214802765 | Central HP <5.4 tons | RHEEM | HRCU-A-CB (Split System: Heat Pump with Remote Outdoor Unit-Air-Source) | RP15AZ30AJ2N | ASPEN |  | D(A,C,E)30B34+TDR | R801V1004A17UHN | 27400 | 15.4 | 8.1 | 28400 | 20000 | 70.42% | 2.62 | 0 | 11.7 |  |  |  | No | R-410A | 2.2833 | Residential & Commercial | Ducted CEE Tier 1
215681471 | Central HP <5.4 tons | KENMORE | HRCU-A-CB (Split System: Heat Pump with Remote Outdoor Unit-Air-Source) | (C,H,T)5H0V48*K*AAA* |  |  | EA*5X61M21A*+WALLCON | *80CSU0802120B* | 46000 | 18 | 9 | 47500 | 33400 | 70.32% | 2.08 | 0 | 10 |  |  |  | No | R-454B | 3.8333 | Residential & Commercial | Ducted CEE Tier 1
215488071 | Central HP <5.4 tons | GOODMAN | HRCU-A-CB (Split System: Heat Pump with Remote Outdoor Unit-Air-Source) | GZV7SA3610A* |  |  | CHPEA4830*3A* | G*VC800805D*A* | 35000 | 18.5 | 8.1 | 35000 | 28400 | 81.14% | 2 | 0 | 10.5 |  |  |  | No | R-32 | 2.9167 | Residential & Commercial | Ducted CEE Tier 1
215682171 | Central HP <5.4 tons | KENMORE | HRCU-A-CB (Split System: Heat Pump with Remote Outdoor Unit-Air-Source) | (C,H,T)5H0V48*K*AAA* |  |  | EVD5X48M21A*+WALLCON | *97CTN1002122A* | 47000 | 18.5 | 9 | 50000 | 36400 | 72.8% | 2 | 0 | 10 |  |  |  | No | R-454B | 3.9167 | Residential & Commercial | Ducted CEE Tier 1
213079217 | Central HP <5.4 tons | ARCOAIRE | HRCU-A-CB (Split System: Heat Pump with Remote Outdoor Unit-Air-Source) | DLCURAH36ABK |  |  | EA*4X37L21A* | *80MSU0802120A* | 36600 | 16.5 | 8.5 | 38000 | 34600 | 91.05% | 2.08 | 0 | 10 |  |  |  | No | R-410A | 3.05 | Residential & Commercial | Ducted CEE Tier 1
213078801 | Central HP <5.4 tons | ARCOAIRE | HRCU-A-CB (Split System: Heat Pump with Remote Outdoor Unit-Air-Source) | DLCURAH36ABK |  |  | EA*4X48L24A* | *80MS(N,L)1552420A* | 36200 | 16.5 | 8.5 | 38000 | 34800 | 91.58% | 2.04 | 0 | 10 |  |  |  | No | R-410A | 3.0167 | Residential & Commercial | Ducted CEE Tier 1
213078567 | Central HP <5.4 tons | ARCOAIRE | HRCU-A-CB (Split System: Heat Pump with Remote Outdoor Unit-Air-Source) | DLCURAH36ABK |  |  | EN(A,D,W)4X48L21** | *80MS(N,L)0902120A* | 36000 | 16.5 | 8.1 | 38500 | 35000 | 90.91% | 2 | 0 | 10.5 |  |  |  | No | R-410A | 3 | Residential & Commercial | Ducted CEE Tier 1
213078667 | Central HP <5.4 tons | ARCOAIRE | HRCU-A-CB (Split System: Heat Pump with Remote Outdoor Unit-Air-Source) | DLCURAH36ABK |  |  | EA*4X48L21A* | *80MS(N,L)1102120A* | 36200 | 16.5 | 8.5 | 38000 | 34800 | 91.58% | 2.04 | 0 | 10 |  |  |  | No | R-410A | 3.0167 | Residential & Commercial | Ducted CEE Tier 1
213078004 | Central HP <5.4 tons | ARCOAIRE | HRCU-A-CB (Split System: Heat Pump with Remote Outdoor Unit-Air-Source) | DLCURAH36ABK |  |  | END4X42L17** | *80MS(N,L)0701712A* | 35600 | 16 | 8.1 | 38500 | 35000 | 90.91% | 1.94 | 0 | 10 |  |  |  | No | R-410A | 2.9667 | Residential & Commercial | Ducted CEE Tier 1
213078283 | Central HP <5.4 tons | ARCOAIRE | HRCU-A-CB (Split System: Heat Pump with Remote Outdoor Unit-Air-Source) | DLCURAH36ABK |  |  | EA*4X37L17A* | *80MS(N,L)0901714A* | 36200 | 16 | 8.5 | 38500 | 35000 | 90.91% | 2.02 | 0 | 10 |  |  |  | No | R-410A | 3.0167 | Residential & Commercial | Ducted CEE Tier 1
213796796 | Central HP <5.4 tons | CARRIER | HRCU-A-CB (Split System: Heat Pump with Remote Outdoor Unit-Air-Source) | 38MURAQ18AB3* | ADP |  | V,C36H***P429+CBPE3A* |  | 17800 | 15.5 | 9 | 17100 | 19400 | 113.5% | 2.4 | 0 | 10.5 |  |  |  | No | R-410A | 1.4833 | Residential & Commercial | Ducted CEE Tier 1
213796797 | Central HP <5.4 tons | CARRIER | HRCU-A-CB (Split System: Heat Pump with Remote Outdoor Unit-Air-Source) | 38MURAQ18AB3* | ADP |  | V,C36H***P219+CBPE3A* |  | 17800 | 15.5 | 9 | 17100 | 19400 | 113.5% | 2.4 | 0 | 10.5 |  |  |  | No | R-410A | 1.4833 | Residential & Commercial | Ducted CEE Tier 1
215675450 | Central HP <5.4 tons | KEEPRITE | HRCU-A-CB (Split System: Heat Pump with Remote Outdoor Unit-Air-Source) | C5H0V48*K*AAA* |  |  | EVM5X48M21A*+WALLCON | *97CMN0802120B* | 47000 | 18.5 | 9 | 50000 | 36600 | 73.2% | 2 | 0 | 10 |  |  |  | No | R-454B | 3.9167 | Residential & Commercial | Ducted CEE Tier 1
216056901 | Central HP <5.4 tons | YORK | HRCU-A-CB (Split System: Heat Pump with Remote Outdoor Unit-Air-Source) | HH860E2S11 | ASPEN |  | D(A,C,E)60A3K+TDR | YPLC100C20MP13 | 41000 | 18 | 8.5 | 45000 | 33800 | 75.11% | 2 | 0 | 10.5 |  |  |  | No | R-454B | 3.4167 | Residential & Commercial | Ducted CEE Tier 1
215727917 | Central HP <5.4 tons | CHAMPION HEATING AND COOLING | HRCU-A-CB (Split System: Heat Pump with Remote Outdoor Unit-Air-Source) | HH860E2S11 | ADP |  | H,YE48(1,2)60+TXV | TM8E100C16MP11 | 44500 | 18 | 8.5 | 43500 | 33800 | 77.7% | 2 | 0 | 11 |  |  |  | No | R-454B | 3.7083 | Residential & Commercial | Ducted CEE Tier 1
216055355 | Central HP <5.4 tons | LUXAIRE | HRCU-A-CB (Split System: Heat Pump with Remote Outdoor Unit-Air-Source) | HH860E2S11 | ASPEN |  | C(A,C,D,E)48A3K+TDR | TMLV100C16MP12 | 39500 | 16.5 | 8.1 | 43500 | 33400 | 76.78% | 2 | 0 | 11.2 |  |  |  | No | R-454B | 3.2917 | Residential & Commercial | Ducted CEE Tier 1
216055391 | Central HP <5.4 tons | LUXAIRE | HRCU-A-CB (Split System: Heat Pump with Remote Outdoor Unit-Air-Source) | HH860E2S11 | ASPEN |  | C(A,C,D,E)48A3K+TDR | Z8ES100C16SMPS1 | 40000 | 16.5 | 8.1 | 43500 | 33200 | 76.32% | 2 | 0 | 11.7 |  |  |  | No | R-454B | 3.3333 | Residential & Commercial | Ducted CEE Tier 1
216055400 | Central HP <5.4 tons | LUXAIRE | HRCU-A-CB (Split System: Heat Pump with Remote Outdoor Unit-Air-Source) | HH860E2S11 | ASPEN |  | C(A,C,D,E)48A3K+TDR | Z8ES120C20SMPS1 | 40500 | 17.5 | 8.1 | 45000 | 34000 | 75.56% | 2 | 0 | 11.2 |  |  |  | No | R-454B | 3.375 | Residential & Commercial | Ducted CEE Tier 1
214092457 | Central HP <5.4 tons | LUXAIRE | HRCU-A-CB (Split System: Heat Pump with Remote Outdoor Unit-Air-Source) | HMH72B341 | ASPEN |  | D(A,C,E)48B34+TDR | TPLC100C16MP13 | 32600 | 17.5 | 8.5 | 32400 | 44000 | 135.8% | 3.14 | 0 | 10 |  |  |  | No | R-410A | 2.7167 | Residential & Commercial | Ducted CEE Tier 1
215667228 | Central HP <5.4 tons | KEEPRITE | HRCU-A-CB (Split System: Heat Pump with Remote Outdoor Unit-Air-Source) | C5H0V24*K*AAA* |  |  | EA*5X25M17A*+WALLCON | *80CTL0901716B* | 24000 | 17.5 | 9 | 23200 | 16400 | 70.69% | 2 | 0 | 10.5 |  |  |  | No | R-454B | 2 | Residential & Commercial | Ducted CEE Tier 1
214802770 | Central HP <5.4 tons | RHEEM | HRCU-A-CB (Split System: Heat Pump with Remote Outdoor Unit-Air-Source) | RP15AZ36AJ2N | ASPEN |  | D(A,C,E)36A34+TDR | R801V1004A17UHN | 33200 | 15.4 | 8.1 | 34200 | 24800 | 72.51% | 2.77 | 0 | 11.7 |  |  |  | No | R-410A | 2.7667 | Residential & Commercial | Ducted CEE Tier 1
214630460 | Central HP <5.4 tons | CARRIER | HRCU-A-CB (Split System: Heat Pump with Remote Outdoor Unit-Air-Source) | 25VNA837A*030* | ADP |  | PL36H210P299 | 58CU*A100C21**20 | 32600 | 17 | 8.1 | 30400 | 24400 | 80.26% | 1.98 | 0 | 11.5 |  |  |  | No | R-410A | 2.7167 | Residential & Commercial | Ducted CEE Tier 1
214440904 | Central HP <5.4 tons | RHEEM | HRCU-A-CB (Split System: Heat Pump with Remote Outdoor Unit-Air-Source) | RD17AZ36AJ3N | ADP |  | H,RG47936 | R98MV0603A17UPS | 34200 | 18 | 8.1 | 32600 | 29400 | 90.18% | 1.9 | 0 | 10 |  |  |  | No | R-410A | 2.85 | Residential & Commercial | Ducted CEE Tier 1
212552629 | Central HP <5.4 tons | DAY & NIGHT | HRCU-A-CB (Split System: Heat Pump with Remote Outdoor Unit-Air-Source) | CVH848GKA** | ADP |  | FG86960 | *80CTL1102120A* | 46000 | 17 | 8.5 | 44000 | 34600 | 78.64% | 2 | 0 | 10 |  |  |  | No | R-410A | 3.8333 | Residential & Commercial | Ducted CEE Tier 1
212552663 | Central HP <5.4 tons | DAY & NIGHT | HRCU-A-CB (Split System: Heat Pump with Remote Outdoor Unit-Air-Source) | CVH848GKA** | ADP |  | FG48960 | *96CTN1002122A* | 46000 | 17 | 8.5 | 44000 | 34600 | 78.64% | 2 | 0 | 10 |  |  |  | No | R-410A | 3.8333 | Residential & Commercial | Ducted CEE Tier 1
214849339 | Central HP <5.4 tons | RHEEM | HRCU-A-CB (Split System: Heat Pump with Remote Outdoor Unit-Air-Source) | RD17AZ24AJ3N | ADP |  | H,RE7J(1,2)36+TXV | R801V0754A17UHS | 21600 | 17 | 9.5 | 21000 | 16400 | 78.1% | 2.1 | 0 | 10.5 |  |  |  | No | R-410A | 1.8 | Residential & Commercial | Ducted CEE Tier 1
214849340 | Central HP <5.4 tons | RHEEM | HRCU-A-CB (Split System: Heat Pump with Remote Outdoor Unit-Air-Source) | RD17AZ24AJ3N | ADP |  | H,RE7J936 | R801V0754A17UHS | 21600 | 17 | 9.5 | 21000 | 16400 | 78.1% | 2.1 | 0 | 10.5 |  |  |  | No | R-410A | 1.8 | Residential & Commercial | Ducted CEE Tier 1
215932977 | Central HP <5.4 tons | AIRQUEST | HRCU-A-CB (Split System: Heat Pump with Remote Outdoor Unit-Air-Source) | H5H3V36*K*AAA* |  |  | ESH5X24M12A*+WALLCON | *96CTN0401410B* | 31200 | 16 | 9 | 34800 | 26600 | 76.44% | 1.92 | 0 | 10 |  |  |  | No | R-454B | 2.6 | Residential & Commercial | Ducted CEE Tier 1
211708393 | Central HP <5.4 tons | COLEMAN | HRCU-A-CB (Split System: Heat Pump with Remote Outdoor Unit-Air-Source) | THF2B48T21 | ASPEN |  | D(A,C,E)48D34+TDR | CP9C100C20MP13 | 45500 | 16 | 8.2 | 44000 | 31200 | 70.91% | 3.13 | 0 | 11.9 |  |  |  | No | R-410A | 3.7917 | Residential & Commercial | Ducted CEE Tier 1
213279228 | Central HP <5.4 tons | COLEMAN | HRCU-A-CB (Split System: Heat Pump with Remote Outdoor Unit-Air-Source) | THF2B48T21 | ASPEN |  | D(A,C,E)60A46+TDR | CP9C100C16MP13 | 43000 | 16 | 8.2 | 44000 | 31200 | 70.91% | 3.16 | 0 | 11.5 |  |  |  | No | R-410A | 3.5833 | Residential & Commercial | Ducted CEE Tier 1
213279263 | Central HP <5.4 tons | COLEMAN | HRCU-A-CB (Split System: Heat Pump with Remote Outdoor Unit-Air-Source) | THF2B48T21 | ASPEN |  | D(A,C,E)60A46+TDR | TM9E100C20MP12 | 43500 | 16 | 8.3 | 45000 | 31600 | 70.22% | 3.11 | 0 | 11 |  |  |  | No | R-410A | 3.625 | Residential & Commercial | Ducted CEE Tier 1
213312033 | Central HP <5.4 tons | BRYANT HEATING AND COOLING SYSTEMS | HRCU-A-CB (Split System: Heat Pump with Remote Outdoor Unit-Air-Source) | 38MURAQ36AB3* | ADP |  | C36A***L159+CBPE3A* |  | 36000 | 16 | 8.1 | 38000 | 35000 | 92.11% | 1.82 | 0 | 10 |  |  |  | No | R-410A | 3 | Residential & Commercial | Ducted CEE Tier 1
216488079 | Central HP <5.4 tons | CHAMPION HEATING AND COOLING | HRCU-A-CB (Split System: Heat Pump with Remote Outdoor Unit-Air-Source) | HH860E2S11 | ADP |  | A60VGA*+TXV | Z8ES080C16SMPS1 | 44500 | 18 | 9 | 42500 | 33000 | 77.65% | 2 | 0 | 12 |  |  |  | No | R-454B | 3.7083 | Residential & Commercial | Ducted CEE Tier 1
216488095 | Central HP <5.4 tons | CHAMPION HEATING AND COOLING | HRCU-A-CB (Split System: Heat Pump with Remote Outdoor Unit-Air-Source) | HH860E2S11 | ADP |  | A60VGA*+TXV | Z9ES100C16SMPS1 | 45500 | 18 | 9 | 44000 | 33400 | 75.91% | 2 | 0 | 11.7 |  |  |  | No | R-454B | 3.7917 | Residential & Commercial | Ducted CEE Tier 1
215850665 | Central HP <5.4 tons | COLEMAN | HRCU-A-CB (Split System: Heat Pump with Remote Outdoor Unit-Air-Source) | HH860E2S11 | ASPEN |  | C(A,C,D,E)60A3K+TDR | CPLC100C16MP13 | 40500 | 17 | 8.5 | 44000 | 33400 | 75.91% | 2 | 0 | 11 |  |  |  | No | R-454B | 3.375 | Residential & Commercial | Ducted CEE Tier 1
207573661 | Central HP <5.4 tons | DAY & NIGHT | HRCU-A-CB (Split System: Heat Pump with Remote Outdoor Unit-Air-Source) | CVH848GKA2* | ADP |  | FG84960 | *80CSU0802120A* | 45500 | 18 | 8.1 | 44000 | 31400 | 71.36% | 2.26 | 10.5 | 10.5 |  |  |  | No | R-410A | 3.7917 | Residential & Commercial | Ducted CEE Tier 1
207573711 | Central HP <5.4 tons | DAY & NIGHT | HRCU-A-CB (Split System: Heat Pump with Remote Outdoor Unit-Air-Source) | CVH848GKA2* | ADP |  | FG84960 | *80CTL1102120A* | 46000 | 17 | 8.1 | 44000 | 31600 | 71.82% | 2.26 | 10.5 | 10 |  |  |  | No | R-410A | 3.8333 | Residential & Commercial | Ducted CEE Tier 1
212552444 | Central HP <5.4 tons | DAY & NIGHT | HRCU-A-CB (Split System: Heat Pump with Remote Outdoor Unit-Air-Source) | CVH825GKA2* | ADP |  | FG82936 | *80CTL0701412A* | 24400 | 17 | 8.5 | 19600 | 19000 | 96.94% | 2 | 0 | 11 |  |  |  | No | R-410A | 2.0333 | Residential & Commercial | Ducted CEE Tier 1
213080864 | Central HP <5.4 tons | ARCOAIRE | HRCU-A-CB (Split System: Heat Pump with Remote Outdoor Unit-Air-Source) | DLCURAH36ABK |  |  | EN(A,D,W)4X48L21** | *95MSU0802120A* | 35800 | 16.5 | 8.1 | 38500 | 35000 | 90.91% | 2 | 0 | 10 |  |  |  | No | R-410A | 2.9833 | Residential & Commercial | Ducted CEE Tier 1
213080319 | Central HP <5.4 tons | ARCOAIRE | HRCU-A-CB (Split System: Heat Pump with Remote Outdoor Unit-Air-Source) | DLCURAH36ABK |  |  | EA*4X43L21A* | *96MSN1002120A* | 36600 | 16 | 8.5 | 38500 | 34800 | 90.39% | 2.1 | 0 | 10 |  |  |  | No | R-410A | 3.05 | Residential & Commercial | Ducted CEE Tier 1
213080387 | Central HP <5.4 tons | ARCOAIRE | HRCU-A-CB (Split System: Heat Pump with Remote Outdoor Unit-Air-Source) | DLCURAH36ABK |  |  | EA*4X37L21A* | *96MSN1002122A* | 36800 | 16 | 8.5 | 38500 | 34800 | 90.39% | 2.1 | 0 | 10 |  |  |  | No | R-410A | 3.0667 | Residential & Commercial | Ducted CEE Tier 1
213080460 | Central HP <5.4 tons | ARCOAIRE | HRCU-A-CB (Split System: Heat Pump with Remote Outdoor Unit-Air-Source) | DLCURAH36ABK |  |  | EA*4X42L24A* | *96MSN1202422A* | 35200 | 16 | 8.1 | 38500 | 35000 | 90.91% | 1.88 | 0 | 10 |  |  |  | No | R-410A | 2.9333 | Residential & Commercial | Ducted CEE Tier 1
213080249 | Central HP <5.4 tons | DAY & NIGHT | HRCU-A-CB (Split System: Heat Pump with Remote Outdoor Unit-Air-Source) | DLCURAH36ABK |  |  | EN(A,D,W)4X48L21** | *96MSN0802120A* | 36200 | 16 | 8.1 | 38500 | 35000 | 90.91% | 2.02 | 0 | 10 |  |  |  | No | R-410A | 3.0167 | Residential & Commercial | Ducted CEE Tier 1
213076557 | Central HP <5.4 tons | DAY & NIGHT | HRCU-A-CB (Split System: Heat Pump with Remote Outdoor Unit-Air-Source) | DLCURAH36ABK |  |  | END4X42L17** | *80VTL0701716B* | 35400 | 16 | 8.1 | 38500 | 35000 | 90.91% | 1.94 | 0 | 10 |  |  |  | No | R-410A | 2.95 | Residential & Commercial | Ducted CEE Tier 1
214385389 | Central HP <5.4 tons | COMFORTMAKER | HRCU-A-CB (Split System: Heat Pump with Remote Outdoor Unit-Air-Source) | DLCURAH36ABK | ADP |  | H,YE35936 | *80MSU0401712A* | 35200 | 16 | 8.1 | 36800 | 34600 | 94.02% | 1.88 | 0 | 10 |  |  |  | No | R-410A | 2.9333 | Residential & Commercial | Ducted CEE Tier 1
216056240 | Central HP <5.4 tons | YORK | HRCU-A-CB (Split System: Heat Pump with Remote Outdoor Unit-Air-Source) | HH824E2S11 | ASPEN |  | C(A,C,D,E)24D2K+TDR | Y81E060A12SMPS1 | 19700 | 17 | 9 | 22600 | 17300 | 76.55% | 2 | 0 | 11.2 |  |  |  | No | R-454B | 1.6417 | Residential & Commercial | Ducted CEE Tier 1
216055461 | Central HP <5.4 tons | CHAMPION HEATING AND COOLING | HRCU-A-CB (Split System: Heat Pump with Remote Outdoor Unit-Air-Source) | HH824E2S11 | ASPEN |  | D(A,C,E)36A3K+TDR | TM8V080B12MP12 | 22400 | 17 | 8.1 | 22600 | 17700 | 78.32% | 2 | 0 | 12 |  |  |  | No | R-454B | 1.8667 | Residential & Commercial | Ducted CEE Tier 1
213739493 | Central HP <5.4 tons | DAY & NIGHT | HRCU-A-CB (Split System: Heat Pump with Remote Outdoor Unit-Air-Source) | DLCURAH18ABK | ADP |  | PL36H175P069 | *80MS(N,L)0701412A* | 17700 | 17 | 8.5 | 16500 | 17300 | 104.8% | 2.16 | 0 | 10.5 |  |  |  | No | R-410A | 1.475 | Residential & Commercial | Ducted CEE Tier 1
213739518 | Central HP <5.4 tons | DAY & NIGHT | HRCU-A-CB (Split System: Heat Pump with Remote Outdoor Unit-Air-Source) | DLCURAH18ABK | ADP |  | FG80936 | *80MSU0401712A* | 17600 | 16 | 8.5 | 16900 | 18700 | 110.7% | 2.3 | 0 | 11 |  |  |  | No | R-410A | 1.4667 | Residential & Commercial | Ducted CEE Tier 1
213739543 | Central HP <5.4 tons | DAY & NIGHT | HRCU-A-CB (Split System: Heat Pump with Remote Outdoor Unit-Air-Source) | DLCURAH18ABK | ADP |  | PL36H175P789 | *92MSN0401712A* | 17300 | 16 | 8.1 | 16300 | 17600 | 108% | 2.16 | 0 | 10 |  |  |  | No | R-410A | 1.4417 | Residential & Commercial | Ducted CEE Tier 1
213739570 | Central HP <5.4 tons | DAY & NIGHT | HRCU-A-CB (Split System: Heat Pump with Remote Outdoor Unit-Air-Source) | DLCURAH18ABK | ADP |  | FG35936 | *96MSN0261410A* | 17300 | 20 | 8.1 | 16700 | 18800 | 112.6% | 2.3 | 0 | 10.5 |  |  |  | No | R-410A | 1.4417 | Residential & Commercial | Ducted CEE Tier 1
213739618 | Central HP <5.4 tons | DAY & NIGHT | HRCU-A-CB (Split System: Heat Pump with Remote Outdoor Unit-Air-Source) | DLCURAH18ABK | ADP |  | PL36H***P039 | *96VSN0601412B* | 17000 | 16 | 8.5 | 16900 | 19400 | 114.8% | 2.38 | 0 | 10 |  |  |  | No | R-410A | 1.4167 | Residential & Commercial | Ducted CEE Tier 1
213258225 | Central HP <5.4 tons | KEEPRITE | HRCU-A-CB (Split System: Heat Pump with Remote Outdoor Unit-Air-Source) | DLCURAH18ABK | ADP |  | H,GE31930 | *96VSN0601412A* | 17500 | 16 | 8.5 | 17200 | 18600 | 108.1% | 2.28 | 0 | 10 |  |  |  | No | R-410A | 1.4583 | Residential & Commercial | Ducted CEE Tier 1
213258241 | Central HP <5.4 tons | KEEPRITE | HRCU-A-CB (Split System: Heat Pump with Remote Outdoor Unit-Air-Source) | DLCURAH18ABK | ADP |  | H,GE30924 | *96VSN0601714A* | 16900 | 15.2 | 8.5 | 17000 | 18700 | 110% | 2.3 | 0 | 10 |  |  |  | No | R-410A | 1.4083 | Residential & Commercial | Ducted CEE Tier 1
216055478 | Central HP <5.4 tons | CHAMPION HEATING AND COOLING | HRCU-A-CB (Split System: Heat Pump with Remote Outdoor Unit-Air-Source) | HH824E2S11 | ASPEN |  | D(A,C,E)24B4K+TDR | TM9E026A08MP12 | 21000 | 17 | 9 | 23000 | 17600 | 76.52% | 2 | 0 | 10.5 |  |  |  | No | R-454B | 1.75 | Residential & Commercial | Ducted CEE Tier 1
215728040 | Central HP <5.4 tons | CHAMPION HEATING AND COOLING | HRCU-A-CB (Split System: Heat Pump with Remote Outdoor Unit-Air-Source) | HH824E2S11 | ADP |  | H,YE7J(1,2)36+TXV | Z9ES060A10SMPS1 | 22400 | 17 | 8.3 | 21400 | 17200 | 80.37% | 1.96 | 0 | 11.5 |  |  |  | No | R-454B | 1.8667 | Residential & Commercial | Ducted CEE Tier 1
207573747 | Central HP <5.4 tons | DAY & NIGHT | HRCU-A-CB (Split System: Heat Pump with Remote Outdoor Unit-Air-Source) | CVH848GKA2* | ADP |  | FG48960 | *96CTN1002122A* | 45500 | 17 | 8.5 | 43500 | 34400 | 79.08% | 2 | 10.5 | 10 |  |  |  | No | R-410A | 3.7917 | Residential & Commercial | Ducted CEE Tier 1
207573772 | Central HP <5.4 tons | DAY & NIGHT | HRCU-A-CB (Split System: Heat Pump with Remote Outdoor Unit-Air-Source) | CVH848GKA2* | ADP |  | PL60H210P299 | *97CMN1002122A* | 44500 | 17 | 8.5 | 44500 | 34600 | 77.75% | 2 | 10.5 | 10 |  |  |  | No | R-410A | 3.7083 | Residential & Commercial | Ducted CEE Tier 1
207573779 | Central HP <5.4 tons | DAY & NIGHT | HRCU-A-CB (Split System: Heat Pump with Remote Outdoor Unit-Air-Source) | CVH848GKA2* | ADP |  | FG86960 | *97CMN1002122A* | 45500 | 17 | 8.5 | 43500 | 34400 | 79.08% | 2 | 10.5 | 10 |  |  |  | No | R-410A | 3.7917 | Residential & Commercial | Ducted CEE Tier 1
215731335 | Central HP <5.4 tons | YORK | HRCU-A-CB (Split System: Heat Pump with Remote Outdoor Unit-Air-Source) | HH860E2S11 | ADP |  | H,YG54*48+TXV | TM8V080C16MP12 | 43500 | 18 | 8.5 | 42000 | 32800 | 78.1% | 2 | 0 | 11.7 |  |  |  | No | R-454B | 3.625 | Residential & Commercial | Ducted CEE Tier 1
215731362 | Central HP <5.4 tons | YORK | HRCU-A-CB (Split System: Heat Pump with Remote Outdoor Unit-Air-Source) | HH860E2S11 | ADP |  | H,YG52*48+TXV-BLEED | TM8V080C16MP12 | 43500 | 18 | 8.5 | 42000 | 32800 | 78.1% | 2 | 0 | 11.7 |  |  |  | No | R-454B | 3.625 | Residential & Commercial | Ducted CEE Tier 1
215731369 | Central HP <5.4 tons | YORK | HRCU-A-CB (Split System: Heat Pump with Remote Outdoor Unit-Air-Source) | HH860E2S11 | ADP |  | H,YG88*48+TXV-BLEED | TM8V080C16MP12 | 43500 | 18 | 8.5 | 42000 | 32800 | 78.1% | 2 | 0 | 11.7 |  |  |  | No | R-454B | 3.625 | Residential & Commercial | Ducted CEE Tier 1
215731467 | Central HP <5.4 tons | YORK | HRCU-A-CB (Split System: Heat Pump with Remote Outdoor Unit-Air-Source) | HH860E2S11 | ADP |  | H,YG72*60+TXV | TM8V120C20MP12 | 44000 | 18 | 8.5 | 42500 | 33200 | 78.12% | 2 | 0 | 11.7 |  |  |  | No | R-454B | 3.6667 | Residential & Commercial | Ducted CEE Tier 1
215731476 | Central HP <5.4 tons | YORK | HRCU-A-CB (Split System: Heat Pump with Remote Outdoor Unit-Air-Source) | HH860E2S11 | ADP |  | H,YG54*60+TXV-BLEED | TM8V120C20MP12 | 53000 | 19 | 8.5 | 52000 | 38500 | 74.04% | 2 | 0 | 11 |  |  |  | No | R-454B | 4.4167 | Residential & Commercial | Ducted CEE Tier 1
213258268 | Central HP <5.4 tons | KEEPRITE | HRCU-A-CB (Split System: Heat Pump with Remote Outdoor Unit-Air-Source) | DLCURAH18ABK | ADP |  | H,GE30924 | *96VTN0401712A* | 16900 | 15.2 | 8.5 | 17100 | 18400 | 107.6% | 2.26 | 0 | 10 |  |  |  | No | R-410A | 1.4083 | Residential & Commercial | Ducted CEE Tier 1
213739484 | Central HP <5.4 tons | DAY & NIGHT | HRCU-A-CB (Split System: Heat Pump with Remote Outdoor Unit-Air-Source) | DLCURAH18ABK | ADP |  | PL36H175P069 | *80MS(N,L)0451412A* | 17500 | 16 | 8.5 | 16800 | 18800 | 111.9% | 2.3 | 0 | 11 |  |  |  | No | R-410A | 1.4583 | Residential & Commercial | Ducted CEE Tier 1
214595165 | Central HP <5.4 tons | BRYANT HEATING AND COOLING SYSTEMS | HRCU-A-CB (Split System: Heat Pump with Remote Outdoor Unit-Air-Source) | 38MURAQ24AB3* | ASPEN |  | L(E,G)M36F4 |  | 24000 | 16 | 9 | 26400 | 23400 | 88.64% | 1.92 | 0 | 10 |  |  |  | No | R-410A | 2 | Residential & Commercial | Ducted CEE Tier 1
213739492 | Central HP <5.4 tons | DAY & NIGHT | HRCU-A-CB (Split System: Heat Pump with Remote Outdoor Unit-Air-Source) | DLCURAH18ABK | ADP |  | PL36H***P039 | *80MS(N,L)0701412A* | 16900 | 16 | 8.5 | 16900 | 18700 | 110.7% | 2.3 | 0 | 10.5 |  |  |  | No | R-410A | 1.4083 | Residential & Commercial | Ducted CEE Tier 1
213739494 | Central HP <5.4 tons | DAY & NIGHT | HRCU-A-CB (Split System: Heat Pump with Remote Outdoor Unit-Air-Source) | DLCURAH18ABK | ADP |  | FG32936 | *80MS(N,L)0701412A* | 17400 | 16 | 8.5 | 16900 | 19300 | 114.2% | 2.38 | 0 | 10.5 |  |  |  | No | R-410A | 1.45 | Residential & Commercial | Ducted CEE Tier 1
213739501 | Central HP <5.4 tons | DAY & NIGHT | HRCU-A-CB (Split System: Heat Pump with Remote Outdoor Unit-Air-Source) | DLCURAH18ABK | ADP |  | PL36H175P069 | *80MS(N,L)0701712A* | 17500 | 17 | 8.5 | 16300 | 17400 | 106.7% | 2.16 | 0 | 10.5 |  |  |  | No | R-410A | 1.4583 | Residential & Commercial | Ducted CEE Tier 1
213739544 | Central HP <5.4 tons | DAY & NIGHT | HRCU-A-CB (Split System: Heat Pump with Remote Outdoor Unit-Air-Source) | DLCURAH18ABK | ADP |  | FG35936 | *92MSN0401712A* | 17200 | 15.2 | 8.5 | 16500 | 18400 | 111.5% | 2.24 | 0 | 10.5 |  |  |  | No | R-410A | 1.4333 | Residential & Commercial | Ducted CEE Tier 1
213739569 | Central HP <5.4 tons | DAY & NIGHT | HRCU-A-CB (Split System: Heat Pump with Remote Outdoor Unit-Air-Source) | DLCURAH18ABK | ADP |  | PL36H175P789 | *96MSN0261410A* | 17300 | 20 | 8.1 | 16700 | 18800 | 112.6% | 2.3 | 0 | 10.5 |  |  |  | No | R-410A | 1.4417 | Residential & Commercial | Ducted CEE Tier 1
213739583 | Central HP <5.4 tons | DAY & NIGHT | HRCU-A-CB (Split System: Heat Pump with Remote Outdoor Unit-Air-Source) | DLCURAH18ABK | ADP |  | PL36H210P299 | *96MSN0401712A* | 17500 | 15.2 | 8.5 | 17100 | 18800 | 109.9% | 2.3 | 0 | 10.5 |  |  |  | No | R-410A | 1.4583 | Residential & Commercial | Ducted CEE Tier 1
213739633 | Central HP <5.4 tons | DAY & NIGHT | HRCU-A-CB (Split System: Heat Pump with Remote Outdoor Unit-Air-Source) | DLCURAH18ABK | ADP |  | FG35936 | *96VTN0401410B* | 17200 | 16 | 8.5 | 16500 | 18500 | 112.1% | 2.26 | 0 | 10.5 |  |  |  | No | R-410A | 1.4333 | Residential & Commercial | Ducted CEE Tier 1
213739649 | Central HP <5.4 tons | DAY & NIGHT | HRCU-A-CB (Split System: Heat Pump with Remote Outdoor Unit-Air-Source) | DLCURAH18ABK | ADP |  | PL36H175P159 | *96VTN0601412B* | 17400 | 16 | 8.1 | 16400 | 18300 | 111.6% | 2.24 | 0 | 11 |  |  |  | No | R-410A | 1.45 | Residential & Commercial | Ducted CEE Tier 1
213739514 | Central HP <5.4 tons | DAY & NIGHT | HRCU-A-CB (Split System: Heat Pump with Remote Outdoor Unit-Air-Source) | DLCURAH18ABK | ADP |  | PL36H175P159 | *80MSU0401712A* | 17600 | 16 | 8.5 | 16900 | 18700 | 110.7% | 2.3 | 0 | 11 |  |  |  | No | R-410A | 1.4667 | Residential & Commercial | Ducted CEE Tier 1
215933107 | Central HP <5.4 tons | AIRQUEST | HRCU-A-CB (Split System: Heat Pump with Remote Outdoor Unit-Air-Source) | H5H3V36*K*AAA* |  |  | ESH5X36M12A*+WALLCON | *80CTL0902120B* | 33400 | 19 | 9 | 34800 | 26600 | 76.44% | 1.92 | 0 | 11.5 |  |  |  | No | R-454B | 2.7833 | Residential & Commercial | Ducted CEE Tier 1
204456793 | Central HP <5.4 tons | DAY & NIGHT | HRCU-A-CB (Split System: Heat Pump with Remote Outdoor Unit-Air-Source) | CVH825GKA2* |  |  | EA*4X36L21A*+WALLCON | *80CTL0901716A* | 23600 | 17.5 | 8.1 | 21400 | 16600 | 77.57% | 1.96 | 11 | 11 |  |  |  | No | R-410A | 1.9667 | Residential & Commercial | Ducted CEE Tier 1
215935498 | Central HP <5.4 tons | ARCOAIRE | HRCU-A-CB (Split System: Heat Pump with Remote Outdoor Unit-Air-Source) | H5H3V36*K*AAA* |  |  | EVM5X61M24A*+WALLCON | *97CMN0602120B* | 35800 | 21.5 | 8.5 | 38000 | 28600 | 75.26% | 2.06 | 0 | 12 |  |  |  | No | R-454B | 2.9833 | Residential & Commercial | Ducted CEE Tier 1
215935398 | Central HP <5.4 tons | ARCOAIRE | HRCU-A-CB (Split System: Heat Pump with Remote Outdoor Unit-Air-Source) | H5H3V36*K*AAA* |  |  | EVM5X60M24A*+WALLCON | *97CMN0602120B* | 35200 | 21 | 8.5 | 38500 | 28800 | 74.81% | 2.02 | 0 | 12 |  |  |  | No | R-454B | 2.9333 | Residential & Commercial | Ducted CEE Tier 1
215936068 | Central HP <5.4 tons | ARCOAIRE | HRCU-A-CB (Split System: Heat Pump with Remote Outdoor Unit-Air-Source) | H5H3V36*K*AAA* |  |  | EVD5X42M21A*+WALLCON | *97CMN0601714B* | 34000 | 20 | 8.1 | 38000 | 27000 | 71.05% | 2 | 0 | 11 |  |  |  | No | R-454B | 2.8333 | Residential & Commercial | Ducted CEE Tier 1
213739566 | Central HP <5.4 tons | DAY & NIGHT | HRCU-A-CB (Split System: Heat Pump with Remote Outdoor Unit-Air-Source) | DLCURAH18ABK | ADP |  | FG32936 | *96MSN0261410A* | 16900 | 20 | 8.1 | 16700 | 18800 | 112.6% | 2.3 | 0 | 10 |  |  |  | No | R-410A | 1.4083 | Residential & Commercial | Ducted CEE Tier 1
213739580 | Central HP <5.4 tons | DAY & NIGHT | HRCU-A-CB (Split System: Heat Pump with Remote Outdoor Unit-Air-Source) | DLCURAH18ABK | ADP |  | V,G36H***P449 | *96MSN0401410A* | 17500 | 16 | 8.5 | 16700 | 18500 | 110.8% | 2.26 | 0 | 10.5 |  |  |  | No | R-410A | 1.4583 | Residential & Commercial | Ducted CEE Tier 1
213739628 | Central HP <5.4 tons | DAY & NIGHT | HRCU-A-CB (Split System: Heat Pump with Remote Outdoor Unit-Air-Source) | DLCURAH18ABK | ADP |  | PL36H175P069 | *96VTN0401410B* | 17300 | 16 | 8.5 | 16500 | 18500 | 112.1% | 2.26 | 0 | 10.5 |  |  |  | No | R-410A | 1.4417 | Residential & Commercial | Ducted CEE Tier 1
213739651 | Central HP <5.4 tons | DAY & NIGHT | HRCU-A-CB (Split System: Heat Pump with Remote Outdoor Unit-Air-Source) | DLCURAH18ABK | ADP |  | FG35936 | *96VTN0601412B* | 17500 | 16 | 8.5 | 16900 | 18800 | 111.2% | 2.3 | 0 | 10.5 |  |  |  | No | R-410A | 1.4583 | Residential & Commercial | Ducted CEE Tier 1
211260591 | Central HP <5.4 tons | ARCOAIRE | HRCU-A-CB (Split System: Heat Pump with Remote Outdoor Unit-Air-Source) | DLCURAH18ABK |  |  | EA*4X24L17A* | *92ESN0601714A* | 17700 | 16.5 | 8.5 | 18500 | 19100 | 103.2% | 2.3 | 0 | 10.5 |  |  |  | No | R-410A | 1.475 | Residential & Commercial | Ducted CEE Tier 1
211261245 | Central HP <5.4 tons | ARCOAIRE | HRCU-A-CB (Split System: Heat Pump with Remote Outdoor Unit-Air-Source) | DLCURAH18ABK |  |  | EA*4X30L14A* | *80VSL0451412A* | 17800 | 16 | 8.5 | 18400 | 18500 | 100.5% | 2.22 | 0 | 10.5 |  |  |  | No | R-410A | 1.4833 | Residential & Commercial | Ducted CEE Tier 1
211260641 | Central HP <5.4 tons | ARCOAIRE | HRCU-A-CB (Split System: Heat Pump with Remote Outdoor Unit-Air-Source) | DLCURAH18ABK |  |  | EA*4X24L17A* | *80ESU0601716A | 18500 | 16 | 9 | 19400 | 18600 | 95.88% | 2.26 | 0 | 10.5 |  |  |  | No | R-410A | 1.5417 | Residential & Commercial | Ducted CEE Tier 1
211260509 | Central HP <5.4 tons | ARCOAIRE | HRCU-A-CB (Split System: Heat Pump with Remote Outdoor Unit-Air-Source) | DLCURAH18ABK |  |  | EA*4X24L17A* | *95ESN0261410A* | 18000 | 15.5 | 8.5 | 19000 | 18900 | 99.47% | 2.26 | 0 | 10.5 |  |  |  | No | R-410A | 1.5 | Residential & Commercial | Ducted CEE Tier 1
211243100 | Central HP <5.4 tons | ARCOAIRE | HRCU-A-CB (Split System: Heat Pump with Remote Outdoor Unit-Air-Source) | DLCURAH24ABK |  |  | EA*4X37L17A* | *95ESN0601714A* | 25200 | 16 | 8.5 | 26200 | 21200 | 80.92% | 1.76 | 0 | 10 |  |  |  | No | R-410A | 2.1 | Residential & Commercial | Ducted CEE Tier 1
211242711 | Central HP <5.4 tons | ARCOAIRE | HRCU-A-CB (Split System: Heat Pump with Remote Outdoor Unit-Air-Source) | DLCURAH24ABK |  |  | EA*4X36L21A* | *80ESU0601716A | 25000 | 17 | 8.5 | 26600 | 21800 | 81.95% | 1.82 | 0 | 10.5 |  |  |  | No | R-410A | 2.0833 | Residential & Commercial | Ducted CEE Tier 1
211242945 | Central HP <5.4 tons | ARCOAIRE | HRCU-A-CB (Split System: Heat Pump with Remote Outdoor Unit-Air-Source) | DLCURAH24ABK |  |  | EA*4X37L17A* | *95ESN0401410A* | 24800 | 15.2 | 8.5 | 26200 | 21200 | 80.92% | 1.76 | 0 | 10 |  |  |  | No | R-410A | 2.0667 | Residential & Commercial | Ducted CEE Tier 1
211243009 | Central HP <5.4 tons | ARCOAIRE | HRCU-A-CB (Split System: Heat Pump with Remote Outdoor Unit-Air-Source) | DLCURAH24ABK |  |  | EA*4X37L17A* | *96VTN0601714A* | 24400 | 16.5 | 8.5 | 25600 | 21600 | 84.38% | 1.8 | 0 | 10 |  |  |  | No | R-410A | 2.0333 | Residential & Commercial | Ducted CEE Tier 1
213258366 | Central HP <5.4 tons | KEEPRITE | HRCU-A-CB (Split System: Heat Pump with Remote Outdoor Unit-Air-Source) | DLCURAH24ABK | ADP |  | H,GE33936 | *96VTN0601714A* | 23800 | 16 | 8.5 | 24400 | 22400 | 91.8% | 1.88 | 0 | 10 |  |  |  | No | R-410A | 1.9833 | Residential & Commercial | Ducted CEE Tier 1
213258373 | Central HP <5.4 tons | KEEPRITE | HRCU-A-CB (Split System: Heat Pump with Remote Outdoor Unit-Air-Source) | DLCURAH24ABK | ADP |  | H,GE32936 | *96VTN0801716A* | 23800 | 16 | 8.5 | 25200 | 23000 | 91.27% | 1.92 | 0 | 10 |  |  |  | No | R-410A | 1.9833 | Residential & Commercial | Ducted CEE Tier 1
213739845 | Central HP <5.4 tons | DAY & NIGHT | HRCU-A-CB (Split System: Heat Pump with Remote Outdoor Unit-Air-Source) | DLCURAH24ABK | ADP |  | PL36H175P159 | *80MS(N,L)0701412A* | 23600 | 17 | 8.5 | 24600 | 24200 | 98.37% | 2.04 | 0 | 10.5 |  |  |  | No | R-410A | 1.9667 | Residential & Commercial | Ducted CEE Tier 1
213739852 | Central HP <5.4 tons | DAY & NIGHT | HRCU-A-CB (Split System: Heat Pump with Remote Outdoor Unit-Air-Source) | DLCURAH24ABK | ADP |  | FG32936 | *80MS(N,L)0701712A* | 23600 | 17 | 9 | 25400 | 25400 | 100% | 2.16 | 0 | 10 |  |  |  | No | R-410A | 1.9667 | Residential & Commercial | Ducted CEE Tier 1
215674321 | Central HP <5.4 tons | KEEPRITE | HRCU-A-CB (Split System: Heat Pump with Remote Outdoor Unit-Air-Source) | C5H0V48*K*AAA* |  |  | EA*5X61M21A*+WALLCON | *80CSU1002120A* | 46000 | 17.5 | 9 | 48000 | 33800 | 70.42% | 2.06 | 0 | 10 |  |  |  | No | R-454B | 3.8333 | Residential & Commercial | Ducted CEE Tier 1
213739868 | Central HP <5.4 tons | DAY & NIGHT | HRCU-A-CB (Split System: Heat Pump with Remote Outdoor Unit-Air-Source) | DLCURAH24ABK | ADP |  | FG80936 | *80MSU0401712A* | 23600 | 17 | 8.5 | 24600 | 24000 | 97.56% | 2.02 | 0 | 10.5 |  |  |  | No | R-410A | 1.9667 | Residential & Commercial | Ducted CEE Tier 1
213739893 | Central HP <5.4 tons | DAY & NIGHT | HRCU-A-CB (Split System: Heat Pump with Remote Outdoor Unit-Air-Source) | DLCURAH24ABK | ADP |  | V,G36H175P159 | *92MSN0401712A* | 23600 | 16 | 8.5 | 24800 | 23600 | 95.16% | 1.96 | 0 | 10 |  |  |  | No | R-410A | 1.9667 | Residential & Commercial | Ducted CEE Tier 1
213739904 | Central HP <5.4 tons | DAY & NIGHT | HRCU-A-CB (Split System: Heat Pump with Remote Outdoor Unit-Air-Source) | DLCURAH24ABK | ADP |  | FG35936 | *92MSN0601412A* | 23800 | 17 | 8.5 | 24800 | 23400 | 94.35% | 1.98 | 0 | 10.5 |  |  |  | No | R-410A | 1.9833 | Residential & Commercial | Ducted CEE Tier 1
212980264 | Central HP <5.4 tons | TEMPSTAR | HRCU-A-CB (Split System: Heat Pump with Remote Outdoor Unit-Air-Source) | DLCURAH24ABK |  |  | EA*4X36L21A* | *80MS(N,L)0902116A* | 23400 | 17.5 | 8.5 | 26000 | 24400 | 93.85% | 2.04 | 0 | 10 |  |  |  | No | R-410A | 1.95 | Residential & Commercial | Ducted CEE Tier 1
211242659 | Central HP <5.4 tons | HEIL | HRCU-A-CB (Split System: Heat Pump with Remote Outdoor Unit-Air-Source) | DLCURAH24ABK |  |  | EA*4X36L21A* | *92ESN1002120A* | 25000 | 17 | 8.5 | 26600 | 21800 | 81.95% | 1.82 | 0 | 10.5 |  |  |  | No | R-410A | 2.0833 | Residential & Commercial | Ducted CEE Tier 1
213258315 | Central HP <5.4 tons | KEEPRITE | HRCU-A-CB (Split System: Heat Pump with Remote Outdoor Unit-Air-Source) | DLCURAH24ABK | ADP |  | H,GE34936 | *96VSN0601412A* | 23600 | 16 | 8.5 | 24200 | 23000 | 95.04% | 1.94 | 0 | 10 |  |  |  | No | R-410A | 1.9667 | Residential & Commercial | Ducted CEE Tier 1
215682391 | Central HP <5.4 tons | KENMORE | HRCU-A-CB (Split System: Heat Pump with Remote Outdoor Unit-Air-Source) | (C,H,T)5H0V48*K*AAA* |  |  | EVD5X60M24A*+WALLCON | *80CSU0802120B* | 48000 | 19 | 9 | 50000 | 36200 | 72.4% | 2.12 | 0 | 10 |  |  |  | No | R-454B | 4 | Residential & Commercial | Ducted CEE Tier 1
215682411 | Central HP <5.4 tons | KENMORE | HRCU-A-CB (Split System: Heat Pump with Remote Outdoor Unit-Air-Source) | (C,H,T)5H0V48*K*AAA* |  |  | EVD5X60M24A*+WALLCON | *97CTN0802120A* | 48000 | 19 | 9 | 50000 | 36600 | 73.2% | 2 | 0 | 10 |  |  |  | No | R-454B | 4 | Residential & Commercial | Ducted CEE Tier 1
215676051 | Central HP <5.4 tons | KENMORE | HRCU-A-CB (Split System: Heat Pump with Remote Outdoor Unit-Air-Source) | (C,H,T)5H0V48*K*AAA* |  |  | EVM5X61M24A*+WALLCON | *97CMN0802120B* | 48500 | 19 | 9.5 | 50000 | 36800 | 73.6% | 2.12 | 0 | 10.5 |  |  |  | No | R-454B | 4.0417 | Residential & Commercial | Ducted CEE Tier 1
215676151 | Central HP <5.4 tons | KENMORE | HRCU-A-CB (Split System: Heat Pump with Remote Outdoor Unit-Air-Source) | (C,H,T)5H0V48*K*AAA* |  |  | EVD5X48M21A*+WALLCON | *97CMN1002122B* | 47000 | 18.5 | 9 | 50000 | 36400 | 72.8% | 2 | 0 | 10 |  |  |  | No | R-454B | 3.9167 | Residential & Commercial | Ducted CEE Tier 1
215675601 | Central HP <5.4 tons | KENMORE | HRCU-A-CB (Split System: Heat Pump with Remote Outdoor Unit-Air-Source) | (C,H,T)5H0V48*K*AAA* |  |  | EVM5X49M21A*+WALLCON | *95CSU1002122B* | 48000 | 19 | 9 | 50000 | 36600 | 73.2% | 2.02 | 0 | 10 |  |  |  | No | R-454B | 4 | Residential & Commercial | Ducted CEE Tier 1
215682381 | Central HP <5.4 tons | KENMORE | HRCU-A-CB (Split System: Heat Pump with Remote Outdoor Unit-Air-Source) | (C,H,T)5H0V48*K*AAA* |  |  | EVD5X60M24A*+WALLCON | *96CTN0802120B* | 48000 | 19 | 9 | 50000 | 36600 | 73.2% | 2 | 0 | 10 |  |  |  | No | R-454B | 4 | Residential & Commercial | Ducted CEE Tier 1
215682161 | Central HP <5.4 tons | KENMORE | HRCU-A-CB (Split System: Heat Pump with Remote Outdoor Unit-Air-Source) | (C,H,T)5H0V48*K*AAA* |  |  | EVD5X48M21A*+WALLCON | *97CTN0802120A* | 47000 | 18.5 | 9 | 50000 | 36600 | 73.2% | 1.98 | 0 | 10 |  |  |  | No | R-454B | 3.9167 | Residential & Commercial | Ducted CEE Tier 1
215682061 | Central HP <5.4 tons | KENMORE | HRCU-A-CB (Split System: Heat Pump with Remote Outdoor Unit-Air-Source) | (C,H,T)5H0V48*K*AAA* |  |  | EVM5X61M24A*+WALLCON | *80CSU1002120B* | 48500 | 19 | 9 | 50000 | 36600 | 73.2% | 2.12 | 0 | 10 |  |  |  | No | R-454B | 4.0417 | Residential & Commercial | Ducted CEE Tier 1
214092454 | Central HP <5.4 tons | LUXAIRE | HRCU-A-CB (Split System: Heat Pump with Remote Outdoor Unit-Air-Source) | HMH72B341 | ASPEN |  | D(A,C,E)48B34+TDR | TPLC080C16MP13 | 32600 | 17.5 | 8.5 | 32400 | 44000 | 135.8% | 3.14 | 0 | 10 |  |  |  | No | R-410A | 2.7167 | Residential & Commercial | Ducted CEE Tier 1
213320452 | Central HP <5.4 tons | CHAMPION HEATING AND COOLING | HRCU-A-CB (Split System: Heat Pump with Remote Outdoor Unit-Air-Source) | HMH72B341 | ASPEN |  | D(A,C,E)36D34+TDR | TM8E100C16MP11 | 33000 | 18 | 8.4 | 33000 | 29000 | 87.88% | 2.76 | 0 | 10 |  |  |  | No | R-410A | 2.75 | Residential & Commercial | Ducted CEE Tier 1
215727882 | Central HP <5.4 tons | CHAMPION HEATING AND COOLING | HRCU-A-CB (Split System: Heat Pump with Remote Outdoor Unit-Air-Source) | HH836E2S11 | ADP |  | H,YE9J(1,2)36+TXV | TM8Y100C20MP11 | 33800 | 18 | 8.5 | 30600 | 25400 | 83.01% | 2 | 0 | 10.5 |  |  |  | No | R-454B | 2.8167 | Residential & Commercial | Ducted CEE Tier 1
214437572 | Central HP <5.4 tons | LUXAIRE | HRCU-A-CB (Split System: Heat Pump with Remote Outdoor Unit-Air-Source) | HMH72B341 | ASPEN |  | D(A,C,E)42D34+TDR | TM9V100C16MP12 | 33200 | 17.5 | 8.5 | 34000 | 27400 | 80.59% | 2.67 | 0 | 10 |  |  |  | No | R-410A | 2.7667 | Residential & Commercial | Ducted CEE Tier 1
214437574 | Central HP <5.4 tons | LUXAIRE | HRCU-A-CB (Split System: Heat Pump with Remote Outdoor Unit-Air-Source) | HMH72B341 | ASPEN |  | D(A,C,E)42D34+TDR | TM9Y100C16MP11 | 32800 | 18 | 8.5 | 34000 | 28400 | 83.53% | 2.74 | 0 | 10 |  |  |  | No | R-410A | 2.7333 | Residential & Commercial | Ducted CEE Tier 1
211260407 | Central HP <5.4 tons | ARCOAIRE | HRCU-A-CB (Split System: Heat Pump with Remote Outdoor Unit-Air-Source) | DLCURAH18ABK |  |  | EA*4X24L17A* | *96VTN0401712A* | 17700 | 15.5 | 8.5 | 18700 | 19100 | 102.1% | 2.28 | 0 | 10.5 |  |  |  | No | R-410A | 1.475 | Residential & Commercial | Ducted CEE Tier 1
211261893 | Central HP <5.4 tons | ARCOAIRE | HRCU-A-CB (Split System: Heat Pump with Remote Outdoor Unit-Air-Source) | DLCURAH18ABK |  |  | EA*4X30L17A* | *95ESN0601412A* | 18000 | 16 | 8.5 | 18500 | 18500 | 100% | 2.22 | 0 | 10.5 |  |  |  | No | R-410A | 1.5 | Residential & Commercial | Ducted CEE Tier 1
211941026 | Central HP <5.4 tons | CARRIER | HRCU-A-CB (Split System: Heat Pump with Remote Outdoor Unit-Air-Source) | 25VNA436A*031* | ADP |  | H,PG34936 | 59TN6B080C17**14 | 33000 | 19 | 9 | 33600 | 25400 | 75.6% | 2 | 0 | 11.7 |  |  |  | No | R-410A | 2.75 | Residential & Commercial | Ducted CEE Tier 1
215727890 | Central HP <5.4 tons | CHAMPION HEATING AND COOLING | HRCU-A-CB (Split System: Heat Pump with Remote Outdoor Unit-Air-Source) | HH836E2S11 | ADP |  | H,YE9J(1,2)36+TXV | TM9V060B12MP12 | 32600 | 16 | 8.5 | 29000 | 24800 | 85.52% | 2 | 0 | 11 |  |  |  | No | R-454B | 2.7167 | Residential & Commercial | Ducted CEE Tier 1
215727904 | Central HP <5.4 tons | CHAMPION HEATING AND COOLING | HRCU-A-CB (Split System: Heat Pump with Remote Outdoor Unit-Air-Source) | HH836E2S11 | ADP |  | H,YE9J(1,2)36+TXV | Z8ES100C16SMPS1 | 34000 | 18 | 8.5 | 29800 | 24800 | 83.22% | 2 | 0 | 11.7 |  |  |  | No | R-454B | 2.8333 | Residential & Commercial | Ducted CEE Tier 1
215727906 | Central HP <5.4 tons | CHAMPION HEATING AND COOLING | HRCU-A-CB (Split System: Heat Pump with Remote Outdoor Unit-Air-Source) | HH836E2S11 | ADP |  | H,YE9J(1,2)36+TXV | Z8ES120C16SMPS1 | 33200 | 18 | 8.5 | 29600 | 24800 | 83.78% | 2 | 0 | 11.5 |  |  |  | No | R-454B | 2.7667 | Residential & Commercial | Ducted CEE Tier 1
215933797 | Central HP <5.4 tons | AIRQUEST | HRCU-A-CB (Split System: Heat Pump with Remote Outdoor Unit-Air-Source) | H5H3V36*K*AAA* |  |  | ESH5X60M12A*+WALLCON | *80CTL0902120B* | 34200 | 19.5 | 9 | 34200 | 25800 | 75.44% | 1.96 | 0 | 12 |  |  |  | No | R-454B | 2.85 | Residential & Commercial | Ducted CEE Tier 1
215935898 | Central HP <5.4 tons | ARCOAIRE | HRCU-A-CB (Split System: Heat Pump with Remote Outdoor Unit-Air-Source) | H5H3V36*K*AAA* |  |  | EVD5X38M17A*+WALLCON | *96CTN0601714B* | 35200 | 21 | 8.5 | 38000 | 28000 | 73.68% | 2 | 0 | 11.7 |  |  |  | No | R-454B | 2.9333 | Residential & Commercial | Ducted CEE Tier 1
215565319 | Central HP <5.4 tons | COLEMAN | HRCU-A-CB (Split System: Heat Pump with Remote Outdoor Unit-Air-Source) | HH824E2S11 | ASPEN |  | D(A,C,E)37E2J+TDR | Z8ES100B12SMPS1 | 20600 | 18.8 | 9.5 | 23000 | 18000 | 78.26% | 2 | 0 | 11.2 |  |  |  | No | R-454B | 1.7167 | Residential & Commercial | Ducted CEE Tier 1
215727996 | Central HP <5.4 tons | CHAMPION HEATING AND COOLING | HRCU-A-CB (Split System: Heat Pump with Remote Outdoor Unit-Air-Source) | HH824E2S11 | ADP |  | H,YE31(1,2)30+TXV | TM8E080B12MP11 | 21800 | 17 | 8.5 | 21200 | 17500 | 82.55% | 1.9 | 0 | 11 |  |  |  | No | R-454B | 1.8167 | Residential & Commercial | Ducted CEE Tier 1
215727998 | Central HP <5.4 tons | CHAMPION HEATING AND COOLING | HRCU-A-CB (Split System: Heat Pump with Remote Outdoor Unit-Air-Source) | HH824E2S11 | ADP |  | H,YE31(1,2)30+TXV | TM8E100B12MP11 | 21800 | 17 | 8.5 | 21200 | 17600 | 83.02% | 1.9 | 0 | 11 |  |  |  | No | R-454B | 1.8167 | Residential & Commercial | Ducted CEE Tier 1
215728030 | Central HP <5.4 tons | CHAMPION HEATING AND COOLING | HRCU-A-CB (Split System: Heat Pump with Remote Outdoor Unit-Air-Source) | HH824E2S11 | ADP |  | H,YE7J(1,2)36+TXV | Z8ES100B12SMPS1 | 23000 | 18 | 9 | 21400 | 18200 | 85.05% | 2 | 0 | 12 |  |  |  | No | R-454B | 1.9167 | Residential & Commercial | Ducted CEE Tier 1
216056489 | Central HP <5.4 tons | YORK | HRCU-A-CB (Split System: Heat Pump with Remote Outdoor Unit-Air-Source) | HH824E2S11 | ASPEN |  | D(A,C,E)24B4K+TDR | Y91E026A08SMPS1 | 21000 | 17.5 | 8.5 | 23000 | 17300 | 75.22% | 2 | 0 | 11.7 |  |  |  | No | R-454B | 1.75 | Residential & Commercial | Ducted CEE Tier 1
215728007 | Central HP <5.4 tons | CHAMPION HEATING AND COOLING | HRCU-A-CB (Split System: Heat Pump with Remote Outdoor Unit-Air-Source) | HH824E2S11 | ADP |  | H,YE7J(1,2)36+TXV | TM9E040A10MP12 | 22400 | 16 | 8.8 | 21400 | 17700 | 82.71% | 1.96 | 0 | 10.5 |  |  |  | No | R-454B | 1.8667 | Residential & Commercial | Ducted CEE Tier 1
215728023 | Central HP <5.4 tons | CHAMPION HEATING AND COOLING | HRCU-A-CB (Split System: Heat Pump with Remote Outdoor Unit-Air-Source) | HH824E2S11 | ADP |  | H,YE7J(1,2)36+TXV | TM9Y060B12MP11 | 22400 | 17 | 8.8 | 21400 | 17300 | 80.84% | 1.96 | 0 | 11 |  |  |  | No | R-454B | 1.8667 | Residential & Commercial | Ducted CEE Tier 1
215727877 | Central HP <5.4 tons | CHAMPION HEATING AND COOLING | HRCU-A-CB (Split System: Heat Pump with Remote Outdoor Unit-Air-Source) | HH836E2S11 | ADP |  | H,YE9J(1,2)36+TXV | TM8V080C16MP12 | 33600 | 18 | 8.5 | 30000 | 25200 | 84% | 2 | 0 | 11 |  |  |  | No | R-454B | 2.8 | Residential & Commercial | Ducted CEE Tier 1
215727900 | Central HP <5.4 tons | CHAMPION HEATING AND COOLING | HRCU-A-CB (Split System: Heat Pump with Remote Outdoor Unit-Air-Source) | HH836E2S11 | ADP |  | H,YE9J(1,2)36+TXV | Z8ES080B12SMPS1 | 32800 | 17 | 8.5 | 28400 | 24400 | 85.92% | 2 | 0 | 11.7 |  |  |  | No | R-454B | 2.7333 | Residential & Commercial | Ducted CEE Tier 1
215727869 | Central HP <5.4 tons | CHAMPION HEATING AND COOLING | HRCU-A-CB (Split System: Heat Pump with Remote Outdoor Unit-Air-Source) | HH836E2S11 | ADP |  | H,YE9J(1,2)36+TXV | TM8E080C16MP11 | 32400 | 18 | 8.5 | 29200 | 23600 | 80.82% | 2 | 0 | 10.5 |  |  |  | No | R-454B | 2.7 | Residential & Commercial | Ducted CEE Tier 1
215727874 | Central HP <5.4 tons | CHAMPION HEATING AND COOLING | HRCU-A-CB (Split System: Heat Pump with Remote Outdoor Unit-Air-Source) | HH836E2S11 | ADP |  | H,YE9J(1,2)36+TXV | TM8E120C16MP11 | 32600 | 18 | 8.5 | 29400 | 23800 | 80.95% | 2 | 0 | 10.5 |  |  |  | No | R-454B | 2.7167 | Residential & Commercial | Ducted CEE Tier 1
215727883 | Central HP <5.4 tons | CHAMPION HEATING AND COOLING | HRCU-A-CB (Split System: Heat Pump with Remote Outdoor Unit-Air-Source) | HH836E2S11 | ADP |  | H,YE9J(1,2)36+TXV | TM8Y120C20MP11 | 33800 | 18 | 8.5 | 30600 | 25400 | 83.01% | 2 | 0 | 10.5 |  |  |  | No | R-454B | 2.8167 | Residential & Commercial | Ducted CEE Tier 1
213320481 | Central HP <5.4 tons | CHAMPION HEATING AND COOLING | HRCU-A-CB (Split System: Heat Pump with Remote Outdoor Unit-Air-Source) | HMH72B341 | ASPEN |  | D(A,C,E)36A34+TDR | Z8ES040A12SMPS1 | 33200 | 18 | 8.1 | 32600 | 29800 | 91.41% | 2.71 | 0 | 10 |  |  |  | No | R-410A | 2.7667 | Residential & Commercial | Ducted CEE Tier 1
215678280 | Central HP <5.4 tons | KEEPRITE | HRCU-A-CB (Split System: Heat Pump with Remote Outdoor Unit-Air-Source) | C5H0V24*K*AAA* |  |  | EA*5X30M17A*+WALLCON | *80CSU0601716B* | 23200 | 17 | 8.5 | 23600 | 16600 | 70.34% | 1.98 | 0 | 10 |  |  |  | No | R-454B | 1.9333 | Residential & Commercial | Ducted CEE Tier 1
215676010 | Central HP <5.4 tons | KEEPRITE | HRCU-A-CB (Split System: Heat Pump with Remote Outdoor Unit-Air-Source) | C5H0V48*K*AAA* |  |  | EVM5X61M24A*+WALLCON | *80CTL1352422B* | 48500 | 19.5 | 9.5 | 50000 | 36600 | 73.2% | 2.1 | 0 | 10.5 |  |  |  | No | R-454B | 4.0417 | Residential & Commercial | Ducted CEE Tier 1
215675910 | Central HP <5.4 tons | KEEPRITE | HRCU-A-CB (Split System: Heat Pump with Remote Outdoor Unit-Air-Source) | C5H0V48*K*AAA* |  |  | EVM5X60M24A*+WALLCON | *95CSU0802120B* | 47500 | 18.5 | 9 | 50000 | 36800 | 73.6% | 2 | 0 | 10 |  |  |  | No | R-454B | 3.9583 | Residential & Commercial | Ducted CEE Tier 1
215728005 | Central HP <5.4 tons | CHAMPION HEATING AND COOLING | HRCU-A-CB (Split System: Heat Pump with Remote Outdoor Unit-Air-Source) | HH824E2S11 | ADP |  | H,YE7J(1,2)36+TXV | TM9E026A08MP12 | 22400 | 16 | 8.8 | 21400 | 17200 | 80.37% | 1.96 | 0 | 10.5 |  |  |  | No | R-454B | 1.8667 | Residential & Commercial | Ducted CEE Tier 1
215727880 | Central HP <5.4 tons | CHAMPION HEATING AND COOLING | HRCU-A-CB (Split System: Heat Pump with Remote Outdoor Unit-Air-Source) | HH836E2S11 | ADP |  | H,YE9J(1,2)36+TXV | TM8Y080C16MP11 | 33000 | 18 | 8.5 | 29800 | 24000 | 80.54% | 2 | 0 | 10.5 |  |  |  | No | R-454B | 2.75 | Residential & Commercial | Ducted CEE Tier 1
215727898 | Central HP <5.4 tons | CHAMPION HEATING AND COOLING | HRCU-A-CB (Split System: Heat Pump with Remote Outdoor Unit-Air-Source) | HH836E2S11 | ADP |  | H,YE9J(1,2)36+TXV | TM9Y100C16MP11 | 32400 | 18 | 8.5 | 29400 | 23800 | 80.95% | 2 | 0 | 10.5 |  |  |  | No | R-454B | 2.7 | Residential & Commercial | Ducted CEE Tier 1
214056957 | Central HP <5.4 tons | COLEMAN | HRCU-A-CB (Split System: Heat Pump with Remote Outdoor Unit-Air-Source) | HMH72B341 | ASPEN |  | AE(D,N,U)+DM36A36+TDR |  | 31400 | 18.3 | 8.4 | 33000 | 26200 | 79.39% | 2.65 | 0 | 10.3 |  |  |  | No | R-410A | 2.6167 | Residential & Commercial | Ducted CEE Tier 1
215727903 | Central HP <5.4 tons | CHAMPION HEATING AND COOLING | HRCU-A-CB (Split System: Heat Pump with Remote Outdoor Unit-Air-Source) | HH836E2S11 | ADP |  | H,YE9J(1,2)36+TXV | Z8ES100B12SMPS1 | 33000 | 17 | 8.5 | 28800 | 24400 | 84.72% | 2 | 0 | 11.7 |  |  |  | No | R-454B | 2.75 | Residential & Commercial | Ducted CEE Tier 1
215727894 | Central HP <5.4 tons | CHAMPION HEATING AND COOLING | HRCU-A-CB (Split System: Heat Pump with Remote Outdoor Unit-Air-Source) | HH836E2S11 | ADP |  | H,YE9J(1,2)36+TXV | TM9V100C20MP12 | 34200 | 18 | 8.5 | 31000 | 25600 | 82.58% | 2 | 0 | 10 |  |  |  | No | R-454B | 2.85 | Residential & Commercial | Ducted CEE Tier 1
212621987 | Central HP <5.4 tons | COLEMAN | HRCU-A-CB (Split System: Heat Pump with Remote Outdoor Unit-Air-Source) | HMH72B341 | ASPEN |  | D(A,C,E)36B44+TDR | TM9E100C20MP12 | 33000 | 15.5 | 8.1 | 33200 | 27000 | 81.33% | 2.43 | 0 | 10 |  |  |  | No | R-410A | 2.75 | Residential & Commercial | Ducted CEE Tier 1
216488028 | Central HP <5.4 tons | CHAMPION HEATING AND COOLING | HRCU-A-CB (Split System: Heat Pump with Remote Outdoor Unit-Air-Source) | HH836E2S11 | ADP |  | A36VDA*+TXV | TM9V100C16MP12 | 33800 | 18 | 8.5 | 29800 | 25200 | 84.56% | 2 | 0 | 11 |  |  |  | No | R-454B | 2.8167 | Residential & Commercial | Ducted CEE Tier 1
215728006 | Central HP <5.4 tons | CHAMPION HEATING AND COOLING | HRCU-A-CB (Split System: Heat Pump with Remote Outdoor Unit-Air-Source) | HH824E2S11 | ADP |  | H,YE31(1,2)30+TXV | TM9E040A10MP12 | 21800 | 16 | 8.5 | 21200 | 17700 | 83.49% | 1.9 | 0 | 10 |  |  |  | No | R-454B | 1.8167 | Residential & Commercial | Ducted CEE Tier 1
215425864 | Central HP <5.4 tons | LUXAIRE | HRCU-A-CB (Split System: Heat Pump with Remote Outdoor Unit-Air-Source) | HH824E2S11 | ADP |  | H,YE32*30+TXV-BLEED | TM9E080B12MP12 | 22200 | 17 | 8.65 | 21200 | 17600 | 83.02% | 1.94 | 0 | 11 |  |  |  | No | R-454B | 1.85 | Residential & Commercial | Ducted CEE Tier 1
216438281 | Central HP <5.4 tons | RHEEM | HRCU-A-CB (Split System: Heat Pump with Remote Outdoor Unit-Air-Source) | RD17AZ48AJ3N | ADP |  | H,RE48948+AEFE5* |  | 43000 | 17 | 8.1 | 43500 | 39500 | 90.8% | 2.1 | 0 | 11 |  |  |  | No | R-410A | 3.5833 | Residential & Commercial | Ducted CEE Tier 1
215939831 | Central HP <5.4 tons | KEEPRITE | HRCU-A-CB (Split System: Heat Pump with Remote Outdoor Unit-Air-Source) | C5H3V36*K*AAA* |  |  | EA*5X61M21A*+WALLCON | *96CTN0802120B* | 34400 | 20 | 9 | 34400 | 26200 | 76.16% | 1.95 | 0 | 11.7 |  |  |  | No | R-454B | 2.8667 | Residential & Commercial | Ducted CEE Tier 1
214862308 | Central HP <5.4 tons | BRYANT HEATING AND COOLING SYSTEMS | HRCU-A-CB (Split System: Heat Pump with Remote Outdoor Unit-Air-Source) | 288BNV025*0**C* | ADP |  | H,PG48936 | 987MC42080C17*** | 24200 | 16 | 8.1 | 19800 | 16300 | 82.32% | 2 | 0 | 11 |  |  |  | No | R-410A | 2.0167 | Residential & Commercial | Ducted CEE Tier 1
215942537 | Central HP <5.4 tons | KEEPRITE | HRCU-A-CB (Split System: Heat Pump with Remote Outdoor Unit-Air-Source) | C5H3V36*K*AAA* |  |  | EVD5X61M21A*+WALLCON | *97CMN1002122B* | 36000 | 22 | 8.5 | 37400 | 28200 | 75.4% | 2.04 | 0 | 12.5 |  |  |  | No | R-454B | 3 | Residential & Commercial | Ducted CEE Tier 1
215942487 | Central HP <5.4 tons | KEEPRITE | HRCU-A-CB (Split System: Heat Pump with Remote Outdoor Unit-Air-Source) | C5H3V36*K*AAA* |  |  | EVD5X61M21A*+WALLCON | *80CTL0702120B* | 35800 | 22 | 8.5 | 37400 | 28400 | 75.94% | 2.02 | 0 | 12.5 |  |  |  | No | R-454B | 2.9833 | Residential & Commercial | Ducted CEE Tier 1
215940351 | Central HP <5.4 tons | KEEPRITE | HRCU-A-CB (Split System: Heat Pump with Remote Outdoor Unit-Air-Source) | C5H3V36*K*AAA* |  |  | EVM5X49M21A*+WALLCON | *80CSU0601716B* | 35600 | 22 | 8.5 | 38000 | 28600 | 75.26% | 2.02 | 0 | 12.5 |  |  |  | No | R-454B | 2.9667 | Residential & Commercial | Ducted CEE Tier 1
215678230 | Central HP <5.4 tons | KEEPRITE | HRCU-A-CB (Split System: Heat Pump with Remote Outdoor Unit-Air-Source) | C5H0V24*K*AAA* |  |  | EA*5X25M17A*+WALLCON | *80CSU0401712B* | 24000 | 17 | 9 | 23200 | 16300 | 70.26% | 2.02 | 0 | 10.5 |  |  |  | No | R-454B | 2 | Residential & Commercial | Ducted CEE Tier 1
216488030 | Central HP <5.4 tons | CHAMPION HEATING AND COOLING | HRCU-A-CB (Split System: Heat Pump with Remote Outdoor Unit-Air-Source) | HH836E2S11 | ADP |  | A36VDA*+TXV | TM9V100C20MP12 | 34000 | 18 | 8.95 | 31000 | 25400 | 81.94% | 1.98 | 0 | 10.5 |  |  |  | No | R-454B | 2.8333 | Residential & Commercial | Ducted CEE Tier 1
216488063 | Central HP <5.4 tons | CHAMPION HEATING AND COOLING | HRCU-A-CB (Split System: Heat Pump with Remote Outdoor Unit-Air-Source) | HH836E2S11 | ADP |  | A36VDA*+TXV | Z9ES080C20SMPS1 | 34200 | 18 | 8.5 | 30600 | 26000 | 84.97% | 2 | 0 | 11 |  |  |  | No | R-454B | 2.85 | Residential & Commercial | Ducted CEE Tier 1
214295854 | Central HP <5.4 tons | CHAMPION HEATING AND COOLING | HRCU-A-CB (Split System: Heat Pump with Remote Outdoor Unit-Air-Source) | HMH72B341 | ADP |  | PL36H175P159 | Z8ES080B12SMPS1 | 33200 | 18 | 8.5 | 31400 | 23000 | 73.25% | 2.04 | 0 | 10 |  |  |  | No | R-410A | 2.7667 | Residential & Commercial | Ducted CEE Tier 1
215727902 | Central HP <5.4 tons | CHAMPION HEATING AND COOLING | HRCU-A-CB (Split System: Heat Pump with Remote Outdoor Unit-Air-Source) | HH836E2S11 | ADP |  | H,YE9J(1,2)36+TXV | Z8ES080C20SMPS1 | 34600 | 19 | 8.5 | 30800 | 25400 | 82.47% | 2 | 0 | 11 |  |  |  | No | R-454B | 2.8833 | Residential & Commercial | Ducted CEE Tier 1
215727907 | Central HP <5.4 tons | CHAMPION HEATING AND COOLING | HRCU-A-CB (Split System: Heat Pump with Remote Outdoor Unit-Air-Source) | HH836E2S11 | ADP |  | H,YE9J(1,2)36+TXV | Z8ES120C20SMPS1 | 34000 | 18 | 8.5 | 30000 | 25000 | 83.33% | 2 | 0 | 11 |  |  |  | No | R-454B | 2.8333 | Residential & Commercial | Ducted CEE Tier 1
215727901 | Central HP <5.4 tons | CHAMPION HEATING AND COOLING | HRCU-A-CB (Split System: Heat Pump with Remote Outdoor Unit-Air-Source) | HH836E2S11 | ADP |  | H,YE9J(1,2)36+TXV | Z8ES080C16SMPS1 | 33800 | 18 | 8.5 | 30200 | 25000 | 82.78% | 2 | 0 | 10.5 |  |  |  | No | R-454B | 2.8167 | Residential & Commercial | Ducted CEE Tier 1
215728019 | Central HP <5.4 tons | CHAMPION HEATING AND COOLING | HRCU-A-CB (Split System: Heat Pump with Remote Outdoor Unit-Air-Source) | HH824E2S11 | ADP |  | H,YE7J(1,2)36+TXV | TM9V080B12MP12 | 22400 | 17 | 8.8 | 21400 | 17300 | 80.84% | 1.96 | 0 | 11.5 |  |  |  | No | R-454B | 1.8667 | Residential & Commercial | Ducted CEE Tier 1
215728028 | Central HP <5.4 tons | CHAMPION HEATING AND COOLING | HRCU-A-CB (Split System: Heat Pump with Remote Outdoor Unit-Air-Source) | HH824E2S11 | ADP |  | H,YE31(1,2)30+TXV | Z8ES080B12SMPS1 | 21800 | 18 | 8.95 | 21200 | 17500 | 82.55% | 1.9 | 0 | 11 |  |  |  | No | R-454B | 1.8167 | Residential & Commercial | Ducted CEE Tier 1
215676790 | Central HP <5.4 tons | KEEPRITE | HRCU-A-CB (Split System: Heat Pump with Remote Outdoor Unit-Air-Source) | C5H0V48*K*AAA* |  |  | EVD5X61M21A*+WALLCON | *95CSU1002122B* | 48500 | 19 | 9 | 50000 | 36600 | 73.2% | 2.12 | 0 | 10.5 |  |  |  | No | R-454B | 4.0417 | Residential & Commercial | Ducted CEE Tier 1
215676840 | Central HP <5.4 tons | KEEPRITE | HRCU-A-CB (Split System: Heat Pump with Remote Outdoor Unit-Air-Source) | C5H0V48*K*AAA* |  |  | EVD5X61M21A*+WALLCON | *96CTN1002122B* | 48500 | 19.5 | 9.5 | 50000 | 36800 | 73.6% | 2.12 | 0 | 10.5 |  |  |  | No | R-454B | 4.0417 | Residential & Commercial | Ducted CEE Tier 1
215676490 | Central HP <5.4 tons | KEEPRITE | HRCU-A-CB (Split System: Heat Pump with Remote Outdoor Unit-Air-Source) | C5H0V48*K*AAA* |  |  | EVD5X60M21A*+WALLCON | *80CTL1102120B* | 48000 | 19 | 9.5 | 50000 | 36600 | 73.2% | 2.1 | 0 | 10.5 |  |  |  | No | R-454B | 4 | Residential & Commercial | Ducted CEE Tier 1
215676390 | Central HP <5.4 tons | KEEPRITE | HRCU-A-CB (Split System: Heat Pump with Remote Outdoor Unit-Air-Source) | C5H0V48*K*AAA* |  |  | EVD5X49M24A*+WALLCON | *96CTN1002122B* | 48000 | 19 | 9 | 50000 | 36600 | 73.2% | 2 | 0 | 10 |  |  |  | No | R-454B | 4 | Residential & Commercial | Ducted CEE Tier 1
213320446 | Central HP <5.4 tons | CHAMPION HEATING AND COOLING | HRCU-A-CB (Split System: Heat Pump with Remote Outdoor Unit-Air-Source) | HMH72B341 | ASPEN |  | D(A,C,E)36D34+TDR | TM8E080C16MP11 | 33000 | 18 | 8.4 | 34000 | 28400 | 83.53% | 2.74 | 0 | 10 |  |  |  | No | R-410A | 2.75 | Residential & Commercial | Ducted CEE Tier 1
213411108 | Central HP <5.4 tons | COLEMAN | HRCU-A-CB (Split System: Heat Pump with Remote Outdoor Unit-Air-Source) | HMH72B341 | ADP |  | H,YG35936 | Z8ES080C16SMPS1 | 34000 | 18 | 8.5 | 31800 | 23800 | 74.84% | 2.14 | 0 | 10 |  |  |  | No | R-410A | 2.8333 | Residential & Commercial | Ducted CEE Tier 1
213362740 | Central HP <5.4 tons | COLEMAN | HRCU-A-CB (Split System: Heat Pump with Remote Outdoor Unit-Air-Source) | HMH72B341 | ADP |  | H,YG9J936 | TM8E060A12MP11 | 34000 | 17 | 8.1 | 32200 | 23400 | 72.67% | 2.06 | 0 | 10 |  |  |  | No | R-410A | 2.8333 | Residential & Commercial | Ducted CEE Tier 1
213362741 | Central HP <5.4 tons | COLEMAN | HRCU-A-CB (Split System: Heat Pump with Remote Outdoor Unit-Air-Source) | HMH72B341 | ADP |  | H,YG81936 | TM8E060A12MP11 | 34000 | 18 | 8.1 | 32200 | 23400 | 72.67% | 2.06 | 0 | 10 |  |  |  | No | R-410A | 2.8333 | Residential & Commercial | Ducted CEE Tier 1
213362788 | Central HP <5.4 tons | COLEMAN | HRCU-A-CB (Split System: Heat Pump with Remote Outdoor Unit-Air-Source) | HMH72B341 | ADP |  | H,YG9J936 | Z8ES040A12SMPS1 | 34000 | 18 | 8.5 | 31800 | 23800 | 74.84% | 2.1 | 0 | 10 |  |  |  | No | R-410A | 2.8333 | Residential & Commercial | Ducted CEE Tier 1
215940131 | Central HP <5.4 tons | KEEPRITE | HRCU-A-CB (Split System: Heat Pump with Remote Outdoor Unit-Air-Source) | C5H3V36*K*AAA* |  |  | ESH5X48M12A*+WALLCON | *97CTN0601716A* | 33400 | 18.5 | 9 | 35400 | 27200 | 76.84% | 1.92 | 0 | 10.5 |  |  |  | No | R-454B | 2.7833 | Residential & Commercial | Ducted CEE Tier 1
215940151 | Central HP <5.4 tons | KEEPRITE | HRCU-A-CB (Split System: Heat Pump with Remote Outdoor Unit-Air-Source) | C5H3V36*K*AAA* |  |  | ESH5X48M12A*+WALLCON | *97CTN0802120A* | 33800 | 19.5 | 9 | 34800 | 26600 | 76.44% | 1.94 | 0 | 11.5 |  |  |  | No | R-454B | 2.8167 | Residential & Commercial | Ducted CEE Tier 1
215939631 | Central HP <5.4 tons | KEEPRITE | HRCU-A-CB (Split System: Heat Pump with Remote Outdoor Unit-Air-Source) | C5H3V36*K*AAA* |  |  | EA*5X36M17A*+WALLCON | *97CTN0601716A* | 32000 | 18.5 | 9 | 35800 | 27600 | 77.09% | 1.88 | 0 | 10.5 |  |  |  | No | R-454B | 2.6667 | Residential & Commercial | Ducted CEE Tier 1
215939731 | Central HP <5.4 tons | KEEPRITE | HRCU-A-CB (Split System: Heat Pump with Remote Outdoor Unit-Air-Source) | C5H3V36*K*AAA* |  |  | EA*5X48M21A*+WALLCON | *80CSU0401712B* | 33400 | 20.5 | 9.5 | 34400 | 26200 | 76.16% | 2.04 | 0 | 11.7 |  |  |  | No | R-454B | 2.7833 | Residential & Commercial | Ducted CEE Tier 1
215939781 | Central HP <5.4 tons | KEEPRITE | HRCU-A-CB (Split System: Heat Pump with Remote Outdoor Unit-Air-Source) | C5H3V36*K*AAA* |  |  | EA*5X48M21A*+WALLCON | *97CTN1002122A* | 33400 | 20 | 9.5 | 34400 | 26200 | 76.16% | 2.04 | 0 | 11.7 |  |  |  | No | R-454B | 2.7833 | Residential & Commercial | Ducted CEE Tier 1
215933021 | Central HP <5.4 tons | KEEPRITE | HRCU-A-CB (Split System: Heat Pump with Remote Outdoor Unit-Air-Source) | C5H3V36*K*AAA* |  |  | ESH5X30M12A*+WALLCON | *96CTN0601714B* | 32400 | 18 | 9 | 34800 | 26600 | 76.44% | 1.92 | 0 | 10 |  |  |  | No | R-454B | 2.7 | Residential & Commercial | Ducted CEE Tier 1
215932821 | Central HP <5.4 tons | KEEPRITE | HRCU-A-CB (Split System: Heat Pump with Remote Outdoor Unit-Air-Source) | C5H3V36*K*AAA* |  |  | EA*5X61M21A*+WALLCON | *96CTN0601714B* | 34000 | 20 | 9.4 | 33800 | 25600 | 75.74% | 2.05 | 0 | 11 |  |  |  | No | R-454B | 2.8333 | Residential & Commercial | Ducted CEE Tier 1
212984161 | Central HP <5.4 tons | ARCOAIRE | HRCU-A-CB (Split System: Heat Pump with Remote Outdoor Unit-Air-Source) | DLCURAH18ABK |  |  | EA*4X19L17A* | *92MSN0601714A* | 18000 | 16.5 | 8.5 | 18000 | 17800 | 98.89% | 2.14 | 0 | 11 |  |  |  | No | R-410A | 1.5 | Residential & Commercial | Ducted CEE Tier 1
212979916 | Central HP <5.4 tons | GRANDAIRE | HRCU-A-CB (Split System: Heat Pump with Remote Outdoor Unit-Air-Source) | WDLCURAH24ABK |  |  | WLNC304BA* | WFE*090B042C* | 23600 | 17 | 8.5 | 26400 | 24400 | 92.42% | 2.02 | 0 | 10.5 |  |  |  | No | R-410A | 1.9667 | Residential & Commercial | Ducted CEE Tier 1
214595158 | Central HP <5.4 tons | BRYANT HEATING AND COOLING SYSTEMS | HRCU-A-CB (Split System: Heat Pump with Remote Outdoor Unit-Air-Source) | 38MURAQ24AB3* | ASPEN |  | L(E,G)M24J4 |  | 24000 | 16 | 9 | 26400 | 23400 | 88.64% | 1.92 | 0 | 10 |  |  |  | No | R-410A | 2 | Residential & Commercial | Ducted CEE Tier 1
212978328 | Central HP <5.4 tons | KEEPRITE | HRCU-A-CB (Split System: Heat Pump with Remote Outdoor Unit-Air-Source) | DLCURAH18ABK |  |  | EN(A,D)4X24L17** | *80MS(N,L)0701412A* | 17600 | 16.5 | 8.5 | 18500 | 19100 | 103.2% | 2.3 | 0 | 11 |  |  |  | No | R-410A | 1.4667 | Residential & Commercial | Ducted CEE Tier 1
212972729 | Central HP <5.4 tons | KEEPRITE | HRCU-A-CB (Split System: Heat Pump with Remote Outdoor Unit-Air-Source) | DLCURAH18ABK |  |  | EN(A,D)4X18L14** | *96VSN0401410B* | 17200 | 15.5 | 8.5 | 18500 | 19800 | 107% | 2.38 | 0 | 10.5 |  |  |  | No | R-410A | 1.4333 | Residential & Commercial | Ducted CEE Tier 1
215676070 | Central HP <5.4 tons | KEEPRITE | HRCU-A-CB (Split System: Heat Pump with Remote Outdoor Unit-Air-Source) | C5H0V48*K*AAA* |  |  | EVM5X61M24A*+WALLCON | *97CMN1202422B* | 48500 | 19.5 | 9.5 | 50000 | 36800 | 73.6% | 2.12 | 0 | 10.5 |  |  |  | No | R-454B | 4.0417 | Residential & Commercial | Ducted CEE Tier 1
215676170 | Central HP <5.4 tons | KEEPRITE | HRCU-A-CB (Split System: Heat Pump with Remote Outdoor Unit-Air-Source) | C5H0V48*K*AAA* |  |  | EVD5X48M21A*+WALLCON | *96CTN1002122B* | 47000 | 18.5 | 9 | 50000 | 36400 | 72.8% | 2 | 0 | 10 |  |  |  | No | R-454B | 3.9167 | Residential & Commercial | Ducted CEE Tier 1
215676240 | Central HP <5.4 tons | KEEPRITE | HRCU-A-CB (Split System: Heat Pump with Remote Outdoor Unit-Air-Source) | C5H0V48*K*AAA* |  |  | EVD5X48M24A*+WALLCON | *95CSU0802120B* | 47000 | 18 | 9 | 50000 | 36600 | 73.2% | 2.02 | 0 | 10 |  |  |  | No | R-454B | 3.9167 | Residential & Commercial | Ducted CEE Tier 1
215675820 | Central HP <5.4 tons | KEEPRITE | HRCU-A-CB (Split System: Heat Pump with Remote Outdoor Unit-Air-Source) | C5H0V48*K*AAA* |  |  | EVM5X60M21A*+WALLCON | *97CMN1002122B* | 48000 | 19 | 9 | 50000 | 36800 | 73.6% | 2 | 0 | 10 |  |  |  | No | R-454B | 4 | Residential & Commercial | Ducted CEE Tier 1
215675870 | Central HP <5.4 tons | KEEPRITE | HRCU-A-CB (Split System: Heat Pump with Remote Outdoor Unit-Air-Source) | C5H0V48*K*AAA* |  |  | EVM5X60M24A*+WALLCON | *80CTL0702120B* | 47500 | 19 | 9 | 50000 | 36800 | 73.6% | 2 | 0 | 10 |  |  |  | No | R-454B | 3.9583 | Residential & Commercial | Ducted CEE Tier 1
215675620 | Central HP <5.4 tons | KEEPRITE | HRCU-A-CB (Split System: Heat Pump with Remote Outdoor Unit-Air-Source) | C5H0V48*K*AAA* |  |  | EVM5X49M21A*+WALLCON | *97CMN0801714B* | 47500 | 18.5 | 9 | 50000 | 37400 | 74.8% | 1.98 | 0 | 10 |  |  |  | No | R-454B | 3.9583 | Residential & Commercial | Ducted CEE Tier 1
215728018 | Central HP <5.4 tons | CHAMPION HEATING AND COOLING | HRCU-A-CB (Split System: Heat Pump with Remote Outdoor Unit-Air-Source) | HH824E2S11 | ADP |  | H,YE31(1,2)30+TXV | TM9V080B12MP12 | 21800 | 17 | 8.5 | 21200 | 17300 | 81.6% | 1.9 | 0 | 11 |  |  |  | No | R-454B | 1.8167 | Residential & Commercial | Ducted CEE Tier 1
215727908 | Central HP <5.4 tons | CHAMPION HEATING AND COOLING | HRCU-A-CB (Split System: Heat Pump with Remote Outdoor Unit-Air-Source) | HH836E2S11 | ADP |  | H,YE9J(1,2)36+TXV | Z8ET080B12LMPS1 | 32800 | 18 | 8.5 | 28400 | 24400 | 85.92% | 2 | 0 | 11.7 |  |  |  | No | R-454B | 2.7333 | Residential & Commercial | Ducted CEE Tier 1
213320453 | Central HP <5.4 tons | CHAMPION HEATING AND COOLING | HRCU-A-CB (Split System: Heat Pump with Remote Outdoor Unit-Air-Source) | HMH72B341 | ASPEN |  | D(A,C,E)48A34+TDR | TM8E100C16MP11 | 33000 | 18 | 8.1 | 32600 | 28800 | 88.34% | 2.65 | 0 | 10 |  |  |  | No | R-410A | 2.75 | Residential & Commercial | Ducted CEE Tier 1
215399922 | Central HP <5.4 tons | COLEMAN | HRCU-A-C (Split System: Heat Pump with Remote Outdoor Unit with No Indoor Fan --Air Source) | HH836E2S11 | ASPEN |  | D(A,C,E)36A4K+TDR |  | 30400 | 15.2 | 8.1 | 31000 | 31600 | 101.9% | 2.54 | 0 | 10.5 |  |  |  | No | R-454B | 2.5333 | Residential & Commercial | Ducted CEE Tier 1
213927959 | Central HP <5.4 tons | WESTINGHOUSE | HRCU-A-C (Split System: Heat Pump with Remote Outdoor Unit with No Indoor Fan --Air Source) | WHM48SZA21S | ASPEN |  | D(A,C,E)61C44+TDR |  | 41000 | 15.55 | 8.55 | 42000 | 34600 | 82.38% | 1.94 | 0 | 11.4 |  |  |  | No | R-410A | 3.4167 | Residential & Commercial | Ducted CEE Tier 1
214802758 | Central HP <5.4 tons | RHEEM | HRCU-A-CB (Split System: Heat Pump with Remote Outdoor Unit-Air-Source) | RP15AZ30AJ2N | ASPEN |  | D(A,C,E)36A34+TDR | R801V0754A17UH | 27400 | 15.4 | 8.1 | 28400 | 20000 | 70.42% | 2.62 | 0 | 11.7 |  |  |  | No | R-410A | 2.2833 | Residential & Commercial | Ducted CEE Tier 1
213362789 | Central HP <5.4 tons | COLEMAN | HRCU-A-CB (Split System: Heat Pump with Remote Outdoor Unit-Air-Source) | HMH72B341 | ADP |  | H,YG81936 | Z8ES040A12SMPS1 | 34000 | 18 | 8.5 | 31800 | 23800 | 74.84% | 2.1 | 0 | 10 |  |  |  | No | R-410A | 2.8333 | Residential & Commercial | Ducted CEE Tier 1
213279291 | Central HP <5.4 tons | COLEMAN | HRCU-A-CB (Split System: Heat Pump with Remote Outdoor Unit-Air-Source) | THF2B48T21 | ASPEN |  | D(A,C,E)60A46+TDR | TPLC080C16MP13 | 43000 | 16 | 8.2 | 44000 | 31200 | 70.91% | 3.16 | 0 | 11.5 |  |  |  | No | R-410A | 3.5833 | Residential & Commercial | Ducted CEE Tier 1
213274543 | Central HP <5.4 tons | COLEMAN | HRCU-A-CB (Split System: Heat Pump with Remote Outdoor Unit-Air-Source) | THF2B48T21 | ASPEN |  | D(A,C,E)60A44+TDR | TM9E080C16MP12 | 42500 | 16 | 8.2 | 44000 | 31400 | 71.36% | 3.13 | 0 | 11.5 |  |  |  | No | R-410A | 3.5417 | Residential & Commercial | Ducted CEE Tier 1
213274545 | Central HP <5.4 tons | COLEMAN | HRCU-A-CB (Split System: Heat Pump with Remote Outdoor Unit-Air-Source) | THF2B48T21 | ASPEN |  | D(A,C,E)60A44+TDR | TM9E100C16MP12 | 42500 | 16 | 8.2 | 44000 | 31400 | 71.36% | 3.13 | 0 | 11.5 |  |  |  | No | R-410A | 3.5417 | Residential & Commercial | Ducted CEE Tier 1
216055575 | Central HP <5.4 tons | CHAMPION HEATING AND COOLING | HRCU-A-CB (Split System: Heat Pump with Remote Outdoor Unit-Air-Source) | HH824E2S11 | ASPEN |  | D(A,C,E)36A3K+TDR | TP9C080B12MP13 | 22200 | 17 | 8.1 | 22600 | 18300 | 80.97% | 2 | 0 | 12 |  |  |  | No | R-454B | 1.85 | Residential & Commercial | Ducted CEE Tier 1
216055609 | Central HP <5.4 tons | CHAMPION HEATING AND COOLING | HRCU-A-CB (Split System: Heat Pump with Remote Outdoor Unit-Air-Source) | HH824E2S11 | ASPEN |  | D(A,C,E)24B3K+TDR | Z8ET060A12LMPS1 | 20400 | 18.7 | 8.5 | 22800 | 17700 | 77.63% | 2 | 0 | 11 |  |  |  | No | R-454B | 1.7 | Residential & Commercial | Ducted CEE Tier 1
214651450 | Central HP <5.4 tons | JOHNSON CONTROLS | HRCU-A-CB (Split System: Heat Pump with Remote Outdoor Unit-Air-Source) | HH824E2S11 |  |  | CTU36B5XDS1+TXV | TMLE100B12MP11 | 23000 | 18 | 9.5 | 23000 | 18900 | 82.17% | 2 | 0 | 12 |  |  |  | No | R-454B | 1.9167 | Residential & Commercial | Ducted CEE Tier 1
215728009 | Central HP <5.4 tons | CHAMPION HEATING AND COOLING | HRCU-A-CB (Split System: Heat Pump with Remote Outdoor Unit-Air-Source) | HH824E2S11 | ADP |  | H,YE7J(1,2)36+TXV | TM9E060A10MP12 | 22400 | 16 | 8.8 | 21400 | 17700 | 82.71% | 1.96 | 0 | 10.5 |  |  |  | No | R-454B | 1.8667 | Residential & Commercial | Ducted CEE Tier 1
215425866 | Central HP <5.4 tons | LUXAIRE | HRCU-A-CB (Split System: Heat Pump with Remote Outdoor Unit-Air-Source) | HH824E2S11 | ADP |  | H,YE32*30+TXV-BLEED | TM9V060B12MP12 | 22200 | 17 | 8.65 | 21200 | 17200 | 81.13% | 1.94 | 0 | 11 |  |  |  | No | R-454B | 1.85 | Residential & Commercial | Ducted CEE Tier 1
215425873 | Central HP <5.4 tons | LUXAIRE | HRCU-A-CB (Split System: Heat Pump with Remote Outdoor Unit-Air-Source) | HH824E2S11 | ADP |  | H,YE32*30+TXV-BLEED | Z8ES100B12SMPS1 | 23000 | 17 | 8.95 | 21400 | 18200 | 85.05% | 1.98 | 0 | 12 |  |  |  | No | R-454B | 1.9167 | Residential & Commercial | Ducted CEE Tier 1
215728001 | Central HP <5.4 tons | CHAMPION HEATING AND COOLING | HRCU-A-CB (Split System: Heat Pump with Remote Outdoor Unit-Air-Source) | HH824E2S11 | ADP |  | H,YE7J(1,2)36+TXV | TM8V080B12MP12 | 22400 | 17 | 8.8 | 21400 | 17700 | 82.71% | 1.96 | 0 | 10.5 |  |  |  | No | R-454B | 1.8667 | Residential & Commercial | Ducted CEE Tier 1
213362759 | Central HP <5.4 tons | COLEMAN | HRCU-A-CB (Split System: Heat Pump with Remote Outdoor Unit-Air-Source) | HMH72B341 | ADP |  | H,YG81936 | TM9E080B12MP12 | 34000 | 17 | 8.1 | 32200 | 23600 | 73.29% | 2.06 | 0 | 10 |  |  |  | No | R-410A | 2.8333 | Residential & Commercial | Ducted CEE Tier 1
215727881 | Central HP <5.4 tons | CHAMPION HEATING AND COOLING | HRCU-A-CB (Split System: Heat Pump with Remote Outdoor Unit-Air-Source) | HH836E2S11 | ADP |  | H,YE9J(1,2)36+TXV | TM8Y100C16MP11 | 33000 | 18 | 8.5 | 29800 | 24000 | 80.54% | 2 | 0 | 10.5 |  |  |  | No | R-454B | 2.75 | Residential & Commercial | Ducted CEE Tier 1
213320483 | Central HP <5.4 tons | CHAMPION HEATING AND COOLING | HRCU-A-CB (Split System: Heat Pump with Remote Outdoor Unit-Air-Source) | HMH72B341 | ASPEN |  | D(A,C,E)48A34+TDR | Z8ES040A12SMPS1 | 33200 | 18 | 8.1 | 32600 | 29800 | 91.41% | 2.68 | 0 | 10 |  |  |  | No | R-410A | 2.7667 | Residential & Commercial | Ducted CEE Tier 1
213362807 | Central HP <5.4 tons | COLEMAN | HRCU-A-CB (Split System: Heat Pump with Remote Outdoor Unit-Air-Source) | HMH72B341 | ADP |  | H,YG81936 | Z9ET080B12SMPS1 | 34000 | 18 | 8.1 | 31800 | 23800 | 74.84% | 2.08 | 0 | 10 |  |  |  | No | R-410A | 2.8333 | Residential & Commercial | Ducted CEE Tier 1
215728034 | Central HP <5.4 tons | CHAMPION HEATING AND COOLING | HRCU-A-CB (Split System: Heat Pump with Remote Outdoor Unit-Air-Source) | HH824E2S11 | ADP |  | H,YE7J(1,2)36+TXV | Z8ET080B12LMPS1 | 23000 | 18 | 9 | 21400 | 18100 | 84.58% | 2 | 0 | 12 |  |  |  | No | R-454B | 1.9167 | Residential & Commercial | Ducted CEE Tier 1
215728036 | Central HP <5.4 tons | CHAMPION HEATING AND COOLING | HRCU-A-CB (Split System: Heat Pump with Remote Outdoor Unit-Air-Source) | HH824E2S11 | ADP |  | H,YE7J(1,2)36+TXV | Z9ES026A08SMPS1 | 22400 | 17 | 8.3 | 21400 | 16900 | 78.97% | 1.96 | 0 | 11.5 |  |  |  | No | R-454B | 1.8667 | Residential & Commercial | Ducted CEE Tier 1
215425863 | Central HP <5.4 tons | LUXAIRE | HRCU-A-CB (Split System: Heat Pump with Remote Outdoor Unit-Air-Source) | HH824E2S11 | ADP |  | H,YE32*30+TXV-BLEED | TM9E060B12MP12 | 22800 | 16 | 8.9 | 21400 | 17900 | 83.64% | 1.98 | 0 | 11.5 |  |  |  | No | R-454B | 1.9 | Residential & Commercial | Ducted CEE Tier 1
215728024 | Central HP <5.4 tons | CHAMPION HEATING AND COOLING | HRCU-A-CB (Split System: Heat Pump with Remote Outdoor Unit-Air-Source) | HH824E2S11 | ADP |  | H,YE31(1,2)30+TXV | TM9Y080B12MP11 | 21800 | 17 | 8.5 | 21000 | 17000 | 80.95% | 1.9 | 0 | 11 |  |  |  | No | R-454B | 1.8167 | Residential & Commercial | Ducted CEE Tier 1
215728026 | Central HP <5.4 tons | CHAMPION HEATING AND COOLING | HRCU-A-CB (Split System: Heat Pump with Remote Outdoor Unit-Air-Source) | HH824E2S11 | ADP |  | H,YE31(1,2)30+TXV | Z8ES060A12SMPS1 | 21800 | 17 | 8.5 | 20800 | 16900 | 81.25% | 1.9 | 0 | 11 |  |  |  | No | R-454B | 1.8167 | Residential & Commercial | Ducted CEE Tier 1
215728033 | Central HP <5.4 tons | CHAMPION HEATING AND COOLING | HRCU-A-CB (Split System: Heat Pump with Remote Outdoor Unit-Air-Source) | HH824E2S11 | ADP |  | H,YE31(1,2)30+TXV | Z8ET080B12LMPS1 | 21800 | 18 | 8.95 | 21200 | 17500 | 82.55% | 1.9 | 0 | 11 |  |  |  | No | R-454B | 1.8167 | Residential & Commercial | Ducted CEE Tier 1
213076447 | Central HP <5.4 tons | ARCOAIRE | HRCU-A-CB (Split System: Heat Pump with Remote Outdoor Unit-Air-Source) | DLCURAH36ABK |  |  | END4X42L17** | *80VTL0451412B* | 35400 | 16 | 8.1 | 38500 | 35000 | 90.91% | 1.94 | 0 | 10 |  |  |  | No | R-410A | 2.95 | Residential & Commercial | Ducted CEE Tier 1
213077734 | Central HP <5.4 tons | ARCOAIRE | HRCU-A-CB (Split System: Heat Pump with Remote Outdoor Unit-Air-Source) | DLCURAH36ABK |  |  | EA*4X42L24A* | *96VTN1002122B* | 35400 | 16.5 | 8.1 | 38500 | 35000 | 90.91% | 1.88 | 0 | 10 |  |  |  | No | R-410A | 2.95 | Residential & Commercial | Ducted CEE Tier 1
213077500 | Central HP <5.4 tons | ARCOAIRE | HRCU-A-CB (Split System: Heat Pump with Remote Outdoor Unit-Air-Source) | DLCURAH36ABK |  |  | EA*4X42L21A* | *96VTN0802120B* | 35600 | 16 | 8.1 | 38500 | 35200 | 91.43% | 1.9 | 0 | 10 |  |  |  | No | R-410A | 2.9667 | Residential & Commercial | Ducted CEE Tier 1
213076264 | Central HP <5.4 tons | ARCOAIRE | HRCU-A-CB (Split System: Heat Pump with Remote Outdoor Unit-Air-Source) | DLCURAH36ABK |  |  | EA*4X42L21A* | *95MSU1002122A* | 35600 | 16.5 | 8.1 | 38500 | 35000 | 90.91% | 1.9 | 0 | 10 |  |  |  | No | R-410A | 2.9667 | Residential & Commercial | Ducted CEE Tier 1
213080441 | Central HP <5.4 tons | ARCOAIRE | HRCU-A-CB (Split System: Heat Pump with Remote Outdoor Unit-Air-Source) | DLCURAH36ABK |  |  | EN(A,D,W)4X48L21** | *96MSN1002122A* | 36000 | 16.5 | 8.1 | 38500 | 34800 | 90.39% | 2.02 | 0 | 10 |  |  |  | No | R-410A | 3 | Residential & Commercial | Ducted CEE Tier 1
213080744 | Central HP <5.4 tons | ARCOAIRE | HRCU-A-CB (Split System: Heat Pump with Remote Outdoor Unit-Air-Source) | DLCURAH36ABK |  |  | END4X42L17** | *95MSU0601716A* | 35800 | 15.5 | 8.1 | 38500 | 35200 | 91.43% | 1.96 | 0 | 10 |  |  |  | No | R-410A | 2.9833 | Residential & Commercial | Ducted CEE Tier 1
213079723 | Central HP <5.4 tons | ARCOAIRE | HRCU-A-CB (Split System: Heat Pump with Remote Outdoor Unit-Air-Source) | DLCURAH36ABK |  |  | EN(A,D)4X48L24** | *92MSN0802120A* | 35800 | 16.5 | 8.1 | 38500 | 34800 | 90.39% | 2 | 0 | 10 |  |  |  | No | R-410A | 2.9833 | Residential & Commercial | Ducted CEE Tier 1
215728044 | Central HP <5.4 tons | CHAMPION HEATING AND COOLING | HRCU-A-CB (Split System: Heat Pump with Remote Outdoor Unit-Air-Source) | HH824E2S11 | ADP |  | H,YE7J(1,2)36+TXV | Z9ES080B12SMPS1 | 22400 | 17 | 8.8 | 21400 | 17400 | 81.31% | 1.96 | 0 | 11.5 |  |  |  | No | R-454B | 1.8667 | Residential & Commercial | Ducted CEE Tier 1
215728010 | Central HP <5.4 tons | CHAMPION HEATING AND COOLING | HRCU-A-CB (Split System: Heat Pump with Remote Outdoor Unit-Air-Source) | HH824E2S11 | ADP |  | H,YE31(1,2)30+TXV | TM9E060B12MP12 | 22400 | 16 | 8.75 | 21400 | 17900 | 83.64% | 1.96 | 0 | 11 |  |  |  | No | R-454B | 1.8667 | Residential & Commercial | Ducted CEE Tier 1
215727994 | Central HP <5.4 tons | CHAMPION HEATING AND COOLING | HRCU-A-CB (Split System: Heat Pump with Remote Outdoor Unit-Air-Source) | HH824E2S11 | ADP |  | H,YE31(1,2)30+TXV | TM8E060A12MP11 | 21800 | 17 | 8.5 | 21200 | 17500 | 82.55% | 1.9 | 0 | 11 |  |  |  | No | R-454B | 1.8167 | Residential & Commercial | Ducted CEE Tier 1
215727999 | Central HP <5.4 tons | CHAMPION HEATING AND COOLING | HRCU-A-CB (Split System: Heat Pump with Remote Outdoor Unit-Air-Source) | HH824E2S11 | ADP |  | H,YE7J(1,2)36+TXV | TM8E100B12MP11 | 22400 | 17 | 8.8 | 21400 | 17700 | 82.71% | 1.96 | 0 | 11.5 |  |  |  | No | R-454B | 1.8667 | Residential & Commercial | Ducted CEE Tier 1
215849763 | Central HP <5.4 tons | COLEMAN | HRCU-A-CB (Split System: Heat Pump with Remote Outdoor Unit-Air-Source) | HH824E2S11 | ASPEN |  | D(A,C,E)24C3K+TDR | CP9C060B12MP13 | 22400 | 17 | 9 | 22600 | 18000 | 79.65% | 2 | 0 | 12 |  |  |  | No | R-454B | 1.8667 | Residential & Commercial | Ducted CEE Tier 1
215849814 | Central HP <5.4 tons | COLEMAN | HRCU-A-CB (Split System: Heat Pump with Remote Outdoor Unit-Air-Source) | HH824E2S11 | ASPEN |  | C(A,C,D,E)24C3K+TDR | TL9E060B12UH11 | 22200 | 17 | 8.5 | 22800 | 18000 | 78.95% | 2 | 0 | 12 |  |  |  | No | R-454B | 1.85 | Residential & Commercial | Ducted CEE Tier 1
215849849 | Central HP <5.4 tons | COLEMAN | HRCU-A-CB (Split System: Heat Pump with Remote Outdoor Unit-Air-Source) | HH824E2S11 | ASPEN |  | C(A,C,D,E)24A3K+TDR | TM8E080B12MP11 | 21600 | 17 | 8.1 | 22600 | 18000 | 79.65% | 2 | 0 | 12 |  |  |  | No | R-454B | 1.8 | Residential & Commercial | Ducted CEE Tier 1
214849115 | Central HP <5.4 tons | YORK | HRCU-A-CB (Split System: Heat Pump with Remote Outdoor Unit-Air-Source) | HMH72B341 | ADP |  | CX360B935 | Y81E040A12LMPS1 | 33200 | 18 | 8.5 | 31400 | 23000 | 73.25% | 2.06 | 0 | 10 |  |  |  | No | R-410A | 2.7667 | Residential & Commercial | Ducted CEE Tier 1
214849148 | Central HP <5.4 tons | YORK | HRCU-A-CB (Split System: Heat Pump with Remote Outdoor Unit-Air-Source) | HMH72B341 | ADP |  | CH360*9 | Y81E080B12SMPS1 | 33200 | 18 | 8.5 | 31400 | 23000 | 73.25% | 2.04 | 0 | 10 |  |  |  | No | R-410A | 2.7667 | Residential & Commercial | Ducted CEE Tier 1
213362771 | Central HP <5.4 tons | COLEMAN | HRCU-A-CB (Split System: Heat Pump with Remote Outdoor Unit-Air-Source) | HMH72B341 | ADP |  | H,YG81936 | TMLE040A12MP11 | 34000 | 18 | 8.1 | 32000 | 23400 | 73.12% | 2.06 | 0 | 10 |  |  |  | No | R-410A | 2.8333 | Residential & Commercial | Ducted CEE Tier 1
213362787 | Central HP <5.4 tons | COLEMAN | HRCU-A-CB (Split System: Heat Pump with Remote Outdoor Unit-Air-Source) | HMH72B341 | ADP |  | H,YG81936 | Z8ES040A12LMPS1 | 34000 | 18 | 8.5 | 31800 | 23800 | 74.84% | 2.1 | 0 | 10 |  |  |  | No | R-410A | 2.8333 | Residential & Commercial | Ducted CEE Tier 1
215849864 | Central HP <5.4 tons | COLEMAN | HRCU-A-CB (Split System: Heat Pump with Remote Outdoor Unit-Air-Source) | HH824E2S11 | ASPEN |  | C(A,C,D,E)24C3K+TDR | TM8E100B12MP11 | 22200 | 17 | 8.5 | 22800 | 18000 | 78.95% | 2 | 0 | 12 |  |  |  | No | R-454B | 1.85 | Residential & Commercial | Ducted CEE Tier 1
215849879 | Central HP <5.4 tons | COLEMAN | HRCU-A-CB (Split System: Heat Pump with Remote Outdoor Unit-Air-Source) | HH824E2S11 | ASPEN |  | D(A,C,E)24C3K+TDR | TM8V080B12MP12 | 22400 | 17 | 8.5 | 22600 | 17700 | 78.32% | 2 | 0 | 12 |  |  |  | No | R-454B | 1.8667 | Residential & Commercial | Ducted CEE Tier 1
215849929 | Central HP <5.4 tons | COLEMAN | HRCU-A-CB (Split System: Heat Pump with Remote Outdoor Unit-Air-Source) | HH824E2S11 | ASPEN |  | D(A,C,E)24C3K+TDR | TM9E040A10MP12 | 20800 | 16.5 | 9 | 23000 | 18100 | 78.7% | 2 | 0 | 10.5 |  |  |  | No | R-454B | 1.7333 | Residential & Commercial | Ducted CEE Tier 1
215849949 | Central HP <5.4 tons | COLEMAN | HRCU-A-CB (Split System: Heat Pump with Remote Outdoor Unit-Air-Source) | HH824E2S11 | ASPEN |  | C(A,C,D,E)24C3K+TDR | TM9E060B12MP12 | 22200 | 17 | 8.5 | 22800 | 18300 | 80.26% | 2 | 0 | 11.7 |  |  |  | No | R-454B | 1.85 | Residential & Commercial | Ducted CEE Tier 1
215850048 | Central HP <5.4 tons | COLEMAN | HRCU-A-CB (Split System: Heat Pump with Remote Outdoor Unit-Air-Source) | HH824E2S11 | ASPEN |  | C(A,C,D,E)24C3K+TDR | TMLE040A12MP11 | 20800 | 16.5 | 9 | 22600 | 17200 | 76.11% | 2 | 0 | 11 |  |  |  | No | R-454B | 1.7333 | Residential & Commercial | Ducted CEE Tier 1
215850334 | Central HP <5.4 tons | COLEMAN | HRCU-A-CB (Split System: Heat Pump with Remote Outdoor Unit-Air-Source) | HH836E2S11 | ASPEN |  | C(A,C,D,E)36B3K+TDR | TM8E120C16MP11 | 30600 | 18 | 8.5 | 30200 | 24800 | 82.12% | 2 | 0 | 11 |  |  |  | No | R-454B | 2.55 | Residential & Commercial | Ducted CEE Tier 1
215850383 | Central HP <5.4 tons | COLEMAN | HRCU-A-CB (Split System: Heat Pump with Remote Outdoor Unit-Air-Source) | HH836E2S11 | ASPEN |  | C(A,C,D,E)36B3K+TDR | TM8Y100C20MP11 | 30800 | 18 | 8.5 | 30600 | 25000 | 81.7% | 2 | 0 | 11 |  |  |  | No | R-454B | 2.5667 | Residential & Commercial | Ducted CEE Tier 1
215850448 | Central HP <5.4 tons | COLEMAN | HRCU-A-CB (Split System: Heat Pump with Remote Outdoor Unit-Air-Source) | HH836E2S11 | ASPEN |  | C(A,C,D,E)48A3K+TDR | TM9V080C16MP12 | 31200 | 18 | 8.1 | 31400 | 25400 | 80.89% | 2 | 0 | 10.5 |  |  |  | No | R-454B | 2.6 | Residential & Commercial | Ducted CEE Tier 1
215850482 | Central HP <5.4 tons | COLEMAN | HRCU-A-CB (Split System: Heat Pump with Remote Outdoor Unit-Air-Source) | HH836E2S11 | ASPEN |  | C(A,C,D,E)36B3K+TDR | TM9Y100C16MP11 | 30800 | 18 | 8.5 | 31000 | 25200 | 81.29% | 2 | 0 | 10.5 |  |  |  | No | R-454B | 2.5667 | Residential & Commercial | Ducted CEE Tier 1
216055579 | Central HP <5.4 tons | CHAMPION HEATING AND COOLING | HRCU-A-CB (Split System: Heat Pump with Remote Outdoor Unit-Air-Source) | HH824E2S11 | ASPEN |  | D(A,C,E)24B3K+TDR | TPLC080B12MP13 | 22000 | 17 | 8.1 | 22600 | 17700 | 78.32% | 2 | 0 | 12 |  |  |  | No | R-454B | 1.8333 | Residential & Commercial | Ducted CEE Tier 1
216055613 | Central HP <5.4 tons | CHAMPION HEATING AND COOLING | HRCU-A-CB (Split System: Heat Pump with Remote Outdoor Unit-Air-Source) | HH824E2S11 | ASPEN |  | C(A,C,D,E)24A3K+TDR | Z8ET080B12LMPS1 | 21600 | 18 | 8.1 | 22400 | 18500 | 82.59% | 2 | 0 | 12 |  |  |  | No | R-454B | 1.8 | Residential & Commercial | Ducted CEE Tier 1
212622691 | Central HP <5.4 tons | COLEMAN | HRCU-A-CB (Split System: Heat Pump with Remote Outdoor Unit-Air-Source) | HMH72B341 | ASPEN |  | C(A,C,D,E)36A44+TDR | TM8E080C16MP11 | 33000 | 18 | 8.2 | 33800 | 28200 | 83.43% | 2.68 | 0 | 10 |  |  |  | No | R-410A | 2.75 | Residential & Commercial | Ducted CEE Tier 1
212622714 | Central HP <5.4 tons | COLEMAN | HRCU-A-CB (Split System: Heat Pump with Remote Outdoor Unit-Air-Source) | HMH72B341 | ASPEN |  | D(A,C,E)42C24+TDR | TM9Y100C16MP11 | 31600 | 18 | 8.3 | 33800 | 28600 | 84.62% | 2.69 | 0 | 10 |  |  |  | No | R-410A | 2.6333 | Residential & Commercial | Ducted CEE Tier 1
212622841 | Central HP <5.4 tons | COLEMAN | HRCU-A-CB (Split System: Heat Pump with Remote Outdoor Unit-Air-Source) | HMH72B341 | ASPEN |  | D(A,C,E)42B34+TDR | TM8E080C16MP11 | 33000 | 18 | 8.3 | 33800 | 28600 | 84.62% | 2.7 | 0 | 10 |  |  |  | No | R-410A | 2.75 | Residential & Commercial | Ducted CEE Tier 1
216571358 | Central HP <5.4 tons | DIRECT AIR | HRCU-A-CB (Split System: Heat Pump with Remote Outdoor Unit-Air-Source) | DIRM4-36CS19-OU |  |  | DIRM4-36MAGICPRO20-AH |  | 36000 | 16.1 | 8.7 | 36000 | 27000 | 75% | 2 | 0 | 10 |  |  |  | No | R-454B | 3 | Residential & Commercial | Ducted CEE Tier 1
215848361 | Central HP <5.4 tons | COLEMAN | HRCU-A-C (Split System: Heat Pump with Remote Outdoor Unit with No Indoor Fan --Air Source) | HH824E2S11 | ASPEN |  | C(A,C,D,E)24C3K+TDR |  | 22200 | 15.2 | 8.5 | 22800 | 21200 | 92.98% | 2.76 | 0 | 11 |  |  |  | No | R-454B | 1.85 | Residential & Commercial | Ducted CEE Tier 1
214771877 | Central HP <5.4 tons | LUXAIRE | HRCU-A-C (Split System: Heat Pump with Remote Outdoor Unit with No Indoor Fan --Air Source) | HH824E2S11 | ADP |  | H,YG80*36+TXV+TD |  | 23000 | 15.2 | 8.5 | 21400 | 17000 | 79.44% | 2 | 0 | 11 |  |  |  | No | R-454B | 1.9167 | Residential & Commercial | Ducted CEE Tier 1
216057050 | Central HP <5.4 tons | LUXAIRE | HRCU-A-C (Split System: Heat Pump with Remote Outdoor Unit with No Indoor Fan --Air Source) | HH824E2S11 | ASPEN |  | D(A,C,E)24B3K+TDR |  | 22000 | 15.2 | 8.1 | 22600 | 21200 | 93.81% | 2.67 | 0 | 11 |  |  |  | No | R-454B | 1.8333 | Residential & Commercial | Ducted CEE Tier 1
210598003 | Central HP <5.4 tons | ARCOAIRE | HRCU-A-CB (Split System: Heat Pump with Remote Outdoor Unit-Air-Source) | HVH825GKA2* |  |  | EA*4X48L21A*+WALLCON | *80CSU0601716A* | 24000 | 17 | 8.1 | 21000 | 16600 | 79.05% | 2.02 | 0 | 11 |  |  |  | No | R-410A | 2 | Residential & Commercial | Ducted CEE Tier 1
210598023 | Central HP <5.4 tons | ARCOAIRE | HRCU-A-CB (Split System: Heat Pump with Remote Outdoor Unit-Air-Source) | HVH825GKA2* |  |  | EA*4X48L21A*+WALLCON | *95CSU0601716A* | 24000 | 16.5 | 8.1 | 21000 | 16600 | 79.05% | 2 | 0 | 10.5 |  |  |  | No | R-410A | 2 | Residential & Commercial | Ducted CEE Tier 1
210598187 | Central HP <5.4 tons | ARCOAIRE | HRCU-A-CB (Split System: Heat Pump with Remote Outdoor Unit-Air-Source) | HVH825GKA2* |  |  | EHD4X42AAL+WALLCON | *80CTL1352422A* | 24200 | 16 | 8.1 | 21400 | 16600 | 77.57% | 2 | 0 | 10.5 |  |  |  | No | R-410A | 2.0167 | Residential & Commercial | Ducted CEE Tier 1
215425865 | Central HP <5.4 tons | LUXAIRE | HRCU-A-CB (Split System: Heat Pump with Remote Outdoor Unit-Air-Source) | HH824E2S11 | ADP |  | H,YE32*30+TXV-BLEED | TM9V040A10MP12 | 22200 | 16 | 8.65 | 21200 | 17100 | 80.66% | 1.94 | 0 | 10.5 |  |  |  | No | R-454B | 1.85 | Residential & Commercial | Ducted CEE Tier 1
212622848 | Central HP <5.4 tons | COLEMAN | HRCU-A-CB (Split System: Heat Pump with Remote Outdoor Unit-Air-Source) | HMH72B341 | ASPEN |  | D(A,C,E)36B34+TDR | TM8E120C16MP11 | 33200 | 18 | 8.2 | 33800 | 28600 | 84.62% | 2.7 | 0 | 10 |  |  |  | No | R-410A | 2.7667 | Residential & Commercial | Ducted CEE Tier 1
215731492 | Central HP <5.4 tons | YORK | HRCU-A-CB (Split System: Heat Pump with Remote Outdoor Unit-Air-Source) | HH860E2S11 | ADP |  | H,YG3K*60+TXV | TM9V120D20MP12 | 52500 | 18 | 8.45 | 52500 | 39000 | 74.29% | 1.98 | 0 | 10.5 |  |  |  | No | R-454B | 4.375 | Residential & Commercial | Ducted CEE Tier 1
214389862 | Central HP <5.4 tons | CARRIER | HRCU-A-CB (Split System: Heat Pump with Remote Outdoor Unit-Air-Source) | 25VNA424A*031* | ADP |  | H,PG32936 | 59MN7C060C17**14 | 23000 | 19 | 10 | 25200 | 19600 | 77.78% | 2.36 | 0 | 12.5 |  |  |  | No | R-410A | 1.9167 | Residential & Commercial | Ducted CEE Tier 1
214389896 | Central HP <5.4 tons | CARRIER | HRCU-A-CB (Split System: Heat Pump with Remote Outdoor Unit-Air-Source) | 25VNA424A*031* | ADP |  | H,PG9J936 | 58TN*B135C24**22 | 23400 | 20 | 10.5 | 25000 | 19300 | 77.2% | 2.48 | 0 | 13 |  |  |  | No | R-410A | 1.95 | Residential & Commercial | Ducted CEE Tier 1
215727946 | Central HP <5.4 tons | CHAMPION HEATING AND COOLING | HRCU-A-CB (Split System: Heat Pump with Remote Outdoor Unit-Air-Source) | HH860E2S11 | ADP |  | H,YE36(1,2)60+TXV | TM9E100C16MP12 | 44000 | 17 | 8.4 | 44000 | 34000 | 77.27% | 1.98 | 0 | 10.5 |  |  |  | No | R-454B | 3.6667 | Residential & Commercial | Ducted CEE Tier 1
215727980 | Central HP <5.4 tons | CHAMPION HEATING AND COOLING | HRCU-A-CB (Split System: Heat Pump with Remote Outdoor Unit-Air-Source) | HH860E2S11 | ADP |  | H,YE36(1,2)60+TXV | Z8ES130D20SMPS1 | 52500 | 18 | 8.3 | 52500 | 39000 | 74.29% | 1.96 | 0 | 11 |  |  |  | No | R-454B | 4.375 | Residential & Commercial | Ducted CEE Tier 1
215727930 | Central HP <5.4 tons | CHAMPION HEATING AND COOLING | HRCU-A-CB (Split System: Heat Pump with Remote Outdoor Unit-Air-Source) | HH860E2S11 | ADP |  | H,YE36(1,2)60+TXV | TM8V100C20MP12 | 51500 | 18 | 8.3 | 52000 | 38500 | 74.04% | 1.96 | 0 | 10.5 |  |  |  | No | R-454B | 4.2917 | Residential & Commercial | Ducted CEE Tier 1
215681511 | Central HP <5.4 tons | KENMORE | HRCU-A-CB (Split System: Heat Pump with Remote Outdoor Unit-Air-Source) | (C,H,T)5H0V48*K*AAA* |  |  | EA*5X61M21A*+WALLCON | *97CTN1002122A* | 46000 | 18 | 9 | 47500 | 33800 | 71.16% | 2.08 | 0 | 10 |  |  |  | No | R-454B | 3.8333 | Residential & Commercial | Ducted CEE Tier 1
215682471 | Central HP <5.4 tons | KENMORE | HRCU-A-CB (Split System: Heat Pump with Remote Outdoor Unit-Air-Source) | (C,H,T)5H0V48*K*AAA* |  |  | EVD5X61M21A*+WALLCON | *80CSU0802120B* | 49000 | 19 | 9 | 50000 | 36600 | 73.2% | 2.12 | 0 | 10 |  |  |  | No | R-454B | 4.0833 | Residential & Commercial | Ducted CEE Tier 1
215682221 | Central HP <5.4 tons | KENMORE | HRCU-A-CB (Split System: Heat Pump with Remote Outdoor Unit-Air-Source) | (C,H,T)5H0V48*K*AAA* |  |  | EVD5X48M24A*+WALLCON | *97CTN1002122A* | 47000 | 19 | 9 | 50000 | 36400 | 72.8% | 1.98 | 0 | 10 |  |  |  | No | R-454B | 3.9167 | Residential & Commercial | Ducted CEE Tier 1
213258264 | Central HP <5.4 tons | KEEPRITE | HRCU-A-CB (Split System: Heat Pump with Remote Outdoor Unit-Air-Source) | DLCURAH18ABK | ADP |  | H,GG33936 | *96VTN0401712A* | 17700 | 15.2 | 8.5 | 17100 | 18400 | 107.6% | 2.26 | 0 | 10.5 |  |  |  | No | R-410A | 1.475 | Residential & Commercial | Ducted CEE Tier 1
211261628 | Central HP <5.4 tons | ARCOAIRE | HRCU-A-CB (Split System: Heat Pump with Remote Outdoor Unit-Air-Source) | DLCURAH18ABK |  |  | EA*4X30L17A* | *96VSN0801716A* | 17600 | 16 | 8.5 | 18100 | 18600 | 102.8% | 2.24 | 0 | 10.5 |  |  |  | No | R-410A | 1.4667 | Residential & Commercial | Ducted CEE Tier 1
213258273 | Central HP <5.4 tons | KEEPRITE | HRCU-A-CB (Split System: Heat Pump with Remote Outdoor Unit-Air-Source) | DLCURAH18ABK | ADP |  | H,GG33936 | *96VTN0601412A* | 17900 | 16 | 8.5 | 17200 | 18600 | 108.1% | 2.28 | 0 | 10.5 |  |  |  | No | R-410A | 1.4917 | Residential & Commercial | Ducted CEE Tier 1
213258277 | Central HP <5.4 tons | KEEPRITE | HRCU-A-CB (Split System: Heat Pump with Remote Outdoor Unit-Air-Source) | DLCURAH18ABK | ADP |  | H,GE30924 | *96VTN0601412A* | 17100 | 15.2 | 8.5 | 17200 | 18300 | 106.4% | 2.26 | 0 | 10.5 |  |  |  | No | R-410A | 1.425 | Residential & Commercial | Ducted CEE Tier 1
215425872 | Central HP <5.4 tons | LUXAIRE | HRCU-A-CB (Split System: Heat Pump with Remote Outdoor Unit-Air-Source) | HH824E2S11 | ADP |  | H,YE32*30+TXV-BLEED | Z8ES080B12SMPS1 | 22200 | 18 | 9.1 | 21200 | 17500 | 82.55% | 1.94 | 0 | 11 |  |  |  | No | R-454B | 1.85 | Residential & Commercial | Ducted CEE Tier 1
215425874 | Central HP <5.4 tons | LUXAIRE | HRCU-A-CB (Split System: Heat Pump with Remote Outdoor Unit-Air-Source) | HH824E2S11 | ADP |  | H,YE32*30+TXV-BLEED | Z8ET060A12LMPS1 | 22200 | 18 | 8.65 | 21200 | 17300 | 81.6% | 1.94 | 0 | 11.5 |  |  |  | No | R-454B | 1.85 | Residential & Commercial | Ducted CEE Tier 1
216054755 | Central HP <5.4 tons | LUXAIRE | HRCU-A-CB (Split System: Heat Pump with Remote Outdoor Unit-Air-Source) | HH824E2S11 | ASPEN |  | D(A,C,E)36A4K+TDR | LP9C060B12MP13 | 22600 | 17 | 9 | 22800 | 18000 | 78.95% | 2 | 0 | 12 |  |  |  | No | R-454B | 1.8833 | Residential & Commercial | Ducted CEE Tier 1
215818598 | Central HP <5.4 tons | CHAMPION HEATING AND COOLING | HRCU-A-CB (Split System: Heat Pump with Remote Outdoor Unit-Air-Source) | HH836E2S11 | ADP |  | BV**B9*37+TXV |  | 34000 | 19 | 9 | 30800 | 24800 | 80.52% | 2.1 | 0 | 11.7 |  |  |  | No | R-454B | 2.8333 | Residential & Commercial | Ducted CEE Tier 1
213356184 | Central HP <5.4 tons | COLEMAN | HRCU-A-CB (Split System: Heat Pump with Remote Outdoor Unit-Air-Source) | HMH72B341 | ADP |  | H,YG35936+AEFE4B* |  | 34000 | 18 | 8.7 | 31600 | 22800 | 72.15% | 2.1 | 0 | 10.5 |  |  |  | No | R-410A | 2.8333 | Residential & Commercial | Ducted CEE Tier 1
208699674 | Central HP <5.4 tons | CARRIER | HRCU-A-CB (Split System: Heat Pump with Remote Outdoor Unit-Air-Source) | 25VNA436A*031* | ADP |  | H,PG34936 | 59MN7B060C17**14 | 32600 | 19 | 9 | 34000 | 25800 | 75.88% | 2 | 11.7 | 11.5 |  |  |  | No | R-410A | 2.7167 | Residential & Commercial | Ducted CEE Tier 1
212623082 | Central HP <5.4 tons | COLEMAN | HRCU-A-CB (Split System: Heat Pump with Remote Outdoor Unit-Air-Source) | HMH72B341 | ASPEN |  | D(A,C,E)48C24+TDR | TM8E100C16MP11 | 32200 | 18 | 8.4 | 33800 | 28600 | 84.62% | 2.72 | 0 | 10 |  |  |  | No | R-410A | 2.6833 | Residential & Commercial | Ducted CEE Tier 1
212623152 | Central HP <5.4 tons | COLEMAN | HRCU-A-CB (Split System: Heat Pump with Remote Outdoor Unit-Air-Source) | HMH72B341 | ASPEN |  | D(A,C,E)36D34+TDR | TM8E100B12MP11 | 33000 | 18 | 8.5 | 33800 | 27400 | 81.07% | 2.64 | 0 | 10 |  |  |  | No | R-410A | 2.75 | Residential & Commercial | Ducted CEE Tier 1
216054764 | Central HP <5.4 tons | LUXAIRE | HRCU-A-CB (Split System: Heat Pump with Remote Outdoor Unit-Air-Source) | HH824E2S11 | ASPEN |  | D(A,C,E)24B3K+TDR | LPLC080B12MP13 | 22000 | 17 | 9 | 22600 | 17700 | 78.32% | 2 | 0 | 12 |  |  |  | No | R-454B | 1.8333 | Residential & Commercial | Ducted CEE Tier 1
216054771 | Central HP <5.4 tons | LUXAIRE | HRCU-A-CB (Split System: Heat Pump with Remote Outdoor Unit-Air-Source) | HH824E2S11 | ASPEN |  | D(A,C,E)24B4K+TDR | TL8E060A12UH11 | 21000 | 18 | 9 | 23000 | 17900 | 77.83% | 2 | 0 | 11.2 |  |  |  | No | R-454B | 1.75 | Residential & Commercial | Ducted CEE Tier 1
216054837 | Central HP <5.4 tons | LUXAIRE | HRCU-A-CB (Split System: Heat Pump with Remote Outdoor Unit-Air-Source) | HH824E2S11 | ASPEN |  | D(A,C,E)24B4K+TDR | TM9E060A10MP12 | 21000 | 17 | 9 | 23000 | 18100 | 78.7% | 2 | 0 | 10.5 |  |  |  | No | R-454B | 1.75 | Residential & Commercial | Ducted CEE Tier 1
216054862 | Central HP <5.4 tons | LUXAIRE | HRCU-A-CB (Split System: Heat Pump with Remote Outdoor Unit-Air-Source) | HH824E2S11 | ASPEN |  | D(A,C,E)36A3K+TDR | TM9V060B12MP12 | 22400 | 17 | 8.1 | 22600 | 18000 | 79.65% | 2 | 0 | 12 |  |  |  | No | R-454B | 1.8667 | Residential & Commercial | Ducted CEE Tier 1
213362738 | Central HP <5.4 tons | COLEMAN | HRCU-A-CB (Split System: Heat Pump with Remote Outdoor Unit-Air-Source) | HMH72B341 | ADP |  | H,YG9J936 | TM8E040A12MP11 | 32800 | 18 | 8.1 | 31800 | 23000 | 72.33% | 2.04 | 0 | 10 |  |  |  | No | R-410A | 2.7333 | Residential & Commercial | Ducted CEE Tier 1
213362739 | Central HP <5.4 tons | COLEMAN | HRCU-A-CB (Split System: Heat Pump with Remote Outdoor Unit-Air-Source) | HMH72B341 | ADP |  | H,YG81936 | TM8E040A12MP11 | 34000 | 18 | 8.1 | 32000 | 23400 | 73.12% | 2.06 | 0 | 10 |  |  |  | No | R-410A | 2.8333 | Residential & Commercial | Ducted CEE Tier 1
213362772 | Central HP <5.4 tons | COLEMAN | HRCU-A-CB (Split System: Heat Pump with Remote Outdoor Unit-Air-Source) | HMH72B341 | ADP |  | H,YG9J936 | TMLE060A12MP11 | 34000 | 17 | 8.1 | 32200 | 23400 | 72.67% | 2.06 | 0 | 10 |  |  |  | No | R-410A | 2.8333 | Residential & Commercial | Ducted CEE Tier 1
213362773 | Central HP <5.4 tons | COLEMAN | HRCU-A-CB (Split System: Heat Pump with Remote Outdoor Unit-Air-Source) | HMH72B341 | ADP |  | H,YG81936 | TMLE060A12MP11 | 34000 | 18 | 8.1 | 32200 | 23400 | 72.67% | 2.06 | 0 | 10 |  |  |  | No | R-410A | 2.8333 | Residential & Commercial | Ducted CEE Tier 1
216054889 | Central HP <5.4 tons | LUXAIRE | HRCU-A-CB (Split System: Heat Pump with Remote Outdoor Unit-Air-Source) | HH824E2S11 | ASPEN |  | C(A,C,D,E)24D2K+TDR | TMLE040A12MP11 | 19800 | 16 | 9 | 22600 | 17200 | 76.11% | 2 | 0 | 11.2 |  |  |  | No | R-454B | 1.65 | Residential & Commercial | Ducted CEE Tier 1
216054930 | Central HP <5.4 tons | LUXAIRE | HRCU-A-CB (Split System: Heat Pump with Remote Outdoor Unit-Air-Source) | HH824E2S11 | ASPEN |  | C(A,C,D,E)24A3K+TDR | Z8ES040A12SMPS1 | 20000 | 17.5 | 9 | 22600 | 18100 | 80.09% | 2 | 0 | 11.2 |  |  |  | No | R-454B | 1.6667 | Residential & Commercial | Ducted CEE Tier 1
216054939 | Central HP <5.4 tons | LUXAIRE | HRCU-A-CB (Split System: Heat Pump with Remote Outdoor Unit-Air-Source) | HH824E2S11 | ASPEN |  | D(A,C,E)24B4K+TDR | Z8ES060A12SMPS1 | 21000 | 17.5 | 9 | 22600 | 17300 | 76.55% | 2 | 0 | 11.7 |  |  |  | No | R-454B | 1.75 | Residential & Commercial | Ducted CEE Tier 1
212623450 | Central HP <5.4 tons | COLEMAN | HRCU-A-CB (Split System: Heat Pump with Remote Outdoor Unit-Air-Source) | HMH72B341 | ASPEN |  | D(A,C,E)48C24+TDR | TL9E100C20UH11 | 32400 | 17 | 8.4 | 33800 | 28800 | 85.21% | 2.79 | 0 | 10 |  |  |  | No | R-410A | 2.7 | Residential & Commercial | Ducted CEE Tier 1
215425852 | Central HP <5.4 tons | LUXAIRE | HRCU-A-CB (Split System: Heat Pump with Remote Outdoor Unit-Air-Source) | HH824E2S11 | ADP |  | H,YE32*30+TXV-BLEED | LP9C060B12MP13 | 22200 | 17 | 8.65 | 21200 | 17200 | 81.13% | 1.94 | 0 | 11 |  |  |  | No | R-454B | 1.85 | Residential & Commercial | Ducted CEE Tier 1
215425853 | Central HP <5.4 tons | LUXAIRE | HRCU-A-CB (Split System: Heat Pump with Remote Outdoor Unit-Air-Source) | HH824E2S11 | ADP |  | H,YE32*30+TXV-BLEED | LP9C080B12MP13 | 22200 | 17 | 8.65 | 21200 | 17300 | 81.6% | 1.94 | 0 | 11.5 |  |  |  | No | R-454B | 1.85 | Residential & Commercial | Ducted CEE Tier 1
215425870 | Central HP <5.4 tons | LUXAIRE | HRCU-A-CB (Split System: Heat Pump with Remote Outdoor Unit-Air-Source) | HH824E2S11 | ADP |  | H,YE32*30+TXV-BLEED | TM9Y080B12MP11 | 22200 | 17 | 8.65 | 21000 | 17000 | 80.95% | 1.94 | 0 | 11.5 |  |  |  | No | R-454B | 1.85 | Residential & Commercial | Ducted CEE Tier 1
215728002 | Central HP <5.4 tons | CHAMPION HEATING AND COOLING | HRCU-A-CB (Split System: Heat Pump with Remote Outdoor Unit-Air-Source) | HH824E2S11 | ADP |  | H,YE31(1,2)30+TXV | TM8Y080B12MP11 | 21800 | 17 | 8.5 | 21200 | 17200 | 81.13% | 1.9 | 0 | 11 |  |  |  | No | R-454B | 1.8167 | Residential & Commercial | Ducted CEE Tier 1
215728011 | Central HP <5.4 tons | CHAMPION HEATING AND COOLING | HRCU-A-CB (Split System: Heat Pump with Remote Outdoor Unit-Air-Source) | HH824E2S11 | ADP |  | H,YE7J(1,2)36+TXV | TM9E060B12MP12 | 23000 | 16 | 9 | 21400 | 17900 | 83.64% | 2 | 0 | 11.7 |  |  |  | No | R-454B | 1.9167 | Residential & Commercial | Ducted CEE Tier 1
215728043 | Central HP <5.4 tons | CHAMPION HEATING AND COOLING | HRCU-A-CB (Split System: Heat Pump with Remote Outdoor Unit-Air-Source) | HH824E2S11 | ADP |  | H,YE31(1,2)30+TXV | Z9ES080B12SMPS1 | 21800 | 17 | 8.5 | 21200 | 17400 | 82.08% | 1.9 | 0 | 11 |  |  |  | No | R-454B | 1.8167 | Residential & Commercial | Ducted CEE Tier 1
216055005 | Central HP <5.4 tons | LUXAIRE | HRCU-A-CB (Split System: Heat Pump with Remote Outdoor Unit-Air-Source) | HH836E2S11 | ASPEN |  | C(A,C,D,E)36B3K+TDR | LP9C100C16MP13 | 30800 | 17.5 | 8.1 | 31400 | 25200 | 80.25% | 2 | 0 | 10.5 |  |  |  | No | R-454B | 2.5667 | Residential & Commercial | Ducted CEE Tier 1
216055021 | Central HP <5.4 tons | LUXAIRE | HRCU-A-CB (Split System: Heat Pump with Remote Outdoor Unit-Air-Source) | HH836E2S11 | ASPEN |  | D(A,C,E)36A4K+TDR | TL8E080C16UH11 | 31200 | 18 | 8.5 | 31800 | 25600 | 80.5% | 2 | 0 | 10.5 |  |  |  | No | R-454B | 2.6 | Residential & Commercial | Ducted CEE Tier 1
216055062 | Central HP <5.4 tons | LUXAIRE | HRCU-A-CB (Split System: Heat Pump with Remote Outdoor Unit-Air-Source) | HH836E2S11 | ASPEN |  | C(A,C,D,E)48A3K+TDR | TM8V100C16MP12 | 31200 | 18 | 8.1 | 31200 | 25400 | 81.41% | 2 | 0 | 10.5 |  |  |  | No | R-454B | 2.6 | Residential & Commercial | Ducted CEE Tier 1
216055071 | Central HP <5.4 tons | LUXAIRE | HRCU-A-CB (Split System: Heat Pump with Remote Outdoor Unit-Air-Source) | HH836E2S11 | ASPEN |  | C(A,C,D,E)48A3K+TDR | TM8Y100C16MP11 | 31000 | 18 | 8.1 | 30400 | 25000 | 82.24% | 2 | 0 | 11.2 |  |  |  | No | R-454B | 2.5833 | Residential & Commercial | Ducted CEE Tier 1
208699658 | Central HP <5.4 tons | CARRIER | HRCU-A-CB (Split System: Heat Pump with Remote Outdoor Unit-Air-Source) | 25VNA436A*031* | ADP |  | H,PG34936 | 58TN*A045C17**12 | 32800 | 19 | 9 | 33600 | 25600 | 76.19% | 2 | 12 | 11.5 |  |  |  | No | R-410A | 2.7333 | Residential & Commercial | Ducted CEE Tier 1
216054957 | Central HP <5.4 tons | LUXAIRE | HRCU-A-CB (Split System: Heat Pump with Remote Outdoor Unit-Air-Source) | HH824E2S11 | ASPEN |  | D(A,C,E)24B4K+TDR | Z8ET060A12LMPS1 | 21000 | 19 | 9 | 23000 | 17700 | 76.96% | 2 | 0 | 11.7 |  |  |  | No | R-454B | 1.75 | Residential & Commercial | Ducted CEE Tier 1
216054964 | Central HP <5.4 tons | LUXAIRE | HRCU-A-CB (Split System: Heat Pump with Remote Outdoor Unit-Air-Source) | HH824E2S11 | ASPEN |  | D(A,C,E)36A3K+TDR | Z8ET080B12LMPS1 | 22200 | 18 | 8.1 | 22400 | 18500 | 82.59% | 2 | 0 | 12 |  |  |  | No | R-454B | 1.85 | Residential & Commercial | Ducted CEE Tier 1
214849137 | Central HP <5.4 tons | YORK | HRCU-A-CB (Split System: Heat Pump with Remote Outdoor Unit-Air-Source) | HMH72B341 | ADP |  | CV361*9 | Y81E080B12LMPS1 | 33200 | 18 | 8.5 | 31400 | 23000 | 73.25% | 2.04 | 0 | 10 |  |  |  | No | R-410A | 2.7667 | Residential & Commercial | Ducted CEE Tier 1
214849153 | Central HP <5.4 tons | YORK | HRCU-A-CB (Split System: Heat Pump with Remote Outdoor Unit-Air-Source) | HMH72B341 | ADP |  | CV365*9 | Y81E080B12SMPS1 | 33200 | 18 | 8.5 | 31400 | 23000 | 73.25% | 2.04 | 0 | 10 |  |  |  | No | R-410A | 2.7667 | Residential & Commercial | Ducted CEE Tier 1
216055680 | Central HP <5.4 tons | CHAMPION HEATING AND COOLING | HRCU-A-CB (Split System: Heat Pump with Remote Outdoor Unit-Air-Source) | HH836E2S11 | ASPEN |  | C(A,C,D,E)48A3K+TDR | TM8E120C16MP11 | 30800 | 18 | 8.1 | 30200 | 24800 | 82.12% | 2 | 0 | 11.2 |  |  |  | No | R-454B | 2.5667 | Residential & Commercial | Ducted CEE Tier 1
213320449 | Central HP <5.4 tons | CHAMPION HEATING AND COOLING | HRCU-A-CB (Split System: Heat Pump with Remote Outdoor Unit-Air-Source) | HMH72B341 | ASPEN |  | D(A,C,E)36D34+TDR | TM8E100B12MP11 | 33000 | 18 | 8.1 | 33800 | 27400 | 81.07% | 2.63 | 0 | 10 |  |  |  | No | R-410A | 2.75 | Residential & Commercial | Ducted CEE Tier 1
216054973 | Central HP <5.4 tons | LUXAIRE | HRCU-A-CB (Split System: Heat Pump with Remote Outdoor Unit-Air-Source) | HH824E2S11 | ASPEN |  | C(A,C,D,E)24D2K+TDR | Z9ES040A10SMPS1 | 19500 | 17 | 8.5 | 23000 | 17800 | 77.39% | 2 | 0 | 11.2 |  |  |  | No | R-454B | 1.625 | Residential & Commercial | Ducted CEE Tier 1
216054980 | Central HP <5.4 tons | LUXAIRE | HRCU-A-CB (Split System: Heat Pump with Remote Outdoor Unit-Air-Source) | HH824E2S11 | ASPEN |  | D(A,C,E)24B3K+TDR | Z9ES060A10SMPS1 | 20600 | 17.5 | 8.1 | 22800 | 17600 | 77.19% | 2 | 0 | 11 |  |  |  | No | R-454B | 1.7167 | Residential & Commercial | Ducted CEE Tier 1
215728031 | Central HP <5.4 tons | CHAMPION HEATING AND COOLING | HRCU-A-CB (Split System: Heat Pump with Remote Outdoor Unit-Air-Source) | HH824E2S11 | ADP |  | H,YE31(1,2)30+TXV | Z8ET060A12LMPS1 | 21800 | 18 | 8.5 | 21200 | 17300 | 81.6% | 1.9 | 0 | 11 |  |  |  | No | R-454B | 1.8167 | Residential & Commercial | Ducted CEE Tier 1
213320451 | Central HP <5.4 tons | CHAMPION HEATING AND COOLING | HRCU-A-CB (Split System: Heat Pump with Remote Outdoor Unit-Air-Source) | HMH72B341 | ASPEN |  | D(A,C,E)36A34+TDR | TM8E100C16MP11 | 33000 | 18 | 8.1 | 32600 | 28800 | 88.34% | 2.65 | 0 | 10 |  |  |  | No | R-410A | 2.75 | Residential & Commercial | Ducted CEE Tier 1
213320467 | Central HP <5.4 tons | CHAMPION HEATING AND COOLING | HRCU-A-CB (Split System: Heat Pump with Remote Outdoor Unit-Air-Source) | HMH72B341 | ASPEN |  | D(A,C,E)36D34+TDR | TM9E080B12MP12 | 33000 | 17.5 | 8.1 | 33800 | 27400 | 81.07% | 2.63 | 0 | 10 |  |  |  | No | R-410A | 2.75 | Residential & Commercial | Ducted CEE Tier 1
213320447 | Central HP <5.4 tons | CHAMPION HEATING AND COOLING | HRCU-A-CB (Split System: Heat Pump with Remote Outdoor Unit-Air-Source) | HMH72B341 | ASPEN |  | D(A,C,E)48A34+TDR | TM8E080C16MP11 | 33000 | 18 | 8.1 | 33600 | 28200 | 83.93% | 2.63 | 0 | 10 |  |  |  | No | R-410A | 2.75 | Residential & Commercial | Ducted CEE Tier 1
215678400 | Central HP <5.4 tons | KEEPRITE | HRCU-A-CB (Split System: Heat Pump with Remote Outdoor Unit-Air-Source) | C5H0V24*K*AAA* |  |  | EA*5X37M21A*+WALLCON | *80CSU0601716B* | 24200 | 17.5 | 9 | 23200 | 16300 | 70.26% | 2.02 | 0 | 10.5 |  |  |  | No | R-454B | 2.0167 | Residential & Commercial | Ducted CEE Tier 1
215678300 | Central HP <5.4 tons | KEEPRITE | HRCU-A-CB (Split System: Heat Pump with Remote Outdoor Unit-Air-Source) | C5H0V24*K*AAA* |  |  | EA*5X30M17A*+WALLCON | *97CTN0801716A* | 23000 | 16.5 | 9 | 23800 | 16700 | 70.17% | 1.86 | 0 | 10 |  |  |  | No | R-454B | 1.9167 | Residential & Commercial | Ducted CEE Tier 1
215932721 | Central HP <5.4 tons | KEEPRITE | HRCU-A-CB (Split System: Heat Pump with Remote Outdoor Unit-Air-Source) | C5H3V36*K*AAA* |  |  | EA*5X61M21A*+WALLCON | *80CTL0901716B* | 34400 | 20.5 | 9 | 34400 | 26200 | 76.16% | 1.96 | 0 | 11.7 |  |  |  | No | R-454B | 2.8667 | Residential & Commercial | Ducted CEE Tier 1
215932171 | Central HP <5.4 tons | KEEPRITE | HRCU-A-CB (Split System: Heat Pump with Remote Outdoor Unit-Air-Source) | C5H3V36*K*AAA* |  |  | EA*5X37M21A*+WALLCON | *97CMN0601714B* | 33600 | 19.5 | 9.5 | 34200 | 26200 | 76.61% | 2.06 | 0 | 11 |  |  |  | No | R-454B | 2.8 | Residential & Commercial | Ducted CEE Tier 1
215932291 | Central HP <5.4 tons | KEEPRITE | HRCU-A-CB (Split System: Heat Pump with Remote Outdoor Unit-Air-Source) | C5H3V36*K*AAA* |  |  | EA*5X42M21A*+WALLCON | *97CMN0601714B* | 32400 | 19 | 9.5 | 34400 | 26400 | 76.74% | 2.04 | 0 | 10.5 |  |  |  | No | R-454B | 2.7 | Residential & Commercial | Ducted CEE Tier 1
215931941 | Central HP <5.4 tons | KEEPRITE | HRCU-A-CB (Split System: Heat Pump with Remote Outdoor Unit-Air-Source) | C5H3V36*K*AAA* |  |  | EA*5X24M17A*+WALLCON | *97CMN0601714B* | 31400 | 18.5 | 9.5 | 35000 | 27000 | 77.14% | 1.98 | 0 | 10 |  |  |  | No | R-454B | 2.6167 | Residential & Commercial | Ducted CEE Tier 1
215931971 | Central HP <5.4 tons | KEEPRITE | HRCU-A-CB (Split System: Heat Pump with Remote Outdoor Unit-Air-Source) | C5H3V36*K*AAA* |  |  | EA*5X25M17A*+WALLCON | *97CMN0601714B* | 33400 | 19 | 9.5 | 34400 | 26200 | 76.16% | 2.04 | 0 | 10.5 |  |  |  | No | R-454B | 2.7833 | Residential & Commercial | Ducted CEE Tier 1
213078905 | Central HP <5.4 tons | ARCOAIRE | HRCU-A-CB (Split System: Heat Pump with Remote Outdoor Unit-Air-Source) | DLCURAH36ABK |  |  | EN(A,D)4X36L21** | *80MSU1002120A* | 35000 | 15.5 | 8.1 | 38500 | 35400 | 91.95% | 1.76 | 0 | 10 |  |  |  | No | R-410A | 2.9167 | Residential & Commercial | Ducted CEE Tier 1
213077832 | Central HP <5.4 tons | ARCOAIRE | HRCU-A-CB (Split System: Heat Pump with Remote Outdoor Unit-Air-Source) | DLCURAH36ABK |  |  | EA*4X37L17A* | *80MS(N,L)0451412A* | 36000 | 15.2 | 8.5 | 38500 | 35200 | 91.43% | 2 | 0 | 10 |  |  |  | No | R-410A | 3 | Residential & Commercial | Ducted CEE Tier 1
213078468 | Central HP <5.4 tons | ARCOAIRE | HRCU-A-CB (Split System: Heat Pump with Remote Outdoor Unit-Air-Source) | DLCURAH36ABK |  |  | EN(A,D,W)4X48L21** | *80MS(N,L)0902116A* | 35800 | 16.5 | 8.1 | 38500 | 34800 | 90.39% | 2 | 0 | 10 |  |  |  | No | R-410A | 2.9833 | Residential & Commercial | Ducted CEE Tier 1
211227841 | Central HP <5.4 tons | DAY & NIGHT | HRCU-A-CB (Split System: Heat Pump with Remote Outdoor Unit-Air-Source) | DLCURAH36ABK |  |  | EA*4X42L24A* | *80ES(N,L)1352420A* | 35600 | 16 | 8.1 | 38500 | 35000 | 90.91% | 1.9 | 0 | 10 |  |  |  | No | R-410A | 2.9667 | Residential & Commercial | Ducted CEE Tier 1
214440911 | Central HP <5.4 tons | BRYANT HEATING AND COOLING SYSTEMS | HRCU-A-CB (Split System: Heat Pump with Remote Outdoor Unit-Air-Source) | 284ANV036*0**B* | ADP |  | V,C36H175P159 | 986TD42060C17*** | 33000 | 19 | 9 | 35200 | 27400 | 77.84% | 2.02 | 0 | 11.7 |  |  |  | No | R-410A | 2.75 | Residential & Commercial | Ducted CEE Tier 1
214253212 | Central HP <5.4 tons | AMERICAN STANDARD | HRCU-A-CB (Split System: Heat Pump with Remote Outdoor Unit-Air-Source) | 4A6V0X60A1 |  |  | 4PX*DU60BS3 | S8V2D120M5PDB | 54000 | 19 | 8.2 | 52000 | 39500 | 75.96% | 1.8 | 0 | 11.7 |  |  |  | No | R-410A | 4.5 | Residential & Commercial | Ducted CEE Tier 1
215727939 | Central HP <5.4 tons | CHAMPION HEATING AND COOLING | HRCU-A-CB (Split System: Heat Pump with Remote Outdoor Unit-Air-Source) | HH860E2S11 | ADP |  | H,YE48(1,2)60+TXV | TM8Y100C20MP11 | 44500 | 18 | 8.5 | 43000 | 33400 | 77.67% | 2 | 0 | 11.7 |  |  |  | No | R-454B | 3.7083 | Residential & Commercial | Ducted CEE Tier 1
215727988 | Central HP <5.4 tons | CHAMPION HEATING AND COOLING | HRCU-A-CB (Split System: Heat Pump with Remote Outdoor Unit-Air-Source) | HH860E2S11 | ADP |  | H,YE36(1,2)60+TXV | Z9ES100C20SMPS1 | 45000 | 17 | 8.4 | 45000 | 33600 | 74.67% | 1.98 | 0 | 11.5 |  |  |  | No | R-454B | 3.75 | Residential & Commercial | Ducted CEE Tier 1
215565277 | Central HP <5.4 tons | COLEMAN | HRCU-A-CB (Split System: Heat Pump with Remote Outdoor Unit-Air-Source) | HH860E2S11 | ASPEN |  | D(A,C,E)49B3J+TDR | CP9C100C16MP13 | 40500 | 17 | 8.5 | 44000 | 33200 | 75.45% | 2 | 0 | 11.5 |  |  |  | No | R-454B | 3.375 | Residential & Commercial | Ducted CEE Tier 1
212380548 | Central HP <5.4 tons | CARRIER | HRCU-A-CB (Split System: Heat Pump with Remote Outdoor Unit-Air-Source) | 25VNA424A*031* | ADP |  | PL36H175P149 | 58TN*A090C17**16 | 23600 | 21 | 8.5 | 24800 | 19300 | 77.82% | 2.48 | 0 | 13.5 |  |  |  | No | R-410A | 1.9667 | Residential & Commercial | Ducted CEE Tier 1
212380566 | Central HP <5.4 tons | CARRIER | HRCU-A-CB (Split System: Heat Pump with Remote Outdoor Unit-Air-Source) | 25VNA424A*031* | ADP |  | V,C36H175P139 | 59MN7B060C17**14 | 23200 | 19 | 8.1 | 25200 | 19600 | 77.78% | 2.42 | 0 | 12.5 |  |  |  | No | R-410A | 1.9333 | Residential & Commercial | Ducted CEE Tier 1
207573657 | Central HP <5.4 tons | DAY & NIGHT | HRCU-A-CB (Split System: Heat Pump with Remote Outdoor Unit-Air-Source) | CVH848GKA2* | ADP |  | FG36948 | *80CSU0802120A* | 45500 | 17 | 8.5 | 45000 | 32800 | 72.89% | 2.32 | 10.5 | 10 |  |  |  | No | R-410A | 3.7917 | Residential & Commercial | Ducted CEE Tier 1
207573710 | Central HP <5.4 tons | DAY & NIGHT | HRCU-A-CB (Split System: Heat Pump with Remote Outdoor Unit-Air-Source) | CVH848GKA2* | ADP |  | FG84948 | *80CTL1102120A* | 46000 | 17 | 8.1 | 44000 | 31600 | 71.82% | 2.26 | 10.5 | 10 |  |  |  | No | R-410A | 3.8333 | Residential & Commercial | Ducted CEE Tier 1
215727891 | Central HP <5.4 tons | CHAMPION HEATING AND COOLING | HRCU-A-CB (Split System: Heat Pump with Remote Outdoor Unit-Air-Source) | HH836E2S11 | ADP |  | H,YE9J(1,2)36+TXV | TM9V080B12MP12 | 33000 | 17 | 8.5 | 29200 | 24800 | 84.93% | 2 | 0 | 11 |  |  |  | No | R-454B | 2.75 | Residential & Commercial | Ducted CEE Tier 1
215425881 | Central HP <5.4 tons | LUXAIRE | HRCU-A-C (Split System: Heat Pump with Remote Outdoor Unit with No Indoor Fan --Air Source) | HH836E2S11 | ADP |  | H,YE9J*36+TXV-BLEED+TD |  | 33600 | 15.2 | 8.5 | 30600 | 23000 | 75.16% | 2 | 0 | 10 |  |  |  | No | R-454B | 2.8 | Residential & Commercial | Ducted CEE Tier 1
212864636 | Central HP <5.4 tons | BRYANT HEATING AND COOLING SYSTEMS | HRCU-A-CB (Split System: Heat Pump with Remote Outdoor Unit-Air-Source) | 284ANV024*0**B* | ADP |  | H,PG32930 | 88*TA36070C14*** | 23200 | 21 | 10.5 | 25000 | 19400 | 77.6% | 2.42 | 0 | 13.5 |  |  |  | No | R-410A | 1.9333 | Residential & Commercial | Ducted CEE Tier 1
216441215 | Central HP <5.4 tons | CHAMPION HEATING AND COOLING | HRCU-A-CB (Split System: Heat Pump with Remote Outdoor Unit-Air-Source) | HH836E2S11 | ADP |  | FE*TT3*37+TXV |  | 34000 | 19 | 9 | 29800 | 24800 | 83.22% | 2 | 0 | 11.7 |  |  |  | No | R-454B | 2.8333 | Residential & Commercial | Ducted CEE Tier 1
214849128 | Central HP <5.4 tons | YORK | HRCU-A-CB (Split System: Heat Pump with Remote Outdoor Unit-Air-Source) | HMH72B341 | ADP |  | CX360A935 | Y81E040A12SMPS1 | 33200 | 18 | 8.5 | 31400 | 23000 | 73.25% | 2.06 | 0 | 10 |  |  |  | No | R-410A | 2.7667 | Residential & Commercial | Ducted CEE Tier 1
214849130 | Central HP <5.4 tons | YORK | HRCU-A-CB (Split System: Heat Pump with Remote Outdoor Unit-Air-Source) | HMH72B341 | ADP |  | CV363*9 | Y81E040A12SMPS1 | 33200 | 18 | 8.5 | 31400 | 23000 | 73.25% | 2.06 | 0 | 10 |  |  |  | No | R-410A | 2.7667 | Residential & Commercial | Ducted CEE Tier 1
214849131 | Central HP <5.4 tons | YORK | HRCU-A-CB (Split System: Heat Pump with Remote Outdoor Unit-Air-Source) | HMH72B341 | ADP |  | CX361B935 | Y81E040A12SMPS1 | 34000 | 18 | 8.5 | 31800 | 23800 | 74.84% | 2.1 | 0 | 10 |  |  |  | No | R-410A | 2.8333 | Residential & Commercial | Ducted CEE Tier 1
214574127 | Central HP <5.4 tons | TEMPSTAR | HRCU-A-CB (Split System: Heat Pump with Remote Outdoor Unit-Air-Source) | TVH837GKA2* |  |  | EA*4X61L21A*+WALLCON | *97CMN0602120B* | 33000 | 17.5 | 8.5 | 32200 | 25000 | 77.64% | 1.98 | 0 | 11 |  |  |  | No | R-410A | 2.75 | Residential & Commercial | Ducted CEE Tier 1
214574177 | Central HP <5.4 tons | TEMPSTAR | HRCU-A-CB (Split System: Heat Pump with Remote Outdoor Unit-Air-Source) | TVH837GKA2* |  |  | EA*4X61L24A*+WALLCON | *95CSU1002122B* | 33200 | 18.5 | 8.5 | 31800 | 24800 | 77.99% | 2 | 0 | 11.5 |  |  |  | No | R-410A | 2.7667 | Residential & Commercial | Ducted CEE Tier 1
214574147 | Central HP <5.4 tons | TEMPSTAR | HRCU-A-CB (Split System: Heat Pump with Remote Outdoor Unit-Air-Source) | TVH837GKA2* |  |  | EA*4X61L21A*+WALLCON | *96CTN0802120B* | 33200 | 18.5 | 8.5 | 31800 | 24800 | 77.99% | 2 | 0 | 11.5 |  |  |  | No | R-410A | 2.7667 | Residential & Commercial | Ducted CEE Tier 1
214574297 | Central HP <5.4 tons | TEMPSTAR | HRCU-A-CB (Split System: Heat Pump with Remote Outdoor Unit-Air-Source) | TVH837GKA2* |  |  | EHD4X42AAL+WALLCON | *95CSU1002122B* | 32600 | 17 | 8.5 | 32800 | 24800 | 75.61% | 1.96 | 0 | 11 |  |  |  | No | R-410A | 2.7167 | Residential & Commercial | Ducted CEE Tier 1
214574347 | Central HP <5.4 tons | TEMPSTAR | HRCU-A-CB (Split System: Heat Pump with Remote Outdoor Unit-Air-Source) | TVH837GKA2* |  |  | EHD4X48AAL+WALLCON | *95CSU0802120B* | 32600 | 17.5 | 8.5 | 32800 | 25000 | 76.22% | 1.98 | 0 | 11 |  |  |  | No | R-410A | 2.7167 | Residential & Commercial | Ducted CEE Tier 1
214574747 | Central HP <5.4 tons | TEMPSTAR | HRCU-A-CB (Split System: Heat Pump with Remote Outdoor Unit-Air-Source) | TVH837GKA2* |  |  | EN(A,D,W)4X60L24**+WALLCON | *96CTN0802120B* | 32800 | 19 | 8.5 | 32200 | 24600 | 76.4% | 1.98 | 0 | 12 |  |  |  | No | R-410A | 2.7333 | Residential & Commercial | Ducted CEE Tier 1
215667922 | Central HP <5.4 tons | KENMORE | HRCU-A-CB (Split System: Heat Pump with Remote Outdoor Unit-Air-Source) | (C,H,T)5H0V24*K*AAA* |  |  | EA*5X37M21A*+WALLCON | *96CTN0601714B* | 24000 | 17.5 | 9 | 23400 | 16400 | 70.09% | 2 | 0 | 10.5 |  |  |  | No | R-454B | 2 | Residential & Commercial | Ducted CEE Tier 1
215667858 | Central HP <5.4 tons | KENMORE | HRCU-A-CB (Split System: Heat Pump with Remote Outdoor Unit-Air-Source) | (C,H,T)5H0V24*K*AAA* |  |  | EA*5X37M21A*+WALLCON | *80CTL0901716B* | 24000 | 17.5 | 9 | 23200 | 16300 | 70.26% | 2.02 | 0 | 10.5 |  |  |  | No | R-454B | 2 | Residential & Commercial | Ducted CEE Tier 1
215667591 | Central HP <5.4 tons | KENMORE | HRCU-A-CB (Split System: Heat Pump with Remote Outdoor Unit-Air-Source) | (C,H,T)5H0V24*K*AAA* |  |  | EA*5X36M17A*+WALLCON | *80CSU0601716A* | 23200 | 17 | 9 | 23600 | 16600 | 70.34% | 1.98 | 0 | 10 |  |  |  | No | R-454B | 1.9333 | Residential & Commercial | Ducted CEE Tier 1
215667625 | Central HP <5.4 tons | KENMORE | HRCU-A-CB (Split System: Heat Pump with Remote Outdoor Unit-Air-Source) | (C,H,T)5H0V24*K*AAA* |  |  | EA*5X36M17A*+WALLCON | *80CTL0701412B* | 23200 | 17 | 9 | 23600 | 16600 | 70.34% | 1.98 | 0 | 10 |  |  |  | No | R-454B | 1.9333 | Residential & Commercial | Ducted CEE Tier 1
215667322 | Central HP <5.4 tons | KENMORE | HRCU-A-CB (Split System: Heat Pump with Remote Outdoor Unit-Air-Source) | (C,H,T)5H0V24*K*AAA* |  |  | EA*5X25M17A*+WALLCON | *96CTN0801714B* | 24000 | 17.5 | 9 | 23400 | 16400 | 70.09% | 2 | 0 | 10.5 |  |  |  | No | R-454B | 2 | Residential & Commercial | Ducted CEE Tier 1
215667391 | Central HP <5.4 tons | KENMORE | HRCU-A-CB (Split System: Heat Pump with Remote Outdoor Unit-Air-Source) | (C,H,T)5H0V24*K*AAA* |  |  | EA*5X30M17A*+WALLCON | *80CSU0601716A* | 23000 | 17 | 9 | 23800 | 16700 | 70.17% | 1.98 | 0 | 10 |  |  |  | No | R-454B | 1.9167 | Residential & Commercial | Ducted CEE Tier 1
215667105 | Central HP <5.4 tons | KENMORE | HRCU-A-CB (Split System: Heat Pump with Remote Outdoor Unit-Air-Source) | (C,H,T)5H0V24*K*AAA* |  |  | EA*5X24M17A*+WALLCON | *97CMN0801714B* | 22800 | 16.5 | 9 | 24000 | 16900 | 70.42% | 1.94 | 0 | 10 |  |  |  | No | R-454B | 1.9 | Residential & Commercial | Ducted CEE Tier 1
214574337 | Central HP <5.4 tons | TEMPSTAR | HRCU-A-CB (Split System: Heat Pump with Remote Outdoor Unit-Air-Source) | TVH837GKA2* |  |  | EHD4X48AAL+WALLCON | *80CTL0702120B* | 32600 | 17.5 | 8.5 | 32800 | 25000 | 76.22% | 1.98 | 0 | 11 |  |  |  | No | R-410A | 2.7167 | Residential & Commercial | Ducted CEE Tier 1
215676780 | Central HP <5.4 tons | KEEPRITE | HRCU-A-CB (Split System: Heat Pump with Remote Outdoor Unit-Air-Source) | C5H0V48*K*AAA* |  |  | EVD5X61M21A*+WALLCON | *95CSU0802120B* | 48500 | 18.5 | 9 | 50000 | 37000 | 74% | 2 | 0 | 10 |  |  |  | No | R-454B | 4.0417 | Residential & Commercial | Ducted CEE Tier 1
215676800 | Central HP <5.4 tons | KEEPRITE | HRCU-A-CB (Split System: Heat Pump with Remote Outdoor Unit-Air-Source) | C5H0V48*K*AAA* |  |  | EVD5X61M21A*+WALLCON | *97CMN0602120B* | 48000 | 18.5 | 9 | 50000 | 37400 | 74.8% | 2 | 0 | 10 |  |  |  | No | R-454B | 4 | Residential & Commercial | Ducted CEE Tier 1
215676580 | Central HP <5.4 tons | KEEPRITE | HRCU-A-CB (Split System: Heat Pump with Remote Outdoor Unit-Air-Source) | C5H0V48*K*AAA* |  |  | EVD5X60M21A*+WALLCON | *96CTN1002122B* | 48000 | 19 | 9 | 50000 | 36600 | 73.2% | 2 | 0 | 10 |  |  |  | No | R-454B | 4 | Residential & Commercial | Ducted CEE Tier 1
215676680 | Central HP <5.4 tons | KEEPRITE | HRCU-A-CB (Split System: Heat Pump with Remote Outdoor Unit-Air-Source) | C5H0V48*K*AAA* |  |  | EVD5X60M24A*+WALLCON | *96CTN1202422B* | 48000 | 19 | 9 | 50000 | 36600 | 73.2% | 2 | 0 | 10.5 |  |  |  | No | R-454B | 4 | Residential & Commercial | Ducted CEE Tier 1
215676380 | Central HP <5.4 tons | KEEPRITE | HRCU-A-CB (Split System: Heat Pump with Remote Outdoor Unit-Air-Source) | C5H0V48*K*AAA* |  |  | EVD5X49M24A*+WALLCON | *97CMN1202422B* | 48000 | 19 | 9 | 50000 | 36600 | 73.2% | 2 | 0 | 10 |  |  |  | No | R-454B | 4 | Residential & Commercial | Ducted CEE Tier 1
215936018 | Central HP <5.4 tons | ARCOAIRE | HRCU-A-CB (Split System: Heat Pump with Remote Outdoor Unit-Air-Source) | H5H3V36*K*AAA* |  |  | EVD5X42M21A*+WALLCON | *80CTL0902120B* | 34400 | 21 | 8.5 | 38500 | 28000 | 72.73% | 2.04 | 0 | 12 |  |  |  | No | R-454B | 2.8667 | Residential & Commercial | Ducted CEE Tier 1
215936118 | Central HP <5.4 tons | ARCOAIRE | HRCU-A-CB (Split System: Heat Pump with Remote Outdoor Unit-Air-Source) | H5H3V36*K*AAA* |  |  | EVD5X42M21A*+WALLCON | *96CTN0601714B* | 34200 | 20.5 | 8.1 | 38000 | 27000 | 71.05% | 2 | 0 | 11 |  |  |  | No | R-454B | 2.85 | Residential & Commercial | Ducted CEE Tier 1
215934047 | Central HP <5.4 tons | AIRQUEST | HRCU-A-CB (Split System: Heat Pump with Remote Outdoor Unit-Air-Source) | H5H3V48*K*AAA* |  |  | EA*5X48M21A*+WALLCON | *97CMN0602120B* | 43000 | 20 | 9.5 | 48500 | 37200 | 76.7% | 1.88 | 0 | 10 |  |  |  | No | R-454B | 3.5833 | Residential & Commercial | Ducted CEE Tier 1
215934367 | Central HP <5.4 tons | AIRQUEST | HRCU-A-CB (Split System: Heat Pump with Remote Outdoor Unit-Air-Source) | H5H3V48*K*AAA* |  |  | EA*5X61M24A*+WALLCON | *97CMN0602120B* | 44500 | 20.5 | 9.5 | 48500 | 37400 | 77.11% | 2 | 0 | 10.5 |  |  |  | No | R-454B | 3.7083 | Residential & Commercial | Ducted CEE Tier 1
215934617 | Central HP <5.4 tons | AIRQUEST | HRCU-A-CB (Split System: Heat Pump with Remote Outdoor Unit-Air-Source) | H5H3V48*K*AAA* |  |  | FCMA5B48L0C*+WALLCON |  | 45500 | 22 | 9.5 | 48500 | 36000 | 74.23% | 1.96 | 0 | 12 |  |  |  | No | R-454B | 3.7917 | Residential & Commercial | Ducted CEE Tier 1
215933977 | Central HP <5.4 tons | AIRQUEST | HRCU-A-CB (Split System: Heat Pump with Remote Outdoor Unit-Air-Source) | H5H3V48*K*AAA* |  |  | EA*5X48M21A*+WALLCON | *80CSU1002120A* | 43500 | 20.5 | 9.5 | 48000 | 36600 | 76.25% | 2 | 0 | 10.5 |  |  |  | No | R-454B | 3.625 | Residential & Commercial | Ducted CEE Tier 1
215934297 | Central HP <5.4 tons | AIRQUEST | HRCU-A-CB (Split System: Heat Pump with Remote Outdoor Unit-Air-Source) | H5H3V48*K*AAA* |  |  | EA*5X61M24A*+WALLCON | *80CSU1002120A* | 45500 | 21 | 9.5 | 48500 | 36800 | 75.88% | 2 | 0 | 11 |  |  |  | No | R-454B | 3.7917 | Residential & Commercial | Ducted CEE Tier 1
215934577 | Central HP <5.4 tons | AIRQUEST | HRCU-A-CB (Split System: Heat Pump with Remote Outdoor Unit-Air-Source) | H5H3V48*K*AAA* |  |  | ESH5X60M12A*+WALLCON | *95CSU0601716B* | 44000 | 19.5 | 9 | 49000 | 36400 | 74.29% | 1.84 | 0 | 11 |  |  |  | No | R-454B | 3.6667 | Residential & Commercial | Ducted CEE Tier 1
215934057 | Central HP <5.4 tons | AIRQUEST | HRCU-A-CB (Split System: Heat Pump with Remote Outdoor Unit-Air-Source) | H5H3V48*K*AAA* |  |  | EA*5X48M21A*+WALLCON | *97CMN0801714B* | 42500 | 20 | 9.5 | 48500 | 36400 | 75.05% | 2 | 0 | 10.5 |  |  |  | No | R-454B | 3.5417 | Residential & Commercial | Ducted CEE Tier 1
215941251 | Central HP <5.4 tons | KEEPRITE | HRCU-A-CB (Split System: Heat Pump with Remote Outdoor Unit-Air-Source) | C5H3V48*K*AAA* |  |  | ESH5X60M12A*+WALLCON | *97CTN1002122A* | 45000 | 20.5 | 9 | 48500 | 36600 | 75.46% | 1.82 | 0 | 11 |  |  |  | No | R-454B | 3.75 | Residential & Commercial | Ducted CEE Tier 1
215941771 | Central HP <5.4 tons | KEEPRITE | HRCU-A-CB (Split System: Heat Pump with Remote Outdoor Unit-Air-Source) | C5H3V48*K*AAA* |  |  | EVD5X61M21A*+WALLCON | *96CTN0802120B* | 46000 | 20.5 | 8.1 | 53500 | 38500 | 71.96% | 1.95 | 0 | 11.5 |  |  |  | No | R-454B | 3.8333 | Residential & Commercial | Ducted CEE Tier 1
215941031 | Central HP <5.4 tons | KEEPRITE | HRCU-A-CB (Split System: Heat Pump with Remote Outdoor Unit-Air-Source) | C5H3V48*K*AAA* |  |  | EA*5X60M24A*+WALLCON | *97CTN1202422A* | 44500 | 21 | 9.5 | 48000 | 36400 | 75.83% | 2 | 0 | 11 |  |  |  | No | R-454B | 3.7083 | Residential & Commercial | Ducted CEE Tier 1
215941621 | Central HP <5.4 tons | KEEPRITE | HRCU-A-CB (Split System: Heat Pump with Remote Outdoor Unit-Air-Source) | C5H3V48*K*AAA* |  |  | EVD5X48M24A*+WALLCON | *97CTN1202422A* | 45000 | 20.5 | 8.1 | 52000 | 38000 | 73.08% | 1.9 | 0 | 11 |  |  |  | No | R-454B | 3.75 | Residential & Commercial | Ducted CEE Tier 1
214331839 | Central HP <5.4 tons | BOSCH | HRCU-A-CB (Split System: Heat Pump with Remote Outdoor Unit-Air-Source) | BOVB-36HDN1-M20G | ASPEN |  | D(A,C,E)36D3G+TXV+TDR | BGH96M060B3B | 23000 | 18 | 9 | 24000 | 22200 | 92.5% | 2.28 | 0 | 12 |  |  |  | No | R-410A | 1.9167 | Residential & Commercial | Ducted CEE Tier 1
215425826 | Central HP <5.4 tons | YORK | HRCU-A-CB (Split System: Heat Pump with Remote Outdoor Unit-Air-Source) | HH824E2S11 | ADP |  | H,YE32*30+TXV-BLEED | Y91E060B12SMPS1 | 22800 | 16 | 8.95 | 21400 | 18200 | 85.05% | 1.98 | 0 | 11.5 |  |  |  | No | R-454B | 1.9 | Residential & Commercial | Ducted CEE Tier 1
214630401 | Central HP <5.4 tons | CARRIER | HRCU-A-CB (Split System: Heat Pump with Remote Outdoor Unit-Air-Source) | 25VNA825A*032* | ADP |  | C36A***L159 | 59MN7B060C17**14 | 23600 | 16 | 8.1 | 20000 | 16400 | 82% | 1.94 | 0 | 10.5 |  |  |  | No | R-410A | 1.9667 | Residential & Commercial | Ducted CEE Tier 1
214630417 | Central HP <5.4 tons | CARRIER | HRCU-A-CB (Split System: Heat Pump with Remote Outdoor Unit-Air-Source) | 25VNA825A*032* | ADP |  | PL36H175P149 | 59TN6B060C17**14 | 23600 | 16 | 8.1 | 19800 | 16300 | 82.32% | 1.94 | 0 | 11 |  |  |  | No | R-410A | 1.9667 | Residential & Commercial | Ducted CEE Tier 1
214630419 | Central HP <5.4 tons | CARRIER | HRCU-A-CB (Split System: Heat Pump with Remote Outdoor Unit-Air-Source) | 25VNA825A*032* | ADP |  | V,C36H175P149 | 59TN6B060C17**14 | 23600 | 16 | 8.1 | 19800 | 16300 | 82.32% | 1.94 | 0 | 11 |  |  |  | No | R-410A | 1.9667 | Residential & Commercial | Ducted CEE Tier 1
215728027 | Central HP <5.4 tons | CHAMPION HEATING AND COOLING | HRCU-A-CB (Split System: Heat Pump with Remote Outdoor Unit-Air-Source) | HH824E2S11 | ADP |  | H,YE7J(1,2)36+TXV | Z8ES060A12SMPS1 | 22400 | 17 | 8.8 | 21000 | 16900 | 80.48% | 1.96 | 0 | 11.5 |  |  |  | No | R-454B | 1.8667 | Residential & Commercial | Ducted CEE Tier 1
207573725 | Central HP <5.4 tons | DAY & NIGHT | HRCU-A-CB (Split System: Heat Pump with Remote Outdoor Unit-Air-Source) | CVH848GKA2* | ADP |  | PL60H210P299 | *95CSU1002122A* | 45000 | 17 | 8.5 | 45000 | 32400 | 72% | 2.28 | 10.5 | 10 |  |  |  | No | R-410A | 3.75 | Residential & Commercial | Ducted CEE Tier 1
214626882 | Central HP <5.4 tons | CARRIER | HRCU-A-CB (Split System: Heat Pump with Remote Outdoor Unit-Air-Source) | 25VNA424A*031* | ADP |  | PL36H210P299 | 59CU5A060C17**16 | 24000 | 20 | 10.5 | 24800 | 19400 | 78.23% | 2.52 | 0 | 13 |  |  |  | No | R-410A | 2 | Residential & Commercial | Ducted CEE Tier 1
212578220 | Central HP <5.4 tons | CARRIER | HRCU-A-CB (Split System: Heat Pump with Remote Outdoor Unit-Air-Source) | 25VNA424A*031* | ADP |  | H,PG53936 | 58TN*A090C17**16 | 24200 | 21 | 10 | 24800 | 19200 | 77.42% | 2.58 | 0 | 14 |  |  |  | No | R-410A | 2.0167 | Residential & Commercial | Ducted CEE Tier 1
212578227 | Central HP <5.4 tons | CARRIER | HRCU-A-CB (Split System: Heat Pump with Remote Outdoor Unit-Air-Source) | 25VNA424A*031* | ADP |  | H,PG34936 | 59MN7B060C21**20 | 23400 | 20 | 10.5 | 25000 | 19500 | 78% | 2.44 | 0 | 13 |  |  |  | No | R-410A | 1.95 | Residential & Commercial | Ducted CEE Tier 1
215727916 | Central HP <5.4 tons | CHAMPION HEATING AND COOLING | HRCU-A-CB (Split System: Heat Pump with Remote Outdoor Unit-Air-Source) | HH860E2S11 | ADP |  | H,YE36(1,2)60+TXV | TM8E100C16MP11 | 44000 | 17 | 8.4 | 43500 | 33800 | 77.7% | 1.98 | 0 | 10.5 |  |  |  | No | R-454B | 3.6667 | Residential & Commercial | Ducted CEE Tier 1
215727918 | Central HP <5.4 tons | CHAMPION HEATING AND COOLING | HRCU-A-CB (Split System: Heat Pump with Remote Outdoor Unit-Air-Source) | HH860E2S11 | ADP |  | H,YE36(1,2)60+TXV | TM8E100C20MP11 | 52000 | 18 | 8.3 | 53000 | 39500 | 74.53% | 1.96 | 0 | 10.5 |  |  |  | No | R-454B | 4.3333 | Residential & Commercial | Ducted CEE Tier 1
215727941 | Central HP <5.4 tons | CHAMPION HEATING AND COOLING | HRCU-A-CB (Split System: Heat Pump with Remote Outdoor Unit-Air-Source) | HH860E2S11 | ADP |  | H,YE48(1,2)60+TXV | TM8Y120C20MP11 | 44500 | 18 | 8.5 | 43000 | 33400 | 77.67% | 2 | 0 | 11.7 |  |  |  | No | R-454B | 3.7083 | Residential & Commercial | Ducted CEE Tier 1
215727961 | Central HP <5.4 tons | CHAMPION HEATING AND COOLING | HRCU-A-CB (Split System: Heat Pump with Remote Outdoor Unit-Air-Source) | HH860E2S11 | ADP |  | H,YE48(1,2)60+TXV | TM9Y080C16MP11 | 44000 | 17 | 8.5 | 42500 | 33400 | 78.59% | 2 | 0 | 11 |  |  |  | No | R-454B | 3.6667 | Residential & Commercial | Ducted CEE Tier 1
213778904 | Central HP <5.4 tons | TEMPSTAR | HRCU-A-CB (Split System: Heat Pump with Remote Outdoor Unit-Air-Source) | TVH837GKA** |  |  | EA*4X36L21A*+WALLCON | *97CMN1002122B* | 31600 | 17 | 8.1 | 32800 | 24200 | 73.78% | 1.86 | 0 | 11 |  |  |  | No | R-410A | 2.6333 | Residential & Commercial | Ducted CEE Tier 1
212381001 | Central HP <5.4 tons | CARRIER | HRCU-A-CB (Split System: Heat Pump with Remote Outdoor Unit-Air-Source) | 25VNA448A*031* | ADP |  | V,C60H210P179 | 59TN6B100C21**22 | 44500 | 21 | 8.5 | 44000 | 35800 | 81.36% | 2.34 | 0 | 12 |  |  |  | No | R-410A | 3.7083 | Residential & Commercial | Ducted CEE Tier 1
207458074 | Central HP <5.4 tons | CARRIER | HRCU-A-CB (Split System: Heat Pump with Remote Outdoor Unit-Air-Source) | 25VNA448A*031* | ADP |  | C60A***L189 | 59TN6B100C21**22 | 44500 | 21 | 8.5 | 44000 | 35800 | 81.36% | 2.34 | 12.2 | 12 |  |  |  | No | R-410A | 3.7083 | Residential & Commercial | Ducted CEE Tier 1
208665249 | Central HP <5.4 tons | LENNOX | HRCU-A-CB (Split System: Heat Pump with Remote Outdoor Unit-Air-Source) | SL25XPV-048-230A** | ADP |  | LD42/61Y9 | SLP99DF110XV60C* | 45500 | 20 | 9 | 42000 | 35000 | 83.33% | 1.84 | 12 | 12 |  |  |  | No | R-410A | 3.7917 | Residential & Commercial | Ducted CEE Tier 1
215828362 | Central HP <5.4 tons | CARRIER | HRCU-A-CB (Split System: Heat Pump with Remote Outdoor Unit-Air-Source) | 25VNA448A*031* | ADP |  | C60A***L169 | 59MN7C080C21**20 | 43500 | 21 | 9 | 44500 | 36000 | 80.9% | 2.26 | 0 | 11.7 |  |  |  | No | R-410A | 3.625 | Residential & Commercial | Ducted CEE Tier 1
214627141 | Central HP <5.4 tons | CARRIER | HRCU-A-CB (Split System: Heat Pump with Remote Outdoor Unit-Air-Source) | 25VNA448A*031* | ADP |  | A60VHA+TXV | 58CU*A100C21**20 | 45000 | 21 | 9.5 | 44000 | 36000 | 81.82% | 2.36 | 0 | 11.7 |  |  |  | No | R-410A | 3.75 | Residential & Commercial | Ducted CEE Tier 1
211708395 | Central HP <5.4 tons | COLEMAN | HRCU-A-CB (Split System: Heat Pump with Remote Outdoor Unit-Air-Source) | THF2B48T21 | ASPEN |  | D(A,C,E)48D34+TDR | CP9C120D20MP13 | 46000 | 16 | 8.2 | 44500 | 31200 | 70.11% | 3.11 | 0 | 11.9 |  |  |  | No | R-410A | 3.8333 | Residential & Commercial | Ducted CEE Tier 1
211708527 | Central HP <5.4 tons | COLEMAN | HRCU-A-CB (Split System: Heat Pump with Remote Outdoor Unit-Air-Source) | THF2B48T21 | ASPEN |  | D(A,C,E)48D36+TDR | TP9C120D20MP13 | 46000 | 16 | 8.2 | 44500 | 31200 | 70.11% | 3.11 | 0 | 11.9 |  |  |  | No | R-410A | 3.8333 | Residential & Commercial | Ducted CEE Tier 1
213238539 | Central HP <5.4 tons | CHAMPION HEATING AND COOLING | HRCU-A-CB (Split System: Heat Pump with Remote Outdoor Unit-Air-Source) | THF2B48T21 | ASPEN |  | D(A,C,E)48B44+TDR | TM8E120C16MP11 | 42500 | 15.9 | 8.2 | 44000 | 31200 | 70.91% | 3.12 | 0 | 11.5 |  |  |  | No | R-410A | 3.5417 | Residential & Commercial | Ducted CEE Tier 1
207573591 | Central HP <5.4 tons | DAY & NIGHT | HRCU-A-CB (Split System: Heat Pump with Remote Outdoor Unit-Air-Source) | CVH837GKA2* | ADP |  | FG81936 | *80CTL0901716A* | 32400 | 18 | 8.1 | 30800 | 27200 | 88.31% | 2.2 | 12.5 | 11.5 |  |  |  | No | R-410A | 2.7 | Residential & Commercial | Ducted CEE Tier 1
215727868 | Central HP <5.4 tons | CHAMPION HEATING AND COOLING | HRCU-A-CB (Split System: Heat Pump with Remote Outdoor Unit-Air-Source) | HH836E2S11 | ADP |  | H,YE9J(1,2)36+TXV | TM8E080B12MP11 | 33200 | 17 | 8.5 | 29800 | 25000 | 83.89% | 2 | 0 | 11 |  |  |  | No | R-454B | 2.7667 | Residential & Commercial | Ducted CEE Tier 1
214849117 | Central HP <5.4 tons | YORK | HRCU-A-CB (Split System: Heat Pump with Remote Outdoor Unit-Air-Source) | HMH72B341 | ADP |  | CV361*9 | Y81E040A12LMPS1 | 33200 | 18 | 8.5 | 31400 | 23000 | 73.25% | 2.06 | 0 | 10 |  |  |  | No | R-410A | 2.7667 | Residential & Commercial | Ducted CEE Tier 1
214849119 | Central HP <5.4 tons | YORK | HRCU-A-CB (Split System: Heat Pump with Remote Outdoor Unit-Air-Source) | HMH72B341 | ADP |  | CH360*9 | Y81E040A12LMPS1 | 33200 | 18 | 8.5 | 31400 | 23000 | 73.25% | 2.06 | 0 | 10 |  |  |  | No | R-410A | 2.7667 | Residential & Commercial | Ducted CEE Tier 1
212674080 | Central HP <5.4 tons | CHAMPION HEATING AND COOLING | HRCU-A-CB (Split System: Heat Pump with Remote Outdoor Unit-Air-Source) | HMH72B341 | ASPEN |  | L(E,G)M36E4 |  | 32400 | 17 | 8.5 | 32000 | 28000 | 87.5% | 2.88 | 0 | 10 |  |  |  | No | R-410A | 2.7 | Residential & Commercial | Ducted CEE Tier 1
214849124 | Central HP <5.4 tons | YORK | HRCU-A-CB (Split System: Heat Pump with Remote Outdoor Unit-Air-Source) | HMH72B341 | ADP |  | CV367*9 | Y81E040A12LMPS1 | 34000 | 18 | 8.5 | 31800 | 23800 | 74.84% | 2.1 | 0 | 10 |  |  |  | No | R-410A | 2.8333 | Residential & Commercial | Ducted CEE Tier 1
214849133 | Central HP <5.4 tons | YORK | HRCU-A-CB (Split System: Heat Pump with Remote Outdoor Unit-Air-Source) | HMH72B341 | ADP |  | CX363B935 | Y81E040A12SMPS1 | 33200 | 18 | 8.5 | 31400 | 23000 | 73.25% | 2.06 | 0 | 10 |  |  |  | No | R-410A | 2.7667 | Residential & Commercial | Ducted CEE Tier 1
215727984 | Central HP <5.4 tons | CHAMPION HEATING AND COOLING | HRCU-A-CB (Split System: Heat Pump with Remote Outdoor Unit-Air-Source) | HH860E2S11 | ADP |  | H,YE36(1,2)60+TXV | Z9ES080C20SMPS1 | 44000 | 17 | 8.4 | 44500 | 33000 | 74.16% | 1.98 | 0 | 11.7 |  |  |  | No | R-454B | 3.6667 | Residential & Commercial | Ducted CEE Tier 1
215727991 | Central HP <5.4 tons | CHAMPION HEATING AND COOLING | HRCU-A-CB (Split System: Heat Pump with Remote Outdoor Unit-Air-Source) | HH860E2S11 | ADP |  | H,YE48(1,2)60+TXV | Z9ES120D20SMPS1 | 46500 | 18 | 8.5 | 45000 | 33800 | 75.11% | 2 | 0 | 11.7 |  |  |  | No | R-454B | 3.875 | Residential & Commercial | Ducted CEE Tier 1
215731703 | Central HP <5.4 tons | YORK | HRCU-A-CB (Split System: Heat Pump with Remote Outdoor Unit-Air-Source) | HH860E2S11 | ADP |  | H,YG37*60+TXV-BLEED | Y81E120C16SMPS1 | 44000 | 17 | 8.5 | 41500 | 32600 | 78.55% | 2 | 0 | 12 |  |  |  | No | R-454B | 3.6667 | Residential & Commercial | Ducted CEE Tier 1
215731721 | Central HP <5.4 tons | YORK | HRCU-A-CB (Split System: Heat Pump with Remote Outdoor Unit-Air-Source) | HH860E2S11 | ADP |  | H,YG53*48+TXV-BLEED | Y81E120C16SMPS1 | 44000 | 18 | 8.5 | 41500 | 32600 | 78.55% | 2 | 0 | 12 |  |  |  | No | R-454B | 3.6667 | Residential & Commercial | Ducted CEE Tier 1
215731553 | Central HP <5.4 tons | YORK | HRCU-A-CB (Split System: Heat Pump with Remote Outdoor Unit-Air-Source) | HH860E2S11 | ADP |  | H,YG53*48+TXV-BLEED | TM9Y100C16MP11 | 44000 | 17 | 8.5 | 42500 | 33400 | 78.59% | 2 | 0 | 11 |  |  |  | No | R-454B | 3.6667 | Residential & Commercial | Ducted CEE Tier 1
215731560 | Central HP <5.4 tons | YORK | HRCU-A-CB (Split System: Heat Pump with Remote Outdoor Unit-Air-Source) | HH860E2S11 | ADP |  | H,YG74*60+TXV-BLEED | TM9Y100C16MP11 | 44000 | 17 | 8.5 | 42500 | 33400 | 78.59% | 2 | 0 | 11 |  |  |  | No | R-454B | 3.6667 | Residential & Commercial | Ducted CEE Tier 1
215731594 | Central HP <5.4 tons | YORK | HRCU-A-CB (Split System: Heat Pump with Remote Outdoor Unit-Air-Source) | HH860E2S11 | ADP |  | H,YG54*60+TXV | TM9Y120D20MP11 | 53000 | 19 | 8.5 | 52500 | 39000 | 74.29% | 2 | 0 | 11 |  |  |  | No | R-454B | 4.4167 | Residential & Commercial | Ducted CEE Tier 1
213927955 | Central HP <5.4 tons | WESTINGHOUSE | HRCU-A-C (Split System: Heat Pump with Remote Outdoor Unit with No Indoor Fan --Air Source) | WHM48SZA21S | ASPEN |  | D(A,C,E)48D44+TDR |  | 41000 | 15.55 | 8.55 | 42000 | 34600 | 82.38% | 1.94 | 0 | 11.4 |  |  |  | No | R-410A | 3.4167 | Residential & Commercial | Ducted CEE Tier 1
211244350 | Central HP <5.4 tons | HEIL | HRCU-A-CB (Split System: Heat Pump with Remote Outdoor Unit-Air-Source) | DLCURAH24ABK |  |  | EN(A,D)4X30L14** | *96VTN0601412A* | 23400 | 16.5 | 8.1 | 25800 | 24000 | 93.02% | 1.98 | 0 | 10 |  |  |  | No | R-410A | 1.95 | Residential & Commercial | Ducted CEE Tier 1
211244416 | Central HP <5.4 tons | HEIL | HRCU-A-CB (Split System: Heat Pump with Remote Outdoor Unit-Air-Source) | DLCURAH24ABK |  |  | EN(A,D)4X30L17** | *80VSL0451412A* | 23400 | 16.5 | 8.1 | 25800 | 24200 | 93.8% | 2 | 0 | 10 |  |  |  | No | R-410A | 1.95 | Residential & Commercial | Ducted CEE Tier 1
211244434 | Central HP <5.4 tons | HEIL | HRCU-A-CB (Split System: Heat Pump with Remote Outdoor Unit-Air-Source) | DLCURAH24ABK |  |  | EN(A,D)4X30L17** | *96VSN0601714A* | 23400 | 16.5 | 8.1 | 25800 | 24000 | 93.02% | 2 | 0 | 10 |  |  |  | No | R-410A | 1.95 | Residential & Commercial | Ducted CEE Tier 1
211242681 | Central HP <5.4 tons | HEIL | HRCU-A-CB (Split System: Heat Pump with Remote Outdoor Unit-Air-Source) | DLCURAH24ABK |  |  | EA*4X36L21A* | *95ESN0801716A* | 24800 | 15.5 | 8.5 | 26800 | 22000 | 82.09% | 1.8 | 0 | 10 |  |  |  | No | R-410A | 2.0667 | Residential & Commercial | Ducted CEE Tier 1
211242863 | Central HP <5.4 tons | HEIL | HRCU-A-CB (Split System: Heat Pump with Remote Outdoor Unit-Air-Source) | DLCURAH24ABK |  |  | EA*4X37L17A* | *80VSL0451716A* | 24600 | 16.5 | 8.5 | 25600 | 21400 | 83.59% | 1.8 | 0 | 10 |  |  |  | No | R-410A | 2.05 | Residential & Commercial | Ducted CEE Tier 1
211242178 | Central HP <5.4 tons | ARCOAIRE | HRCU-A-CB (Split System: Heat Pump with Remote Outdoor Unit-Air-Source) | DLCURAH24ABK |  |  | EA*4X36L17A* | *92ESN0401410A* | 24200 | 15.2 | 8.5 | 26400 | 22600 | 85.61% | 1.84 | 0 | 10 |  |  |  | No | R-410A | 2.0167 | Residential & Commercial | Ducted CEE Tier 1
215731596 | Central HP <5.4 tons | YORK | HRCU-A-CB (Split System: Heat Pump with Remote Outdoor Unit-Air-Source) | HH860E2S11 | ADP |  | H,YG55*60+TXV | TM9Y120D20MP11 | 53000 | 19 | 8.5 | 52500 | 39000 | 74.29% | 2 | 0 | 11 |  |  |  | No | R-454B | 4.4167 | Residential & Commercial | Ducted CEE Tier 1
215731601 | Central HP <5.4 tons | YORK | HRCU-A-CB (Split System: Heat Pump with Remote Outdoor Unit-Air-Source) | HH860E2S11 | ADP |  | H,YG37*60+TXV-BLEED | Y81E080C16SMPS1 | 44500 | 17 | 8.5 | 42500 | 33000 | 77.65% | 2 | 0 | 12 |  |  |  | No | R-454B | 3.7083 | Residential & Commercial | Ducted CEE Tier 1
215731626 | Central HP <5.4 tons | YORK | HRCU-A-CB (Split System: Heat Pump with Remote Outdoor Unit-Air-Source) | HH860E2S11 | ADP |  | H,YG74*60+TXV-BLEED | Y81E080C16SMPS1 | 44500 | 18 | 8.5 | 42500 | 33000 | 77.65% | 2 | 0 | 12 |  |  |  | No | R-454B | 3.7083 | Residential & Commercial | Ducted CEE Tier 1
215731635 | Central HP <5.4 tons | YORK | HRCU-A-CB (Split System: Heat Pump with Remote Outdoor Unit-Air-Source) | HH860E2S11 | ADP |  | H,YG37*60+TXV-BLEED | Y81E080C20SMPS1 | 52000 | 18 | 8.35 | 52000 | 38500 | 74.04% | 1.98 | 0 | 10.5 |  |  |  | No | R-454B | 4.3333 | Residential & Commercial | Ducted CEE Tier 1
215731660 | Central HP <5.4 tons | YORK | HRCU-A-CB (Split System: Heat Pump with Remote Outdoor Unit-Air-Source) | HH860E2S11 | ADP |  | H,YG3K*60+TXV | Y81E100C16SMPS1 | 44000 | 17 | 8.5 | 42000 | 32800 | 78.1% | 2 | 0 | 12 |  |  |  | No | R-454B | 3.6667 | Residential & Commercial | Ducted CEE Tier 1
215727942 | Central HP <5.4 tons | CHAMPION HEATING AND COOLING | HRCU-A-CB (Split System: Heat Pump with Remote Outdoor Unit-Air-Source) | HH860E2S11 | ADP |  | H,YE36(1,2)60+TXV | TM9E080C16MP12 | 44000 | 17 | 8.4 | 43500 | 34000 | 78.16% | 1.98 | 0 | 10.5 |  |  |  | No | R-454B | 3.6667 | Residential & Commercial | Ducted CEE Tier 1
215727976 | Central HP <5.4 tons | CHAMPION HEATING AND COOLING | HRCU-A-CB (Split System: Heat Pump with Remote Outdoor Unit-Air-Source) | HH860E2S11 | ADP |  | H,YE36(1,2)60+TXV | Z8ES120C16SMPS1 | 43500 | 17 | 8.4 | 41500 | 32600 | 78.55% | 1.98 | 0 | 11.7 |  |  |  | No | R-454B | 3.625 | Residential & Commercial | Ducted CEE Tier 1
213353770 | Central HP <5.4 tons | ARCOAIRE | HRCU-A-CB (Split System: Heat Pump with Remote Outdoor Unit-Air-Source) | DLCURAH24ABK |  |  | F5MA4*24L*B* |  | 24400 | 17 | 9.5 | 26600 | 22800 | 85.71% | 1.9 | 0 | 10 |  |  |  | No | R-410A | 2.0333 | Residential & Commercial | Ducted CEE Tier 1
211242634 | Central HP <5.4 tons | ARCOAIRE | HRCU-A-CB (Split System: Heat Pump with Remote Outdoor Unit-Air-Source) | DLCURAH24ABK |  |  | EA*4X36L21A* | *92ESN0801716A* | 24400 | 17 | 8.5 | 26200 | 22400 | 85.5% | 1.86 | 0 | 10 |  |  |  | No | R-410A | 2.0333 | Residential & Commercial | Ducted CEE Tier 1
211242075 | Central HP <5.4 tons | ARCOAIRE | HRCU-A-CB (Split System: Heat Pump with Remote Outdoor Unit-Air-Source) | DLCURAH24ABK |  |  | EA*4X36L17A* | *80ES(N,L)0451412A* | 24600 | 16 | 8.5 | 26600 | 22200 | 83.46% | 1.82 | 0 | 10 |  |  |  | No | R-410A | 2.05 | Residential & Commercial | Ducted CEE Tier 1
213739967 | Central HP <5.4 tons | DAY & NIGHT | HRCU-A-CB (Split System: Heat Pump with Remote Outdoor Unit-Air-Source) | DLCURAH24ABK | ADP |  | PL36H175P159 | *96VSN0401712B* | 23400 | 16 | 8.5 | 24600 | 23800 | 96.75% | 2 | 0 | 10 |  |  |  | No | R-410A | 1.95 | Residential & Commercial | Ducted CEE Tier 1
213739866 | Central HP <5.4 tons | DAY & NIGHT | HRCU-A-CB (Split System: Heat Pump with Remote Outdoor Unit-Air-Source) | DLCURAH24ABK | ADP |  | PL36H175P789 | *80MSU0401712A* | 23600 | 17 | 8.5 | 24600 | 24000 | 97.56% | 2.02 | 0 | 10.5 |  |  |  | No | R-410A | 1.9667 | Residential & Commercial | Ducted CEE Tier 1
213739882 | Central HP <5.4 tons | DAY & NIGHT | HRCU-A-CB (Split System: Heat Pump with Remote Outdoor Unit-Air-Source) | DLCURAH24ABK | ADP |  | FG33936 | *80VTL0451412B* | 23400 | 17 | 8.5 | 25400 | 24600 | 96.85% | 2.08 | 0 | 10 |  |  |  | No | R-410A | 1.95 | Residential & Commercial | Ducted CEE Tier 1
213258317 | Central HP <5.4 tons | KEEPRITE | HRCU-A-CB (Split System: Heat Pump with Remote Outdoor Unit-Air-Source) | DLCURAH24ABK | ADP |  | H,GG31930 | *96VSN0601714A* | 23600 | 16 | 8.5 | 25200 | 23600 | 93.65% | 1.98 | 0 | 10 |  |  |  | No | R-410A | 1.9667 | Residential & Commercial | Ducted CEE Tier 1
213258358 | Central HP <5.4 tons | KEEPRITE | HRCU-A-CB (Split System: Heat Pump with Remote Outdoor Unit-Air-Source) | DLCURAH24ABK | ADP |  | H,GG34936 | *96VTN0601412A* | 23600 | 16 | 8.5 | 24200 | 23000 | 95.04% | 1.94 | 0 | 10 |  |  |  | No | R-410A | 1.9667 | Residential & Commercial | Ducted CEE Tier 1
213739837 | Central HP <5.4 tons | DAY & NIGHT | HRCU-A-CB (Split System: Heat Pump with Remote Outdoor Unit-Air-Source) | DLCURAH24ABK | ADP |  | PL36H175P789 | *80MS(N,L)0451412A* | 23600 | 17 | 8.5 | 24800 | 23800 | 95.97% | 2 | 0 | 10.5 |  |  |  | No | R-410A | 1.9667 | Residential & Commercial | Ducted CEE Tier 1
213739862 | Central HP <5.4 tons | DAY & NIGHT | HRCU-A-CB (Split System: Heat Pump with Remote Outdoor Unit-Air-Source) | DLCURAH24ABK | ADP |  | FG32936 | *80MSU0401712A* | 23400 | 17 | 9 | 25200 | 26000 | 103.2% | 2.24 | 0 | 10 |  |  |  | No | R-410A | 1.95 | Residential & Commercial | Ducted CEE Tier 1
213258313 | Central HP <5.4 tons | KEEPRITE | HRCU-A-CB (Split System: Heat Pump with Remote Outdoor Unit-Air-Source) | DLCURAH24ABK | ADP |  | H,GE33936 | *96VSN0601412A* | 23200 | 16 | 8.5 | 24800 | 24200 | 97.58% | 2.04 | 0 | 10 |  |  |  | No | R-410A | 1.9333 | Residential & Commercial | Ducted CEE Tier 1
213258329 | Central HP <5.4 tons | KEEPRITE | HRCU-A-CB (Split System: Heat Pump with Remote Outdoor Unit-Air-Source) | DLCURAH24ABK | ADP |  | H,GE32936 | *96VSN0801716A* | 23800 | 16 | 8.5 | 25200 | 23000 | 91.27% | 1.92 | 0 | 10 |  |  |  | No | R-410A | 1.9833 | Residential & Commercial | Ducted CEE Tier 1
212986901 | Central HP <5.4 tons | ARCOAIRE | HRCU-A-CB (Split System: Heat Pump with Remote Outdoor Unit-Air-Source) | DLCURAH24ABK |  |  | EA*4X30L17A* | *96MSN0601412A* | 23600 | 16.5 | 8.5 | 26200 | 24200 | 92.37% | 2 | 0 | 10 |  |  |  | No | R-410A | 1.9667 | Residential & Commercial | Ducted CEE Tier 1
215727876 | Central HP <5.4 tons | CHAMPION HEATING AND COOLING | HRCU-A-CB (Split System: Heat Pump with Remote Outdoor Unit-Air-Source) | HH836E2S11 | ADP |  | H,YE9J(1,2)36+TXV | TM8V080B12MP12 | 32400 | 16 | 8.5 | 28800 | 24800 | 86.11% | 2 | 0 | 11 |  |  |  | No | R-454B | 2.7 | Residential & Commercial | Ducted CEE Tier 1
215727892 | Central HP <5.4 tons | CHAMPION HEATING AND COOLING | HRCU-A-CB (Split System: Heat Pump with Remote Outdoor Unit-Air-Source) | HH836E2S11 | ADP |  | H,YE9J(1,2)36+TXV | TM9V080C16MP12 | 33400 | 17 | 8.5 | 29800 | 25000 | 83.89% | 2 | 0 | 11 |  |  |  | No | R-454B | 2.7833 | Residential & Commercial | Ducted CEE Tier 1
215727910 | Central HP <5.4 tons | CHAMPION HEATING AND COOLING | HRCU-A-CB (Split System: Heat Pump with Remote Outdoor Unit-Air-Source) | HH836E2S11 | ADP |  | H,YE9J(1,2)36+TXV | Z9ES080C20SMPS1 | 34200 | 17 | 8.1 | 30400 | 23800 | 78.29% | 2 | 0 | 10.5 |  |  |  | No | R-454B | 2.85 | Residential & Commercial | Ducted CEE Tier 1
213274550 | Central HP <5.4 tons | COLEMAN | HRCU-A-CB (Split System: Heat Pump with Remote Outdoor Unit-Air-Source) | THF2B48T21 | ASPEN |  | D(A,C,E)60A44+TDR | TM9V100C16MP12 | 43000 | 16 | 8.2 | 44000 | 31200 | 70.91% | 3.16 | 0 | 11.5 |  |  |  | No | R-410A | 3.5833 | Residential & Commercial | Ducted CEE Tier 1
213279244 | Central HP <5.4 tons | COLEMAN | HRCU-A-CB (Split System: Heat Pump with Remote Outdoor Unit-Air-Source) | THF2B48T21 | ASPEN |  | D(A,C,E)60A46+TDR | TM8E100C16MP11 | 42500 | 16 | 8.2 | 44000 | 31400 | 71.36% | 3.13 | 0 | 11.5 |  |  |  | No | R-410A | 3.5417 | Residential & Commercial | Ducted CEE Tier 1
213279245 | Central HP <5.4 tons | COLEMAN | HRCU-A-CB (Split System: Heat Pump with Remote Outdoor Unit-Air-Source) | THF2B48T21 | ASPEN |  | D(A,C,E)60A46+TDR | TM8E100C20MP11 | 43500 | 16 | 8.3 | 45000 | 31600 | 70.22% | 3.11 | 0 | 11 |  |  |  | No | R-410A | 3.625 | Residential & Commercial | Ducted CEE Tier 1
213279276 | Central HP <5.4 tons | COLEMAN | HRCU-A-CB (Split System: Heat Pump with Remote Outdoor Unit-Air-Source) | THF2B48T21 | ASPEN |  | D(A,C,E)60A46+TDR | TMLE080C16MP11 | 42500 | 16 | 8.2 | 44000 | 31200 | 70.91% | 3.14 | 0 | 11.5 |  |  |  | No | R-410A | 3.5417 | Residential & Commercial | Ducted CEE Tier 1
214331767 | Central HP <5.4 tons | BOSCH | HRCU-A-CB (Split System: Heat Pump with Remote Outdoor Unit-Air-Source) | BOVA-60HDN1-M20G | ASPEN |  | D(A,C,E)48A3G+TXV+TDR | BGH96M080C4B | 39500 | 17 | 8.5 | 44000 | 38500 | 87.5% | 2.31 | 0 | 11.4 |  |  |  | No | R-410A | 3.2917 | Residential & Commercial | Ducted CEE Tier 1
214331781 | Central HP <5.4 tons | BOSCH | HRCU-A-CB (Split System: Heat Pump with Remote Outdoor Unit-Air-Source) | BOVA-60HDN1-M20G | ASPEN |  | D(A,C,E)48D4G+TXV+TDR | BGH96M100D5A | 44500 | 17.5 | 9 | 47000 | 38500 | 81.91% | 2.32 | 0 | 11.7 |  |  |  | No | R-410A | 3.7083 | Residential & Commercial | Ducted CEE Tier 1
214331785 | Central HP <5.4 tons | BOSCH | HRCU-A-CB (Split System: Heat Pump with Remote Outdoor Unit-Air-Source) | BOVA-60HDN1-M20G | ASPEN |  | D(A,C,E)48D4G+TXV+TDR | BGH96M100D5B | 44500 | 17.5 | 9 | 47000 | 38500 | 81.91% | 2.32 | 0 | 11.7 |  |  |  | No | R-410A | 3.7083 | Residential & Commercial | Ducted CEE Tier 1
214331790 | Central HP <5.4 tons | BOSCH | HRCU-A-CB (Split System: Heat Pump with Remote Outdoor Unit-Air-Source) | BOVA-60HDN1-M20G | ASPEN |  | D(A,C,E)60B4G+TXV+TDR | BGH96M120D5A | 44000 | 17.5 | 9 | 47000 | 38500 | 81.91% | 2.32 | 0 | 11.7 |  |  |  | No | R-410A | 3.6667 | Residential & Commercial | Ducted CEE Tier 1
215676720 | Central HP <5.4 tons | KEEPRITE | HRCU-A-CB (Split System: Heat Pump with Remote Outdoor Unit-Air-Source) | C5H0V48*K*AAA* |  |  | EVD5X61M21A*+WALLCON | *80CTL0701716B* | 48500 | 19 | 9 | 50000 | 37200 | 74.4% | 1.98 | 0 | 10 |  |  |  | No | R-454B | 4.0417 | Residential & Commercial | Ducted CEE Tier 1
215676870 | Central HP <5.4 tons | KEEPRITE | HRCU-A-CB (Split System: Heat Pump with Remote Outdoor Unit-Air-Source) | C5H0V48*K*AAA* |  |  | EVD5X61M24A*+WALLCON | *80CTL0702120B* | 48500 | 19 | 9 | 50000 | 36800 | 73.6% | 2 | 0 | 10.5 |  |  |  | No | R-454B | 4.0417 | Residential & Commercial | Ducted CEE Tier 1
212985767 | Central HP <5.4 tons | ARCOAIRE | HRCU-A-CB (Split System: Heat Pump with Remote Outdoor Unit-Air-Source) | DLCURAH24ABK |  |  | EA*4X24L17A* | *96MSN0261410A* | 23400 | 16.5 | 8.5 | 27000 | 26200 | 97.04% | 2.2 | 0 | 10 |  |  |  | No | R-410A | 1.95 | Residential & Commercial | Ducted CEE Tier 1
212985797 | Central HP <5.4 tons | ARCOAIRE | HRCU-A-CB (Split System: Heat Pump with Remote Outdoor Unit-Air-Source) | DLCURAH24ABK |  |  | EA*4X30L17A* | *96MSN0261410A* | 23400 | 16.5 | 8.5 | 26200 | 25000 | 95.42% | 2.08 | 0 | 10 |  |  |  | No | R-410A | 1.95 | Residential & Commercial | Ducted CEE Tier 1
212985817 | Central HP <5.4 tons | ARCOAIRE | HRCU-A-CB (Split System: Heat Pump with Remote Outdoor Unit-Air-Source) | DLCURAH24ABK |  |  | EA*4X37L17A* | *96MSN0261410A* | 24000 | 16.5 | 8.5 | 25200 | 22200 | 88.1% | 1.84 | 0 | 10 |  |  |  | No | R-410A | 2 | Residential & Commercial | Ducted CEE Tier 1
212985867 | Central HP <5.4 tons | ARCOAIRE | HRCU-A-CB (Split System: Heat Pump with Remote Outdoor Unit-Air-Source) | DLCURAH24ABK |  |  | EN(A,D,W)4X36L17** | *96MSN0261410A* | 23400 | 16.5 | 8.1 | 26000 | 24400 | 93.85% | 2.02 | 0 | 10 |  |  |  | No | R-410A | 1.95 | Residential & Commercial | Ducted CEE Tier 1
213739849 | Central HP <5.4 tons | DAY & NIGHT | HRCU-A-CB (Split System: Heat Pump with Remote Outdoor Unit-Air-Source) | DLCURAH24ABK | ADP |  | FG80936 | *80MS(N,L)0701412A* | 23600 | 17 | 8.5 | 24600 | 24200 | 98.37% | 2.04 | 0 | 10.5 |  |  |  | No | R-410A | 1.9667 | Residential & Commercial | Ducted CEE Tier 1
212407316 | Central HP <5.4 tons | BRYANT HEATING AND COOLING SYSTEMS | HRCU-A-CB (Split System: Heat Pump with Remote Outdoor Unit-Air-Source) | 284ANV036*0**B* | ADP |  | C36A***C139 | 88*TA36070C14*** | 32600 | 19 | 9 | 33800 | 25800 | 76.33% | 2 | 0 | 11.7 |  |  |  | No | R-410A | 2.7167 | Residential & Commercial | Ducted CEE Tier 1
214625052 | Central HP <5.4 tons | PAYNE | HRCU-A-C (Split System: Heat Pump with Remote Outdoor Unit with No Indoor Fan --Air Source) | 38MURAQ30AB3 | ASPEN |  | D(A,C,E)30B34+TDR |  | 28000 | 15.4 | 9 | 32400 | 27000 | 83.33% | 1.85 | 0 | 10.3 |  |  |  | No | R-410A | 2.3333 | Residential & Commercial | Ducted CEE Tier 1
215727921 | Central HP <5.4 tons | CHAMPION HEATING AND COOLING | HRCU-A-CB (Split System: Heat Pump with Remote Outdoor Unit-Air-Source) | HH860E2S11 | ADP |  | H,YE48(1,2)60+TXV | TM8E120C16MP11 | 44500 | 18 | 8.5 | 43500 | 33800 | 77.7% | 2 | 0 | 11 |  |  |  | No | R-454B | 3.7083 | Residential & Commercial | Ducted CEE Tier 1
215727970 | Central HP <5.4 tons | CHAMPION HEATING AND COOLING | HRCU-A-CB (Split System: Heat Pump with Remote Outdoor Unit-Air-Source) | HH860E2S11 | ADP |  | H,YE36(1,2)60+TXV | Z8ES080C20SMPS1 | 51500 | 18 | 8.3 | 52000 | 38500 | 74.04% | 1.96 | 0 | 10.5 |  |  |  | No | R-454B | 4.2917 | Residential & Commercial | Ducted CEE Tier 1
215727971 | Central HP <5.4 tons | CHAMPION HEATING AND COOLING | HRCU-A-CB (Split System: Heat Pump with Remote Outdoor Unit-Air-Source) | HH860E2S11 | ADP |  | H,YE48(1,2)60+TXV | Z8ES080C20SMPS1 | 44000 | 18 | 8.5 | 42500 | 33000 | 77.65% | 2 | 0 | 12 |  |  |  | No | R-454B | 3.6667 | Residential & Commercial | Ducted CEE Tier 1
215565287 | Central HP <5.4 tons | COLEMAN | HRCU-A-CB (Split System: Heat Pump with Remote Outdoor Unit-Air-Source) | HH860E2S11 | ASPEN |  | D(A,C,E)49B3J+TDR | Z8ES130D20SMPS1 | 41500 | 18 | 9 | 44500 | 33600 | 75.51% | 2 | 0 | 11.7 |  |  |  | No | R-454B | 3.4583 | Residential & Commercial | Ducted CEE Tier 1
214771881 | Central HP <5.4 tons | LUXAIRE | HRCU-A-C (Split System: Heat Pump with Remote Outdoor Unit with No Indoor Fan --Air Source) | HH860E2S11 | ADP |  | H,YG48*60+TXV+TD |  | 44500 | 15.2 | 8.5 | 44000 | 33800 | 76.82% | 2 | 0 | 11 |  |  |  | No | R-454B | 3.7083 | Residential & Commercial | Ducted CEE Tier 1
215727960 | Central HP <5.4 tons | CHAMPION HEATING AND COOLING | HRCU-A-CB (Split System: Heat Pump with Remote Outdoor Unit-Air-Source) | HH860E2S11 | ADP |  | H,YE36(1,2)60+TXV | TM9Y080C16MP11 | 43500 | 16 | 8.4 | 42500 | 33400 | 78.59% | 1.98 | 0 | 10.5 |  |  |  | No | R-454B | 3.625 | Residential & Commercial | Ducted CEE Tier 1
212622080 | Central HP <5.4 tons | COLEMAN | HRCU-A-CB (Split System: Heat Pump with Remote Outdoor Unit-Air-Source) | HMH72B341 | ASPEN |  | D(A,C,E)36D34+TDR | TM8Y060A12MP11 | 32800 | 18 | 8.1 | 33400 | 27400 | 82.04% | 2.42 | 0 | 10 |  |  |  | No | R-410A | 2.7333 | Residential & Commercial | Ducted CEE Tier 1
212622082 | Central HP <5.4 tons | COLEMAN | HRCU-A-CB (Split System: Heat Pump with Remote Outdoor Unit-Air-Source) | HMH72B341 | ASPEN |  | D(A,C,E)42B34+TDR | TM8Y060A12MP11 | 32400 | 18 | 8.1 | 33400 | 27400 | 82.04% | 2.42 | 0 | 10 |  |  |  | No | R-410A | 2.7 | Residential & Commercial | Ducted CEE Tier 1
215940781 | Central HP <5.4 tons | KEEPRITE | HRCU-A-CB (Split System: Heat Pump with Remote Outdoor Unit-Air-Source) | C5H3V36*K*AAA* |  |  | EVD5X49M24A*+WALLCON | *97CTN0802120A* | 35400 | 21.5 | 8.5 | 38000 | 28600 | 75.26% | 2.04 | 0 | 12 |  |  |  | No | R-454B | 2.95 | Residential & Commercial | Ducted CEE Tier 1
215940111 | Central HP <5.4 tons | KEEPRITE | HRCU-A-CB (Split System: Heat Pump with Remote Outdoor Unit-Air-Source) | C5H3V36*K*AAA* |  |  | ESH5X48M12A*+WALLCON | *80CSU0401712B* | 33800 | 19.5 | 9 | 34600 | 26400 | 76.3% | 1.92 | 0 | 11.7 |  |  |  | No | R-454B | 2.8167 | Residential & Commercial | Ducted CEE Tier 1
212622091 | Central HP <5.4 tons | COLEMAN | HRCU-A-CB (Split System: Heat Pump with Remote Outdoor Unit-Air-Source) | HMH72B341 | ASPEN |  | D(A,C,E)48D34+TDR | TM8Y060A12MP11 | 33400 | 18 | 8.1 | 33400 | 27400 | 82.04% | 2.42 | 0 | 10 |  |  |  | No | R-410A | 2.7833 | Residential & Commercial | Ducted CEE Tier 1
212622123 | Central HP <5.4 tons | COLEMAN | HRCU-A-CB (Split System: Heat Pump with Remote Outdoor Unit-Air-Source) | HMH72B341 | ASPEN |  | D(A,C,E)36D34+TDR | TM8Y080B12MP11 | 33000 | 18 | 8.5 | 33400 | 27400 | 82.04% | 2.65 | 0 | 10 |  |  |  | No | R-410A | 2.75 | Residential & Commercial | Ducted CEE Tier 1
212622289 | Central HP <5.4 tons | COLEMAN | HRCU-A-CB (Split System: Heat Pump with Remote Outdoor Unit-Air-Source) | HMH72B341 | ASPEN |  | D(A,C,E)48B24+TDR | TM8E100C16MP11 | 31800 | 18 | 8.1 | 33600 | 28200 | 83.93% | 2.64 | 0 | 10 |  |  |  | No | R-410A | 2.65 | Residential & Commercial | Ducted CEE Tier 1
212622648 | Central HP <5.4 tons | COLEMAN | HRCU-A-CB (Split System: Heat Pump with Remote Outdoor Unit-Air-Source) | HMH72B341 | ASPEN |  | C(A,C,D,E)36A44+TDR | TM9Y100C16MP11 | 32800 | 18 | 8.2 | 33800 | 28200 | 83.43% | 2.66 | 0 | 10 |  |  |  | No | R-410A | 2.7333 | Residential & Commercial | Ducted CEE Tier 1
212981771 | Central HP <5.4 tons | GRANDAIRE | HRCU-A-CB (Split System: Heat Pump with Remote Outdoor Unit-Air-Source) | WDLCURAH24ABK |  |  | WLA*374CA* | WFEU100C060B* | 24400 | 17 | 8.5 | 25200 | 25000 | 99.21% | 2.08 | 0 | 10 |  |  |  | No | R-410A | 2.0333 | Residential & Commercial | Ducted CEE Tier 1
213739509 | Central HP <5.4 tons | DAY & NIGHT | HRCU-A-CB (Split System: Heat Pump with Remote Outdoor Unit-Air-Source) | DLCURAH18ABK | ADP |  | FG80936 | *80MS(N,L)0701712A* | 17400 | 16 | 8.5 | 16800 | 18800 | 111.9% | 2.32 | 0 | 11 |  |  |  | No | R-410A | 1.45 | Residential & Commercial | Ducted CEE Tier 1
213739520 | Central HP <5.4 tons | DAY & NIGHT | HRCU-A-CB (Split System: Heat Pump with Remote Outdoor Unit-Air-Source) | DLCURAH18ABK | ADP |  | PL36H175P069 | *80VSL0451412B* | 17700 | 16 | 8.5 | 17100 | 18700 | 109.4% | 2.3 | 0 | 11 |  |  |  | No | R-410A | 1.475 | Residential & Commercial | Ducted CEE Tier 1
213739550 | Central HP <5.4 tons | DAY & NIGHT | HRCU-A-CB (Split System: Heat Pump with Remote Outdoor Unit-Air-Source) | DLCURAH18ABK | ADP |  | PL36H175P159 | *92MSN0601412A* | 17500 | 16 | 8.5 | 16900 | 18800 | 111.2% | 2.3 | 0 | 11 |  |  |  | No | R-410A | 1.4583 | Residential & Commercial | Ducted CEE Tier 1
213739559 | Central HP <5.4 tons | DAY & NIGHT | HRCU-A-CB (Split System: Heat Pump with Remote Outdoor Unit-Air-Source) | DLCURAH18ABK | ADP |  | PL36H175P159 | *95MSU0401712A* | 17400 | 16 | 8.1 | 16400 | 18300 | 111.6% | 2.24 | 0 | 11 |  |  |  | No | R-410A | 1.45 | Residential & Commercial | Ducted CEE Tier 1
213739867 | Central HP <5.4 tons | DAY & NIGHT | HRCU-A-CB (Split System: Heat Pump with Remote Outdoor Unit-Air-Source) | DLCURAH24ABK | ADP |  | FG35936 | *80MSU0401712A* | 23600 | 17 | 8.5 | 24600 | 24000 | 97.56% | 2.02 | 0 | 10.5 |  |  |  | No | R-410A | 1.9667 | Residential & Commercial | Ducted CEE Tier 1
213739897 | Central HP <5.4 tons | DAY & NIGHT | HRCU-A-CB (Split System: Heat Pump with Remote Outdoor Unit-Air-Source) | DLCURAH24ABK | ADP |  | FG81936 | *92MSN0401712A* | 23600 | 16 | 8.5 | 24800 | 23600 | 95.16% | 1.96 | 0 | 10 |  |  |  | No | R-410A | 1.9667 | Residential & Commercial | Ducted CEE Tier 1
213739899 | Central HP <5.4 tons | DAY & NIGHT | HRCU-A-CB (Split System: Heat Pump with Remote Outdoor Unit-Air-Source) | DLCURAH24ABK | ADP |  | PL36H175P069 | *92MSN0601412A* | 23800 | 17 | 8.5 | 24800 | 23400 | 94.35% | 1.98 | 0 | 10.5 |  |  |  | No | R-410A | 1.9833 | Residential & Commercial | Ducted CEE Tier 1
213739930 | Central HP <5.4 tons | DAY & NIGHT | HRCU-A-CB (Split System: Heat Pump with Remote Outdoor Unit-Air-Source) | DLCURAH24ABK | ADP |  | PL36H175P159 | *96MSN0401410A* | 23600 | 16 | 8.5 | 24600 | 23600 | 95.93% | 1.98 | 0 | 10 |  |  |  | No | R-410A | 1.9667 | Residential & Commercial | Ducted CEE Tier 1
213739931 | Central HP <5.4 tons | DAY & NIGHT | HRCU-A-CB (Split System: Heat Pump with Remote Outdoor Unit-Air-Source) | DLCURAH24ABK | ADP |  | PL36H175P789 | *96MSN0401410A* | 23600 | 16 | 8.5 | 24600 | 23600 | 95.93% | 1.98 | 0 | 10 |  |  |  | No | R-410A | 1.9667 | Residential & Commercial | Ducted CEE Tier 1
213739932 | Central HP <5.4 tons | DAY & NIGHT | HRCU-A-CB (Split System: Heat Pump with Remote Outdoor Unit-Air-Source) | DLCURAH24ABK | ADP |  | FG35936 | *96MSN0401410A* | 23600 | 16 | 8.5 | 24600 | 23600 | 95.93% | 1.98 | 0 | 10 |  |  |  | No | R-410A | 1.9667 | Residential & Commercial | Ducted CEE Tier 1
213739948 | Central HP <5.4 tons | DAY & NIGHT | HRCU-A-CB (Split System: Heat Pump with Remote Outdoor Unit-Air-Source) | DLCURAH24ABK | ADP |  | FG33936 | *96MSN0601412A* | 23400 | 16 | 8.5 | 25400 | 26000 | 102.4% | 2.22 | 0 | 10 |  |  |  | No | R-410A | 1.95 | Residential & Commercial | Ducted CEE Tier 1
213739949 | Central HP <5.4 tons | DAY & NIGHT | HRCU-A-CB (Split System: Heat Pump with Remote Outdoor Unit-Air-Source) | DLCURAH24ABK | ADP |  | PL36H175P159 | *96MSN0601412A* | 23600 | 16 | 8.5 | 24600 | 23800 | 96.75% | 2 | 0 | 10 |  |  |  | No | R-410A | 1.9667 | Residential & Commercial | Ducted CEE Tier 1
215425859 | Central HP <5.4 tons | LUXAIRE | HRCU-A-CB (Split System: Heat Pump with Remote Outdoor Unit-Air-Source) | HH824E2S11 | ADP |  | H,YE32*30+TXV-BLEED | TM8Y080B12MP11 | 22200 | 17 | 8.65 | 21200 | 17200 | 81.13% | 1.94 | 0 | 11.5 |  |  |  | No | R-454B | 1.85 | Residential & Commercial | Ducted CEE Tier 1
215425879 | Central HP <5.4 tons | LUXAIRE | HRCU-A-CB (Split System: Heat Pump with Remote Outdoor Unit-Air-Source) | HH824E2S11 | ADP |  | H,YE32*30+TXV-BLEED | Z9ES060B12SMPS1 | 22800 | 16 | 8.95 | 21400 | 18200 | 85.05% | 1.98 | 0 | 11.5 |  |  |  | No | R-454B | 1.9 | Residential & Commercial | Ducted CEE Tier 1
215727919 | Central HP <5.4 tons | CHAMPION HEATING AND COOLING | HRCU-A-CB (Split System: Heat Pump with Remote Outdoor Unit-Air-Source) | HH860E2S11 | ADP |  | H,YE48(1,2)60+TXV | TM8E100C20MP11 | 53500 | 18 | 8.5 | 53000 | 39500 | 74.53% | 2 | 0 | 11 |  |  |  | No | R-454B | 4.4583 | Residential & Commercial | Ducted CEE Tier 1
214625051 | Central HP <5.4 tons | PAYNE | HRCU-A-C (Split System: Heat Pump with Remote Outdoor Unit with No Indoor Fan --Air Source) | 38MURAQ30AB3 | ASPEN |  | D(A,C,E)36A34+TDR |  | 28600 | 15.2 | 9.5 | 22600 | 27000 | 119.5% | 1.85 | 0 | 10.4 |  |  |  | No | R-410A | 2.3833 | Residential & Commercial | Ducted CEE Tier 1
207573660 | Central HP <5.4 tons | DAY & NIGHT | HRCU-A-CB (Split System: Heat Pump with Remote Outdoor Unit-Air-Source) | CVH848GKA2* | ADP |  | FG84948 | *80CSU0802120A* | 45500 | 18 | 8.1 | 44000 | 31400 | 71.36% | 2.26 | 10.5 | 10.5 |  |  |  | No | R-410A | 3.7917 | Residential & Commercial | Ducted CEE Tier 1
207573724 | Central HP <5.4 tons | DAY & NIGHT | HRCU-A-CB (Split System: Heat Pump with Remote Outdoor Unit-Air-Source) | CVH848GKA2* | ADP |  | PL48H210P299 | *95CSU1002122A* | 45000 | 17 | 8.5 | 45000 | 32400 | 72% | 2.28 | 10.5 | 10 |  |  |  | No | R-410A | 3.75 | Residential & Commercial | Ducted CEE Tier 1
207574125 | Central HP <5.4 tons | DAY & NIGHT | HRCU-A-CB (Split System: Heat Pump with Remote Outdoor Unit-Air-Source) | CVH848GKA2* | ADP |  | V,G60H245P189 | *96CTN1202422A* | 45500 | 17 | 8.1 | 44500 | 31400 | 70.56% | 2.24 | 10.5 | 10.5 |  |  |  | No | R-410A | 3.7917 | Residential & Commercial | Ducted CEE Tier 1
215727951 | Central HP <5.4 tons | CHAMPION HEATING AND COOLING | HRCU-A-CB (Split System: Heat Pump with Remote Outdoor Unit-Air-Source) | HH860E2S11 | ADP |  | H,YE48(1,2)60+TXV | TM9E120D20MP12 | 53000 | 18 | 8.5 | 52500 | 39000 | 74.29% | 2 | 0 | 11 |  |  |  | No | R-454B | 4.4167 | Residential & Commercial | Ducted CEE Tier 1
215818599 | Central HP <5.4 tons | CHAMPION HEATING AND COOLING | HRCU-A-CB (Split System: Heat Pump with Remote Outdoor Unit-Air-Source) | HH860E2S11 | ADP |  | BV**C6*60+TXV |  | 53000 | 18 | 8.85 | 52000 | 38000 | 73.08% | 1.98 | 0 | 11 |  |  |  | No | R-454B | 4.4167 | Residential & Commercial | Ducted CEE Tier 1
214625056 | Central HP <5.4 tons | PAYNE | HRCU-A-C (Split System: Heat Pump with Remote Outdoor Unit with No Indoor Fan --Air Source) | 38MURAQ36AB3 | ASPEN |  | D(A,C,E)36A34+TDR |  | 34600 | 15.2 | 8.6 | 27400 | 31600 | 115.3% | 1.85 | 0 | 10 |  |  |  | No | R-410A | 2.8833 | Residential & Commercial | Ducted CEE Tier 1
214385472 | Central HP <5.4 tons | COMFORTMAKER | HRCU-A-CB (Split System: Heat Pump with Remote Outdoor Unit-Air-Source) | CVH837GKA2* | ADP |  | H,YE35936 | *80CSU0401712A* | 31800 | 17 | 8.1 | 31400 | 24400 | 77.71% | 1.96 | 0 | 11.5 |  |  |  | No | R-410A | 2.65 | Residential & Commercial | Ducted CEE Tier 1
213796972 | Central HP <5.4 tons | BRYANT HEATING AND COOLING SYSTEMS | HRCU-A-CB (Split System: Heat Pump with Remote Outdoor Unit-Air-Source) | 38MURAQ24AB3* | ADP |  | V,C36H175P159+CBPE4B* |  | 24000 | 16 | 9 | 25000 | 22600 | 90.4% | 1.92 | 0 | 10 |  |  |  | No | R-410A | 2 | Residential & Commercial | Ducted CEE Tier 1
213146400 | Central HP <5.4 tons | BRYANT HEATING AND COOLING SYSTEMS | HRCU-A-CB (Split System: Heat Pump with Remote Outdoor Unit-Air-Source) | 38MURAQ24AB3* | ADP |  | C36A***L159+AEFE3A* |  | 24200 | 18 | 9 | 25000 | 22600 | 90.4% | 1.92 | 0 | 10.5 |  |  |  | No | R-410A | 2.0167 | Residential & Commercial | Ducted CEE Tier 1
214279876 | Central HP <5.4 tons | GRANDAIRE | HRCU-A-CB (Split System: Heat Pump with Remote Outdoor Unit-Air-Source) | WDLCURAH24ABK |  |  | WLA*244BA* | WFSX060B048B* | 23600 | 16.5 | 9.5 | 26600 | 24800 | 93.23% | 2.04 | 0 | 10 |  |  |  | No | R-410A | 1.9667 | Residential & Commercial | Ducted CEE Tier 1
212979880 | Central HP <5.4 tons | GRANDAIRE | HRCU-A-CB (Split System: Heat Pump with Remote Outdoor Unit-Air-Source) | WDLCURAH24ABK |  |  | WLA*374BA* | WFE*090B042C* | 24000 | 17 | 8.1 | 25200 | 21800 | 86.51% | 1.82 | 0 | 10 |  |  |  | No | R-410A | 2 | Residential & Commercial | Ducted CEE Tier 1
213739983 | Central HP <5.4 tons | DAY & NIGHT | HRCU-A-CB (Split System: Heat Pump with Remote Outdoor Unit-Air-Source) | DLCURAH24ABK | ADP |  | PL36H175P069 | *96VTN0401410B* | 23400 | 16 | 8.5 | 24600 | 23800 | 96.75% | 2 | 0 | 10 |  |  |  | No | R-410A | 1.95 | Residential & Commercial | Ducted CEE Tier 1
212552561 | Central HP <5.4 tons | DAY & NIGHT | HRCU-A-CB (Split System: Heat Pump with Remote Outdoor Unit-Air-Source) | CVH837GKA** | ADP |  | FG81936 | *80CTL0901716A* | 32400 | 18 | 8.5 | 30800 | 29800 | 96.75% | 2 | 0 | 11.5 |  |  |  | No | R-410A | 2.7 | Residential & Commercial | Ducted CEE Tier 1
215375424 | Central HP <5.4 tons | BOSCH | HRCU-A-CB (Split System: Heat Pump with Remote Outdoor Unit-Air-Source) | BOVB-60HDN1-M20G | ASPEN |  | D(A,C,E)60B36+TDR | BGH96M100C5B | 43000 | 17.5 | 8.7 | 46500 | 35600 | 76.56% | 2.32 | 0 | 11.6 |  |  |  | No | R-410A | 3.5833 | Residential & Commercial | Ducted CEE Tier 1
214094143 | Central HP <5.4 tons | BOSCH | HRCU-A-CB (Split System: Heat Pump with Remote Outdoor Unit-Air-Source) | BOVA-60HDN1-M20G | ASPEN |  | DM59A44+TDR | BGH96M100C5B | 42500 | 17.5 | 8.8 | 46500 | 39000 | 83.87% | 2.35 | 0 | 11 |  |  |  | No | R-410A | 3.5417 | Residential & Commercial | Ducted CEE Tier 1
214094145 | Central HP <5.4 tons | BOSCH | HRCU-A-CB (Split System: Heat Pump with Remote Outdoor Unit-Air-Source) | BOVA-60HDN1-M20G | ASPEN |  | DM59A44+TDR | BGH96M100D5B | 43000 | 17.5 | 9 | 47000 | 38500 | 81.91% | 2.32 | 0 | 11.6 |  |  |  | No | R-410A | 3.5833 | Residential & Commercial | Ducted CEE Tier 1
215674511 | Central HP <5.4 tons | KEEPRITE | HRCU-A-CB (Split System: Heat Pump with Remote Outdoor Unit-Air-Source) | C5H0V48*K*AAA* |  |  | EA*5X61M24A*+WALLCON | *80CTL1352422B* | 46000 | 18.5 | 9 | 47500 | 33600 | 70.74% | 2.08 | 0 | 10 |  |  |  | No | R-454B | 3.8333 | Residential & Commercial | Ducted CEE Tier 1
215375416 | Central HP <5.4 tons | BOSCH | HRCU-A-CB (Split System: Heat Pump with Remote Outdoor Unit-Air-Source) | BOVB-60HDN1-M20G | ASPEN |  | D(A,C,E)48A36+TDR | BGH96M100C5B | 41500 | 17.5 | 8.5 | 46000 | 35400 | 76.96% | 2.27 | 0 | 11.4 |  |  |  | No | R-410A | 3.4583 | Residential & Commercial | Ducted CEE Tier 1
213493868 | Central HP <5.4 tons | CHAMPION HEATING AND COOLING | HRCU-A-CB (Split System: Heat Pump with Remote Outdoor Unit-Air-Source) | HMH72B341 | ASPEN |  | C(A,C,D,E)48A34+TDR | Z8ES040A12SMPS1 | 33200 | 18 | 8.1 | 32600 | 29800 | 91.41% | 2.68 | 0 | 10 |  |  |  | No | R-410A | 2.7667 | Residential & Commercial | Ducted CEE Tier 1
213495242 | Central HP <5.4 tons | CHAMPION HEATING AND COOLING | HRCU-A-CB (Split System: Heat Pump with Remote Outdoor Unit-Air-Source) | HMH72B341 | ASPEN |  | C(A,C,D,E)48A36+TDR | Z8ES040A12LMPS1 | 33200 | 18 | 8.1 | 32600 | 29800 | 91.41% | 2.68 | 0 | 10 |  |  |  | No | R-410A | 2.7667 | Residential & Commercial | Ducted CEE Tier 1
215940561 | Central HP <5.4 tons | KEEPRITE | HRCU-A-CB (Split System: Heat Pump with Remote Outdoor Unit-Air-Source) | C5H3V36*K*AAA* |  |  | EVD5X36M21A*+WALLCON | *97CTN0802120A* | 34400 | 20.5 | 8.5 | 38500 | 28200 | 73.25% | 2.04 | 0 | 11.7 |  |  |  | No | R-454B | 2.8667 | Residential & Commercial | Ducted CEE Tier 1
215940631 | Central HP <5.4 tons | KEEPRITE | HRCU-A-CB (Split System: Heat Pump with Remote Outdoor Unit-Air-Source) | C5H3V36*K*AAA* |  |  | EVD5X42M21A*+WALLCON | *80CSU0401712B* | 34600 | 21 | 8.5 | 38500 | 28000 | 72.73% | 2.04 | 0 | 12 |  |  |  | No | R-454B | 2.8833 | Residential & Commercial | Ducted CEE Tier 1
215942457 | Central HP <5.4 tons | KEEPRITE | HRCU-A-CB (Split System: Heat Pump with Remote Outdoor Unit-Air-Source) | C5H3V36*K*AAA* |  |  | EVD5X60M21A*+WALLCON | *97CMN0601714B* | 35200 | 21 | 8.5 | 37400 | 28000 | 74.87% | 2.06 | 0 | 11.7 |  |  |  | No | R-454B | 2.9333 | Residential & Commercial | Ducted CEE Tier 1
215942407 | Central HP <5.4 tons | KEEPRITE | HRCU-A-CB (Split System: Heat Pump with Remote Outdoor Unit-Air-Source) | C5H3V36*K*AAA* |  |  | EVM5X60M21A*+WALLCON | *97CMN0601714B* | 35200 | 21 | 8.5 | 37400 | 28000 | 74.87% | 2.06 | 0 | 11.7 |  |  |  | No | R-454B | 2.9333 | Residential & Commercial | Ducted CEE Tier 1
215940851 | Central HP <5.4 tons | KEEPRITE | HRCU-A-CB (Split System: Heat Pump with Remote Outdoor Unit-Air-Source) | C5H3V36*K*AAA* |  |  | EVD5X60M21A*+WALLCON | *97CTN0801716A* | 35400 | 21 | 8.5 | 38500 | 29000 | 75.32% | 2 | 0 | 12 |  |  |  | No | R-454B | 2.95 | Residential & Commercial | Ducted CEE Tier 1
212380991 | Central HP <5.4 tons | CARRIER | HRCU-A-CB (Split System: Heat Pump with Remote Outdoor Unit-Air-Source) | 25VNA448A*031* | ADP |  | V,C60H210P179 | 59MN7B100C21**22 | 44500 | 21 | 8.5 | 44000 | 35800 | 81.36% | 2.34 | 0 | 12 |  |  |  | No | R-410A | 3.7083 | Residential & Commercial | Ducted CEE Tier 1
214440918 | Central HP <5.4 tons | BRYANT HEATING AND COOLING SYSTEMS | HRCU-A-CB (Split System: Heat Pump with Remote Outdoor Unit-Air-Source) | 284ANV036*0**B* | ADP |  | V,C36H175P149 | 987MC42060C17*** | 32400 | 19 | 9 | 35200 | 27400 | 77.84% | 2.02 | 0 | 11.5 |  |  |  | No | R-410A | 2.7 | Residential & Commercial | Ducted CEE Tier 1
215375403 | Central HP <5.4 tons | BOSCH | HRCU-A-CB (Split System: Heat Pump with Remote Outdoor Unit-Air-Source) | BOVA-60HDN1-M20G | ASPEN |  | D(A,C,E)60B36+TDR | BGH96M080C4B | 41000 | 17 | 8.7 | 44500 | 35000 | 78.65% | 2.37 | 0 | 11.6 |  |  |  | No | R-410A | 3.4167 | Residential & Commercial | Ducted CEE Tier 1
215850501 | Central HP <5.4 tons | COLEMAN | HRCU-A-CB (Split System: Heat Pump with Remote Outdoor Unit-Air-Source) | HH836E2S11 | ASPEN |  | C(A,C,D,E)48A3K+TDR | TMLE080C16MP11 | 31200 | 18 | 8.1 | 31000 | 25200 | 81.29% | 2 | 0 | 10.5 |  |  |  | No | R-454B | 2.6 | Residential & Commercial | Ducted CEE Tier 1
215850564 | Central HP <5.4 tons | COLEMAN | HRCU-A-CB (Split System: Heat Pump with Remote Outdoor Unit-Air-Source) | HH836E2S11 | ASPEN |  | C(A,C,D,E)36B3K+TDR | Z8ES080B12SMPS1 | 30600 | 18 | 8.5 | 30000 | 24800 | 82.67% | 2 | 0 | 11 |  |  |  | No | R-454B | 2.55 | Residential & Commercial | Ducted CEE Tier 1
214295855 | Central HP <5.4 tons | CHAMPION HEATING AND COOLING | HRCU-A-CB (Split System: Heat Pump with Remote Outdoor Unit-Air-Source) | HMH72B341 | ADP |  | PL36H210P759 | Z8ES080B12SMPS1 | 33200 | 18 | 8.5 | 31400 | 23000 | 73.25% | 2.04 | 0 | 10 |  |  |  | No | R-410A | 2.7667 | Residential & Commercial | Ducted CEE Tier 1
214295856 | Central HP <5.4 tons | CHAMPION HEATING AND COOLING | HRCU-A-CB (Split System: Heat Pump with Remote Outdoor Unit-Air-Source) | HMH72B341 | ADP |  | PL36H210P759 | Z8ES080C16SMPS1 | 34000 | 18 | 8.5 | 31800 | 23800 | 74.84% | 2.14 | 0 | 10 |  |  |  | No | R-410A | 2.8333 | Residential & Commercial | Ducted CEE Tier 1
212982251 | Central HP <5.4 tons | GRANDAIRE | HRCU-A-CB (Split System: Heat Pump with Remote Outdoor Unit-Air-Source) | WDLCURAH24ABK |  |  | WLA*244BA* | WFEU040B036B* | 23400 | 16.5 | 8.5 | 26400 | 25400 | 96.21% | 2.14 | 0 | 10 |  |  |  | No | R-410A | 1.95 | Residential & Commercial | Ducted CEE Tier 1
212982275 | Central HP <5.4 tons | GRANDAIRE | HRCU-A-CB (Split System: Heat Pump with Remote Outdoor Unit-Air-Source) | WDLCURAH24ABK |  |  | WLA*304BA* | WFEU040B036B* | 23800 | 16.5 | 8.5 | 25800 | 24000 | 93.02% | 2 | 0 | 10 |  |  |  | No | R-410A | 1.9833 | Residential & Commercial | Ducted CEE Tier 1
212983227 | Central HP <5.4 tons | GRANDAIRE | HRCU-A-CB (Split System: Heat Pump with Remote Outdoor Unit-Air-Source) | WDLCURAH24ABK |  |  | WLNC304BA* | WFAX040B036B* | 23400 | 15.5 | 8.1 | 26200 | 24200 | 92.37% | 1.98 | 0 | 10 |  |  |  | No | R-410A | 1.95 | Residential & Commercial | Ducted CEE Tier 1
214395031 | Central HP <5.4 tons | GRANDAIRE | HRCU-A-CB (Split System: Heat Pump with Remote Outdoor Unit-Air-Source) | WDLCURAH24ABK |  |  | WLNC304BA* | WFSX060B048B* | 23400 | 16.5 | 9 | 25800 | 24200 | 93.8% | 2 | 0 | 10 |  |  |  | No | R-410A | 1.95 | Residential & Commercial | Ducted CEE Tier 1
211243437 | Central HP <5.4 tons | HEIL | HRCU-A-CB (Split System: Heat Pump with Remote Outdoor Unit-Air-Source) | DLCURAH24ABK |  |  | EA*4X37L21A* | *80VTL0701716A* | 24800 | 17 | 8.5 | 25400 | 20800 | 81.89% | 1.76 | 0 | 10.5 |  |  |  | No | R-410A | 2.0667 | Residential & Commercial | Ducted CEE Tier 1
211242928 | Central HP <5.4 tons | HEIL | HRCU-A-CB (Split System: Heat Pump with Remote Outdoor Unit-Air-Source) | DLCURAH24ABK |  |  | EA*4X37L17A* | *96VTN0801716A* | 24600 | 16.5 | 8.5 | 25600 | 21400 | 83.59% | 1.8 | 0 | 10 |  |  |  | No | R-410A | 2.05 | Residential & Commercial | Ducted CEE Tier 1
213739834 | Central HP <5.4 tons | DAY & NIGHT | HRCU-A-CB (Split System: Heat Pump with Remote Outdoor Unit-Air-Source) | DLCURAH24ABK | ADP |  | FG32936 | *80MS(N,L)0451412A* | 23400 | 17 | 9 | 25400 | 25800 | 101.6% | 2.2 | 0 | 10 |  |  |  | No | R-410A | 1.95 | Residential & Commercial | Ducted CEE Tier 1
213739877 | Central HP <5.4 tons | DAY & NIGHT | HRCU-A-CB (Split System: Heat Pump with Remote Outdoor Unit-Air-Source) | DLCURAH24ABK | ADP |  | V,G36H***P449 | *80VSL0451412B* | 23600 | 17 | 8.5 | 24600 | 24200 | 98.37% | 2.04 | 0 | 10.5 |  |  |  | No | R-410A | 1.9667 | Residential & Commercial | Ducted CEE Tier 1
213739913 | Central HP <5.4 tons | DAY & NIGHT | HRCU-A-CB (Split System: Heat Pump with Remote Outdoor Unit-Air-Source) | DLCURAH24ABK | ADP |  | PL36H175P789 | *95MSU0401712A* | 23400 | 17 | 8.5 | 24400 | 24000 | 98.36% | 2.02 | 0 | 10 |  |  |  | No | R-410A | 1.95 | Residential & Commercial | Ducted CEE Tier 1
213739961 | Central HP <5.4 tons | DAY & NIGHT | HRCU-A-CB (Split System: Heat Pump with Remote Outdoor Unit-Air-Source) | DLCURAH24ABK | ADP |  | V,G36H***P449 | *96VSN0401410B* | 23600 | 16 | 8.5 | 24600 | 23600 | 95.93% | 1.98 | 0 | 10 |  |  |  | No | R-410A | 1.9667 | Residential & Commercial | Ducted CEE Tier 1
213739986 | Central HP <5.4 tons | DAY & NIGHT | HRCU-A-CB (Split System: Heat Pump with Remote Outdoor Unit-Air-Source) | DLCURAH24ABK | ADP |  | PL36H175P159 | *96VTN0401410B* | 23400 | 16 | 8.5 | 24600 | 23800 | 96.75% | 2 | 0 | 10 |  |  |  | No | R-410A | 1.95 | Residential & Commercial | Ducted CEE Tier 1
215425871 | Central HP <5.4 tons | LUXAIRE | HRCU-A-CB (Split System: Heat Pump with Remote Outdoor Unit-Air-Source) | HH824E2S11 | ADP |  | H,YE32*30+TXV-BLEED | Z8ES060A12SMPS1 | 22200 | 17 | 8.65 | 20800 | 16900 | 81.25% | 1.94 | 0 | 11.5 |  |  |  | No | R-454B | 1.85 | Residential & Commercial | Ducted CEE Tier 1
215375420 | Central HP <5.4 tons | BOSCH | HRCU-A-CB (Split System: Heat Pump with Remote Outdoor Unit-Air-Source) | BOVB-60HDN1-M20G | ASPEN |  | D(A,C,E)60B34+TDR | BGH96M100C5B | 43000 | 17.5 | 8.7 | 46500 | 35600 | 76.56% | 2.32 | 0 | 11.6 |  |  |  | No | R-410A | 3.5833 | Residential & Commercial | Ducted CEE Tier 1
215375395 | Central HP <5.4 tons | BOSCH | HRCU-A-CB (Split System: Heat Pump with Remote Outdoor Unit-Air-Source) | BOVA-60HDN1-M20G | ASPEN |  | D(A,C,E)48A36+TDR | BGH96M080C4B | 39500 | 17 | 8.5 | 44000 | 34800 | 79.09% | 2.31 | 0 | 11.4 |  |  |  | No | R-410A | 3.2917 | Residential & Commercial | Ducted CEE Tier 1
214094147 | Central HP <5.4 tons | BOSCH | HRCU-A-CB (Split System: Heat Pump with Remote Outdoor Unit-Air-Source) | BOVA-60HDN1-M20G | ASPEN |  | DM59A44+TDR | BGH96M120D5B | 43000 | 17.5 | 9 | 47000 | 38500 | 81.91% | 2.32 | 0 | 11.6 |  |  |  | No | R-410A | 3.5833 | Residential & Commercial | Ducted CEE Tier 1
212507769 | Central HP <5.4 tons | BOSCH | HRCU-A-CB (Split System: Heat Pump with Remote Outdoor Unit-Air-Source) | BOVA-60HDN1-M20G | ASPEN |  | L(E,G)M48A4 |  | 45500 | 17 | 8.5 | 47000 | 44500 | 94.68% | 2.4 | 0 | 11.2 |  |  |  | No | R-410A | 3.7917 | Residential & Commercial | Ducted CEE Tier 1
215676670 | Central HP <5.4 tons | KEEPRITE | HRCU-A-CB (Split System: Heat Pump with Remote Outdoor Unit-Air-Source) | C5H0V48*K*AAA* |  |  | EVD5X60M24A*+WALLCON | *97CMN1202422B* | 48000 | 19 | 9 | 50000 | 36600 | 73.2% | 2 | 0 | 10 |  |  |  | No | R-454B | 4 | Residential & Commercial | Ducted CEE Tier 1
215676550 | Central HP <5.4 tons | KEEPRITE | HRCU-A-CB (Split System: Heat Pump with Remote Outdoor Unit-Air-Source) | C5H0V48*K*AAA* |  |  | EVD5X60M21A*+WALLCON | *97CMN0802120B* | 48000 | 19 | 9 | 50000 | 36800 | 73.6% | 2 | 0 | 10 |  |  |  | No | R-454B | 4 | Residential & Commercial | Ducted CEE Tier 1
215676470 | Central HP <5.4 tons | KEEPRITE | HRCU-A-CB (Split System: Heat Pump with Remote Outdoor Unit-Air-Source) | C5H0V48*K*AAA* |  |  | EVD5X60M21A*+WALLCON | *80CTL0901716B* | 48000 | 19 | 9 | 50000 | 36800 | 73.6% | 1.98 | 0 | 10 |  |  |  | No | R-454B | 4 | Residential & Commercial | Ducted CEE Tier 1
213739884 | Central HP <5.4 tons | DAY & NIGHT | HRCU-A-CB (Split System: Heat Pump with Remote Outdoor Unit-Air-Source) | DLCURAH24ABK | ADP |  | PL36H175P789 | *80VTL0451412B* | 23600 | 17 | 8.5 | 24600 | 24200 | 98.37% | 2.04 | 0 | 10.5 |  |  |  | No | R-410A | 1.9667 | Residential & Commercial | Ducted CEE Tier 1
213739895 | Central HP <5.4 tons | DAY & NIGHT | HRCU-A-CB (Split System: Heat Pump with Remote Outdoor Unit-Air-Source) | DLCURAH24ABK | ADP |  | FG35936 | *92MSN0401712A* | 23600 | 16 | 8.5 | 24800 | 23600 | 95.16% | 1.96 | 0 | 10 |  |  |  | No | R-410A | 1.9667 | Residential & Commercial | Ducted CEE Tier 1
213739911 | Central HP <5.4 tons | DAY & NIGHT | HRCU-A-CB (Split System: Heat Pump with Remote Outdoor Unit-Air-Source) | DLCURAH24ABK | ADP |  | PL36H175P159 | *95MSU0401712A* | 23400 | 17 | 8.5 | 24400 | 24000 | 98.36% | 2.02 | 0 | 10 |  |  |  | No | R-410A | 1.95 | Residential & Commercial | Ducted CEE Tier 1
213739936 | Central HP <5.4 tons | DAY & NIGHT | HRCU-A-CB (Split System: Heat Pump with Remote Outdoor Unit-Air-Source) | DLCURAH24ABK | ADP |  | PL36H210P299 | *96MSN0401712A* | 24000 | 16 | 8.1 | 23600 | 21600 | 91.53% | 1.82 | 0 | 10 |  |  |  | No | R-410A | 2 | Residential & Commercial | Ducted CEE Tier 1
211241925 | Central HP <5.4 tons | ARCOAIRE | HRCU-A-CB (Split System: Heat Pump with Remote Outdoor Unit-Air-Source) | DLCURAH24ABK |  |  | EA*4X36L17A* | *80VSL0701716A* | 24000 | 16.5 | 8.5 | 26000 | 22800 | 87.69% | 1.9 | 0 | 10 |  |  |  | No | R-410A | 2 | Residential & Commercial | Ducted CEE Tier 1
211242034 | Central HP <5.4 tons | ARCOAIRE | HRCU-A-CB (Split System: Heat Pump with Remote Outdoor Unit-Air-Source) | DLCURAH24ABK |  |  | EA*4X36L17A* | *96VTN0401410A* | 23400 | 16 | 8.5 | 25600 | 23800 | 92.97% | 1.96 | 0 | 10 |  |  |  | No | R-410A | 1.95 | Residential & Commercial | Ducted CEE Tier 1
211241521 | Central HP <5.4 tons | ARCOAIRE | HRCU-A-CB (Split System: Heat Pump with Remote Outdoor Unit-Air-Source) | DLCURAH24ABK |  |  | EA*4X30L17A* | *80VTL0451412A* | 24200 | 16.5 | 8.5 | 26400 | 23000 | 87.12% | 1.9 | 0 | 10 |  |  |  | No | R-410A | 2.0167 | Residential & Commercial | Ducted CEE Tier 1
211241332 | Central HP <5.4 tons | ARCOAIRE | HRCU-A-CB (Split System: Heat Pump with Remote Outdoor Unit-Air-Source) | DLCURAH24ABK |  |  | EA*4X30L14A* | *80ES(N,L)0451412A* | 24400 | 16 | 8.5 | 26600 | 22600 | 84.96% | 1.86 | 0 | 10 |  |  |  | No | R-410A | 2.0333 | Residential & Commercial | Ducted CEE Tier 1
212981017 | Central HP <5.4 tons | GRANDAIRE | HRCU-A-CB (Split System: Heat Pump with Remote Outdoor Unit-Air-Source) | WDLCURAH24ABK |  |  | WLNC364CA* | WFE*110C060C* | 23400 | 17 | 8.5 | 26200 | 28400 | 108.4% | 1.96 | 0 | 10.5 |  |  |  | No | R-410A | 1.95 | Residential & Commercial | Ducted CEE Tier 1
212982707 | Central HP <5.4 tons | GRANDAIRE | HRCU-A-CB (Split System: Heat Pump with Remote Outdoor Unit-Air-Source) | WDLCURAH24ABK |  |  | WLA*364CA* | WFEU060B048B* | 23800 | 17.5 | 8.5 | 25600 | 23400 | 91.41% | 1.96 | 0 | 10 |  |  |  | No | R-410A | 1.9833 | Residential & Commercial | Ducted CEE Tier 1
214094152 | Central HP <5.4 tons | BOSCH | HRCU-A-CB (Split System: Heat Pump with Remote Outdoor Unit-Air-Source) | BOVB-60HDN1-M18M | ASPEN |  | DM59A44+TDR | BGH96M100C5A | 42000 | 17.5 | 8.1 | 47000 | 36000 | 76.6% | 2.48 | 0 | 10 |  |  |  | No | R-410A | 3.5 | Residential & Commercial | Ducted CEE Tier 1
214094153 | Central HP <5.4 tons | BOSCH | HRCU-A-CB (Split System: Heat Pump with Remote Outdoor Unit-Air-Source) | BOVB-60HDN1-M18M | ASPEN |  | DM59A44+TDR | BGH96M100C5B | 42000 | 17.5 | 8.1 | 47000 | 36000 | 76.6% | 2.48 | 0 | 10 |  |  |  | No | R-410A | 3.5 | Residential & Commercial | Ducted CEE Tier 1
212983216 | Central HP <5.4 tons | GRANDAIRE | HRCU-A-CB (Split System: Heat Pump with Remote Outdoor Unit-Air-Source) | WDLCURAH24ABK |  |  | WLNC244BA* | WFAX040B036B* | 23000 | 15.5 | 8.5 | 27000 | 24200 | 89.63% | 1.98 | 0 | 10 |  |  |  | No | R-410A | 1.9167 | Residential & Commercial | Ducted CEE Tier 1
213279232 | Central HP <5.4 tons | COLEMAN | HRCU-A-CB (Split System: Heat Pump with Remote Outdoor Unit-Air-Source) | THF2B48T21 | ASPEN |  | D(A,C,E)60A46+TDR | CPLC100C16MP13 | 43000 | 16 | 8.2 | 44000 | 31200 | 70.91% | 3.16 | 0 | 11.5 |  |  |  | No | R-410A | 3.5833 | Residential & Commercial | Ducted CEE Tier 1
214849118 | Central HP <5.4 tons | YORK | HRCU-A-CB (Split System: Heat Pump with Remote Outdoor Unit-Air-Source) | HMH72B341 | ADP |  | CX360A935 | Y81E040A12LMPS1 | 33200 | 18 | 8.5 | 31400 | 23000 | 73.25% | 2.06 | 0 | 10 |  |  |  | No | R-410A | 2.7667 | Residential & Commercial | Ducted CEE Tier 1
214849132 | Central HP <5.4 tons | YORK | HRCU-A-CB (Split System: Heat Pump with Remote Outdoor Unit-Air-Source) | HMH72B341 | ADP |  | CH368A9 | Y81E040A12SMPS1 | 33200 | 18 | 8.5 | 31400 | 23000 | 73.25% | 2.06 | 0 | 10 |  |  |  | No | R-410A | 2.7667 | Residential & Commercial | Ducted CEE Tier 1
214849134 | Central HP <5.4 tons | YORK | HRCU-A-CB (Split System: Heat Pump with Remote Outdoor Unit-Air-Source) | HMH72B341 | ADP |  | CV367*9 | Y81E040A12SMPS1 | 34000 | 18 | 8.5 | 31800 | 23800 | 74.84% | 2.1 | 0 | 10 |  |  |  | No | R-410A | 2.8333 | Residential & Commercial | Ducted CEE Tier 1
212622918 | Central HP <5.4 tons | COLEMAN | HRCU-A-CB (Split System: Heat Pump with Remote Outdoor Unit-Air-Source) | HMH72B341 | ASPEN |  | D(A,C,E)36C34+TDR | TM8E100C16MP11 | 33000 | 18 | 8.3 | 33800 | 28600 | 84.62% | 2.7 | 0 | 10 |  |  |  | No | R-410A | 2.75 | Residential & Commercial | Ducted CEE Tier 1
212623091 | Central HP <5.4 tons | COLEMAN | HRCU-A-CB (Split System: Heat Pump with Remote Outdoor Unit-Air-Source) | HMH72B341 | ASPEN |  | D(A,C,E)36C34+TDR | TM8E120C16MP11 | 33200 | 18 | 8.3 | 33800 | 28800 | 85.21% | 2.73 | 0 | 10 |  |  |  | No | R-410A | 2.7667 | Residential & Commercial | Ducted CEE Tier 1
215940551 | Central HP <5.4 tons | KEEPRITE | HRCU-A-CB (Split System: Heat Pump with Remote Outdoor Unit-Air-Source) | C5H3V36*K*AAA* |  |  | EVD5X36M21A*+WALLCON | *97CTN0801716A* | 34200 | 20.5 | 8.5 | 39000 | 28600 | 73.33% | 2.04 | 0 | 11.5 |  |  |  | No | R-454B | 2.85 | Residential & Commercial | Ducted CEE Tier 1
215940031 | Central HP <5.4 tons | KEEPRITE | HRCU-A-CB (Split System: Heat Pump with Remote Outdoor Unit-Air-Source) | C5H3V36*K*AAA* |  |  | ESH5X42M12A*+WALLCON | *80CSU0401712B* | 33600 | 19.5 | 9 | 34600 | 26600 | 76.88% | 1.92 | 0 | 11.7 |  |  |  | No | R-454B | 2.8 | Residential & Commercial | Ducted CEE Tier 1
213739835 | Central HP <5.4 tons | DAY & NIGHT | HRCU-A-CB (Split System: Heat Pump with Remote Outdoor Unit-Air-Source) | DLCURAH24ABK | ADP |  | FG33936 | *80MS(N,L)0451412A* | 23400 | 17 | 9 | 25400 | 25800 | 101.6% | 2.2 | 0 | 10 |  |  |  | No | R-410A | 1.95 | Residential & Commercial | Ducted CEE Tier 1
213739851 | Central HP <5.4 tons | DAY & NIGHT | HRCU-A-CB (Split System: Heat Pump with Remote Outdoor Unit-Air-Source) | DLCURAH24ABK | ADP |  | PL36H210P299 | *80MS(N,L)0701712A* | 24400 | 17 | 8.5 | 23600 | 20800 | 88.14% | 1.8 | 0 | 10.5 |  |  |  | No | R-410A | 2.0333 | Residential & Commercial | Ducted CEE Tier 1
213739869 | Central HP <5.4 tons | DAY & NIGHT | HRCU-A-CB (Split System: Heat Pump with Remote Outdoor Unit-Air-Source) | DLCURAH24ABK | ADP |  | FG81936 | *80MSU0401712A* | 23600 | 17 | 8.5 | 24600 | 24000 | 97.56% | 2.02 | 0 | 10.5 |  |  |  | No | R-410A | 1.9667 | Residential & Commercial | Ducted CEE Tier 1
213739894 | Central HP <5.4 tons | DAY & NIGHT | HRCU-A-CB (Split System: Heat Pump with Remote Outdoor Unit-Air-Source) | DLCURAH24ABK | ADP |  | PL36H175P789 | *92MSN0401712A* | 23600 | 16 | 8.5 | 24800 | 23600 | 95.16% | 1.96 | 0 | 10 |  |  |  | No | R-410A | 1.9667 | Residential & Commercial | Ducted CEE Tier 1
213739951 | Central HP <5.4 tons | DAY & NIGHT | HRCU-A-CB (Split System: Heat Pump with Remote Outdoor Unit-Air-Source) | DLCURAH24ABK | ADP |  | FG35936 | *96MSN0601412A* | 23600 | 16 | 8.5 | 24600 | 23400 | 95.12% | 1.98 | 0 | 10 |  |  |  | No | R-410A | 1.9667 | Residential & Commercial | Ducted CEE Tier 1
213796961 | Central HP <5.4 tons | BRYANT HEATING AND COOLING SYSTEMS | HRCU-A-CB (Split System: Heat Pump with Remote Outdoor Unit-Air-Source) | 38MURAQ18AB3* | ADP |  | V,C36H***P429+CBPE3A* |  | 17800 | 15.5 | 9 | 17100 | 19400 | 113.5% | 2.4 | 0 | 10.5 |  |  |  | No | R-410A | 1.4833 | Residential & Commercial | Ducted CEE Tier 1
216571356 | Central HP <5.4 tons | DIRECT AIR | HRCU-A-CB (Split System: Heat Pump with Remote Outdoor Unit-Air-Source) | DIRM4-24CS19-OU |  |  | DIRM4-24MAGICPRO20-AH |  | 24000 | 18.1 | 9.7 | 26000 | 21600 | 83.08% | 1.87 | 0 | 11 |  |  |  | No | R-454B | 2 | Residential & Commercial | Ducted CEE Tier 1
214063935 | Central HP <5.4 tons | BOSCH | HRCU-A-CB (Split System: Heat Pump with Remote Outdoor Unit-Air-Source) | BOVA-60HDN1-M20G | ASPEN |  | D(A,C,E)48B44+TDR | BGH96M100D5A | 43500 | 17.5 | 9 | 47000 | 38500 | 81.91% | 2.32 | 0 | 11.6 |  |  |  | No | R-410A | 3.625 | Residential & Commercial | Ducted CEE Tier 1
211245837 | Central HP <5.4 tons | GRANDAIRE | HRCU-A-CB (Split System: Heat Pump with Remote Outdoor Unit-Air-Source) | WDLCURAH24ABK |  |  | WAXL244A* |  | 24000 | 17 | 8.5 | 26200 | 23400 | 89.31% | 1.94 | 0 | 10 |  |  |  | No | R-410A | 2 | Residential & Commercial | Ducted CEE Tier 1
212979856 | Central HP <5.4 tons | GRANDAIRE | HRCU-A-CB (Split System: Heat Pump with Remote Outdoor Unit-Air-Source) | WDLCURAH24ABK |  |  | WLA*364BA* | WFE*090B042C* | 23800 | 17 | 8.5 | 26200 | 23600 | 90.08% | 1.98 | 0 | 10 |  |  |  | No | R-410A | 1.9833 | Residential & Commercial | Ducted CEE Tier 1
211245365 | Central HP <5.4 tons | GRANDAIRE | HRCU-A-CB (Split System: Heat Pump with Remote Outdoor Unit-Air-Source) | WDLCURAH24ABK |  |  | WLNC364CA* | WFSU040B036A* | 23600 | 16.5 | 8.1 | 26000 | 23600 | 90.77% | 1.96 | 0 | 10.5 |  |  |  | No | R-410A | 1.9667 | Residential & Commercial | Ducted CEE Tier 1
213279241 | Central HP <5.4 tons | COLEMAN | HRCU-A-CB (Split System: Heat Pump with Remote Outdoor Unit-Air-Source) | THF2B48T21 | ASPEN |  | D(A,C,E)60A46+TDR | TM8E080C16MP11 | 42500 | 16 | 8.2 | 44000 | 31200 | 70.91% | 3.14 | 0 | 11.5 |  |  |  | No | R-410A | 3.5417 | Residential & Commercial | Ducted CEE Tier 1
213279284 | Central HP <5.4 tons | COLEMAN | HRCU-A-CB (Split System: Heat Pump with Remote Outdoor Unit-Air-Source) | THF2B48T21 | ASPEN |  | D(A,C,E)60A46+TDR | TMLV100C16MP12 | 43000 | 16 | 8.2 | 44000 | 31200 | 70.91% | 3.16 | 0 | 11.5 |  |  |  | No | R-410A | 3.5833 | Residential & Commercial | Ducted CEE Tier 1
215940501 | Central HP <5.4 tons | KEEPRITE | HRCU-A-CB (Split System: Heat Pump with Remote Outdoor Unit-Air-Source) | C5H3V36*K*AAA* |  |  | EVM5X60M24A*+WALLCON | *97CTN1202422A* | 35600 | 22 | 8.5 | 38000 | 28400 | 74.74% | 2.04 | 0 | 12.5 |  |  |  | No | R-454B | 2.9667 | Residential & Commercial | Ducted CEE Tier 1
215940601 | Central HP <5.4 tons | KEEPRITE | HRCU-A-CB (Split System: Heat Pump with Remote Outdoor Unit-Air-Source) | C5H3V36*K*AAA* |  |  | EVD5X38M17A*+WALLCON | *97CTN0601716A* | 35200 | 20.5 | 8.5 | 39000 | 29400 | 75.38% | 2 | 0 | 11.5 |  |  |  | No | R-454B | 2.9333 | Residential & Commercial | Ducted CEE Tier 1
215940651 | Central HP <5.4 tons | KEEPRITE | HRCU-A-CB (Split System: Heat Pump with Remote Outdoor Unit-Air-Source) | C5H3V36*K*AAA* |  |  | EVD5X42M21A*+WALLCON | *97CTN0601716A* | 34000 | 20 | 8.5 | 39500 | 28800 | 72.91% | 2.02 | 0 | 11 |  |  |  | No | R-454B | 2.8333 | Residential & Commercial | Ducted CEE Tier 1
215940181 | Central HP <5.4 tons | KEEPRITE | HRCU-A-CB (Split System: Heat Pump with Remote Outdoor Unit-Air-Source) | C5H3V36*K*AAA* |  |  | ESH5X60M12A*+WALLCON | *96CTN0802120B* | 34200 | 19.5 | 9 | 34200 | 26000 | 76.02% | 1.96 | 0 | 11.7 |  |  |  | No | R-454B | 2.85 | Residential & Commercial | Ducted CEE Tier 1
215940231 | Central HP <5.4 tons | KEEPRITE | HRCU-A-CB (Split System: Heat Pump with Remote Outdoor Unit-Air-Source) | C5H3V36*K*AAA* |  |  | ESH5X60M12A*+WALLCON | *97CTN0802120A* | 34200 | 19.5 | 9 | 34200 | 26000 | 76.02% | 1.96 | 0 | 11.7 |  |  |  | No | R-454B | 2.85 | Residential & Commercial | Ducted CEE Tier 1
215940301 | Central HP <5.4 tons | KEEPRITE | HRCU-A-CB (Split System: Heat Pump with Remote Outdoor Unit-Air-Source) | C5H3V36*K*AAA* |  |  | EVM5X44M21A*+WALLCON | *97CTN0801716A* | 35400 | 21 | 8.5 | 38500 | 29000 | 75.32% | 2.02 | 0 | 12 |  |  |  | No | R-454B | 2.95 | Residential & Commercial | Ducted CEE Tier 1
215674672 | Central HP <5.4 tons | KEEPRITE | HRCU-A-CB (Split System: Heat Pump with Remote Outdoor Unit-Air-Source) | C5H0V48*K*AAA* |  |  | EA*5X61M24A*+WALLCON | *96CTN1202422B* | 46000 | 18.5 | 9 | 47500 | 33600 | 70.74% | 2.06 | 0 | 10 |  |  |  | No | R-454B | 3.8333 | Residential & Commercial | Ducted CEE Tier 1
215674481 | Central HP <5.4 tons | KEEPRITE | HRCU-A-CB (Split System: Heat Pump with Remote Outdoor Unit-Air-Source) | C5H0V48*K*AAA* |  |  | EA*5X61M24A*+WALLCON | *80CTL0702120B* | 46000 | 18 | 9 | 48000 | 33800 | 70.42% | 2.08 | 0 | 10 |  |  |  | No | R-454B | 3.8333 | Residential & Commercial | Ducted CEE Tier 1
212675688 | Central HP <5.4 tons | BOSCH | HRCU-A-CB (Split System: Heat Pump with Remote Outdoor Unit-Air-Source) | BOVB-60HDN1-M20G | ASPEN |  | L(E,G)M48G4 |  | 47000 | 18.5 | 9.5 | 48000 | 46000 | 95.83% | 2.48 | 0 | 12 |  |  |  | No | R-410A | 3.9167 | Residential & Commercial | Ducted CEE Tier 1
212603199 | Central HP <5.4 tons | DAY & NIGHT | HRCU-A-CB (Split System: Heat Pump with Remote Outdoor Unit-Air-Source) | DLCURAH24ABK | ADP |  | PL36H175P159 | *95ESU0601716A* | 24400 | 17 | 8.5 | 24600 | 22000 | 89.43% | 1.86 | 0 | 10 |  |  |  | No | R-410A | 2.0333 | Residential & Commercial | Ducted CEE Tier 1
212603200 | Central HP <5.4 tons | DAY & NIGHT | HRCU-A-CB (Split System: Heat Pump with Remote Outdoor Unit-Air-Source) | DLCURAH24ABK | ADP |  | V,G36H175P159 | *95ESU0601716A* | 24400 | 17 | 8.5 | 24600 | 22000 | 89.43% | 1.86 | 0 | 10 |  |  |  | No | R-410A | 2.0333 | Residential & Commercial | Ducted CEE Tier 1
213739833 | Central HP <5.4 tons | DAY & NIGHT | HRCU-A-CB (Split System: Heat Pump with Remote Outdoor Unit-Air-Source) | DLCURAH24ABK | ADP |  | PL36H175P069 | *80MS(N,L)0451412A* | 23600 | 17 | 8.5 | 24800 | 23800 | 95.97% | 2 | 0 | 10.5 |  |  |  | No | R-410A | 1.9667 | Residential & Commercial | Ducted CEE Tier 1
213739848 | Central HP <5.4 tons | DAY & NIGHT | HRCU-A-CB (Split System: Heat Pump with Remote Outdoor Unit-Air-Source) | DLCURAH24ABK | ADP |  | V,G36H***P449 | *80MS(N,L)0701412A* | 23600 | 17 | 8.5 | 24600 | 24200 | 98.37% | 2.04 | 0 | 10.5 |  |  |  | No | R-410A | 1.9667 | Residential & Commercial | Ducted CEE Tier 1
213739863 | Central HP <5.4 tons | DAY & NIGHT | HRCU-A-CB (Split System: Heat Pump with Remote Outdoor Unit-Air-Source) | DLCURAH24ABK | ADP |  | FG33936 | *80MSU0401712A* | 23400 | 17 | 9 | 25200 | 26000 | 103.2% | 2.24 | 0 | 10 |  |  |  | No | R-410A | 1.95 | Residential & Commercial | Ducted CEE Tier 1
213739865 | Central HP <5.4 tons | DAY & NIGHT | HRCU-A-CB (Split System: Heat Pump with Remote Outdoor Unit-Air-Source) | DLCURAH24ABK | ADP |  | V,G36H175P159 | *80MSU0401712A* | 23600 | 17 | 8.5 | 24600 | 24000 | 97.56% | 2.02 | 0 | 10.5 |  |  |  | No | R-410A | 1.9667 | Residential & Commercial | Ducted CEE Tier 1
213739881 | Central HP <5.4 tons | DAY & NIGHT | HRCU-A-CB (Split System: Heat Pump with Remote Outdoor Unit-Air-Source) | DLCURAH24ABK | ADP |  | FG32936 | *80VTL0451412B* | 23200 | 17 | 8.5 | 25400 | 24600 | 96.85% | 2.08 | 0 | 10 |  |  |  | No | R-410A | 1.9333 | Residential & Commercial | Ducted CEE Tier 1
207573730 | Central HP <5.4 tons | DAY & NIGHT | HRCU-A-CB (Split System: Heat Pump with Remote Outdoor Unit-Air-Source) | CVH848GKA2* | ADP |  | FG84948 | *95CSU1002122A* | 45500 | 17 | 8.1 | 44000 | 31400 | 71.36% | 2.24 | 10.5 | 10.5 |  |  |  | No | R-410A | 3.7917 | Residential & Commercial | Ducted CEE Tier 1
215565330 | Central HP <5.4 tons | COLEMAN | HRCU-A-CB (Split System: Heat Pump with Remote Outdoor Unit-Air-Source) | HH860E2S11 | ASPEN |  | D(A,C,E)61A3J+TDR | TL9E100C20UH11 | 41500 | 17 | 8.5 | 44000 | 33400 | 75.91% | 2 | 0 | 11.7 |  |  |  | No | R-454B | 3.4583 | Residential & Commercial | Ducted CEE Tier 1
215727935 | Central HP <5.4 tons | CHAMPION HEATING AND COOLING | HRCU-A-CB (Split System: Heat Pump with Remote Outdoor Unit-Air-Source) | HH860E2S11 | ADP |  | H,YE48(1,2)60+TXV | TM8Y080C16MP11 | 44000 | 18 | 8.5 | 42000 | 33000 | 78.57% | 2 | 0 | 11.7 |  |  |  | No | R-454B | 3.6667 | Residential & Commercial | Ducted CEE Tier 1
215727958 | Central HP <5.4 tons | CHAMPION HEATING AND COOLING | HRCU-A-CB (Split System: Heat Pump with Remote Outdoor Unit-Air-Source) | HH860E2S11 | ADP |  | H,YE36(1,2)60+TXV | TM9V120D20MP12 | 51500 | 18 | 8.3 | 52000 | 38500 | 74.04% | 1.96 | 0 | 10.5 |  |  |  | No | R-454B | 4.2917 | Residential & Commercial | Ducted CEE Tier 1
207573655 | Central HP <5.4 tons | DAY & NIGHT | HRCU-A-CB (Split System: Heat Pump with Remote Outdoor Unit-Air-Source) | CVH848GKA2* | ADP |  | PL60H210P299 | *80CSU0802120A* | 45000 | 18 | 8.1 | 44000 | 31400 | 71.36% | 2.26 | 10.5 | 10 |  |  |  | No | R-410A | 3.75 | Residential & Commercial | Ducted CEE Tier 1
215850699 | Central HP <5.4 tons | COLEMAN | HRCU-A-CB (Split System: Heat Pump with Remote Outdoor Unit-Air-Source) | HH860E2S11 | ASPEN |  | D(A,C,E)60A3K+TDR | TL8E080C16UH11 | 41000 | 17 | 8.5 | 44000 | 33600 | 76.36% | 2 | 0 | 11.5 |  |  |  | No | R-454B | 3.4167 | Residential & Commercial | Ducted CEE Tier 1
215850701 | Central HP <5.4 tons | COLEMAN | HRCU-A-CB (Split System: Heat Pump with Remote Outdoor Unit-Air-Source) | HH860E2S11 | ASPEN |  | D(A,C,E)60B3K+TDR | TL8E080C16UH11 | 41500 | 17 | 8.5 | 44000 | 33600 | 76.36% | 2 | 0 | 11.5 |  |  |  | No | R-454B | 3.4583 | Residential & Commercial | Ducted CEE Tier 1
211245903 | Central HP <5.4 tons | GRANDAIRE | HRCU-A-CB (Split System: Heat Pump with Remote Outdoor Unit-Air-Source) | WDLCURAH24ABK |  |  | FMA4X30**AL* |  | 25800 | 18 | 9 | 27600 | 21000 | 76.09% | 1.8 | 0 | 10.5 |  |  |  | No | R-410A | 2.15 | Residential & Commercial | Ducted CEE Tier 1
213739600 | Central HP <5.4 tons | DAY & NIGHT | HRCU-A-CB (Split System: Heat Pump with Remote Outdoor Unit-Air-Source) | DLCURAH18ABK | ADP |  | PL36H***P039 | *96VSN0401410B* | 16600 | 17 | 8.5 | 16600 | 19000 | 114.5% | 2.34 | 0 | 10 |  |  |  | No | R-410A | 1.3833 | Residential & Commercial | Ducted CEE Tier 1
213739611 | Central HP <5.4 tons | DAY & NIGHT | HRCU-A-CB (Split System: Heat Pump with Remote Outdoor Unit-Air-Source) | DLCURAH18ABK | ADP |  | FG32936 | *96VSN0401712B* | 16900 | 16 | 8.5 | 16600 | 19000 | 114.5% | 2.34 | 0 | 10 |  |  |  | No | R-410A | 1.4083 | Residential & Commercial | Ducted CEE Tier 1
213739643 | Central HP <5.4 tons | DAY & NIGHT | HRCU-A-CB (Split System: Heat Pump with Remote Outdoor Unit-Air-Source) | DLCURAH18ABK | ADP |  | FG35936 | *96VTN0401712B* | 17300 | 16 | 8.5 | 16400 | 18400 | 112.2% | 2.24 | 0 | 10.5 |  |  |  | No | R-410A | 1.4417 | Residential & Commercial | Ducted CEE Tier 1
212979868 | Central HP <5.4 tons | GRANDAIRE | HRCU-A-CB (Split System: Heat Pump with Remote Outdoor Unit-Air-Source) | WDLCURAH24ABK |  |  | WLA*364CA* | WFE*090B042C* | 23800 | 17.5 | 8.5 | 26200 | 22400 | 85.5% | 1.86 | 0 | 10 |  |  |  | No | R-410A | 1.9833 | Residential & Commercial | Ducted CEE Tier 1
213258935 | Central HP <5.4 tons | KEEPRITE | HRCU-A-CB (Split System: Heat Pump with Remote Outdoor Unit-Air-Source) | DLCURAH18ABK | ADP |  | H,GE7J936 | *96VSN0601412A* | 17800 | 16 | 8.5 | 17200 | 18600 | 108.1% | 2.28 | 0 | 10.5 |  |  |  | No | R-410A | 1.4833 | Residential & Commercial | Ducted CEE Tier 1
212623125 | Central HP <5.4 tons | COLEMAN | HRCU-A-CB (Split System: Heat Pump with Remote Outdoor Unit-Air-Source) | HMH72B341 | ASPEN |  | D(A,C,E)42B34+TDR | TM8E060A12MP11 | 32600 | 18 | 8.1 | 33800 | 27400 | 81.07% | 2.44 | 0 | 10 |  |  |  | No | R-410A | 2.7167 | Residential & Commercial | Ducted CEE Tier 1
212623132 | Central HP <5.4 tons | COLEMAN | HRCU-A-CB (Split System: Heat Pump with Remote Outdoor Unit-Air-Source) | HMH72B341 | ASPEN |  | D(A,C,E)48C34+TDR | TM8E060A12MP11 | 33200 | 18 | 8.1 | 33800 | 27400 | 81.07% | 2.44 | 0 | 10 |  |  |  | No | R-410A | 2.7667 | Residential & Commercial | Ducted CEE Tier 1
212623134 | Central HP <5.4 tons | COLEMAN | HRCU-A-CB (Split System: Heat Pump with Remote Outdoor Unit-Air-Source) | HMH72B341 | ASPEN |  | D(A,C,E)48D34+TDR | TM8E060A12MP11 | 33600 | 18 | 8.1 | 33800 | 27400 | 81.07% | 2.44 | 0 | 10 |  |  |  | No | R-410A | 2.8 | Residential & Commercial | Ducted CEE Tier 1
215940381 | Central HP <5.4 tons | KEEPRITE | HRCU-A-CB (Split System: Heat Pump with Remote Outdoor Unit-Air-Source) | C5H3V36*K*AAA* |  |  | EVM5X49M21A*+WALLCON | *97CTN0802120A* | 35600 | 21.5 | 8.5 | 38000 | 28600 | 75.26% | 2.04 | 0 | 12 |  |  |  | No | R-454B | 2.9667 | Residential & Commercial | Ducted CEE Tier 1
215940401 | Central HP <5.4 tons | KEEPRITE | HRCU-A-CB (Split System: Heat Pump with Remote Outdoor Unit-Air-Source) | C5H3V36*K*AAA* |  |  | EVM5X60M21A*+WALLCON | *96CTN0802120B* | 35600 | 21.5 | 8.5 | 38000 | 28600 | 75.26% | 2.04 | 0 | 12 |  |  |  | No | R-454B | 2.9667 | Residential & Commercial | Ducted CEE Tier 1
215940451 | Central HP <5.4 tons | KEEPRITE | HRCU-A-CB (Split System: Heat Pump with Remote Outdoor Unit-Air-Source) | C5H3V36*K*AAA* |  |  | EVM5X60M21A*+WALLCON | *97CTN0802120A* | 35600 | 21.5 | 8.5 | 38000 | 28600 | 75.26% | 2.04 | 0 | 12 |  |  |  | No | R-454B | 2.9667 | Residential & Commercial | Ducted CEE Tier 1
215940081 | Central HP <5.4 tons | KEEPRITE | HRCU-A-CB (Split System: Heat Pump with Remote Outdoor Unit-Air-Source) | C5H3V36*K*AAA* |  |  | ESH5X42M12A*+WALLCON | *97CTN1002122A* | 33600 | 19 | 9 | 34600 | 26600 | 76.88% | 1.94 | 0 | 11.5 |  |  |  | No | R-454B | 2.8 | Residential & Commercial | Ducted CEE Tier 1
215939881 | Central HP <5.4 tons | KEEPRITE | HRCU-A-CB (Split System: Heat Pump with Remote Outdoor Unit-Air-Source) | C5H3V36*K*AAA* |  |  | EA*5X61M21A*+WALLCON | *97CTN0802120A* | 34400 | 20 | 9 | 34400 | 26200 | 76.16% | 1.96 | 0 | 11.7 |  |  |  | No | R-454B | 2.8667 | Residential & Commercial | Ducted CEE Tier 1
215939981 | Central HP <5.4 tons | KEEPRITE | HRCU-A-CB (Split System: Heat Pump with Remote Outdoor Unit-Air-Source) | C5H3V36*K*AAA* |  |  | ESH5X36M12A*+WALLCON | *97CTN0801716A* | 33000 | 18.5 | 9 | 35400 | 27200 | 76.84% | 1.92 | 0 | 10.5 |  |  |  | No | R-454B | 2.75 | Residential & Commercial | Ducted CEE Tier 1
213739933 | Central HP <5.4 tons | DAY & NIGHT | HRCU-A-CB (Split System: Heat Pump with Remote Outdoor Unit-Air-Source) | DLCURAH24ABK | ADP |  | V,G36H***P449 | *96MSN0401410A* | 23600 | 16 | 8.5 | 24600 | 23600 | 95.93% | 1.98 | 0 | 10 |  |  |  | No | R-410A | 1.9667 | Residential & Commercial | Ducted CEE Tier 1
213739999 | Central HP <5.4 tons | DAY & NIGHT | HRCU-A-CB (Split System: Heat Pump with Remote Outdoor Unit-Air-Source) | DLCURAH24ABK | ADP |  | FG80936 | *96VTN0401712B* | 23400 | 16 | 8.5 | 24600 | 24000 | 97.56% | 2.02 | 0 | 10 |  |  |  | No | R-410A | 1.95 | Residential & Commercial | Ducted CEE Tier 1
211242212 | Central HP <5.4 tons | ARCOAIRE | HRCU-A-CB (Split System: Heat Pump with Remote Outdoor Unit-Air-Source) | DLCURAH24ABK |  |  | EA*4X36L17A* | *80ESU0601716A | 25000 | 16.5 | 8.5 | 26600 | 21800 | 81.95% | 1.82 | 0 | 10 |  |  |  | No | R-410A | 2.0833 | Residential & Commercial | Ducted CEE Tier 1
211241877 | Central HP <5.4 tons | ARCOAIRE | HRCU-A-CB (Split System: Heat Pump with Remote Outdoor Unit-Air-Source) | DLCURAH24ABK |  |  | EA*4X36L17A* | *95ESU0401712A* | 23800 | 16.5 | 8.5 | 25800 | 23200 | 89.92% | 1.92 | 0 | 10 |  |  |  | No | R-410A | 1.9833 | Residential & Commercial | Ducted CEE Tier 1
211242294 | Central HP <5.4 tons | ARCOAIRE | HRCU-A-CB (Split System: Heat Pump with Remote Outdoor Unit-Air-Source) | DLCURAH24ABK |  |  | EA*4X36L21A* | *96VSN1002120A* | 24000 | 17 | 8.5 | 26000 | 22800 | 87.69% | 1.9 | 0 | 10 |  |  |  | No | R-410A | 2 | Residential & Commercial | Ducted CEE Tier 1
214094157 | Central HP <5.4 tons | BOSCH | HRCU-A-CB (Split System: Heat Pump with Remote Outdoor Unit-Air-Source) | BOVB-60HDN1-M18M | ASPEN |  | DM59A44+TDR | BGH96M120D5B | 42500 | 17.5 | 8.1 | 47000 | 36200 | 77.02% | 2.48 | 0 | 10.9 |  |  |  | No | R-410A | 3.5417 | Residential & Commercial | Ducted CEE Tier 1
212983270 | Central HP <5.4 tons | TEMPSTAR | HRCU-A-CB (Split System: Heat Pump with Remote Outdoor Unit-Air-Source) | DLCURAH18ABK |  |  | EA*4X24L17A* | *92MSN0401712A* | 17200 | 15.5 | 8.5 | 18300 | 19400 | 106% | 2.32 | 0 | 10 |  |  |  | No | R-410A | 1.4333 | Residential & Commercial | Ducted CEE Tier 1
213206573 | Central HP <5.4 tons | CARRIER | HRCU-A-CB (Split System: Heat Pump with Remote Outdoor Unit-Air-Source) | 38MURAQ24AB3* | ASPEN |  | D(A,C,E)24B44+TDR | 59TP6B040V17**12 | 23200 | 16 | 8.1 | 25800 | 20200 | 78.29% | 2.63 | 0 | 10 |  |  |  | No | R-410A | 1.9333 | Residential & Commercial | Ducted CEE Tier 1
211260141 | Central HP <5.4 tons | ARCOAIRE | HRCU-A-CB (Split System: Heat Pump with Remote Outdoor Unit-Air-Source) | DLCURAH18ABK |  |  | EA*4X24L14A* | *95ESN0601412A* | 17800 | 16 | 8.5 | 18700 | 19000 | 101.6% | 2.28 | 0 | 10.5 |  |  |  | No | R-410A | 1.4833 | Residential & Commercial | Ducted CEE Tier 1
213274529 | Central HP <5.4 tons | COLEMAN | HRCU-A-CB (Split System: Heat Pump with Remote Outdoor Unit-Air-Source) | THF2B48T21 | ASPEN |  | D(A,C,E)60A44+TDR | TM8E120C16MP11 | 43000 | 16 | 8.2 | 44000 | 31400 | 71.36% | 3.13 | 0 | 11.5 |  |  |  | No | R-410A | 3.5833 | Residential & Commercial | Ducted CEE Tier 1
213274559 | Central HP <5.4 tons | COLEMAN | HRCU-A-CB (Split System: Heat Pump with Remote Outdoor Unit-Air-Source) | THF2B48T21 | ASPEN |  | D(A,C,E)60A44+TDR | TMLE080C16MP11 | 42500 | 16 | 8.2 | 44000 | 31200 | 70.91% | 3.14 | 0 | 11.5 |  |  |  | No | R-410A | 3.5417 | Residential & Commercial | Ducted CEE Tier 1
215667841 | Central HP <5.4 tons | KEEPRITE | HRCU-A-CB (Split System: Heat Pump with Remote Outdoor Unit-Air-Source) | C5H0V24*K*AAA* |  |  | EA*5X37M21A*+WALLCON | *80CTL0701716B* | 24000 | 17.5 | 9 | 23400 | 16400 | 70.09% | 2.02 | 0 | 10.5 |  |  |  | No | R-454B | 2 | Residential & Commercial | Ducted CEE Tier 1
215667139 | Central HP <5.4 tons | KEEPRITE | HRCU-A-CB (Split System: Heat Pump with Remote Outdoor Unit-Air-Source) | C5H0V24*K*AAA* |  |  | EA*5X24M17A*+WALLCON | *96CTN0601714B* | 22800 | 16.5 | 9 | 24000 | 16900 | 70.42% | 1.94 | 0 | 10 |  |  |  | No | R-454B | 1.9 | Residential & Commercial | Ducted CEE Tier 1
215667190 | Central HP <5.4 tons | KEEPRITE | HRCU-A-CB (Split System: Heat Pump with Remote Outdoor Unit-Air-Source) | C5H0V24*K*AAA* |  |  | EA*5X25M17A*+WALLCON | *80CTL0701412B* | 24000 | 17.5 | 9 | 23200 | 16400 | 70.69% | 2 | 0 | 10.5 |  |  |  | No | R-454B | 2 | Residential & Commercial | Ducted CEE Tier 1
215667338 | Central HP <5.4 tons | KEEPRITE | HRCU-A-CB (Split System: Heat Pump with Remote Outdoor Unit-Air-Source) | C5H0V24*K*AAA* |  |  | EA*5X30M14A*+WALLCON | *80CTL0701412B* | 23000 | 17 | 8.5 | 23800 | 16700 | 70.17% | 1.86 | 0 | 10 |  |  |  | No | R-454B | 1.9167 | Residential & Commercial | Ducted CEE Tier 1
214440910 | Central HP <5.4 tons | RHEEM | HRCU-A-CB (Split System: Heat Pump with Remote Outdoor Unit-Air-Source) | RD17AZ36AJ3N | ADP |  | H,RG47936 | R98MV1005A21UPS | 34200 | 18 | 8.1 | 32600 | 29200 | 89.57% | 1.9 | 0 | 10 |  |  |  | No | R-410A | 2.85 | Residential & Commercial | Ducted CEE Tier 1
215667424 | Central HP <5.4 tons | KEEPRITE | HRCU-A-CB (Split System: Heat Pump with Remote Outdoor Unit-Air-Source) | C5H0V24*K*AAA* |  |  | EA*5X30M17A*+WALLCON | *80CTL0701412B* | 23000 | 17 | 9 | 23800 | 16700 | 70.17% | 1.98 | 0 | 10 |  |  |  | No | R-454B | 1.9167 | Residential & Commercial | Ducted CEE Tier 1
212623400 | Central HP <5.4 tons | COLEMAN | HRCU-A-CB (Split System: Heat Pump with Remote Outdoor Unit-Air-Source) | HMH72B341 | ASPEN |  | D(A,C,E)36D24+TDR | TL9E100C20UH11 | 32000 | 17 | 8.3 | 33800 | 28800 | 85.21% | 2.77 | 0 | 10 |  |  |  | No | R-410A | 2.6667 | Residential & Commercial | Ducted CEE Tier 1
213927970 | Central HP <5.4 tons | WESTINGHOUSE | HRCU-A-C (Split System: Heat Pump with Remote Outdoor Unit with No Indoor Fan --Air Source) | WHM48SZA21S | ASPEN |  | D(A,C,E)43D44+TDR |  | 41000 | 15.55 | 8.55 | 42000 | 34600 | 82.38% | 1.94 | 0 | 11.4 |  |  |  | No | R-410A | 3.4167 | Residential & Commercial | Ducted CEE Tier 1
215668849 | Central HP <5.4 tons | KEEPRITE | HRCU-A-CB (Split System: Heat Pump with Remote Outdoor Unit-Air-Source) | C5H0V36*K*AAA* |  |  | EA*5X42M21A*+WALLCON | *80CTL0902120B* | 33200 | 18 | 9 | 35800 | 25600 | 71.51% | 1.86 | 0 | 10 |  |  |  | No | R-454B | 2.7667 | Residential & Commercial | Ducted CEE Tier 1
215668881 | Central HP <5.4 tons | KEEPRITE | HRCU-A-CB (Split System: Heat Pump with Remote Outdoor Unit-Air-Source) | C5H0V36*K*AAA* |  |  | EA*5X42M21A*+WALLCON | *95CSU1002122B* | 33200 | 17.5 | 9 | 35800 | 25600 | 71.51% | 1.84 | 0 | 10 |  |  |  | No | R-454B | 2.7667 | Residential & Commercial | Ducted CEE Tier 1
211599532 | Central HP <5.4 tons | CHAMPION HEATING AND COOLING | HRCU-A-CB (Split System: Heat Pump with Remote Outdoor Unit-Air-Source) | THF2B42T21 | ASPEN |  | LEM48C4 |  | 39000 | 16 | 8.1 | 40500 | 29000 | 71.6% | 3.33 | 0 | 12.5 |  |  |  | No | R-410A | 3.25 | Residential & Commercial | Ducted CEE Tier 1
212978674 | Central HP <5.4 tons | GRANDAIRE | HRCU-A-CB (Split System: Heat Pump with Remote Outdoor Unit-Air-Source) | WDLCURAH24ABK |  |  | WLA*364CA* | WFE*070B036C* | 23600 | 17.5 | 8.5 | 26000 | 22000 | 84.62% | 1.84 | 0 | 10 |  |  |  | No | R-410A | 1.9667 | Residential & Commercial | Ducted CEE Tier 1
213607594 | Central HP <5.4 tons | HEIL | HRCU-A-CB (Split System: Heat Pump with Remote Outdoor Unit-Air-Source) | DLCURAH18ABK |  |  | FTMA4X24L0B* |  | 18100 | 16.5 | 8.5 | 18200 | 18200 | 100% | 2.2 | 0 | 11 |  |  |  | No | R-410A | 1.5083 | Residential & Commercial | Ducted CEE Tier 1
212986323 | Central HP <5.4 tons | ARCOAIRE | HRCU-A-CB (Split System: Heat Pump with Remote Outdoor Unit-Air-Source) | DLCURAH18ABK |  |  | EA*4X30L17A* | *96MSN0401410A* | 17600 | 16 | 8.5 | 18300 | 18800 | 102.7% | 2.26 | 0 | 10.5 |  |  |  | No | R-410A | 1.4667 | Residential & Commercial | Ducted CEE Tier 1
213238573 | Central HP <5.4 tons | CHAMPION HEATING AND COOLING | HRCU-A-CB (Split System: Heat Pump with Remote Outdoor Unit-Air-Source) | THF2B48T21 | ASPEN |  | D(A,C,E)48B44+TDR | TM9E100C20MP12 | 43000 | 16 | 8.2 | 44500 | 31600 | 71.01% | 3.07 | 0 | 11.5 |  |  |  | No | R-410A | 3.5833 | Residential & Commercial | Ducted CEE Tier 1
213238558 | Central HP <5.4 tons | CHAMPION HEATING AND COOLING | HRCU-A-CB (Split System: Heat Pump with Remote Outdoor Unit-Air-Source) | THF2B48T21 | ASPEN |  | D(A,C,E)48D44+TDR | TM8Y100C16MP11 | 44000 | 16.2 | 8.1 | 44500 | 31600 | 71.01% | 3.18 | 0 | 11 |  |  |  | No | R-410A | 3.6667 | Residential & Commercial | Ducted CEE Tier 1
215728003 | Central HP <5.4 tons | CHAMPION HEATING AND COOLING | HRCU-A-CB (Split System: Heat Pump with Remote Outdoor Unit-Air-Source) | HH824E2S11 | ADP |  | H,YE7J(1,2)36+TXV | TM8Y080B12MP11 | 22400 | 17 | 8.8 | 21400 | 17200 | 80.37% | 1.96 | 0 | 11.5 |  |  |  | No | R-454B | 1.8667 | Residential & Commercial | Ducted CEE Tier 1
215728042 | Central HP <5.4 tons | CHAMPION HEATING AND COOLING | HRCU-A-CB (Split System: Heat Pump with Remote Outdoor Unit-Air-Source) | HH824E2S11 | ADP |  | H,YE7J(1,2)36+TXV | Z9ES060B12SMPS1 | 23000 | 17 | 9 | 21400 | 18200 | 85.05% | 2 | 0 | 11.7 |  |  |  | No | R-454B | 1.9167 | Residential & Commercial | Ducted CEE Tier 1
212986359 | Central HP <5.4 tons | ARCOAIRE | HRCU-A-CB (Split System: Heat Pump with Remote Outdoor Unit-Air-Source) | DLCURAH18ABK |  |  | EN(A,D)4X24L17** | *96MSN0401410A* | 17400 | 15.5 | 8.5 | 18500 | 19200 | 103.8% | 2.3 | 0 | 10.5 |  |  |  | No | R-410A | 1.45 | Residential & Commercial | Ducted CEE Tier 1
212981723 | Central HP <5.4 tons | GRANDAIRE | HRCU-A-CB (Split System: Heat Pump with Remote Outdoor Unit-Air-Source) | WDLCURAH24ABK |  |  | WLA*304BA* | WFEU100C060B* | 23800 | 16.5 | 8.5 | 26200 | 24400 | 93.13% | 2.02 | 0 | 10 |  |  |  | No | R-410A | 1.9833 | Residential & Commercial | Ducted CEE Tier 1
212981807 | Central HP <5.4 tons | GRANDAIRE | HRCU-A-CB (Split System: Heat Pump with Remote Outdoor Unit-Air-Source) | WDLCURAH24ABK |  |  | WLN(C,W)364BA* | WFEU100C060B* | 23800 | 16.5 | 8.5 | 26400 | 24800 | 93.94% | 2.08 | 0 | 10.5 |  |  |  | No | R-410A | 1.9833 | Residential & Commercial | Ducted CEE Tier 1
211260166 | Central HP <5.4 tons | ARCOAIRE | HRCU-A-CB (Split System: Heat Pump with Remote Outdoor Unit-Air-Source) | DLCURAH18ABK |  |  | EA*4X24L14A* | *96VTN0601412A* | 17800 | 16 | 8.5 | 18800 | 19000 | 101.1% | 2.28 | 0 | 10.5 |  |  |  | No | R-410A | 1.4833 | Residential & Commercial | Ducted CEE Tier 1
211259921 | Central HP <5.4 tons | ARCOAIRE | HRCU-A-CB (Split System: Heat Pump with Remote Outdoor Unit-Air-Source) | DLCURAH18ABK |  |  | EA*4X19L17A* | *80ES(N,L)0701712A* | 18600 | 16.5 | 8.5 | 18400 | 17500 | 95.11% | 2.14 | 0 | 11 |  |  |  | No | R-410A | 1.55 | Residential & Commercial | Ducted CEE Tier 1
212982299 | Central HP <5.4 tons | GRANDAIRE | HRCU-A-CB (Split System: Heat Pump with Remote Outdoor Unit-Air-Source) | WDLCURAH24ABK |  |  | WLA*364CA* | WFEU040B036B* | 23600 | 17 | 8.5 | 25800 | 23200 | 89.92% | 1.94 | 0 | 10 |  |  |  | No | R-410A | 1.9667 | Residential & Commercial | Ducted CEE Tier 1
214395018 | Central HP <5.4 tons | GRANDAIRE | HRCU-A-CB (Split System: Heat Pump with Remote Outdoor Unit-Air-Source) | WDLCURAH24ABK |  |  | WLNC244BA* | WFSX060B048B* | 23400 | 16 | 9 | 26600 | 24200 | 90.98% | 2 | 0 | 10 |  |  |  | No | R-410A | 1.95 | Residential & Commercial | Ducted CEE Tier 1
214331784 | Central HP <5.4 tons | BOSCH | HRCU-A-CB (Split System: Heat Pump with Remote Outdoor Unit-Air-Source) | BOVA-60HDN1-M20G | ASPEN |  | D(A,C,E)48B4G+TXV+TDR | BGH96M100D5B | 43500 | 17.5 | 9 | 47000 | 38500 | 81.91% | 2.32 | 0 | 11.6 |  |  |  | No | R-410A | 3.625 | Residential & Commercial | Ducted CEE Tier 1
215375417 | Central HP <5.4 tons | BOSCH | HRCU-A-CB (Split System: Heat Pump with Remote Outdoor Unit-Air-Source) | BOVB-60HDN1-M20G | ASPEN |  | D(A,C,E)48A36+TDR | BGH96M120D5B | 42000 | 17.5 | 8.7 | 46500 | 35400 | 76.13% | 2.27 | 0 | 11.4 |  |  |  | No | R-410A | 3.5 | Residential & Commercial | Ducted CEE Tier 1
214331792 | Central HP <5.4 tons | BOSCH | HRCU-A-CB (Split System: Heat Pump with Remote Outdoor Unit-Air-Source) | BOVA-60HDN1-M20G | ASPEN |  | D(A,C,E)48B4G+TXV+TDR | BGH96M120D5B | 43500 | 17.5 | 9 | 47000 | 38500 | 81.91% | 2.32 | 0 | 11.6 |  |  |  | No | R-410A | 3.625 | Residential & Commercial | Ducted CEE Tier 1
214331926 | Central HP <5.4 tons | BOSCH | HRCU-A-CB (Split System: Heat Pump with Remote Outdoor Unit-Air-Source) | BOVB-60HDN1-M20G | ASPEN |  | D(A,C,E)60B4G+TXV+TDR | BGH96M080C4A | 41500 | 17 | 8.8 | 44500 | 39000 | 87.64% | 2.39 | 0 | 11.7 |  |  |  | No | R-410A | 3.4583 | Residential & Commercial | Ducted CEE Tier 1
214331951 | Central HP <5.4 tons | BOSCH | HRCU-A-CB (Split System: Heat Pump with Remote Outdoor Unit-Air-Source) | BOVB-60HDN1-M20G | ASPEN |  | D(A,C,E)48A3G+TXV+TDR | BGH96M120D5B | 42000 | 17.5 | 8.7 | 46500 | 38500 | 82.8% | 2.27 | 0 | 11.4 |  |  |  | No | R-410A | 3.5 | Residential & Commercial | Ducted CEE Tier 1
215668913 | Central HP <5.4 tons | KEEPRITE | HRCU-A-CB (Split System: Heat Pump with Remote Outdoor Unit-Air-Source) | C5H0V36*K*AAA* |  |  | EA*5X42M21A*+WALLCON | *97CMN0802120B* | 33200 | 17.5 | 9 | 35800 | 25600 | 71.51% | 1.86 | 0 | 10 |  |  |  | No | R-454B | 2.7667 | Residential & Commercial | Ducted CEE Tier 1
215668945 | Central HP <5.4 tons | KEEPRITE | HRCU-A-CB (Split System: Heat Pump with Remote Outdoor Unit-Air-Source) | C5H0V36*K*AAA* |  |  | EA*5X42M21A*+WALLCON | *96CTN1002122B* | 33200 | 17.5 | 9 | 35800 | 25600 | 71.51% | 1.84 | 0 | 10 |  |  |  | No | R-454B | 2.7667 | Residential & Commercial | Ducted CEE Tier 1
215668841 | Central HP <5.4 tons | KEEPRITE | HRCU-A-CB (Split System: Heat Pump with Remote Outdoor Unit-Air-Source) | C5H0V36*K*AAA* |  |  | EA*5X42M21A*+WALLCON | *80CTL0901716B* | 33200 | 18 | 9 | 35800 | 25600 | 71.51% | 1.86 | 0 | 10 |  |  |  | No | R-454B | 2.7667 | Residential & Commercial | Ducted CEE Tier 1
212507774 | Central HP <5.4 tons | BOSCH | HRCU-A-CB (Split System: Heat Pump with Remote Outdoor Unit-Air-Source) | BOVA-24HDN1-M15G | ASPEN |  | L(E,G)M24K4 |  | 23400 | 15.2 | 8.1 | 23400 | 21400 | 91.45% | 2.5 | 0 | 11.2 |  |  |  | No | R-410A | 1.95 | Residential & Commercial | Ducted CEE Tier 1
215375418 | Central HP <5.4 tons | BOSCH | HRCU-A-CB (Split System: Heat Pump with Remote Outdoor Unit-Air-Source) | BOVB-60HDN1-M20G | ASPEN |  | D(A,C,E)60B34+TDR | BGH96M080B3B | 41000 | 17 | 8.7 | 43500 | 35000 | 80.46% | 2.38 | 0 | 11.6 |  |  |  | No | R-410A | 3.4167 | Residential & Commercial | Ducted CEE Tier 1
214064102 | Central HP <5.4 tons | BOSCH | HRCU-A-CB (Split System: Heat Pump with Remote Outdoor Unit-Air-Source) | BOVB-60HDN1-M20G | ASPEN |  | D(A,C,E)48A34+TDR | BGH96M120D5A | 42000 | 17.5 | 8.7 | 46500 | 38500 | 82.8% | 2.27 | 0 | 11.4 |  |  |  | No | R-410A | 3.5 | Residential & Commercial | Ducted CEE Tier 1
214331786 | Central HP <5.4 tons | BOSCH | HRCU-A-CB (Split System: Heat Pump with Remote Outdoor Unit-Air-Source) | BOVA-60HDN1-M20G | ASPEN |  | D(A,C,E)60B4G+TXV+TDR | BGH96M100D5B | 44000 | 17.5 | 9 | 47000 | 38500 | 81.91% | 2.32 | 0 | 11.7 |  |  |  | No | R-410A | 3.6667 | Residential & Commercial | Ducted CEE Tier 1
214331953 | Central HP <5.4 tons | BOSCH | HRCU-A-CB (Split System: Heat Pump with Remote Outdoor Unit-Air-Source) | BOVB-60HDN1-M20G | ASPEN |  | D(A,C,E)48D4G+TXV+TDR | BGH96M120D5B | 44500 | 17.5 | 9 | 47000 | 38500 | 81.91% | 2.32 | 0 | 11.7 |  |  |  | No | R-410A | 3.7083 | Residential & Commercial | Ducted CEE Tier 1
215375396 | Central HP <5.4 tons | BOSCH | HRCU-A-CB (Split System: Heat Pump with Remote Outdoor Unit-Air-Source) | BOVA-60HDN1-M20G | ASPEN |  | D(A,C,E)48A36+TDR | BGH96M100C5B | 41500 | 17.5 | 8.5 | 46000 | 35400 | 76.96% | 2.27 | 0 | 11.4 |  |  |  | No | R-410A | 3.4583 | Residential & Commercial | Ducted CEE Tier 1
215375415 | Central HP <5.4 tons | BOSCH | HRCU-A-CB (Split System: Heat Pump with Remote Outdoor Unit-Air-Source) | BOVB-60HDN1-M20G | ASPEN |  | D(A,C,E)48A36+TDR | BGH96M080C4B | 39500 | 17 | 8.5 | 44000 | 34800 | 79.09% | 2.31 | 0 | 11.4 |  |  |  | No | R-410A | 3.2917 | Residential & Commercial | Ducted CEE Tier 1
206767136 | Central HP <5.4 tons | COMFORTMAKER | HRCU-A-CB (Split System: Heat Pump with Remote Outdoor Unit-Air-Source) | CVH825GKA3* |  |  | EA*4X36L17A*+WALLCON | *80CSU0601716A* | 23600 | 16.5 | 8.1 | 21400 | 16700 | 78.04% | 1.92 | 11 | 10.5 |  |  |  | No | R-410A | 1.9667 | Residential & Commercial | Ducted CEE Tier 1
206767154 | Central HP <5.4 tons | COMFORTMAKER | HRCU-A-CB (Split System: Heat Pump with Remote Outdoor Unit-Air-Source) | CVH825GKA3* |  |  | EA*4X36L21A*+WALLCON | *80CSU0601716A* | 23600 | 16.5 | 8.1 | 21400 | 16600 | 77.57% | 1.94 | 11.5 | 10.5 |  |  |  | No | R-410A | 1.9667 | Residential & Commercial | Ducted CEE Tier 1
215375429 | Central HP <5.4 tons | BOSCH | HRCU-A-CB (Split System: Heat Pump with Remote Outdoor Unit-Air-Source) | BOVD-36HDN1-M20G | ASPEN |  | D(A,C,E)30B36+TDR | BGH96M080B3B | 22400 | 18.4 | 8.7 | 19900 | 20000 | 100.5% | 2.9 | 0 | 11.8 |  |  |  | No | R-410A | 1.8667 | Residential & Commercial | Ducted CEE Tier 1
215375431 | Central HP <5.4 tons | BOSCH | HRCU-A-CB (Split System: Heat Pump with Remote Outdoor Unit-Air-Source) | BOVD-36HDN1-M20G | ASPEN |  | D(A,C,E)36A34+TDR | BGH96M080B3B | 22400 | 18.4 | 8.5 | 19900 | 20000 | 100.5% | 2.92 | 0 | 11.8 |  |  |  | No | R-410A | 1.8667 | Residential & Commercial | Ducted CEE Tier 1
215682561 | Central HP <5.4 tons | KENMORE | HRCU-A-CB (Split System: Heat Pump with Remote Outdoor Unit-Air-Source) | (C,H,T)5H0V48*K*AAA* |  |  | EVD5X61M24A*+WALLCON | *97CTN1002122A* | 48500 | 19.5 | 9.5 | 50000 | 36600 | 73.2% | 2.12 | 0 | 10.5 |  |  |  | No | R-454B | 4.0417 | Residential & Commercial | Ducted CEE Tier 1
215850114 | Central HP <5.4 tons | COLEMAN | HRCU-A-CB (Split System: Heat Pump with Remote Outdoor Unit-Air-Source) | HH824E2S11 | ASPEN |  | D(A,C,E)24C3K+TDR | TP9C080B12MP13 | 22400 | 17 | 8.5 | 22800 | 18300 | 80.26% | 2 | 0 | 12 |  |  |  | No | R-454B | 1.8667 | Residential & Commercial | Ducted CEE Tier 1
215850130 | Central HP <5.4 tons | COLEMAN | HRCU-A-CB (Split System: Heat Pump with Remote Outdoor Unit-Air-Source) | HH824E2S11 | ASPEN |  | D(A,C,E)36A3K+TDR | TPLC080B12MP13 | 22400 | 17 | 8.1 | 22600 | 17700 | 78.32% | 2 | 0 | 12 |  |  |  | No | R-454B | 1.8667 | Residential & Commercial | Ducted CEE Tier 1
206133409 | Central HP <5.4 tons | COMFORTMAKER | HRCU-A-CB (Split System: Heat Pump with Remote Outdoor Unit-Air-Source) | CVH825GKA2* |  |  | EA*4X36L21A*+WALLCON | *80CSU1002120A* | 23600 | 16.5 | 8.1 | 21400 | 16700 | 78.04% | 1.94 | 11.5 | 10.5 |  |  |  | No | R-410A | 1.9667 | Residential & Commercial | Ducted CEE Tier 1
215375394 | Central HP <5.4 tons | BOSCH | HRCU-A-CB (Split System: Heat Pump with Remote Outdoor Unit-Air-Source) | BOVA-60HDN1-M20G | ASPEN |  | D(A,C,E)48A36+TDR | BGH96M080B3B | 39500 | 17 | 8.5 | 43000 | 34800 | 80.93% | 2.33 | 0 | 11.4 |  |  |  | No | R-410A | 3.2917 | Residential & Commercial | Ducted CEE Tier 1
214094139 | Central HP <5.4 tons | BOSCH | HRCU-A-CB (Split System: Heat Pump with Remote Outdoor Unit-Air-Source) | BOVA-60HDN1-M20G | ASPEN |  | DM59A44+TDR | BGH96M080B3B | 40500 | 17 | 8.8 | 43500 | 39500 | 90.8% | 2.4 | 0 | 11.5 |  |  |  | No | R-410A | 3.375 | Residential & Commercial | Ducted CEE Tier 1
214094107 | Central HP <5.4 tons | BOSCH | HRCU-A-CB (Split System: Heat Pump with Remote Outdoor Unit-Air-Source) | BOVB-60HDN1-M20G | ASPEN |  | AE(D,N,U)+DM59A44+TDR |  | 43000 | 18.2 | 9.1 | 47500 | 46000 | 96.84% | 2.5 | 0 | 11 |  |  |  | No | R-410A | 3.5833 | Residential & Commercial | Ducted CEE Tier 1
213782032 | Central HP <5.4 tons | KEEPRITE | HRCU-A-CB (Split System: Heat Pump with Remote Outdoor Unit-Air-Source) | CVH837GKA2* |  |  | EHD4X42AAL+WALLCON | *96CTN1002122B* | 32600 | 16.5 | 8.1 | 33000 | 24600 | 74.55% | 1.94 | 0 | 11 |  |  |  | No | R-410A | 2.7167 | Residential & Commercial | Ducted CEE Tier 1
212983694 | Central HP <5.4 tons | KEEPRITE | HRCU-A-CB (Split System: Heat Pump with Remote Outdoor Unit-Air-Source) | DLCURAH18ABK |  |  | EN(A,D)4X18L14** | *92MSN0601412A* | 17300 | 16 | 8.5 | 18500 | 19800 | 107% | 2.38 | 0 | 10.5 |  |  |  | No | R-410A | 1.4417 | Residential & Commercial | Ducted CEE Tier 1
212983674 | Central HP <5.4 tons | KEEPRITE | HRCU-A-CB (Split System: Heat Pump with Remote Outdoor Unit-Air-Source) | DLCURAH18ABK |  |  | EA*4X30L14A* | *92MSN0601412A* | 17700 | 16 | 8.5 | 18300 | 18700 | 102.2% | 2.24 | 0 | 10.5 |  |  |  | No | R-410A | 1.475 | Residential & Commercial | Ducted CEE Tier 1
212986275 | Central HP <5.4 tons | ARCOAIRE | HRCU-A-CB (Split System: Heat Pump with Remote Outdoor Unit-Air-Source) | DLCURAH18ABK |  |  | EA*4X19L17A* | *96MSN0401410A* | 17900 | 16 | 8.5 | 18000 | 17800 | 98.89% | 2.14 | 0 | 10.5 |  |  |  | No | R-410A | 1.4917 | Residential & Commercial | Ducted CEE Tier 1
211262118 | Central HP <5.4 tons | ARCOAIRE | HRCU-A-CB (Split System: Heat Pump with Remote Outdoor Unit-Air-Source) | DLCURAH18ABK |  |  | EA*4X30L17A* | *92ESN0401410A* | 18000 | 15.5 | 8.5 | 18700 | 18500 | 98.93% | 2.22 | 0 | 10.5 |  |  |  | No | R-410A | 1.5 | Residential & Commercial | Ducted CEE Tier 1
211262200 | Central HP <5.4 tons | ARCOAIRE | HRCU-A-CB (Split System: Heat Pump with Remote Outdoor Unit-Air-Source) | DLCURAH18ABK |  |  | EA*4X30L17A* | OLV098A12* | 18200 | 15.5 | 8.5 | 18800 | 18400 | 97.87% | 2.22 | 0 | 10.5 |  |  |  | No | R-410A | 1.5167 | Residential & Commercial | Ducted CEE Tier 1
213238571 | Central HP <5.4 tons | CHAMPION HEATING AND COOLING | HRCU-A-CB (Split System: Heat Pump with Remote Outdoor Unit-Air-Source) | THF2B48T21 | ASPEN |  | D(A,C,E)48B44+TDR | TM9E100C16MP12 | 42000 | 15.9 | 8.2 | 44000 | 31200 | 70.91% | 3.12 | 0 | 11.5 |  |  |  | No | R-410A | 3.5 | Residential & Commercial | Ducted CEE Tier 1
213238528 | Central HP <5.4 tons | CHAMPION HEATING AND COOLING | HRCU-A-CB (Split System: Heat Pump with Remote Outdoor Unit-Air-Source) | THF2B48T21 | ASPEN |  | D(A,C,E)48D44+TDR | TM8E080B12MP11 | 43500 | 16.2 | 8.1 | 44500 | 31200 | 70.11% | 3.17 | 0 | 11 |  |  |  | No | R-410A | 3.625 | Residential & Commercial | Ducted CEE Tier 1
212394459 | Central HP <5.4 tons | LENNOX | HRCU-A-CB (Split System: Heat Pump with Remote Outdoor Unit-Air-Source) | EL22XPV-024-230A** | ADP |  | LEM25943G |  | 23000 | 21 | 8.55 | 20600 | 15700 | 76.21% | 2.24 | 0 | 13 |  |  |  | No | R-410A | 1.9167 | Residential & Commercial | Ducted CEE Tier 1
214094105 | Central HP <5.4 tons | BOSCH | HRCU-A-CB (Split System: Heat Pump with Remote Outdoor Unit-Air-Source) | BOVB-36HDN1-M18M | ASPEN |  | AE(D,N,U)+DM42B34+TDR |  | 31400 | 17.5 | 8.1 | 34600 | 26000 | 75.14% | 2.17 | 0 | 10 |  |  |  | No | R-410A | 2.6167 | Residential & Commercial | Ducted CEE Tier 1
215850818 | Central HP <5.4 tons | COLEMAN | HRCU-A-CB (Split System: Heat Pump with Remote Outdoor Unit-Air-Source) | HH860E2S11 | ASPEN |  | D(A,C,E)60A3K+TDR | TM8V100C16MP12 | 40500 | 16.5 | 8.1 | 43500 | 33400 | 76.78% | 2 | 0 | 11.2 |  |  |  | No | R-454B | 3.375 | Residential & Commercial | Ducted CEE Tier 1
215731525 | Central HP <5.4 tons | YORK | HRCU-A-CB (Split System: Heat Pump with Remote Outdoor Unit-Air-Source) | HH860E2S11 | ADP |  | H,YG74*48+TXV-BLEED | TM9Y080C16MP11 | 44000 | 17 | 8.5 | 42500 | 33400 | 78.59% | 2 | 0 | 11 |  |  |  | No | R-454B | 3.6667 | Residential & Commercial | Ducted CEE Tier 1
211230419 | Central HP <5.4 tons | ARCOAIRE | HRCU-A-CB (Split System: Heat Pump with Remote Outdoor Unit-Air-Source) | DLCURAH36ABK |  |  | EN(A,D)4X48L24** | *80ES(N,L)0902116A* | 36400 | 16 | 8.1 | 38500 | 34800 | 90.39% | 2.04 | 0 | 10.5 |  |  |  | No | R-410A | 3.0333 | Residential & Commercial | Ducted CEE Tier 1
211230467 | Central HP <5.4 tons | ARCOAIRE | HRCU-A-CB (Split System: Heat Pump with Remote Outdoor Unit-Air-Source) | DLCURAH36ABK |  |  | EN(A,D)4X48L24** | *80ES(N,L)1102420A* | 36000 | 16.5 | 8.1 | 38500 | 34800 | 90.39% | 2.02 | 0 | 10.5 |  |  |  | No | R-410A | 3 | Residential & Commercial | Ducted CEE Tier 1
213781512 | Central HP <5.4 tons | KEEPRITE | HRCU-A-CB (Split System: Heat Pump with Remote Outdoor Unit-Air-Source) | CVH837GKA2* |  |  | EA*4X60L24A*+WALLCON | *97CMN1202422B* | 32800 | 17.5 | 8.1 | 31600 | 24600 | 77.85% | 1.98 | 0 | 11.5 |  |  |  | No | R-410A | 2.7333 | Residential & Commercial | Ducted CEE Tier 1
213781362 | Central HP <5.4 tons | KEEPRITE | HRCU-A-CB (Split System: Heat Pump with Remote Outdoor Unit-Air-Source) | CVH837GKA2* |  |  | EA*4X48L21A*+WALLCON | *97CMN1002122B* | 32400 | 17 | 8.1 | 32600 | 24800 | 76.07% | 1.98 | 0 | 11 |  |  |  | No | R-410A | 2.7 | Residential & Commercial | Ducted CEE Tier 1
213780712 | Central HP <5.4 tons | KEEPRITE | HRCU-A-CB (Split System: Heat Pump with Remote Outdoor Unit-Air-Source) | CVH837GKA2* |  |  | EA*4X36L17A*+WALLCON | *96CTN0601714B* | 31200 | 16.5 | 8.1 | 33400 | 24600 | 73.65% | 1.82 | 0 | 10.5 |  |  |  | No | R-410A | 2.6 | Residential & Commercial | Ducted CEE Tier 1
215935177 | Central HP <5.4 tons | AIRQUEST | HRCU-A-CB (Split System: Heat Pump with Remote Outdoor Unit-Air-Source) | H5H3V36*K*AAA* |  |  | EVM5X60M21A*+WALLCON | *80CTL0451712B* | 35200 | 21 | 8.5 | 39000 | 29400 | 75.38% | 2 | 0 | 11.7 |  |  |  | No | R-454B | 2.9333 | Residential & Commercial | Ducted CEE Tier 1
211261998 | Central HP <5.4 tons | ARCOAIRE | HRCU-A-CB (Split System: Heat Pump with Remote Outdoor Unit-Air-Source) | DLCURAH18ABK |  |  | EA*4X30L17A* | *80ES(N,L)0451412A* | 18200 | 16.5 | 8.5 | 18700 | 18400 | 98.4% | 2.22 | 0 | 11 |  |  |  | No | R-410A | 1.5167 | Residential & Commercial | Ducted CEE Tier 1
211261648 | Central HP <5.4 tons | ARCOAIRE | HRCU-A-CB (Split System: Heat Pump with Remote Outdoor Unit-Air-Source) | DLCURAH18ABK |  |  | EA*4X30L17A* | *95ESU0401712A* | 17800 | 16 | 8.5 | 18300 | 18500 | 101.1% | 2.22 | 0 | 10.5 |  |  |  | No | R-410A | 1.4833 | Residential & Commercial | Ducted CEE Tier 1
211261064 | Central HP <5.4 tons | ARCOAIRE | HRCU-A-CB (Split System: Heat Pump with Remote Outdoor Unit-Air-Source) | DLCURAH18ABK |  |  | EA*4X25L17A* | *92ESN0401712A* | 18400 | 15.5 | 8.5 | 18300 | 17500 | 95.63% | 2.12 | 0 | 10.5 |  |  |  | No | R-410A | 1.5333 | Residential & Commercial | Ducted CEE Tier 1
211261348 | Central HP <5.4 tons | ARCOAIRE | HRCU-A-CB (Split System: Heat Pump with Remote Outdoor Unit-Air-Source) | DLCURAH18ABK |  |  | EA*4X30L14A* | *95ESN0601412A* | 17900 | 16 | 8.5 | 18500 | 18500 | 100% | 2.22 | 0 | 10.5 |  |  |  | No | R-410A | 1.4917 | Residential & Commercial | Ducted CEE Tier 1
211260627 | Central HP <5.4 tons | ARCOAIRE | HRCU-A-CB (Split System: Heat Pump with Remote Outdoor Unit-Air-Source) | DLCURAH18ABK |  |  | EA*4X24L17A* | *80ES(N,L)0701412A* | 17600 | 16 | 8.5 | 18400 | 19100 | 103.8% | 2.3 | 0 | 10.5 |  |  |  | No | R-410A | 1.4667 | Residential & Commercial | Ducted CEE Tier 1
212623150 | Central HP <5.4 tons | COLEMAN | HRCU-A-CB (Split System: Heat Pump with Remote Outdoor Unit-Air-Source) | HMH72B341 | ASPEN |  | D(A,C,E)36C34+TDR | TM8E100B12MP11 | 32600 | 18 | 8.5 | 33800 | 27400 | 81.07% | 2.64 | 0 | 10 |  |  |  | No | R-410A | 2.7167 | Residential & Commercial | Ducted CEE Tier 1
212623168 | Central HP <5.4 tons | COLEMAN | HRCU-A-CB (Split System: Heat Pump with Remote Outdoor Unit-Air-Source) | HMH72B341 | ASPEN |  | C(A,C,D,E)36C34+TDR | TMLE060A12MP11 | 32600 | 18 | 8.1 | 33800 | 27400 | 81.07% | 2.44 | 0 | 10 |  |  |  | No | R-410A | 2.7167 | Residential & Commercial | Ducted CEE Tier 1
212384697 | Central HP <5.4 tons | GRANDAIRE | HRCU-A-CB (Split System: Heat Pump with Remote Outdoor Unit-Air-Source) | WDLCURAH36ABK |  |  | WLN(C,W)424CA* | WFAX100C060A* | 36200 | 15.5 | 8.1 | 39500 | 35200 | 89.11% | 1.9 | 0 | 10 |  |  |  | No | R-410A | 3.0167 | Residential & Commercial | Ducted CEE Tier 1
213076300 | Central HP <5.4 tons | ARCOAIRE | HRCU-A-CB (Split System: Heat Pump with Remote Outdoor Unit-Air-Source) | DLCURAH36ABK |  |  | EA*4X48L24A* | *95MSU1002122A* | 36200 | 16.5 | 8.5 | 38000 | 34800 | 91.58% | 2.04 | 0 | 10 |  |  |  | No | R-410A | 3.0167 | Residential & Commercial | Ducted CEE Tier 1
211230569 | Central HP <5.4 tons | ARCOAIRE | HRCU-A-CB (Split System: Heat Pump with Remote Outdoor Unit-Air-Source) | DLCURAH36ABK |  |  | EN(A,D)4X48L24** | *80VTL1102122A* | 37000 | 16 | 8.1 | 39500 | 35000 | 88.61% | 2.06 | 0 | 10.5 |  |  |  | No | R-410A | 3.0833 | Residential & Commercial | Ducted CEE Tier 1
211229472 | Central HP <5.4 tons | ARCOAIRE | HRCU-A-CB (Split System: Heat Pump with Remote Outdoor Unit-Air-Source) | DLCURAH36ABK |  |  | EA*4X48L24A* | *92ESN1202420A* | 36200 | 16 | 8.5 | 38500 | 34600 | 89.87% | 2.08 | 0 | 10 |  |  |  | No | R-410A | 3.0167 | Residential & Commercial | Ducted CEE Tier 1
211229574 | Central HP <5.4 tons | ARCOAIRE | HRCU-A-CB (Split System: Heat Pump with Remote Outdoor Unit-Air-Source) | DLCURAH36ABK |  |  | EA*4X48L24A* | *95ESU1002120A* | 36200 | 16 | 8.5 | 38500 | 34600 | 89.87% | 2.08 | 0 | 10 |  |  |  | No | R-410A | 3.0167 | Residential & Commercial | Ducted CEE Tier 1
211230610 | Central HP <5.4 tons | ARCOAIRE | HRCU-A-CB (Split System: Heat Pump with Remote Outdoor Unit-Air-Source) | DLCURAH36ABK |  |  | EN(A,D)4X48L24** | *92ESN1002120A* | 35800 | 16.5 | 8.1 | 38500 | 34800 | 90.39% | 2 | 0 | 10 |  |  |  | No | R-410A | 2.9833 | Residential & Commercial | Ducted CEE Tier 1
212981543 | Central HP <5.4 tons | GRANDAIRE | HRCU-A-CB (Split System: Heat Pump with Remote Outdoor Unit-Air-Source) | WDLCURAH36ABK |  |  | WLA*484CA* | WFEU100C060B* | 35600 | 16 | 8.5 | 38000 | 34600 | 91.05% | 2.04 | 0 | 10 |  |  |  | No | R-410A | 2.9667 | Residential & Commercial | Ducted CEE Tier 1
212982611 | Central HP <5.4 tons | GRANDAIRE | HRCU-A-CB (Split System: Heat Pump with Remote Outdoor Unit-Air-Source) | WDLCURAH36ABK |  |  | WLA*484DA* | WFEU060B048B* | 35600 | 17 | 8.5 | 37800 | 35200 | 93.12% | 1.8 | 0 | 10 |  |  |  | No | R-410A | 2.9667 | Residential & Commercial | Ducted CEE Tier 1
214385721 | Central HP <5.4 tons | COMFORTMAKER | HRCU-A-CB (Split System: Heat Pump with Remote Outdoor Unit-Air-Source) | CVH837GKA2* | ADP |  | H,YA10936 | *80CSU0401712A* | 31000 | 17 | 8.1 | 31600 | 23800 | 75.32% | 1.86 | 0 | 10.5 |  |  |  | No | R-410A | 2.5833 | Residential & Commercial | Ducted CEE Tier 1
214331854 | Central HP <5.4 tons | BOSCH | HRCU-A-CB (Split System: Heat Pump with Remote Outdoor Unit-Air-Source) | BOVB-36HDN1-M20G | ASPEN |  | D(A,C,E)48A3G+TXV+TDR | BGH96M080B3B | 31000 | 17.5 | 8.6 | 33600 | 26600 | 79.17% | 2.31 | 0 | 10.5 |  |  |  | No | R-410A | 2.5833 | Residential & Commercial | Ducted CEE Tier 1
214331855 | Central HP <5.4 tons | BOSCH | HRCU-A-CB (Split System: Heat Pump with Remote Outdoor Unit-Air-Source) | BOVB-36HDN1-M20G | ASPEN |  | D(A,C,E)36A3G+TXV+TDR | BGH96M080C4A | 31000 | 17.5 | 8.6 | 33800 | 26400 | 78.11% | 2.41 | 0 | 10.7 |  |  |  | No | R-410A | 2.5833 | Residential & Commercial | Ducted CEE Tier 1
214331870 | Central HP <5.4 tons | BOSCH | HRCU-A-CB (Split System: Heat Pump with Remote Outdoor Unit-Air-Source) | BOVB-36HDN1-M20G | ASPEN |  | D(A,C,E)36A3G+TXV+TDR | BGH96M100C5B | 29800 | 18.5 | 8.7 | 34000 | 27400 | 80.59% | 2.43 | 0 | 11 |  |  |  | No | R-410A | 2.4833 | Residential & Commercial | Ducted CEE Tier 1
215941671 | Central HP <5.4 tons | KEEPRITE | HRCU-A-CB (Split System: Heat Pump with Remote Outdoor Unit-Air-Source) | C5H3V48*K*AAA* |  |  | EVD5X60M21A*+WALLCON | *96CTN0802120B* | 45500 | 20.5 | 8.1 | 53000 | 38500 | 72.64% | 1.95 | 0 | 11 |  |  |  | No | R-454B | 3.7917 | Residential & Commercial | Ducted CEE Tier 1
215941471 | Central HP <5.4 tons | KEEPRITE | HRCU-A-CB (Split System: Heat Pump with Remote Outdoor Unit-Air-Source) | C5H3V48*K*AAA* |  |  | EVM5X60M24A*+WALLCON | *97CTN1002122A* | 45500 | 20.5 | 8.1 | 52500 | 38000 | 72.38% | 1.9 | 0 | 11.5 |  |  |  | No | R-454B | 3.7917 | Residential & Commercial | Ducted CEE Tier 1
214331698 | Central HP <5.4 tons | BOSCH | HRCU-A-CB (Split System: Heat Pump with Remote Outdoor Unit-Air-Source) | BOVA-36HDN1-M20G | ASPEN |  | D(A,C,E)36A3G+TXV+TDR | BGH96M080B3B | 22200 | 18 | 8.4 | 23600 | 22200 | 94.07% | 2.17 | 0 | 11.8 |  |  |  | No | R-410A | 1.85 | Residential & Commercial | Ducted CEE Tier 1
214331709 | Central HP <5.4 tons | BOSCH | HRCU-A-CB (Split System: Heat Pump with Remote Outdoor Unit-Air-Source) | BOVA-36HDN1-M20G | ASPEN |  | D(A,C,E)36C4G+TXV+TDR | BGH96M100C5A | 31200 | 18.5 | 9 | 34200 | 27600 | 80.7% | 2.51 | 0 | 11.9 |  |  |  | No | R-410A | 2.6 | Residential & Commercial | Ducted CEE Tier 1
215941131 | Central HP <5.4 tons | KEEPRITE | HRCU-A-CB (Split System: Heat Pump with Remote Outdoor Unit-Air-Source) | C5H3V48*K*AAA* |  |  | EA*5X61M24A*+WALLCON | *97CTN1202422A* | 45500 | 21.5 | 9.5 | 48500 | 36600 | 75.46% | 2 | 0 | 11.5 |  |  |  | No | R-454B | 3.7917 | Residential & Commercial | Ducted CEE Tier 1
215938391 | Central HP <5.4 tons | KEEPRITE | HRCU-A-CB (Split System: Heat Pump with Remote Outdoor Unit-Air-Source) | C5H3V48*K*AAA* |  |  | EVD5X60M24A*+WALLCON | *96CTN1002122B* | 45500 | 20.5 | 8.1 | 52500 | 38000 | 72.38% | 1.9 | 0 | 11.5 |  |  |  | No | R-454B | 3.7917 | Residential & Commercial | Ducted CEE Tier 1
215933997 | Central HP <5.4 tons | AIRQUEST | HRCU-A-CB (Split System: Heat Pump with Remote Outdoor Unit-Air-Source) | H5H3V48*K*AAA* |  |  | EA*5X48M21A*+WALLCON | *80CTL0702120B* | 43500 | 20.5 | 9.5 | 48000 | 36600 | 76.25% | 2 | 0 | 10.5 |  |  |  | No | R-454B | 3.625 | Residential & Commercial | Ducted CEE Tier 1
215375387 | Central HP <5.4 tons | BOSCH | HRCU-A-CB (Split System: Heat Pump with Remote Outdoor Unit-Air-Source) | BOVA-36HDN1-M20G | ASPEN |  | D(A,C,E)36A36+TDR | BGH96M080B3B | 22200 | 18 | 8.4 | 23600 | 19500 | 82.63% | 2.17 | 0 | 11.8 |  |  |  | No | R-410A | 1.85 | Residential & Commercial | Ducted CEE Tier 1
215934557 | Central HP <5.4 tons | AIRQUEST | HRCU-A-CB (Split System: Heat Pump with Remote Outdoor Unit-Air-Source) | H5H3V48*K*AAA* |  |  | ESH5X60M12A*+WALLCON | *80CTL0701412B* | 43500 | 19.5 | 9 | 49500 | 35600 | 71.92% | 1.9 | 0 | 11 |  |  |  | No | R-454B | 3.625 | Residential & Commercial | Ducted CEE Tier 1
215375409 | Central HP <5.4 tons | BOSCH | HRCU-A-CB (Split System: Heat Pump with Remote Outdoor Unit-Air-Source) | BOVB-36HDN1-M20G | ASPEN |  | D(A,C,E)36A36+TDR | BGH96M100C5B | 29800 | 18.5 | 8.7 | 34000 | 25400 | 74.71% | 2.43 | 0 | 11 |  |  |  | No | R-410A | 2.4833 | Residential & Commercial | Ducted CEE Tier 1
214094115 | Central HP <5.4 tons | BOSCH | HRCU-A-CB (Split System: Heat Pump with Remote Outdoor Unit-Air-Source) | BOVA-36HDN1-M20G | ASPEN |  | DM36A34+TDR | BGH96M100C5B | 29600 | 18 | 8.5 | 33800 | 27400 | 81.07% | 2.39 | 0 | 11.5 |  |  |  | No | R-410A | 2.4667 | Residential & Commercial | Ducted CEE Tier 1
215934467 | Central HP <5.4 tons | AIRQUEST | HRCU-A-CB (Split System: Heat Pump with Remote Outdoor Unit-Air-Source) | H5H3V48*K*AAA* |  |  | ESH5X48M12A*+WALLCON | *80CTL1102120B* | 44500 | 20.5 | 9 | 48500 | 36400 | 75.05% | 1.82 | 0 | 11 |  |  |  | No | R-454B | 3.7083 | Residential & Commercial | Ducted CEE Tier 1
215934517 | Central HP <5.4 tons | AIRQUEST | HRCU-A-CB (Split System: Heat Pump with Remote Outdoor Unit-Air-Source) | H5H3V48*K*AAA* |  |  | ESH5X48M12A*+WALLCON | *96CTN0801714B* | 43000 | 19.5 | 8.5 | 49000 | 35400 | 72.24% | 1.8 | 0 | 11 |  |  |  | No | R-454B | 3.5833 | Residential & Commercial | Ducted CEE Tier 1
215375386 | Central HP <5.4 tons | BOSCH | HRCU-A-CB (Split System: Heat Pump with Remote Outdoor Unit-Air-Source) | BOVA-36HDN1-M20G | ASPEN |  | D(A,C,E)36A36+TDR | BGH96M060B3B | 22200 | 18 | 8.4 | 23600 | 19500 | 82.63% | 2.17 | 0 | 11.8 |  |  |  | No | R-410A | 1.85 | Residential & Commercial | Ducted CEE Tier 1
214094122 | Central HP <5.4 tons | BOSCH | HRCU-A-CB (Split System: Heat Pump with Remote Outdoor Unit-Air-Source) | BOVB-36HDN1-M20G | ASPEN |  | DM36A34+TDR | BGH96M100C5A | 29600 | 18 | 8.5 | 33800 | 27400 | 81.07% | 2.39 | 0 | 11.5 |  |  |  | No | R-410A | 2.4667 | Residential & Commercial | Ducted CEE Tier 1
214063838 | Central HP <5.4 tons | BOSCH | HRCU-A-CB (Split System: Heat Pump with Remote Outdoor Unit-Air-Source) | BOVA-36HDN1-M20G | ASPEN |  | D(A,C,E)24B34+TDR | BGH96M060B3A | 21800 | 18 | 8.5 | 23800 | 22200 | 93.28% | 2.19 | 0 | 11 |  |  |  | No | R-410A | 1.8167 | Residential & Commercial | Ducted CEE Tier 1
214063853 | Central HP <5.4 tons | BOSCH | HRCU-A-CB (Split System: Heat Pump with Remote Outdoor Unit-Air-Source) | BOVA-36HDN1-M20G | ASPEN |  | D(A,C,E)36A34+TDR | BGH96M080B3B | 22200 | 18 | 8.4 | 23600 | 22200 | 94.07% | 2.17 | 0 | 11.8 |  |  |  | No | R-410A | 1.85 | Residential & Commercial | Ducted CEE Tier 1
214063868 | Central HP <5.4 tons | BOSCH | HRCU-A-CB (Split System: Heat Pump with Remote Outdoor Unit-Air-Source) | BOVA-36HDN1-M20G | ASPEN |  | D(A,C,E)36D34+TDR | BGH96M100C5B | 31000 | 18.5 | 9 | 34200 | 27600 | 80.7% | 2.51 | 0 | 11.8 |  |  |  | No | R-410A | 2.5833 | Residential & Commercial | Ducted CEE Tier 1
215375412 | Central HP <5.4 tons | BOSCH | HRCU-A-CB (Split System: Heat Pump with Remote Outdoor Unit-Air-Source) | BOVB-36HDN1-M20G | ASPEN |  | D(A,C,E)48A36+TDR | BGH96M080C4B | 31600 | 17.5 | 8.6 | 33800 | 24800 | 73.37% | 2.42 | 0 | 10.9 |  |  |  | No | R-410A | 2.6333 | Residential & Commercial | Ducted CEE Tier 1
214094134 | Central HP <5.4 tons | BOSCH | HRCU-A-CB (Split System: Heat Pump with Remote Outdoor Unit-Air-Source) | BOVB-36HDN1-M20G | ASPEN |  | DM42B34+TDR | BGH96M100C5A | 30400 | 18.3 | 8.7 | 34000 | 27400 | 80.59% | 2.43 | 0 | 11.7 |  |  |  | No | R-410A | 2.5333 | Residential & Commercial | Ducted CEE Tier 1
214094103 | Central HP <5.4 tons | BOSCH | HRCU-A-CB (Split System: Heat Pump with Remote Outdoor Unit-Air-Source) | BOVA-36HDN1-M20G | ASPEN |  | AE(D,N,U)+DM36A34+TDR |  | 22200 | 19.9 | 8.9 | 23600 | 27000 | 114.4% | 2.45 | 0 | 12.7 |  |  |  | No | R-410A | 1.85 | Residential & Commercial | Ducted CEE Tier 1
213885831 | Central HP <5.4 tons | BOSCH | HRCU-A-CB (Split System: Heat Pump with Remote Outdoor Unit-Air-Source) | BOVA-36HDN1-M20G | ASPEN |  | AE(D,N,U)+CM36B34+TDR |  | 22600 | 20 | 9.2 | 23800 | 27200 | 114.3% | 2.52 | 0 | 12.8 |  |  |  | No | R-410A | 1.8833 | Residential & Commercial | Ducted CEE Tier 1
214331858 | Central HP <5.4 tons | BOSCH | HRCU-A-CB (Split System: Heat Pump with Remote Outdoor Unit-Air-Source) | BOVB-36HDN1-M20G | ASPEN |  | D(A,C,E)36D3G+TXV+TDR | BGH96M080C4A | 32200 | 17.5 | 8.9 | 34200 | 26600 | 77.78% | 2.5 | 0 | 11 |  |  |  | No | R-410A | 2.6833 | Residential & Commercial | Ducted CEE Tier 1
214094133 | Central HP <5.4 tons | BOSCH | HRCU-A-CB (Split System: Heat Pump with Remote Outdoor Unit-Air-Source) | BOVB-36HDN1-M20G | ASPEN |  | DM42B34+TDR | BGH96M080C4B | 31600 | 17.5 | 8.6 | 33800 | 26400 | 78.11% | 2.42 | 0 | 10.9 |  |  |  | No | R-410A | 2.6333 | Residential & Commercial | Ducted CEE Tier 1
215375408 | Central HP <5.4 tons | BOSCH | HRCU-A-CB (Split System: Heat Pump with Remote Outdoor Unit-Air-Source) | BOVB-36HDN1-M20G | ASPEN |  | D(A,C,E)36A36+TDR | BGH96M080C4B | 31000 | 17.5 | 8.6 | 33800 | 24800 | 73.37% | 2.41 | 0 | 10.7 |  |  |  | No | R-410A | 2.5833 | Residential & Commercial | Ducted CEE Tier 1
214094114 | Central HP <5.4 tons | BOSCH | HRCU-A-CB (Split System: Heat Pump with Remote Outdoor Unit-Air-Source) | BOVA-36HDN1-M20G | ASPEN |  | DM36A34+TDR | BGH96M100C5A | 29600 | 18 | 8.5 | 33800 | 27400 | 81.07% | 2.39 | 0 | 11.5 |  |  |  | No | R-410A | 2.4667 | Residential & Commercial | Ducted CEE Tier 1
214094123 | Central HP <5.4 tons | BOSCH | HRCU-A-CB (Split System: Heat Pump with Remote Outdoor Unit-Air-Source) | BOVB-36HDN1-M20G | ASPEN |  | DM36A34+TDR | BGH96M100C5B | 29600 | 18 | 8.5 | 33800 | 27400 | 81.07% | 2.39 | 0 | 11.5 |  |  |  | No | R-410A | 2.4667 | Residential & Commercial | Ducted CEE Tier 1
214584510 | Central HP <5.4 tons | BOSCH | HRCU-A-C (Split System: Heat Pump with Remote Outdoor Unit with No Indoor Fan --Air Source) | BOVB-36HDN1-M20G | ASPEN |  | D(A,C,E)36B34+TDR |  | 21800 | 15.2 | 8.8 | 23800 | 38500 | 161.8% | 1.88 | 0 | 11.9 |  |  |  | No | R-410A | 1.8167 | Residential & Commercial | Ducted CEE Tier 1
214584519 | Central HP <5.4 tons | BOSCH | HRCU-A-C (Split System: Heat Pump with Remote Outdoor Unit with No Indoor Fan --Air Source) | BOVB-36HDN1-M20G | ASPEN |  | D(A,C,E)30D44+TDR |  | 22600 | 15.2 | 9 | 24000 | 24200 | 100.8% | 1.8 | 0 | 12 |  |  |  | No | R-410A | 1.8833 | Residential & Commercial | Ducted CEE Tier 1
212507768 | Central HP <5.4 tons | BOSCH | HRCU-A-CB (Split System: Heat Pump with Remote Outdoor Unit-Air-Source) | BOVA-36HDN1-M20G | ASPEN |  | AFM234+TDR |  | 23800 | 19.5 | 9 | 23800 | 26600 | 111.8% | 2.61 | 0 | 12.5 |  |  |  | No | R-410A | 1.9833 | Residential & Commercial | Ducted CEE Tier 1
214063985 | Central HP <5.4 tons | BOSCH | HRCU-A-CB (Split System: Heat Pump with Remote Outdoor Unit-Air-Source) | BOVB-36HDN1-M20G | ASPEN |  | D(A,C,E)36B34+TDR | BGH96M060B3A | 22600 | 18 | 8.8 | 23800 | 22400 | 94.12% | 2.26 | 0 | 11.9 |  |  |  | No | R-410A | 1.8833 | Residential & Commercial | Ducted CEE Tier 1
214063988 | Central HP <5.4 tons | BOSCH | HRCU-A-CB (Split System: Heat Pump with Remote Outdoor Unit-Air-Source) | BOVB-36HDN1-M20G | ASPEN |  | D(A,C,E)48A34+TDR | BGH96M060B3A | 30800 | 17.5 | 8.6 | 33600 | 26600 | 79.17% | 2.34 | 0 | 10.5 |  |  |  | No | R-410A | 2.5667 | Residential & Commercial | Ducted CEE Tier 1
214331687 | Central HP <5.4 tons | BOSCH | HRCU-A-CB (Split System: Heat Pump with Remote Outdoor Unit-Air-Source) | BOVA-36HDN1-M20G | ASPEN |  | D(A,C,E)30B3G+TXV+TDR | BGH96M060B3B | 22200 | 18 | 8.7 | 23800 | 22200 | 93.28% | 2.23 | 0 | 11.8 |  |  |  | No | R-410A | 1.85 | Residential & Commercial | Ducted CEE Tier 1
214331856 | Central HP <5.4 tons | BOSCH | HRCU-A-CB (Split System: Heat Pump with Remote Outdoor Unit-Air-Source) | BOVB-36HDN1-M20G | ASPEN |  | D(A,C,E)36B3G+TXV+TDR | BGH96M080C4A | 31400 | 17.5 | 8.7 | 34000 | 26400 | 77.65% | 2.44 | 0 | 10.8 |  |  |  | No | R-410A | 2.6167 | Residential & Commercial | Ducted CEE Tier 1
212675683 | Central HP <5.4 tons | BOSCH | HRCU-A-CB (Split System: Heat Pump with Remote Outdoor Unit-Air-Source) | BOVB-36HDN1-M20G | ASPEN |  | L(E,G)M24H4 |  | 23600 | 19.5 | 9 | 24000 | 26400 | 110% | 2.46 | 0 | 12.5 |  |  |  | No | R-410A | 1.9667 | Residential & Commercial | Ducted CEE Tier 1
213739971 | Central HP <5.4 tons | DAY & NIGHT | HRCU-A-CB (Split System: Heat Pump with Remote Outdoor Unit-Air-Source) | DLCURAH24ABK | ADP |  | FG80936 | *96VSN0401712B* | 23400 | 16 | 8.5 | 24600 | 23800 | 96.75% | 2 | 0 | 10 |  |  |  | No | R-410A | 1.95 | Residential & Commercial | Ducted CEE Tier 1
213739978 | Central HP <5.4 tons | DAY & NIGHT | HRCU-A-CB (Split System: Heat Pump with Remote Outdoor Unit-Air-Source) | DLCURAH24ABK | ADP |  | PL36H175P789 | *96VSN0601412B* | 23600 | 17 | 8.5 | 24600 | 23600 | 95.93% | 2 | 0 | 10 |  |  |  | No | R-410A | 1.9667 | Residential & Commercial | Ducted CEE Tier 1
213739985 | Central HP <5.4 tons | DAY & NIGHT | HRCU-A-CB (Split System: Heat Pump with Remote Outdoor Unit-Air-Source) | DLCURAH24ABK | ADP |  | FG33936 | *96VTN0401410B* | 23200 | 16 | 8.5 | 24800 | 24400 | 98.39% | 2.06 | 0 | 10 |  |  |  | No | R-410A | 1.9333 | Residential & Commercial | Ducted CEE Tier 1
213927967 | Central HP <5.4 tons | WESTINGHOUSE | HRCU-A-C (Split System: Heat Pump with Remote Outdoor Unit with No Indoor Fan --Air Source) | WHM36SZA21S | ASPEN |  | D(A,C,E)31B44+TDR |  | 29200 | 15.5 | 9.4 | 30000 | 24200 | 80.67% | 2.08 | 0 | 11.3 |  |  |  | No | R-410A | 2.4333 | Residential & Commercial | Ducted CEE Tier 1
212552579 | Central HP <5.4 tons | DAY & NIGHT | HRCU-A-CB (Split System: Heat Pump with Remote Outdoor Unit-Air-Source) | CVH837GKA** | ADP |  | PL36H210P299 | *96CTN0802120A* | 32600 | 17 | 8.5 | 30200 | 29400 | 97.35% | 2 | 0 | 11.5 |  |  |  | No | R-410A | 2.7167 | Residential & Commercial | Ducted CEE Tier 1
212978194 | Central HP <5.4 tons | KEEPRITE | HRCU-A-CB (Split System: Heat Pump with Remote Outdoor Unit-Air-Source) | DLCURAH24ABK |  |  | EN(A,D)4X30L14** | *80MS(N,L)0701412A* | 23600 | 17 | 8.5 | 26200 | 24600 | 93.89% | 2.04 | 0 | 10.5 |  |  |  | No | R-410A | 1.9667 | Residential & Commercial | Ducted CEE Tier 1
212977594 | Central HP <5.4 tons | KEEPRITE | HRCU-A-CB (Split System: Heat Pump with Remote Outdoor Unit-Air-Source) | DLCURAH24ABK |  |  | EA*4X25L17A* | *80MS(N,L)0451412A* | 24200 | 17 | 8.5 | 25200 | 21800 | 86.51% | 1.82 | 0 | 10 |  |  |  | No | R-410A | 2.0167 | Residential & Commercial | Ducted CEE Tier 1
212976105 | Central HP <5.4 tons | KEEPRITE | HRCU-A-CB (Split System: Heat Pump with Remote Outdoor Unit-Air-Source) | DLCURAH24ABK |  |  | EN(A,D)4X30L17** | *96VTN0801716B* | 23400 | 16.5 | 8.1 | 25800 | 24200 | 93.8% | 2 | 0 | 10 |  |  |  | No | R-410A | 1.95 | Residential & Commercial | Ducted CEE Tier 1
213927964 | Central HP <5.4 tons | WESTINGHOUSE | HRCU-A-C (Split System: Heat Pump with Remote Outdoor Unit with No Indoor Fan --Air Source) | WHM36SZA21S | ASPEN |  | D(A,C,E)37D34+TDR |  | 29600 | 15.5 | 9.4 | 30000 | 24200 | 80.67% | 2.08 | 0 | 11.3 |  |  |  | No | R-410A | 2.4667 | Residential & Commercial | Ducted CEE Tier 1
213927962 | Central HP <5.4 tons | WESTINGHOUSE | HRCU-A-C (Split System: Heat Pump with Remote Outdoor Unit with No Indoor Fan --Air Source) | WHM36SZA21S | ASPEN |  | D(A,C,E)37B44+TDR |  | 29600 | 15.5 | 9.4 | 30000 | 24200 | 80.67% | 2.08 | 0 | 11.3 |  |  |  | No | R-410A | 2.4667 | Residential & Commercial | Ducted CEE Tier 1
212979964 | Central HP <5.4 tons | GRANDAIRE | HRCU-A-CB (Split System: Heat Pump with Remote Outdoor Unit-Air-Source) | WDLCURAH18ABK |  |  | WLA*244BA* | WFE*090B042C* | 17500 | 16 | 8.5 | 18500 | 17700 | 95.68% | 2.14 | 0 | 10.5 |  |  |  | No | R-410A | 1.4583 | Residential & Commercial | Ducted CEE Tier 1
212980000 | Central HP <5.4 tons | GRANDAIRE | HRCU-A-CB (Split System: Heat Pump with Remote Outdoor Unit-Air-Source) | WDLCURAH18ABK |  |  | WLNC244BA* | WFE*090B042C* | 17400 | 16 | 8.5 | 18500 | 18600 | 100.5% | 2.24 | 0 | 10.5 |  |  |  | No | R-410A | 1.45 | Residential & Commercial | Ducted CEE Tier 1
212979988 | Central HP <5.4 tons | GRANDAIRE | HRCU-A-CB (Split System: Heat Pump with Remote Outdoor Unit-Air-Source) | WDLCURAH18ABK |  |  | WLA*304BA* | WFE*090B042C* | 17700 | 16 | 8.5 | 18300 | 19200 | 104.9% | 2.3 | 0 | 10.5 |  |  |  | No | R-410A | 1.475 | Residential & Commercial | Ducted CEE Tier 1
212982383 | Central HP <5.4 tons | GRANDAIRE | HRCU-A-CB (Split System: Heat Pump with Remote Outdoor Unit-Air-Source) | WDLCURAH18ABK |  |  | WLA*194BA* | WFEU040B036B* | 17800 | 16 | 8.1 | 17900 | 17700 | 98.88% | 2.14 | 0 | 10.5 |  |  |  | No | R-410A | 1.4833 | Residential & Commercial | Ducted CEE Tier 1
212983271 | Central HP <5.4 tons | GRANDAIRE | HRCU-A-CB (Split System: Heat Pump with Remote Outdoor Unit-Air-Source) | WDLCURAH18ABK |  |  | WLA*244BA* | WFAX040B036B* | 17200 | 15.5 | 8.5 | 18300 | 17800 | 97.27% | 2.14 | 0 | 10 |  |  |  | No | R-410A | 1.4333 | Residential & Commercial | Ducted CEE Tier 1
211241441 | Central HP <5.4 tons | ARCOAIRE | HRCU-A-CB (Split System: Heat Pump with Remote Outdoor Unit-Air-Source) | DLCURAH24ABK |  |  | EA*4X30L17A* | *95ESU0401712A* | 23600 | 16.5 | 8.5 | 26000 | 23800 | 91.54% | 1.98 | 0 | 10 |  |  |  | No | R-410A | 1.9667 | Residential & Commercial | Ducted CEE Tier 1
211241257 | Central HP <5.4 tons | ARCOAIRE | HRCU-A-CB (Split System: Heat Pump with Remote Outdoor Unit-Air-Source) | DLCURAH24ABK |  |  | EA*4X30L14A* | *96VSN0601412A* | 23400 | 16.5 | 8.5 | 25800 | 24200 | 93.8% | 2 | 0 | 10 |  |  |  | No | R-410A | 1.95 | Residential & Commercial | Ducted CEE Tier 1
211240971 | Central HP <5.4 tons | ARCOAIRE | HRCU-A-CB (Split System: Heat Pump with Remote Outdoor Unit-Air-Source) | DLCURAH24ABK |  |  | EA*4X25L17A* | *96VTN0801716A* | 24800 | 17 | 8.5 | 25600 | 21200 | 82.81% | 1.78 | 0 | 10.5 |  |  |  | No | R-410A | 2.0667 | Residential & Commercial | Ducted CEE Tier 1
212975636 | Central HP <5.4 tons | KEEPRITE | HRCU-A-CB (Split System: Heat Pump with Remote Outdoor Unit-Air-Source) | DLCURAH24ABK |  |  | EA*4X24L14A* | *96VTN0601412B* | 23200 | 16.5 | 8.5 | 26800 | 27000 | 100.7% | 2.3 | 0 | 10 |  |  |  | No | R-410A | 1.9333 | Residential & Commercial | Ducted CEE Tier 1
212973229 | Central HP <5.4 tons | KEEPRITE | HRCU-A-CB (Split System: Heat Pump with Remote Outdoor Unit-Air-Source) | DLCURAH24ABK |  |  | EA*4X36L21A* | *96VSN0401712B* | 23400 | 16.5 | 8.5 | 26200 | 24200 | 92.37% | 2 | 0 | 10 |  |  |  | No | R-410A | 1.95 | Residential & Commercial | Ducted CEE Tier 1
211242419 | Central HP <5.4 tons | KEEPRITE | HRCU-A-CB (Split System: Heat Pump with Remote Outdoor Unit-Air-Source) | DLCURAH24ABK |  |  | EA*4X36L21A* | *80VSL0902120A* | 24200 | 17 | 8.5 | 26000 | 22800 | 87.69% | 1.88 | 0 | 10 |  |  |  | No | R-410A | 2.0167 | Residential & Commercial | Ducted CEE Tier 1
213607639 | Central HP <5.4 tons | HEIL | HRCU-A-CB (Split System: Heat Pump with Remote Outdoor Unit-Air-Source) | DLCURAH24ABK |  |  | FTMA4B36L0C* |  | 24600 | 17.5 | 9 | 25800 | 22400 | 86.82% | 1.86 | 0 | 10.5 |  |  |  | No | R-410A | 2.05 | Residential & Commercial | Ducted CEE Tier 1
211242418 | Central HP <5.4 tons | HEIL | HRCU-A-CB (Split System: Heat Pump with Remote Outdoor Unit-Air-Source) | DLCURAH24ABK |  |  | EA*4X36L21A* | *80VSL0902120A* | 24200 | 17 | 8.5 | 26000 | 22800 | 87.69% | 1.88 | 0 | 10 |  |  |  | No | R-410A | 2.0167 | Residential & Commercial | Ducted CEE Tier 1
213739844 | Central HP <5.4 tons | DAY & NIGHT | HRCU-A-CB (Split System: Heat Pump with Remote Outdoor Unit-Air-Source) | DLCURAH24ABK | ADP |  | FG33936 | *80MS(N,L)0701412A* | 23400 | 17 | 9 | 25200 | 26000 | 103.2% | 2.24 | 0 | 10 |  |  |  | No | R-410A | 1.95 | Residential & Commercial | Ducted CEE Tier 1
215936668 | Central HP <5.4 tons | ARCOAIRE | HRCU-A-CB (Split System: Heat Pump with Remote Outdoor Unit-Air-Source) | H5H3V36*K*AAA* |  |  | EVD5X60M21A*+WALLCON | *95CSU1002122B* | 35600 | 22 | 9 | 38000 | 28400 | 74.74% | 2.14 | 0 | 12.5 |  |  |  | No | R-454B | 2.9667 | Residential & Commercial | Ducted CEE Tier 1
215936568 | Central HP <5.4 tons | ARCOAIRE | HRCU-A-CB (Split System: Heat Pump with Remote Outdoor Unit-Air-Source) | H5H3V36*K*AAA* |  |  | EVD5X60M21A*+WALLCON | *80CSU0601716A* | 35600 | 22 | 8.5 | 38000 | 28600 | 75.26% | 2.04 | 0 | 12 |  |  |  | No | R-454B | 2.9667 | Residential & Commercial | Ducted CEE Tier 1
211227798 | Central HP <5.4 tons | GRANDAIRE | HRCU-A-CB (Split System: Heat Pump with Remote Outdoor Unit-Air-Source) | WDLCURAH36ABK |  |  | WLA*424DA* | WFEL090C060B* | 36000 | 16 | 8.1 | 39500 | 35000 | 88.61% | 1.92 | 0 | 10 |  |  |  | No | R-410A | 3 | Residential & Commercial | Ducted CEE Tier 1
211227799 | Central HP <5.4 tons | GRANDAIRE | HRCU-A-CB (Split System: Heat Pump with Remote Outdoor Unit-Air-Source) | WDLCURAH36ABK |  |  | WLA*424DA* | WFER090C060A* | 36000 | 16 | 8.1 | 39500 | 35000 | 88.61% | 1.92 | 0 | 10 |  |  |  | No | R-410A | 3 | Residential & Commercial | Ducted CEE Tier 1
215933967 | Central HP <5.4 tons | AIRQUEST | HRCU-A-CB (Split System: Heat Pump with Remote Outdoor Unit-Air-Source) | H5H3V36*K*AAA* |  |  | FCMA5B60L0D*+WALLCON |  | 35000 | 22 | 9.5 | 33400 | 25200 | 75.45% | 2.08 | 0 | 13 |  |  |  | No | R-454B | 2.9167 | Residential & Commercial | Ducted CEE Tier 1
214849127 | Central HP <5.4 tons | YORK | HRCU-A-CB (Split System: Heat Pump with Remote Outdoor Unit-Air-Source) | HMH72B341 | ADP |  | CV361*9 | Y81E040A12SMPS1 | 33200 | 18 | 8.5 | 31400 | 23000 | 73.25% | 2.06 | 0 | 10 |  |  |  | No | R-410A | 2.7667 | Residential & Commercial | Ducted CEE Tier 1
213320455 | Central HP <5.4 tons | CHAMPION HEATING AND COOLING | HRCU-A-CB (Split System: Heat Pump with Remote Outdoor Unit-Air-Source) | HMH72B341 | ASPEN |  | D(A,C,E)36D34+TDR | TM8E120C16MP11 | 33200 | 18 | 8.4 | 34000 | 28800 | 84.71% | 2.77 | 0 | 10 |  |  |  | No | R-410A | 2.7667 | Residential & Commercial | Ducted CEE Tier 1
213320478 | Central HP <5.4 tons | CHAMPION HEATING AND COOLING | HRCU-A-CB (Split System: Heat Pump with Remote Outdoor Unit-Air-Source) | HMH72B341 | ASPEN |  | D(A,C,E)36A34+TDR | Z8ES040A12LMPS1 | 33200 | 18 | 8.1 | 32600 | 29800 | 91.41% | 2.71 | 0 | 10 |  |  |  | No | R-410A | 2.7667 | Residential & Commercial | Ducted CEE Tier 1
213320480 | Central HP <5.4 tons | CHAMPION HEATING AND COOLING | HRCU-A-CB (Split System: Heat Pump with Remote Outdoor Unit-Air-Source) | HMH72B341 | ASPEN |  | D(A,C,E)48A34+TDR | Z8ES040A12LMPS1 | 33200 | 18 | 8.1 | 32600 | 29800 | 91.41% | 2.68 | 0 | 10 |  |  |  | No | R-410A | 2.7667 | Residential & Commercial | Ducted CEE Tier 1
213739903 | Central HP <5.4 tons | DAY & NIGHT | HRCU-A-CB (Split System: Heat Pump with Remote Outdoor Unit-Air-Source) | DLCURAH24ABK | ADP |  | PL36H175P789 | *92MSN0601412A* | 23800 | 17 | 8.5 | 24800 | 23400 | 94.35% | 1.98 | 0 | 10.5 |  |  |  | No | R-410A | 1.9833 | Residential & Commercial | Ducted CEE Tier 1
213739921 | Central HP <5.4 tons | DAY & NIGHT | HRCU-A-CB (Split System: Heat Pump with Remote Outdoor Unit-Air-Source) | DLCURAH24ABK | ADP |  | PL36H175P159 | *96MSN0261410A* | 23400 | 16 | 8.5 | 25400 | 25800 | 101.6% | 2.2 | 0 | 10 |  |  |  | No | R-410A | 1.95 | Residential & Commercial | Ducted CEE Tier 1
213076374 | Central HP <5.4 tons | ARCOAIRE | HRCU-A-CB (Split System: Heat Pump with Remote Outdoor Unit-Air-Source) | DLCURAH24ABK |  |  | EA*4X24L17A* | *96VTN0601716B* | 23200 | 16.5 | 8.5 | 26800 | 26600 | 99.25% | 2.26 | 0 | 10 |  |  |  | No | R-410A | 1.9333 | Residential & Commercial | Ducted CEE Tier 1
213927969 | Central HP <5.4 tons | WESTINGHOUSE | HRCU-A-C (Split System: Heat Pump with Remote Outdoor Unit with No Indoor Fan --Air Source) | WHM36SZA21S | ASPEN |  | D(A,C,E)31E34+TDR |  | 29600 | 15.5 | 9.4 | 30000 | 24200 | 80.67% | 2.08 | 0 | 11.3 |  |  |  | No | R-410A | 2.4667 | Residential & Commercial | Ducted CEE Tier 1
204300374 | Central HP <5.4 tons | COMFORTMAKER | HRCU-A-CB (Split System: Heat Pump with Remote Outdoor Unit-Air-Source) | CVH837GKA** |  |  | EHD4X42AAL+WALLCON | *96CTN1002122A* | 32600 | 16.5 | 8.1 | 33000 | 24800 | 75.15% | 1.96 | 12 | 11 |  |  |  | No | R-410A | 2.7167 | Residential & Commercial | Ducted CEE Tier 1
206135797 | Central HP <5.4 tons | COMFORTMAKER | HRCU-A-CB (Split System: Heat Pump with Remote Outdoor Unit-Air-Source) | CVH837GKA** |  |  | EA*4X48L21A*+WALLCON | *80CSU1002120A* | 32200 | 17 | 8.1 | 32600 | 25000 | 76.69% | 1.96 | 11.5 | 11 |  |  |  | No | R-410A | 2.6833 | Residential & Commercial | Ducted CEE Tier 1
206136365 | Central HP <5.4 tons | COMFORTMAKER | HRCU-A-CB (Split System: Heat Pump with Remote Outdoor Unit-Air-Source) | CVH837GKA** |  |  | EHD4X48AAL+WALLCON | *95CSU1002122A* | 32600 | 17 | 8.1 | 32800 | 24800 | 75.61% | 1.98 | 11.5 | 11 |  |  |  | No | R-410A | 2.7167 | Residential & Commercial | Ducted CEE Tier 1
215731574 | Central HP <5.4 tons | YORK | HRCU-A-CB (Split System: Heat Pump with Remote Outdoor Unit-Air-Source) | HH860E2S11 | ADP |  | H,YG3K*60+TXV-BLEED | TM9Y100C20MP11 | 44500 | 17 | 8.5 | 44500 | 34400 | 77.3% | 2 | 0 | 11 |  |  |  | No | R-454B | 3.7083 | Residential & Commercial | Ducted CEE Tier 1
215731575 | Central HP <5.4 tons | YORK | HRCU-A-CB (Split System: Heat Pump with Remote Outdoor Unit-Air-Source) | HH860E2S11 | ADP |  | H,YG3K*48+TXV | TM9Y100C20MP11 | 44500 | 17 | 8.5 | 44500 | 34400 | 77.3% | 2 | 0 | 11 |  |  |  | No | R-454B | 3.7083 | Residential & Commercial | Ducted CEE Tier 1
215731588 | Central HP <5.4 tons | YORK | HRCU-A-CB (Split System: Heat Pump with Remote Outdoor Unit-Air-Source) | HH860E2S11 | ADP |  | H,YG72*60+TXV-BLEED | TM9Y120D20MP11 | 44000 | 18 | 8.5 | 42000 | 33000 | 78.57% | 2 | 0 | 11.7 |  |  |  | No | R-454B | 3.6667 | Residential & Commercial | Ducted CEE Tier 1
215727974 | Central HP <5.4 tons | CHAMPION HEATING AND COOLING | HRCU-A-CB (Split System: Heat Pump with Remote Outdoor Unit-Air-Source) | HH860E2S11 | ADP |  | H,YE36(1,2)60+TXV | Z8ES100C20SMPS1 | 51500 | 18 | 8.3 | 51500 | 38000 | 73.79% | 1.96 | 0 | 11 |  |  |  | No | R-454B | 4.2917 | Residential & Commercial | Ducted CEE Tier 1
215727985 | Central HP <5.4 tons | CHAMPION HEATING AND COOLING | HRCU-A-CB (Split System: Heat Pump with Remote Outdoor Unit-Air-Source) | HH860E2S11 | ADP |  | H,YE48(1,2)60+TXV | Z9ES080C20SMPS1 | 44500 | 18 | 8.5 | 44500 | 33000 | 74.16% | 2 | 0 | 12 |  |  |  | No | R-454B | 3.7083 | Residential & Commercial | Ducted CEE Tier 1
215731327 | Central HP <5.4 tons | YORK | HRCU-A-CB (Split System: Heat Pump with Remote Outdoor Unit-Air-Source) | HH860E2S11 | ADP |  | H,YG3K*60+TXV-BLEED | TM8V080C16MP12 | 43500 | 17 | 8.5 | 42000 | 32800 | 78.1% | 2 | 0 | 11.7 |  |  |  | No | R-454B | 3.625 | Residential & Commercial | Ducted CEE Tier 1
215731375 | Central HP <5.4 tons | YORK | HRCU-A-CB (Split System: Heat Pump with Remote Outdoor Unit-Air-Source) | HH860E2S11 | ADP |  | H,YG72*48+TXV-BLEED | TM8V100C16MP12 | 43500 | 18 | 8.5 | 42000 | 32800 | 78.1% | 2 | 0 | 11.7 |  |  |  | No | R-454B | 3.625 | Residential & Commercial | Ducted CEE Tier 1
207455341 | Central HP <5.4 tons | LENNOX | HRCU-A-CB (Split System: Heat Pump with Remote Outdoor Unit-Air-Source) | SL25XPV-048-230A** | ADP |  | LH40/61W9 | EL296UH090XV60C* | 44500 | 20 | 9.2 | 43500 | 37200 | 85.52% | 1.82 | 12 | 12 |  |  |  | No | R-410A | 3.7083 | Residential & Commercial | Ducted CEE Tier 1
207455386 | Central HP <5.4 tons | LENNOX | HRCU-A-CB (Split System: Heat Pump with Remote Outdoor Unit-Air-Source) | SL25XPV-048-230A** | ADP |  | L*42/60Z9 | SL280UH090V60C* | 45000 | 21 | 9.2 | 43500 | 36800 | 84.6% | 1.84 | 12.5 | 12.5 |  |  |  | No | R-410A | 3.75 | Residential & Commercial | Ducted CEE Tier 1
211228771 | Central HP <5.4 tons | GRANDAIRE | HRCU-A-CB (Split System: Heat Pump with Remote Outdoor Unit-Air-Source) | WDLCURAH36ABK |  |  | WLA*484CA* | WFEL070C048B* | 35600 | 16.5 | 8.5 | 37800 | 34600 | 91.53% | 2.04 | 0 | 10 |  |  |  | No | R-410A | 2.9667 | Residential & Commercial | Ducted CEE Tier 1
213076430 | Central HP <5.4 tons | GRANDAIRE | HRCU-A-CB (Split System: Heat Pump with Remote Outdoor Unit-Air-Source) | WDLCURAH36ABK |  |  | WLA*374BA* | WFET045A036A* | 36000 | 15.5 | 8.5 | 38500 | 35400 | 91.95% | 1.78 | 0 | 10 |  |  |  | No | R-410A | 3 | Residential & Commercial | Ducted CEE Tier 1
213076978 | Central HP <5.4 tons | ARCOAIRE | HRCU-A-CB (Split System: Heat Pump with Remote Outdoor Unit-Air-Source) | DLCURAH36ABK |  |  | EA*4X43L21A* | *96VSN0801716B* | 36600 | 15.5 | 8.5 | 38500 | 35000 | 90.91% | 2.06 | 0 | 10 |  |  |  | No | R-410A | 3.05 | Residential & Commercial | Ducted CEE Tier 1
213076676 | Central HP <5.4 tons | ARCOAIRE | HRCU-A-CB (Split System: Heat Pump with Remote Outdoor Unit-Air-Source) | DLCURAH36ABK |  |  | EA*4X43L21A* | *80VTL0902120B* | 36800 | 16 | 8.5 | 38500 | 35000 | 90.91% | 2.08 | 0 | 10 |  |  |  | No | R-410A | 3.0667 | Residential & Commercial | Ducted CEE Tier 1
214385473 | Central HP <5.4 tons | COMFORTMAKER | HRCU-A-CB (Split System: Heat Pump with Remote Outdoor Unit-Air-Source) | CVH837GKA2* | ADP |  | H,YE35936 | *80CSU0601716A* | 31800 | 17 | 8.1 | 31400 | 24400 | 77.71% | 1.96 | 0 | 11.5 |  |  |  | No | R-410A | 2.65 | Residential & Commercial | Ducted CEE Tier 1
215731402 | Central HP <5.4 tons | YORK | HRCU-A-CB (Split System: Heat Pump with Remote Outdoor Unit-Air-Source) | HH860E2S11 | ADP |  | H,YG53*48+TXV-BLEED | TM8V100C16MP12 | 43500 | 18 | 8.5 | 42000 | 32800 | 78.1% | 2 | 0 | 11.7 |  |  |  | No | R-454B | 3.625 | Residential & Commercial | Ducted CEE Tier 1
215731409 | Central HP <5.4 tons | YORK | HRCU-A-CB (Split System: Heat Pump with Remote Outdoor Unit-Air-Source) | HH860E2S11 | ADP |  | H,YG51*48+TXV | TM8V100C16MP12 | 43500 | 18 | 8.5 | 42000 | 32800 | 78.1% | 2 | 0 | 11.7 |  |  |  | No | R-454B | 3.625 | Residential & Commercial | Ducted CEE Tier 1
215731420 | Central HP <5.4 tons | YORK | HRCU-A-CB (Split System: Heat Pump with Remote Outdoor Unit-Air-Source) | HH860E2S11 | ADP |  | H,YG52*48+TXV | TM8V100C16MP12 | 43500 | 18 | 8.5 | 42000 | 32800 | 78.1% | 2 | 0 | 11.7 |  |  |  | No | R-454B | 3.625 | Residential & Commercial | Ducted CEE Tier 1
215731454 | Central HP <5.4 tons | YORK | HRCU-A-CB (Split System: Heat Pump with Remote Outdoor Unit-Air-Source) | HH860E2S11 | ADP |  | H,YG51*60+TXV | TM8V100C20MP12 | 53000 | 19 | 8.5 | 52000 | 38500 | 74.04% | 2 | 0 | 11 |  |  |  | No | R-454B | 4.4167 | Residential & Commercial | Ducted CEE Tier 1
215731479 | Central HP <5.4 tons | YORK | HRCU-A-CB (Split System: Heat Pump with Remote Outdoor Unit-Air-Source) | HH860E2S11 | ADP |  | H,YG55*60+TXV-BLEED | TM8V120C20MP12 | 53000 | 19 | 8.5 | 52000 | 38500 | 74.04% | 2 | 0 | 11 |  |  |  | No | R-454B | 4.4167 | Residential & Commercial | Ducted CEE Tier 1
215731484 | Central HP <5.4 tons | YORK | HRCU-A-CB (Split System: Heat Pump with Remote Outdoor Unit-Air-Source) | HH860E2S11 | ADP |  | H,YG51*60+TXV | TM8V120C20MP12 | 53000 | 19 | 8.5 | 52000 | 38500 | 74.04% | 2 | 0 | 11 |  |  |  | No | R-454B | 4.4167 | Residential & Commercial | Ducted CEE Tier 1
215731493 | Central HP <5.4 tons | YORK | HRCU-A-CB (Split System: Heat Pump with Remote Outdoor Unit-Air-Source) | HH860E2S11 | ADP |  | H,YG54*60+TXV-BLEED | TM9V120D20MP12 | 53000 | 19 | 8.5 | 52000 | 38500 | 74.04% | 2 | 0 | 11 |  |  |  | No | R-454B | 4.4167 | Residential & Commercial | Ducted CEE Tier 1
215731502 | Central HP <5.4 tons | YORK | HRCU-A-CB (Split System: Heat Pump with Remote Outdoor Unit-Air-Source) | HH860E2S11 | ADP |  | H,YG37*60+TXV | TM9Y080C16MP11 | 44000 | 16 | 8.5 | 42500 | 33400 | 78.59% | 2 | 0 | 11 |  |  |  | No | R-454B | 3.6667 | Residential & Commercial | Ducted CEE Tier 1
215375414 | Central HP <5.4 tons | BOSCH | HRCU-A-CB (Split System: Heat Pump with Remote Outdoor Unit-Air-Source) | BOVB-60HDN1-M20G | ASPEN |  | D(A,C,E)48A36+TDR | BGH96M080B3B | 39500 | 17 | 8.5 | 43000 | 34800 | 80.93% | 2.33 | 0 | 11.4 |  |  |  | No | R-410A | 3.2917 | Residential & Commercial | Ducted CEE Tier 1
215375398 | Central HP <5.4 tons | BOSCH | HRCU-A-CB (Split System: Heat Pump with Remote Outdoor Unit-Air-Source) | BOVA-60HDN1-M20G | ASPEN |  | D(A,C,E)60B34+TDR | BGH96M080B3B | 41000 | 17 | 8.7 | 43500 | 35000 | 80.46% | 2.38 | 0 | 11.6 |  |  |  | No | R-410A | 3.4167 | Residential & Commercial | Ducted CEE Tier 1
212507770 | Central HP <5.4 tons | BOSCH | HRCU-A-CB (Split System: Heat Pump with Remote Outdoor Unit-Air-Source) | BOVA-60HDN1-M20G | ASPEN |  | AFM474+TDR |  | 46500 | 18 | 9 | 47500 | 45000 | 94.74% | 2.47 | 0 | 11.7 |  |  |  | No | R-410A | 3.875 | Residential & Commercial | Ducted CEE Tier 1
215675860 | Central HP <5.4 tons | KEEPRITE | HRCU-A-CB (Split System: Heat Pump with Remote Outdoor Unit-Air-Source) | C5H0V48*K*AAA* |  |  | EVM5X60M24A*+WALLCON | *80CSU1002120A* | 48000 | 18.5 | 9 | 50000 | 36600 | 73.2% | 2 | 0 | 10 |  |  |  | No | R-454B | 4 | Residential & Commercial | Ducted CEE Tier 1
211242459 | Central HP <5.4 tons | ARCOAIRE | HRCU-A-CB (Split System: Heat Pump with Remote Outdoor Unit-Air-Source) | DLCURAH24ABK |  |  | EA*4X36L21A* | *96VTN0401712A* | 23400 | 16 | 8.5 | 25800 | 23600 | 91.47% | 1.94 | 0 | 10 |  |  |  | No | R-410A | 1.95 | Residential & Commercial | Ducted CEE Tier 1
213258950 | Central HP <5.4 tons | KEEPRITE | HRCU-A-CB (Split System: Heat Pump with Remote Outdoor Unit-Air-Source) | DLCURAH24ABK | ADP |  | H,GE7J936 | *96VTN0601412A* | 23200 | 16 | 8.5 | 24800 | 24200 | 97.58% | 2.04 | 0 | 10 |  |  |  | No | R-410A | 1.9333 | Residential & Commercial | Ducted CEE Tier 1
213927950 | Central HP <5.4 tons | WESTINGHOUSE | HRCU-A-C (Split System: Heat Pump with Remote Outdoor Unit with No Indoor Fan --Air Source) | WHM36SZA21S | ASPEN |  | D(A,C,E)36B44+TDR |  | 28800 | 15.5 | 9.4 | 30000 | 24200 | 80.67% | 2.08 | 0 | 11.3 |  |  |  | No | R-410A | 2.4 | Residential & Commercial | Ducted CEE Tier 1
213739915 | Central HP <5.4 tons | DAY & NIGHT | HRCU-A-CB (Split System: Heat Pump with Remote Outdoor Unit-Air-Source) | DLCURAH24ABK | ADP |  | FG80936 | *95MSU0401712A* | 23400 | 17 | 8.5 | 24400 | 24000 | 98.36% | 2.02 | 0 | 10 |  |  |  | No | R-410A | 1.95 | Residential & Commercial | Ducted CEE Tier 1
213739916 | Central HP <5.4 tons | DAY & NIGHT | HRCU-A-CB (Split System: Heat Pump with Remote Outdoor Unit-Air-Source) | DLCURAH24ABK | ADP |  | FG81936 | *95MSU0401712A* | 23400 | 17 | 8.5 | 24400 | 24000 | 98.36% | 2.02 | 0 | 10 |  |  |  | No | R-410A | 1.95 | Residential & Commercial | Ducted CEE Tier 1
213739947 | Central HP <5.4 tons | DAY & NIGHT | HRCU-A-CB (Split System: Heat Pump with Remote Outdoor Unit-Air-Source) | DLCURAH24ABK | ADP |  | FG32936 | *96MSN0601412A* | 23400 | 16 | 8.5 | 25400 | 26000 | 102.4% | 2.22 | 0 | 10 |  |  |  | No | R-410A | 1.95 | Residential & Commercial | Ducted CEE Tier 1
215940921 | Central HP <5.4 tons | KEEPRITE | HRCU-A-CB (Split System: Heat Pump with Remote Outdoor Unit-Air-Source) | C5H3V36*K*AAA* |  |  | EVD5X61M21A*+WALLCON | *97CTN0801716A* | 35600 | 21.5 | 8.5 | 38000 | 28800 | 75.79% | 2.04 | 0 | 12 |  |  |  | No | R-454B | 2.9667 | Residential & Commercial | Ducted CEE Tier 1
215940371 | Central HP <5.4 tons | KEEPRITE | HRCU-A-CB (Split System: Heat Pump with Remote Outdoor Unit-Air-Source) | C5H3V36*K*AAA* |  |  | EVM5X49M21A*+WALLCON | *97CTN0801716A* | 35400 | 21 | 8.5 | 38500 | 29000 | 75.32% | 2.02 | 0 | 12 |  |  |  | No | R-454B | 2.95 | Residential & Commercial | Ducted CEE Tier 1
215731593 | Central HP <5.4 tons | YORK | HRCU-A-CB (Split System: Heat Pump with Remote Outdoor Unit-Air-Source) | HH860E2S11 | ADP |  | H,YG54*60+TXV-BLEED | TM9Y120D20MP11 | 53000 | 19 | 8.5 | 52500 | 39000 | 74.29% | 2 | 0 | 11 |  |  |  | No | R-454B | 4.4167 | Residential & Commercial | Ducted CEE Tier 1
207573703 | Central HP <5.4 tons | DAY & NIGHT | HRCU-A-CB (Split System: Heat Pump with Remote Outdoor Unit-Air-Source) | CVH848GKA2* | ADP |  | FG86960 | *80CTL0902120A* | 45500 | 17 | 8.5 | 43500 | 34400 | 79.08% | 2 | 10.5 | 10 |  |  |  | No | R-410A | 3.7917 | Residential & Commercial | Ducted CEE Tier 1
207573712 | Central HP <5.4 tons | DAY & NIGHT | HRCU-A-CB (Split System: Heat Pump with Remote Outdoor Unit-Air-Source) | CVH848GKA2* | ADP |  | FG86960 | *80CTL1102120A* | 46000 | 17 | 8.1 | 44000 | 31600 | 71.82% | 2.26 | 10.5 | 10 |  |  |  | No | R-410A | 3.8333 | Residential & Commercial | Ducted CEE Tier 1
215727955 | Central HP <5.4 tons | CHAMPION HEATING AND COOLING | HRCU-A-CB (Split System: Heat Pump with Remote Outdoor Unit-Air-Source) | HH860E2S11 | ADP |  | H,YE48(1,2)60+TXV | TM9V100C16MP12 | 43500 | 18 | 8.5 | 42000 | 32800 | 78.1% | 2 | 0 | 11.7 |  |  |  | No | R-454B | 3.625 | Residential & Commercial | Ducted CEE Tier 1
215727956 | Central HP <5.4 tons | CHAMPION HEATING AND COOLING | HRCU-A-CB (Split System: Heat Pump with Remote Outdoor Unit-Air-Source) | HH860E2S11 | ADP |  | H,YE36(1,2)60+TXV | TM9V100C20MP12 | 50500 | 18 | 8.3 | 51500 | 38000 | 73.79% | 1.96 | 0 | 10.5 |  |  |  | No | R-454B | 4.2083 | Residential & Commercial | Ducted CEE Tier 1
207573728 | Central HP <5.4 tons | DAY & NIGHT | HRCU-A-CB (Split System: Heat Pump with Remote Outdoor Unit-Air-Source) | CVH848GKA2* | ADP |  | FG36960 | *95CSU1002122A* | 45000 | 17 | 8.5 | 45000 | 32400 | 72% | 2.28 | 10.5 | 10 |  |  |  | No | R-410A | 3.75 | Residential & Commercial | Ducted CEE Tier 1
214437569 | Central HP <5.4 tons | LUXAIRE | HRCU-A-CB (Split System: Heat Pump with Remote Outdoor Unit-Air-Source) | HMH72B341 | ASPEN |  | D(A,C,E)42D34+TDR | TM9E100C16MP12 | 33200 | 18 | 8.5 | 33600 | 27200 | 80.95% | 2.66 | 0 | 10 |  |  |  | No | R-410A | 2.7667 | Residential & Commercial | Ducted CEE Tier 1
215294678 | Central HP <5.4 tons | AIRQUEST | HRCU-A-CB (Split System: Heat Pump with Remote Outdoor Unit-Air-Source) | DLCURAH36ABK | ADP |  | HE33936 | *92MSN0801716A* | 35200 | 16 | 8.1 | 36800 | 34600 | 94.02% | 1.88 | 0 | 10 |  |  |  | No | R-410A | 2.9333 | Residential & Commercial | Ducted CEE Tier 1
215294691 | Central HP <5.4 tons | AIRQUEST | HRCU-A-CB (Split System: Heat Pump with Remote Outdoor Unit-Air-Source) | DLCURAH36ABK | ADP |  | H,GG48936 | *92MSN0801716A* | 35800 | 16 | 8.5 | 36200 | 34200 | 94.48% | 2.02 | 0 | 10 |  |  |  | No | R-410A | 2.9833 | Residential & Commercial | Ducted CEE Tier 1
213080151 | Central HP <5.4 tons | ARCOAIRE | HRCU-A-CB (Split System: Heat Pump with Remote Outdoor Unit-Air-Source) | DLCURAH36ABK |  |  | EA*4X37L21A* | *96MSN0802120A* | 36400 | 16 | 8.5 | 38000 | 34800 | 91.58% | 2.06 | 0 | 10 |  |  |  | No | R-410A | 3.0333 | Residential & Commercial | Ducted CEE Tier 1
213079876 | Central HP <5.4 tons | ARCOAIRE | HRCU-A-CB (Split System: Heat Pump with Remote Outdoor Unit-Air-Source) | DLCURAH36ABK |  |  | EA*4X43L21A* | *92MSN1002122A* | 36200 | 16.5 | 8.5 | 38000 | 34800 | 91.58% | 2.04 | 0 | 10 |  |  |  | No | R-410A | 3.0167 | Residential & Commercial | Ducted CEE Tier 1
213079912 | Central HP <5.4 tons | ARCOAIRE | HRCU-A-CB (Split System: Heat Pump with Remote Outdoor Unit-Air-Source) | DLCURAH36ABK |  |  | EN(A,D)4X48L24** | *92MSN1002122A* | 36000 | 16.5 | 8.1 | 38500 | 35000 | 90.91% | 2 | 0 | 10.5 |  |  |  | No | R-410A | 3 | Residential & Commercial | Ducted CEE Tier 1
213080019 | Central HP <5.4 tons | ARCOAIRE | HRCU-A-CB (Split System: Heat Pump with Remote Outdoor Unit-Air-Source) | DLCURAH36ABK |  |  | EA*4X37L17A* | *96MSN0801716A* | 35800 | 15.5 | 8.1 | 38500 | 35000 | 90.91% | 2 | 0 | 10 |  |  |  | No | R-410A | 2.9833 | Residential & Commercial | Ducted CEE Tier 1
213927949 | Central HP <5.4 tons | WESTINGHOUSE | HRCU-A-C (Split System: Heat Pump with Remote Outdoor Unit with No Indoor Fan --Air Source) | WHM36SZA21S | ASPEN |  | D(A,C,E)30D44+TDR |  | 29600 | 15.5 | 9.4 | 30000 | 24200 | 80.67% | 2.08 | 0 | 11.3 |  |  |  | No | R-410A | 2.4667 | Residential & Commercial | Ducted CEE Tier 1
211244405 | Central HP <5.4 tons | HEIL | HRCU-A-CB (Split System: Heat Pump with Remote Outdoor Unit-Air-Source) | DLCURAH24ABK |  |  | EN(A,D)4X30L14** | *80ES(N,L)0701412A* | 24200 | 16.5 | 8.1 | 26200 | 23000 | 87.79% | 1.9 | 0 | 10.5 |  |  |  | No | R-410A | 2.0167 | Residential & Commercial | Ducted CEE Tier 1
211244748 | Central HP <5.4 tons | HEIL | HRCU-A-CB (Split System: Heat Pump with Remote Outdoor Unit-Air-Source) | DLCURAH24ABK |  |  | EN(A,D)4X30L17** | *92ESN0801716A* | 24200 | 17 | 8.1 | 26200 | 22800 | 87.02% | 1.88 | 0 | 10.5 |  |  |  | No | R-410A | 2.0167 | Residential & Commercial | Ducted CEE Tier 1
213258371 | Central HP <5.4 tons | KEEPRITE | HRCU-A-CB (Split System: Heat Pump with Remote Outdoor Unit-Air-Source) | DLCURAH24ABK | ADP |  | H,GE31930 | *96VTN0801716A* | 23600 | 16 | 8.5 | 25200 | 23600 | 93.65% | 1.98 | 0 | 10 |  |  |  | No | R-410A | 1.9667 | Residential & Commercial | Ducted CEE Tier 1
213258372 | Central HP <5.4 tons | KEEPRITE | HRCU-A-CB (Split System: Heat Pump with Remote Outdoor Unit-Air-Source) | DLCURAH24ABK | ADP |  | H,GG32936 | *96VTN0801716A* | 23800 | 16 | 8.5 | 25200 | 23000 | 91.27% | 1.92 | 0 | 10 |  |  |  | No | R-410A | 1.9833 | Residential & Commercial | Ducted CEE Tier 1
212984653 | Central HP <5.4 tons | ARCOAIRE | HRCU-A-CB (Split System: Heat Pump with Remote Outdoor Unit-Air-Source) | DLCURAH24ABK |  |  | EN(A,D)4X24L17** | *92MSN0801716A* | 23600 | 17 | 8.5 | 27000 | 24400 | 90.37% | 2.02 | 0 | 10 |  |  |  | No | R-410A | 1.9667 | Residential & Commercial | Ducted CEE Tier 1
215674588 | Central HP <5.4 tons | KEEPRITE | HRCU-A-CB (Split System: Heat Pump with Remote Outdoor Unit-Air-Source) | C5H0V48*K*AAA* |  |  | EA*5X61M24A*+WALLCON | *97CMN0802120B* | 46000 | 18 | 9 | 48000 | 33800 | 70.42% | 2.08 | 0 | 10 |  |  |  | No | R-454B | 3.8333 | Residential & Commercial | Ducted CEE Tier 1
215488011 | Central HP <5.4 tons | GOODMAN | HRCU-A-CB (Split System: Heat Pump with Remote Outdoor Unit-Air-Source) | GZV7SA2410A* |  |  | CA*EA3022*3A* | G*VM970804CNB* | 23200 | 19 | 8.6 | 23200 | 17000 | 73.28% | 2 | 0 | 11 |  |  |  | No | R-32 | 1.9333 | Residential & Commercial | Ducted CEE Tier 1
215375419 | Central HP <5.4 tons | BOSCH | HRCU-A-CB (Split System: Heat Pump with Remote Outdoor Unit-Air-Source) | BOVB-60HDN1-M20G | ASPEN |  | D(A,C,E)60B34+TDR | BGH96M080C4B | 41000 | 17 | 8.7 | 44500 | 35000 | 78.65% | 2.37 | 0 | 11.6 |  |  |  | No | R-410A | 3.4167 | Residential & Commercial | Ducted CEE Tier 1
215375401 | Central HP <5.4 tons | BOSCH | HRCU-A-CB (Split System: Heat Pump with Remote Outdoor Unit-Air-Source) | BOVA-60HDN1-M20G | ASPEN |  | D(A,C,E)60B34+TDR | BGH96M120D5B | 43500 | 17.5 | 8.9 | 47000 | 35600 | 75.74% | 2.29 | 0 | 11.6 |  |  |  | No | R-410A | 3.625 | Residential & Commercial | Ducted CEE Tier 1
216035497 | Central HP <5.4 tons | COLEMAN | HRCU-A-CB (Split System: Heat Pump with Remote Outdoor Unit-Air-Source) | HH836E2S11 | ASPEN |  | AE*L+CM48A3J+TDR |  | 31600 | 19 | 9 | 31800 | 30200 | 94.97% | 2.66 | 0 | 11.7 |  |  |  | No | R-454B | 2.6333 | Residential & Commercial | Ducted CEE Tier 1
213320445 | Central HP <5.4 tons | CHAMPION HEATING AND COOLING | HRCU-A-CB (Split System: Heat Pump with Remote Outdoor Unit-Air-Source) | HMH72B341 | ASPEN |  | D(A,C,E)36A34+TDR | TM8E080C16MP11 | 33000 | 18 | 8.1 | 33600 | 28200 | 83.93% | 2.63 | 0 | 10 |  |  |  | No | R-410A | 2.75 | Residential & Commercial | Ducted CEE Tier 1
213495250 | Central HP <5.4 tons | CHAMPION HEATING AND COOLING | HRCU-A-CB (Split System: Heat Pump with Remote Outdoor Unit-Air-Source) | HMH72B341 | ASPEN |  | C(A,C,D,E)48A36+TDR | Z8ES040A12SMPS1 | 33200 | 18 | 8.1 | 32600 | 29800 | 91.41% | 2.68 | 0 | 10 |  |  |  | No | R-410A | 2.7667 | Residential & Commercial | Ducted CEE Tier 1
213362806 | Central HP <5.4 tons | COLEMAN | HRCU-A-CB (Split System: Heat Pump with Remote Outdoor Unit-Air-Source) | HMH72B341 | ADP |  | H,YG9J936 | Z9ET080B12SMPS1 | 34000 | 18 | 8.1 | 31800 | 23800 | 74.84% | 2.08 | 0 | 10 |  |  |  | No | R-410A | 2.8333 | Residential & Commercial | Ducted CEE Tier 1
215942547 | Central HP <5.4 tons | KEEPRITE | HRCU-A-CB (Split System: Heat Pump with Remote Outdoor Unit-Air-Source) | C5H3V36*K*AAA* |  |  | EVD5X61M21A*+WALLCON | *96CTN1002122B* | 36000 | 22 | 8.5 | 37400 | 28200 | 75.4% | 2.04 | 0 | 12.5 |  |  |  | No | R-454B | 3 | Residential & Commercial | Ducted CEE Tier 1
215940761 | Central HP <5.4 tons | KEEPRITE | HRCU-A-CB (Split System: Heat Pump with Remote Outdoor Unit-Air-Source) | C5H3V36*K*AAA* |  |  | EVD5X48M24A*+WALLCON | *97CTN1202422A* | 35000 | 21.5 | 8.5 | 38000 | 28200 | 74.21% | 2.02 | 0 | 12 |  |  |  | No | R-454B | 2.9167 | Residential & Commercial | Ducted CEE Tier 1
215940691 | Central HP <5.4 tons | KEEPRITE | HRCU-A-CB (Split System: Heat Pump with Remote Outdoor Unit-Air-Source) | C5H3V36*K*AAA* |  |  | EVD5X42M24A*+WALLCON | *96CTN0802120B* | 35400 | 21.5 | 8.5 | 38000 | 28600 | 75.26% | 2.04 | 0 | 12 |  |  |  | No | R-454B | 2.95 | Residential & Commercial | Ducted CEE Tier 1
215940191 | Central HP <5.4 tons | KEEPRITE | HRCU-A-CB (Split System: Heat Pump with Remote Outdoor Unit-Air-Source) | C5H3V36*K*AAA* |  |  | ESH5X60M12A*+WALLCON | *80CSU0401712B* | 34200 | 19.5 | 9 | 34200 | 26000 | 76.02% | 1.94 | 0 | 11.7 |  |  |  | No | R-454B | 2.85 | Residential & Commercial | Ducted CEE Tier 1
215940441 | Central HP <5.4 tons | KEEPRITE | HRCU-A-CB (Split System: Heat Pump with Remote Outdoor Unit-Air-Source) | C5H3V36*K*AAA* |  |  | EVM5X60M21A*+WALLCON | *97CTN0801716A* | 35400 | 21 | 8.5 | 38500 | 29000 | 75.32% | 2.02 | 0 | 12 |  |  |  | No | R-454B | 2.95 | Residential & Commercial | Ducted CEE Tier 1
215940541 | Central HP <5.4 tons | KEEPRITE | HRCU-A-CB (Split System: Heat Pump with Remote Outdoor Unit-Air-Source) | C5H3V36*K*AAA* |  |  | EVD5X36M21A*+WALLCON | *97CTN0601716A* | 34000 | 20 | 8.5 | 39500 | 28800 | 72.91% | 2.02 | 0 | 11 |  |  |  | No | R-454B | 2.8333 | Residential & Commercial | Ducted CEE Tier 1
215667623 | Central HP <5.4 tons | KEEPRITE | HRCU-A-CB (Split System: Heat Pump with Remote Outdoor Unit-Air-Source) | C5H0V24*K*AAA* |  |  | EA*5X36M17A*+WALLCON | *80CTL0701412B* | 23200 | 17 | 9 | 23600 | 16600 | 70.34% | 1.98 | 0 | 10 |  |  |  | No | R-454B | 1.9333 | Residential & Commercial | Ducted CEE Tier 1
215294775 | Central HP <5.4 tons | AIRQUEST | HRCU-A-CB (Split System: Heat Pump with Remote Outdoor Unit-Air-Source) | DLCURAH36ABK | ADP |  | HG9J936 | *92MSN0802120A* | 35200 | 16 | 8.1 | 36800 | 34600 | 94.02% | 1.88 | 0 | 10 |  |  |  | No | R-410A | 2.9333 | Residential & Commercial | Ducted CEE Tier 1
215294794 | Central HP <5.4 tons | AIRQUEST | HRCU-A-CB (Split System: Heat Pump with Remote Outdoor Unit-Air-Source) | DLCURAH36ABK | ADP |  | HG33936 | *92MSN1002120A* | 35200 | 16 | 8.1 | 36800 | 34600 | 94.02% | 1.88 | 0 | 10 |  |  |  | No | R-410A | 2.9333 | Residential & Commercial | Ducted CEE Tier 1
215294826 | Central HP <5.4 tons | AIRQUEST | HRCU-A-CB (Split System: Heat Pump with Remote Outdoor Unit-Air-Source) | DLCURAH36ABK | ADP |  | HG81936 | *92MSN1002120A* | 35800 | 16 | 8.1 | 36800 | 34400 | 93.48% | 2 | 0 | 10.5 |  |  |  | No | R-410A | 2.9833 | Residential & Commercial | Ducted CEE Tier 1
215294827 | Central HP <5.4 tons | AIRQUEST | HRCU-A-CB (Split System: Heat Pump with Remote Outdoor Unit-Air-Source) | DLCURAH36ABK | ADP |  | HG82936 | *92MSN1002120A* | 36000 | 16 | 8.1 | 36800 | 34400 | 93.48% | 2 | 0 | 10.5 |  |  |  | No | R-410A | 3 | Residential & Commercial | Ducted CEE Tier 1
215294909 | Central HP <5.4 tons | AIRQUEST | HRCU-A-CB (Split System: Heat Pump with Remote Outdoor Unit-Air-Source) | DLCURAH36ABK | ADP |  | H,GG80936 | *92MSN1202420A* | 36200 | 16 | 8.1 | 36800 | 34600 | 94.02% | 2.02 | 0 | 10.5 |  |  |  | No | R-410A | 3.0167 | Residential & Commercial | Ducted CEE Tier 1
207573748 | Central HP <5.4 tons | DAY & NIGHT | HRCU-A-CB (Split System: Heat Pump with Remote Outdoor Unit-Air-Source) | CVH848GKA2* | ADP |  | FG84948 | *96CTN1002122A* | 45500 | 17 | 8.5 | 43500 | 34400 | 79.08% | 2 | 10.5 | 10 |  |  |  | No | R-410A | 3.7917 | Residential & Commercial | Ducted CEE Tier 1
207573771 | Central HP <5.4 tons | DAY & NIGHT | HRCU-A-CB (Split System: Heat Pump with Remote Outdoor Unit-Air-Source) | CVH848GKA2* | ADP |  | PL48H210P299 | *97CMN1002122A* | 44500 | 17 | 8.5 | 44500 | 34600 | 77.75% | 2 | 10.5 | 10 |  |  |  | No | R-410A | 3.7083 | Residential & Commercial | Ducted CEE Tier 1
207573778 | Central HP <5.4 tons | DAY & NIGHT | HRCU-A-CB (Split System: Heat Pump with Remote Outdoor Unit-Air-Source) | CVH848GKA2* | ADP |  | FG84960 | *97CMN1002122A* | 45500 | 17 | 8.5 | 43500 | 34400 | 79.08% | 2 | 10.5 | 10 |  |  |  | No | R-410A | 3.7917 | Residential & Commercial | Ducted CEE Tier 1
216055405 | Central HP <5.4 tons | LUXAIRE | HRCU-A-CB (Split System: Heat Pump with Remote Outdoor Unit-Air-Source) | HH860E2S11 | ASPEN |  | D(A,C,E)60A3K+TDR | Z8ES130D20SMPS1 | 41500 | 18 | 9 | 44500 | 33600 | 75.51% | 2 | 0 | 11.7 |  |  |  | No | R-454B | 3.4583 | Residential & Commercial | Ducted CEE Tier 1
212986611 | Central HP <5.4 tons | ARCOAIRE | HRCU-A-CB (Split System: Heat Pump with Remote Outdoor Unit-Air-Source) | DLCURAH24ABK |  |  | EN(A,D)4X24L17** | *96MSN0401712A* | 23200 | 15.2 | 8.5 | 27200 | 24800 | 91.18% | 2.04 | 0 | 10 |  |  |  | No | R-410A | 1.9333 | Residential & Commercial | Ducted CEE Tier 1
211241212 | Central HP <5.4 tons | ARCOAIRE | HRCU-A-CB (Split System: Heat Pump with Remote Outdoor Unit-Air-Source) | DLCURAH24ABK |  |  | EA*4X25L17A* | OMV098J12* | 24200 | 17 | 8.5 | 25200 | 21600 | 85.71% | 1.8 | 0 | 10 |  |  |  | No | R-410A | 2.0167 | Residential & Commercial | Ducted CEE Tier 1
211241221 | Central HP <5.4 tons | ARCOAIRE | HRCU-A-CB (Split System: Heat Pump with Remote Outdoor Unit-Air-Source) | DLCURAH24ABK |  |  | EA*4X25L17A* | OLV098A12* | 24000 | 16.5 | 8.1 | 25000 | 21800 | 87.2% | 1.82 | 0 | 10 |  |  |  | No | R-410A | 2 | Residential & Commercial | Ducted CEE Tier 1
211241230 | Central HP <5.4 tons | ARCOAIRE | HRCU-A-CB (Split System: Heat Pump with Remote Outdoor Unit-Air-Source) | DLCURAH24ABK |  |  | EA*4X25L17A* | OMV112K14A | 24800 | 16 | 8.5 | 25800 | 21200 | 82.17% | 1.76 | 0 | 10 |  |  |  | No | R-410A | 2.0667 | Residential & Commercial | Ducted CEE Tier 1
211240653 | Central HP <5.4 tons | ARCOAIRE | HRCU-A-CB (Split System: Heat Pump with Remote Outdoor Unit-Air-Source) | DLCURAH24ABK |  |  | EA*4X24L17A* | *80ES(N,L)0701712A* | 24000 | 16 | 8.5 | 27000 | 23600 | 87.41% | 1.94 | 0 | 10 |  |  |  | No | R-410A | 2 | Residential & Commercial | Ducted CEE Tier 1
215727893 | Central HP <5.4 tons | CHAMPION HEATING AND COOLING | HRCU-A-CB (Split System: Heat Pump with Remote Outdoor Unit-Air-Source) | HH836E2S11 | ADP |  | H,YE9J(1,2)36+TXV | TM9V100C16MP12 | 33400 | 17 | 8.5 | 29400 | 24800 | 84.35% | 2 | 0 | 11 |  |  |  | No | R-454B | 2.7833 | Residential & Commercial | Ducted CEE Tier 1
215727909 | Central HP <5.4 tons | CHAMPION HEATING AND COOLING | HRCU-A-CB (Split System: Heat Pump with Remote Outdoor Unit-Air-Source) | HH836E2S11 | ADP |  | H,YE9J(1,2)36+TXV | Z9ES080C16SMPS1 | 32800 | 17 | 8.5 | 29600 | 23400 | 79.05% | 2 | 0 | 10.5 |  |  |  | No | R-454B | 2.7333 | Residential & Commercial | Ducted CEE Tier 1
215727911 | Central HP <5.4 tons | CHAMPION HEATING AND COOLING | HRCU-A-CB (Split System: Heat Pump with Remote Outdoor Unit-Air-Source) | HH836E2S11 | ADP |  | H,YE9J(1,2)36+TXV | Z9ES100C16SMPS1 | 34800 | 17 | 8.1 | 31000 | 24200 | 78.06% | 2 | 0 | 10.5 |  |  |  | No | R-454B | 2.9 | Residential & Commercial | Ducted CEE Tier 1
216055157 | Central HP <5.4 tons | LUXAIRE | HRCU-A-CB (Split System: Heat Pump with Remote Outdoor Unit-Air-Source) | HH836E2S11 | ASPEN |  | C(A,C,D,E)36B3K+TDR | TP9C080B12MP13 | 30600 | 18 | 8.5 | 30800 | 25200 | 81.82% | 2 | 0 | 10.5 |  |  |  | No | R-454B | 2.55 | Residential & Commercial | Ducted CEE Tier 1
213320456 | Central HP <5.4 tons | CHAMPION HEATING AND COOLING | HRCU-A-CB (Split System: Heat Pump with Remote Outdoor Unit-Air-Source) | HMH72B341 | ASPEN |  | D(A,C,E)48A34+TDR | TM8E120C16MP11 | 33200 | 18 | 8.1 | 33600 | 28600 | 85.12% | 2.66 | 0 | 10 |  |  |  | No | R-410A | 2.7667 | Residential & Commercial | Ducted CEE Tier 1
213320491 | Central HP <5.4 tons | CHAMPION HEATING AND COOLING | HRCU-A-CB (Split System: Heat Pump with Remote Outdoor Unit-Air-Source) | HMH72B341 | ASPEN |  | D(A,C,E)36D34+TDR | Z8ES080C16LMPS1 | 32800 | 18 | 8.5 | 33400 | 27600 | 82.63% | 2.7 | 0 | 10 |  |  |  | No | R-410A | 2.7333 | Residential & Commercial | Ducted CEE Tier 1
215932897 | Central HP <5.4 tons | AIRQUEST | HRCU-A-CB (Split System: Heat Pump with Remote Outdoor Unit-Air-Source) | H5H3V36*K*AAA* |  |  | EA*5X61M24A*+WALLCON | *95CSU1002122B* | 34600 | 20.5 | 9.5 | 34200 | 25800 | 75.44% | 2.06 | 0 | 12 |  |  |  | No | R-454B | 2.8833 | Residential & Commercial | Ducted CEE Tier 1
214440906 | Central HP <5.4 tons | RHEEM | HRCU-A-CB (Split System: Heat Pump with Remote Outdoor Unit-Air-Source) | RD17AZ36AJ3N | ADP |  | H,RG47936 | R98MV0703A17UPS | 34200 | 18 | 8.1 | 32600 | 29400 | 90.18% | 1.9 | 0 | 10 |  |  |  | No | R-410A | 2.85 | Residential & Commercial | Ducted CEE Tier 1
215667209 | Central HP <5.4 tons | KEEPRITE | HRCU-A-CB (Split System: Heat Pump with Remote Outdoor Unit-Air-Source) | C5H0V24*K*AAA* |  |  | EA*5X25M17A*+WALLCON | *80CTL0701716B* | 24000 | 17.5 | 9 | 23200 | 16400 | 70.69% | 2 | 0 | 10.5 |  |  |  | No | R-454B | 2 | Residential & Commercial | Ducted CEE Tier 1
215667320 | Central HP <5.4 tons | KEEPRITE | HRCU-A-CB (Split System: Heat Pump with Remote Outdoor Unit-Air-Source) | C5H0V24*K*AAA* |  |  | EA*5X25M17A*+WALLCON | *96CTN0801714B* | 24000 | 17.5 | 9 | 23400 | 16400 | 70.09% | 2 | 0 | 10.5 |  |  |  | No | R-454B | 2 | Residential & Commercial | Ducted CEE Tier 1
215667745 | Central HP <5.4 tons | KEEPRITE | HRCU-A-CB (Split System: Heat Pump with Remote Outdoor Unit-Air-Source) | C5H0V24*K*AAA* |  |  | EA*5X37M17A*+WALLCON | *80CTL0451712B* | 23600 | 17 | 9 | 23600 | 16600 | 70.34% | 1.98 | 0 | 10 |  |  |  | No | R-454B | 1.9667 | Residential & Commercial | Ducted CEE Tier 1
212507777 | Central HP <5.4 tons | BOSCH | HRCU-A-CB (Split System: Heat Pump with Remote Outdoor Unit-Air-Source) | BOVA-36HDN1-M15G | ASPEN |  | L(E,G)M24H4 |  | 23200 | 15.2 | 8.2 | 23400 | 23200 | 99.15% | 2.5 | 0 | 10.5 |  |  |  | No | R-410A | 1.9333 | Residential & Commercial | Ducted CEE Tier 1
214838454 | Central HP <5.4 tons | BOSCH | HRCU-A-CB (Split System: Heat Pump with Remote Outdoor Unit-Air-Source) | BOVB-60HDN1-M18M | ASPEN |  | L(E,G)M36E4 |  | 34800 | 17 | 8.1 | 34800 | 31000 | 89.08% | 1.9 | 0 | 10.2 |  |  |  | No | R-410A | 2.9 | Residential & Commercial | Ducted CEE Tier 1
212979904 | Central HP <5.4 tons | GRANDAIRE | HRCU-A-CB (Split System: Heat Pump with Remote Outdoor Unit-Air-Source) | WDLCURAH24ABK |  |  | WLNC244BA* | WFE*090B042C* | 23400 | 16.5 | 8.5 | 27000 | 24400 | 90.37% | 2.02 | 0 | 10 |  |  |  | No | R-410A | 1.95 | Residential & Commercial | Ducted CEE Tier 1
207573539 | Central HP <5.4 tons | DAY & NIGHT | HRCU-A-CB (Split System: Heat Pump with Remote Outdoor Unit-Air-Source) | CVH837GKA2* | ADP |  | PL36H210P299 | *80CSU0401712A* | 32400 | 18 | 8.1 | 30400 | 27200 | 89.47% | 2.22 | 12 | 11 |  |  |  | No | R-410A | 2.7 | Residential & Commercial | Ducted CEE Tier 1
214625061 | Central HP <5.4 tons | PAYNE | HRCU-A-C (Split System: Heat Pump with Remote Outdoor Unit with No Indoor Fan --Air Source) | 38MURAQ36AB3 | ASPEN |  | D(A,C,E)42D24+TDR |  | 33800 | 15.2 | 8.6 | 27600 | 31600 | 114.5% | 1.85 | 0 | 10 |  |  |  | No | R-410A | 2.8167 | Residential & Commercial | Ducted CEE Tier 1
215295025 | Central HP <5.4 tons | AIRQUEST | HRCU-A-CB (Split System: Heat Pump with Remote Outdoor Unit-Air-Source) | DLCURAH36ABK | ADP |  | HG48936 | *96MSN0801716A* | 35600 | 16 | 8.1 | 36800 | 34600 | 94.02% | 1.98 | 0 | 10 |  |  |  | No | R-410A | 2.9667 | Residential & Commercial | Ducted CEE Tier 1
215295060 | Central HP <5.4 tons | AIRQUEST | HRCU-A-CB (Split System: Heat Pump with Remote Outdoor Unit-Air-Source) | DLCURAH36ABK | ADP |  | HG35936 | *96MSN0802120A* | 35600 | 16 | 8.1 | 36800 | 34800 | 94.57% | 1.9 | 0 | 10 |  |  |  | No | R-410A | 2.9667 | Residential & Commercial | Ducted CEE Tier 1
215295077 | Central HP <5.4 tons | AIRQUEST | HRCU-A-CB (Split System: Heat Pump with Remote Outdoor Unit-Air-Source) | DLCURAH36ABK | ADP |  | H,GE9J936 | *96MSN0802120A* | 35600 | 16 | 8.1 | 36800 | 34800 | 94.57% | 1.9 | 0 | 10 |  |  |  | No | R-410A | 2.9667 | Residential & Commercial | Ducted CEE Tier 1
215940671 | Central HP <5.4 tons | KEEPRITE | HRCU-A-CB (Split System: Heat Pump with Remote Outdoor Unit-Air-Source) | C5H3V36*K*AAA* |  |  | EVD5X42M21A*+WALLCON | *97CTN0802120A* | 34400 | 20.5 | 8.5 | 38500 | 28200 | 73.25% | 2.04 | 0 | 11.7 |  |  |  | No | R-454B | 2.8667 | Residential & Commercial | Ducted CEE Tier 1
215940271 | Central HP <5.4 tons | KEEPRITE | HRCU-A-CB (Split System: Heat Pump with Remote Outdoor Unit-Air-Source) | C5H3V36*K*AAA* |  |  | EVM5X44M21A*+WALLCON | *80CSU0401712B* | 35600 | 22 | 8.5 | 38000 | 28600 | 75.26% | 2.02 | 0 | 12.5 |  |  |  | No | R-454B | 2.9667 | Residential & Commercial | Ducted CEE Tier 1
215939821 | Central HP <5.4 tons | KEEPRITE | HRCU-A-CB (Split System: Heat Pump with Remote Outdoor Unit-Air-Source) | C5H3V36*K*AAA* |  |  | EA*5X60M24A*+WALLCON | *97CTN1202422A* | 34000 | 20.5 | 9.5 | 34000 | 26000 | 76.47% | 2.06 | 0 | 12 |  |  |  | No | R-454B | 2.8333 | Residential & Commercial | Ducted CEE Tier 1
215939921 | Central HP <5.4 tons | KEEPRITE | HRCU-A-CB (Split System: Heat Pump with Remote Outdoor Unit-Air-Source) | C5H3V36*K*AAA* |  |  | EA*5X61M24A*+WALLCON | *97CTN1002122A* | 34400 | 20.5 | 9.5 | 34200 | 26000 | 76.02% | 2.06 | 0 | 12 |  |  |  | No | R-454B | 2.8667 | Residential & Commercial | Ducted CEE Tier 1
215940871 | Central HP <5.4 tons | KEEPRITE | HRCU-A-CB (Split System: Heat Pump with Remote Outdoor Unit-Air-Source) | C5H3V36*K*AAA* |  |  | EVD5X60M21A*+WALLCON | *97CTN1002122A* | 35600 | 22 | 8.5 | 38000 | 28600 | 75.26% | 2.02 | 0 | 12.5 |  |  |  | No | R-454B | 2.9667 | Residential & Commercial | Ducted CEE Tier 1
215940001 | Central HP <5.4 tons | KEEPRITE | HRCU-A-CB (Split System: Heat Pump with Remote Outdoor Unit-Air-Source) | C5H3V36*K*AAA* |  |  | ESH5X36M12A*+WALLCON | *97CTN1002122A* | 33400 | 19 | 9 | 34800 | 26600 | 76.44% | 1.92 | 0 | 11 |  |  |  | No | R-454B | 2.7833 | Residential & Commercial | Ducted CEE Tier 1
211242806 | Central HP <5.4 tons | KEEPRITE | HRCU-A-CB (Split System: Heat Pump with Remote Outdoor Unit-Air-Source) | DLCURAH24ABK |  |  | EA*4X37L17A* | *96VSN0601412A* | 24000 | 16.5 | 8.5 | 25200 | 22000 | 87.3% | 1.84 | 0 | 10 |  |  |  | No | R-410A | 2 | Residential & Commercial | Ducted CEE Tier 1
211242905 | Central HP <5.4 tons | KEEPRITE | HRCU-A-CB (Split System: Heat Pump with Remote Outdoor Unit-Air-Source) | DLCURAH24ABK |  |  | EA*4X37L17A* | *80VTL0451412A* | 24800 | 16.5 | 8.5 | 25600 | 21400 | 83.59% | 1.8 | 0 | 10 |  |  |  | No | R-410A | 2.0667 | Residential & Commercial | Ducted CEE Tier 1
211241768 | Central HP <5.4 tons | KEEPRITE | HRCU-A-CB (Split System: Heat Pump with Remote Outdoor Unit-Air-Source) | DLCURAH24ABK |  |  | EA*4X30L17A* | *80ES(N,L)0701412A* | 24200 | 16.5 | 8.5 | 26400 | 22800 | 86.36% | 1.88 | 0 | 10 |  |  |  | No | R-410A | 2.0167 | Residential & Commercial | Ducted CEE Tier 1
211241735 | Central HP <5.4 tons | KEEPRITE | HRCU-A-CB (Split System: Heat Pump with Remote Outdoor Unit-Air-Source) | DLCURAH24ABK |  |  | EA*4X30L17A* | *95ESN0801716A* | 24600 | 15.5 | 8.5 | 27000 | 22400 | 82.96% | 1.82 | 0 | 10 |  |  |  | No | R-410A | 2.05 | Residential & Commercial | Ducted CEE Tier 1
211240803 | Central HP <5.4 tons | ARCOAIRE | HRCU-A-CB (Split System: Heat Pump with Remote Outdoor Unit-Air-Source) | DLCURAH24ABK |  |  | EA*4X25L17A* | *80VSL0451412A* | 25000 | 16.5 | 8.5 | 25800 | 21000 | 81.4% | 1.76 | 0 | 10.5 |  |  |  | No | R-410A | 2.0833 | Residential & Commercial | Ducted CEE Tier 1
211240830 | Central HP <5.4 tons | ARCOAIRE | HRCU-A-CB (Split System: Heat Pump with Remote Outdoor Unit-Air-Source) | DLCURAH24ABK |  |  | EA*4X25L17A* | *96VSN0401410A* | 24400 | 16 | 8.5 | 25600 | 21400 | 83.59% | 1.78 | 0 | 10 |  |  |  | No | R-410A | 2.0333 | Residential & Commercial | Ducted CEE Tier 1
211240839 | Central HP <5.4 tons | ARCOAIRE | HRCU-A-CB (Split System: Heat Pump with Remote Outdoor Unit-Air-Source) | DLCURAH24ABK |  |  | EA*4X25L17A* | *96VSN0401712A* | 23800 | 16 | 8.1 | 25200 | 21800 | 86.51% | 1.82 | 0 | 10 |  |  |  | No | R-410A | 1.9833 | Residential & Commercial | Ducted CEE Tier 1
213238529 | Central HP <5.4 tons | CHAMPION HEATING AND COOLING | HRCU-A-CB (Split System: Heat Pump with Remote Outdoor Unit-Air-Source) | THF2B48T21 | ASPEN |  | D(A,C,E)48B44+TDR | TM8E080C16MP11 | 42000 | 15.9 | 8.2 | 44000 | 30800 | 70% | 3.11 | 0 | 11.5 |  |  |  | No | R-410A | 3.5 | Residential & Commercial | Ducted CEE Tier 1
213279279 | Central HP <5.4 tons | COLEMAN | HRCU-A-CB (Split System: Heat Pump with Remote Outdoor Unit-Air-Source) | THF2B48T21 | ASPEN |  | D(A,C,E)60A46+TDR | TMLE100C16MP11 | 42500 | 16 | 8.2 | 44000 | 31400 | 71.36% | 3.13 | 0 | 11.5 |  |  |  | No | R-410A | 3.5417 | Residential & Commercial | Ducted CEE Tier 1
207455024 | Central HP <5.4 tons | LENNOX | HRCU-A-CB (Split System: Heat Pump with Remote Outdoor Unit-Air-Source) | SL25XPV-036-230A** | ADP |  | LH35/36F9 | EL296UH070XV36B* | 33600 | 21 | 8.8 | 33000 | 25800 | 78.18% | 1.82 | 13.5 | 13 |  |  |  | No | R-410A | 2.8 | Residential & Commercial | Ducted CEE Tier 1
207455057 | Central HP <5.4 tons | LENNOX | HRCU-A-CB (Split System: Heat Pump with Remote Outdoor Unit-Air-Source) | SL25XPV-036-230A** | ADP |  | LH35/38X9 | EL296UH110XV48C* | 33600 | 22 | 8.7 | 32800 | 26400 | 80.49% | 1.82 | 14 | 13 |  |  |  | No | R-410A | 2.8 | Residential & Commercial | Ducted CEE Tier 1
207455194 | Central HP <5.4 tons | LENNOX | HRCU-A-CB (Split System: Heat Pump with Remote Outdoor Unit-Air-Source) | SL25XPV-036-230A** | ADP |  | L*35/36U9 | SL297UH040NV36B* | 33800 | 21 | 8.8 | 33000 | 25800 | 78.18% | 1.84 | 14 | 13 |  |  |  | No | R-410A | 2.8167 | Residential & Commercial | Ducted CEE Tier 1
207455208 | Central HP <5.4 tons | LENNOX | HRCU-A-CB (Split System: Heat Pump with Remote Outdoor Unit-Air-Source) | SL25XPV-036-230A** | ADP |  | LH35/38X9 | SL297UH080NV48C* | 34000 | 22 | 8.8 | 33800 | 27000 | 79.88% | 1.82 | 14 | 13 |  |  |  | No | R-410A | 2.8333 | Residential & Commercial | Ducted CEE Tier 1
215565310 | Central HP <5.4 tons | COLEMAN | HRCU-A-CB (Split System: Heat Pump with Remote Outdoor Unit-Air-Source) | HH824E2S11 | ASPEN |  | D(A,C,E)37E2J+TDR | TMLE060A12MP11 | 20600 | 17.5 | 9 | 23000 | 17900 | 77.83% | 2 | 0 | 11.2 |  |  |  | No | R-454B | 1.7167 | Residential & Commercial | Ducted CEE Tier 1
214279915 | Central HP <5.4 tons | GRANDAIRE | HRCU-A-CB (Split System: Heat Pump with Remote Outdoor Unit-Air-Source) | WDLCURAH24ABK |  |  | WLA*364BA* | WFSX060B048B* | 23400 | 16.5 | 9 | 25600 | 23800 | 92.97% | 1.96 | 0 | 10 |  |  |  | No | R-410A | 1.95 | Residential & Commercial | Ducted CEE Tier 1
212981759 | Central HP <5.4 tons | GRANDAIRE | HRCU-A-CB (Split System: Heat Pump with Remote Outdoor Unit-Air-Source) | WDLCURAH24ABK |  |  | WLA*374BA* | WFEU100C060B* | 24200 | 16.5 | 8.5 | 25200 | 21400 | 84.92% | 1.78 | 0 | 10 |  |  |  | No | R-410A | 2.0167 | Residential & Commercial | Ducted CEE Tier 1
212983172 | Central HP <5.4 tons | GRANDAIRE | HRCU-A-CB (Split System: Heat Pump with Remote Outdoor Unit-Air-Source) | WDLCURAH24ABK |  |  | WLA*364BA* | WFAX040B036B* | 23400 | 16 | 8.5 | 26400 | 24000 | 90.91% | 1.96 | 0 | 10 |  |  |  | No | R-410A | 1.95 | Residential & Commercial | Ducted CEE Tier 1
211261829 | Central HP <5.4 tons | ARCOAIRE | HRCU-A-CB (Split System: Heat Pump with Remote Outdoor Unit-Air-Source) | DLCURAH18ABK |  |  | EA*4X30L17A* | *80VTL0701716A* | 17500 | 16.5 | 8.5 | 17900 | 18600 | 103.9% | 2.24 | 0 | 10.5 |  |  |  | No | R-410A | 1.4583 | Residential & Commercial | Ducted CEE Tier 1
215295095 | Central HP <5.4 tons | AIRQUEST | HRCU-A-CB (Split System: Heat Pump with Remote Outdoor Unit-Air-Source) | DLCURAH36ABK | ADP |  | HG33936 | *96MSN1002120A* | 35200 | 16 | 8.1 | 36800 | 34600 | 94.02% | 1.88 | 0 | 10 |  |  |  | No | R-410A | 2.9333 | Residential & Commercial | Ducted CEE Tier 1
215295143 | Central HP <5.4 tons | AIRQUEST | HRCU-A-CB (Split System: Heat Pump with Remote Outdoor Unit-Air-Source) | DLCURAH36ABK | ADP |  | H,GE34936 | *96MSN1002122A* | 35400 | 16 | 8.5 | 36800 | 34600 | 94.02% | 1.88 | 0 | 10 |  |  |  | No | R-410A | 2.95 | Residential & Commercial | Ducted CEE Tier 1
215295160 | Central HP <5.4 tons | AIRQUEST | HRCU-A-CB (Split System: Heat Pump with Remote Outdoor Unit-Air-Source) | DLCURAH36ABK | ADP |  | HE8J936 | *96MSN1002122A* | 35400 | 16 | 8.5 | 36800 | 34600 | 94.02% | 1.88 | 0 | 10 |  |  |  | No | R-410A | 2.95 | Residential & Commercial | Ducted CEE Tier 1
212675692 | Central HP <5.4 tons | BOSCH | HRCU-A-CB (Split System: Heat Pump with Remote Outdoor Unit-Air-Source) | BOVA-60HDN1-M15G | ASPEN |  | L(E,G)M60F4 |  | 56000 | 15.5 | 8.5 | 56000 | 42000 | 75% | 2.39 | 0 | 10 |  |  |  | No | R-410A | 4.6667 | Residential & Commercial | Ducted CEE Tier 1
215375402 | Central HP <5.4 tons | BOSCH | HRCU-A-CB (Split System: Heat Pump with Remote Outdoor Unit-Air-Source) | BOVA-60HDN1-M20G | ASPEN |  | D(A,C,E)60B36+TDR | BGH96M080B3B | 41000 | 17 | 8.7 | 43500 | 35000 | 80.46% | 2.38 | 0 | 11.6 |  |  |  | No | R-410A | 3.4167 | Residential & Commercial | Ducted CEE Tier 1
215676930 | Central HP <5.4 tons | KEEPRITE | HRCU-A-CB (Split System: Heat Pump with Remote Outdoor Unit-Air-Source) | C5H0V48*K*AAA* |  |  | EVD5X61M24A*+WALLCON | *97CMN1002122B* | 48500 | 19.5 | 9.5 | 50000 | 36800 | 73.6% | 2.12 | 0 | 10.5 |  |  |  | No | R-454B | 4.0417 | Residential & Commercial | Ducted CEE Tier 1
215676750 | Central HP <5.4 tons | KEEPRITE | HRCU-A-CB (Split System: Heat Pump with Remote Outdoor Unit-Air-Source) | C5H0V48*K*AAA* |  |  | EVD5X61M21A*+WALLCON | *80CTL0902120B* | 48500 | 19.5 | 9.5 | 50000 | 36600 | 73.2% | 2.12 | 0 | 10.5 |  |  |  | No | R-454B | 4.0417 | Residential & Commercial | Ducted CEE Tier 1
215375404 | Central HP <5.4 tons | BOSCH | HRCU-A-CB (Split System: Heat Pump with Remote Outdoor Unit-Air-Source) | BOVA-60HDN1-M20G | ASPEN |  | D(A,C,E)60B36+TDR | BGH96M100C5B | 43000 | 17.5 | 8.7 | 46500 | 35600 | 76.56% | 2.32 | 0 | 11.6 |  |  |  | No | R-410A | 3.5833 | Residential & Commercial | Ducted CEE Tier 1
215375421 | Central HP <5.4 tons | BOSCH | HRCU-A-CB (Split System: Heat Pump with Remote Outdoor Unit-Air-Source) | BOVB-60HDN1-M20G | ASPEN |  | D(A,C,E)60B34+TDR | BGH96M120D5B | 43500 | 17.5 | 8.9 | 47000 | 35600 | 75.74% | 2.29 | 0 | 11.6 |  |  |  | No | R-410A | 3.625 | Residential & Commercial | Ducted CEE Tier 1
215674191 | Central HP <5.4 tons | KEEPRITE | HRCU-A-CB (Split System: Heat Pump with Remote Outdoor Unit-Air-Source) | C5H0V48*K*AAA* |  |  | EA*5X60M24A*+WALLCON | *80CTL0902120B* | 45000 | 18 | 9 | 47500 | 33400 | 70.32% | 2.08 | 0 | 10 |  |  |  | No | R-454B | 3.75 | Residential & Commercial | Ducted CEE Tier 1
215295194 | Central HP <5.4 tons | AIRQUEST | HRCU-A-CB (Split System: Heat Pump with Remote Outdoor Unit-Air-Source) | DLCURAH36ABK | ADP |  | HE36936 | *96MSN1202422A* | 35400 | 16 | 8.5 | 36200 | 34200 | 94.48% | 2.02 | 0 | 10 |  |  |  | No | R-410A | 2.95 | Residential & Commercial | Ducted CEE Tier 1
215295210 | Central HP <5.4 tons | AIRQUEST | HRCU-A-CB (Split System: Heat Pump with Remote Outdoor Unit-Air-Source) | DLCURAH36ABK | ADP |  | HG80936 | *96MSN1202422A* | 35600 | 16 | 8.5 | 36200 | 34200 | 94.48% | 2.02 | 0 | 10 |  |  |  | No | R-410A | 2.9667 | Residential & Commercial | Ducted CEE Tier 1
216055416 | Central HP <5.4 tons | LUXAIRE | HRCU-A-CB (Split System: Heat Pump with Remote Outdoor Unit-Air-Source) | HH860E2S11 | ASPEN |  | C(A,C,D,E)60A3K+TDR | Z9ES100C20SMPS1 | 42000 | 17.5 | 8.1 | 46500 | 34000 | 73.12% | 2 | 0 | 11.2 |  |  |  | No | R-454B | 3.5 | Residential & Commercial | Ducted CEE Tier 1
215727927 | Central HP <5.4 tons | CHAMPION HEATING AND COOLING | HRCU-A-CB (Split System: Heat Pump with Remote Outdoor Unit-Air-Source) | HH860E2S11 | ADP |  | H,YE48(1,2)60+TXV | TM8V080C16MP12 | 43500 | 18 | 8.5 | 42000 | 32800 | 78.1% | 2 | 0 | 11.7 |  |  |  | No | R-454B | 3.625 | Residential & Commercial | Ducted CEE Tier 1
215727943 | Central HP <5.4 tons | CHAMPION HEATING AND COOLING | HRCU-A-CB (Split System: Heat Pump with Remote Outdoor Unit-Air-Source) | HH860E2S11 | ADP |  | H,YE48(1,2)60+TXV | TM9E080C16MP12 | 44500 | 18 | 8.5 | 43500 | 34000 | 78.16% | 2 | 0 | 11 |  |  |  | No | R-454B | 3.7083 | Residential & Commercial | Ducted CEE Tier 1
215727989 | Central HP <5.4 tons | CHAMPION HEATING AND COOLING | HRCU-A-CB (Split System: Heat Pump with Remote Outdoor Unit-Air-Source) | HH860E2S11 | ADP |  | H,YE48(1,2)60+TXV | Z9ES100C20SMPS1 | 45500 | 18 | 8.5 | 45000 | 33600 | 74.67% | 2 | 0 | 11.7 |  |  |  | No | R-454B | 3.7917 | Residential & Commercial | Ducted CEE Tier 1
207167644 | Central HP <5.4 tons | CARRIER | HRCU-A-CB (Split System: Heat Pump with Remote Outdoor Unit-Air-Source) | 25VNA424A*031* | ADP |  | V,C36H175P149 | 59TN6B060C17**14 | 23400 | 20 | 8.1 | 25200 | 19600 | 77.78% | 2.42 | 14 | 13 |  |  |  | No | R-410A | 1.95 | Residential & Commercial | Ducted CEE Tier 1
214625050 | Central HP <5.4 tons | PAYNE | HRCU-A-C (Split System: Heat Pump with Remote Outdoor Unit with No Indoor Fan --Air Source) | 38MURAQ30AB3 | ASPEN |  | D(A,C,E)30A34+TDR |  | 28200 | 15.2 | 9.5 | 22600 | 27000 | 119.5% | 1.85 | 0 | 10.3 |  |  |  | No | R-410A | 2.35 | Residential & Commercial | Ducted CEE Tier 1
215727968 | Central HP <5.4 tons | CHAMPION HEATING AND COOLING | HRCU-A-CB (Split System: Heat Pump with Remote Outdoor Unit-Air-Source) | HH860E2S11 | ADP |  | H,YE36(1,2)60+TXV | Z8ES080C16SMPS1 | 44000 | 17 | 8.4 | 42500 | 33000 | 77.65% | 1.98 | 0 | 11.7 |  |  |  | No | R-454B | 3.6667 | Residential & Commercial | Ducted CEE Tier 1
215565324 | Central HP <5.4 tons | COLEMAN | HRCU-A-CB (Split System: Heat Pump with Remote Outdoor Unit-Air-Source) | HH824E2S11 | ASPEN |  | D(A,C,E)37E2J+TDR | Z9ES060A10SMPS1 | 20800 | 17.5 | 8.5 | 23000 | 17600 | 76.52% | 2 | 0 | 11.7 |  |  |  | No | R-454B | 1.7333 | Residential & Commercial | Ducted CEE Tier 1
215727993 | Central HP <5.4 tons | CHAMPION HEATING AND COOLING | HRCU-A-CB (Split System: Heat Pump with Remote Outdoor Unit-Air-Source) | HH824E2S11 | ADP |  | H,YE7J(1,2)36+TXV | TM8E040A12MP11 | 22400 | 16 | 8.8 | 21000 | 16800 | 80% | 1.96 | 0 | 11.5 |  |  |  | No | R-454B | 1.8667 | Residential & Commercial | Ducted CEE Tier 1
213774492 | Central HP <5.4 tons | KEEPRITE | HRCU-A-CB (Split System: Heat Pump with Remote Outdoor Unit-Air-Source) | CVH825GKA3* |  |  | EHD4X42AAL+WALLCON | *97CMN1002122B* | 24200 | 16 | 8.1 | 21400 | 16600 | 77.57% | 2 | 0 | 10.5 |  |  |  | No | R-410A | 2.0167 | Residential & Commercial | Ducted CEE Tier 1
206767046 | Central HP <5.4 tons | COMFORTMAKER | HRCU-A-CB (Split System: Heat Pump with Remote Outdoor Unit-Air-Source) | CVH825GKA3* |  |  | EHD4X36AAL+WALLCON | *80CTL0901716A* | 24200 | 16.5 | 8.1 | 21400 | 16600 | 77.57% | 2 | 11 | 11 |  |  |  | No | R-410A | 2.0167 | Residential & Commercial | Ducted CEE Tier 1
206765829 | Central HP <5.4 tons | COMFORTMAKER | HRCU-A-CB (Split System: Heat Pump with Remote Outdoor Unit-Air-Source) | CVH825GKA3* |  |  | EA*4X36L21A*+WALLCON | *80CTL0901716A* | 23600 | 17.5 | 8.1 | 21400 | 16600 | 77.57% | 1.96 | 11 | 11 |  |  |  | No | R-410A | 1.9667 | Residential & Commercial | Ducted CEE Tier 1
215727975 | Central HP <5.4 tons | CHAMPION HEATING AND COOLING | HRCU-A-CB (Split System: Heat Pump with Remote Outdoor Unit-Air-Source) | HH860E2S11 | ADP |  | H,YE48(1,2)60+TXV | Z8ES100C20SMPS1 | 44500 | 18 | 8.5 | 42500 | 33000 | 77.65% | 2 | 0 | 12 |  |  |  | No | R-454B | 3.7083 | Residential & Commercial | Ducted CEE Tier 1
214776433 | Central HP <5.4 tons | YORK | HRCU-A-CB (Split System: Heat Pump with Remote Outdoor Unit-Air-Source) | HH860E2S11 | ADP |  | CH605D*C+TXV | TL8E100C20UH11 | 45000 | 18 | 8.5 | 43500 | 33600 | 77.24% | 2 | 0 | 11.7 |  |  |  | No | R-454B | 3.75 | Residential & Commercial | Ducted CEE Tier 1
214776435 | Central HP <5.4 tons | YORK | HRCU-A-CB (Split System: Heat Pump with Remote Outdoor Unit-Air-Source) | HH860E2S11 | ADP |  | CV606**C+TXV | TL8E100C20UH11 | 52000 | 19 | 8.5 | 51500 | 38000 | 73.79% | 2 | 0 | 11 |  |  |  | No | R-454B | 4.3333 | Residential & Commercial | Ducted CEE Tier 1
214776442 | Central HP <5.4 tons | YORK | HRCU-A-CB (Split System: Heat Pump with Remote Outdoor Unit-Air-Source) | HH860E2S11 | ADP |  | CV481**C+TXV | TL9E080C16UH11 | 43500 | 17 | 8.3 | 44000 | 34000 | 77.27% | 1.96 | 0 | 10.5 |  |  |  | No | R-454B | 3.625 | Residential & Commercial | Ducted CEE Tier 1
214776444 | Central HP <5.4 tons | YORK | HRCU-A-CB (Split System: Heat Pump with Remote Outdoor Unit-Air-Source) | HH860E2S11 | ADP |  | CH604**C+TXV | TL9E080C16UH11 | 44500 | 18 | 8.5 | 44000 | 34000 | 77.27% | 2 | 0 | 11 |  |  |  | No | R-454B | 3.7083 | Residential & Commercial | Ducted CEE Tier 1
214776462 | Central HP <5.4 tons | YORK | HRCU-A-CB (Split System: Heat Pump with Remote Outdoor Unit-Air-Source) | HH860E2S11 | ADP |  | CV601**C+TXV | TL9E100C20UH11 | 51000 | 18 | 8.35 | 51500 | 38000 | 73.79% | 1.98 | 0 | 10.5 |  |  |  | No | R-454B | 4.25 | Residential & Commercial | Ducted CEE Tier 1
214776469 | Central HP <5.4 tons | YORK | HRCU-A-CB (Split System: Heat Pump with Remote Outdoor Unit-Air-Source) | HH860E2S11 | ADP |  | CH602**A+TXV | TL9E100C20UH11 | 52000 | 19 | 8.5 | 51500 | 38000 | 73.79% | 2 | 0 | 11 |  |  |  | No | R-454B | 4.3333 | Residential & Commercial | Ducted CEE Tier 1
215727925 | Central HP <5.4 tons | CHAMPION HEATING AND COOLING | HRCU-A-CB (Split System: Heat Pump with Remote Outdoor Unit-Air-Source) | HH860E2S11 | ADP |  | H,YE48(1,2)60+TXV | TM8E130D20MP11 | 54000 | 18 | 8.5 | 53000 | 39500 | 74.53% | 2 | 0 | 11 |  |  |  | No | R-454B | 4.5 | Residential & Commercial | Ducted CEE Tier 1
207454726 | Central HP <5.4 tons | LENNOX | HRCU-A-CB (Split System: Heat Pump with Remote Outdoor Unit-Air-Source) | SL25XPV-024-230A** | ADP |  | LH23/37W9 | EL296UH090XV36C* | 22200 | 22 | 9.3 | 19800 | 19800 | 100% | 1.9 | 14 | 14.5 |  |  |  | No | R-410A | 1.85 | Residential & Commercial | Ducted CEE Tier 1
207454789 | Central HP <5.4 tons | LENNOX | HRCU-A-CB (Split System: Heat Pump with Remote Outdoor Unit-Air-Source) | SL25XPV-024-230A** | ADP |  | LH18/37D9 | SL280UH060NV36A* | 22400 | 22 | 9.2 | 19800 | 20000 | 101% | 1.84 | 14 | 14.5 |  |  |  | No | R-410A | 1.8667 | Residential & Commercial | Ducted CEE Tier 1
207454974 | Central HP <5.4 tons | LENNOX | HRCU-A-CB (Split System: Heat Pump with Remote Outdoor Unit-Air-Source) | SL25XPV-024-230A** | ADP |  | LH35/38X9 | SLP99UH090XV48C* | 22200 | 21 | 9.4 | 19800 | 19600 | 98.99% | 1.9 | 14 | 14.5 |  |  |  | No | R-410A | 1.85 | Residential & Commercial | Ducted CEE Tier 1
207455292 | Central HP <5.4 tons | LENNOX | HRCU-A-CB (Split System: Heat Pump with Remote Outdoor Unit-Air-Source) | SL25XPV-024-230A** | ADP |  | L*23/37Z9 | EL296UH070XV36B* | 22800 | 22 | 10.1 | 19600 | 19600 | 100% | 1.96 | 14 | 14.5 |  |  |  | No | R-410A | 1.9 | Residential & Commercial | Ducted CEE Tier 1
213360231 | Central HP <5.4 tons | LENNOX | HRCU-A-CB (Split System: Heat Pump with Remote Outdoor Unit-Air-Source) | SL25XPV-024-230A** | ADP |  | L*23/37Z9 | EL297UH090XV36C* | 22200 | 22 | 9.3 | 19800 | 19800 | 100% | 1.9 | 0 | 14.5 |  |  |  | No | R-410A | 1.85 | Residential & Commercial | Ducted CEE Tier 1
213360234 | Central HP <5.4 tons | LENNOX | HRCU-A-CB (Split System: Heat Pump with Remote Outdoor Unit-Air-Source) | SL25XPV-024-230A** | ADP |  | L*35/36S9 | EL297UH090XV48C* | 22200 | 21 | 9.4 | 19800 | 19600 | 98.99% | 1.9 | 0 | 14.5 |  |  |  | No | R-410A | 1.85 | Residential & Commercial | Ducted CEE Tier 1
215295493 | Central HP <5.4 tons | AIRQUEST | HRCU-A-CB (Split System: Heat Pump with Remote Outdoor Unit-Air-Source) | DLCURAH36ABK | ADP |  | H,GG81936 | *96VTN0802120A* | 35600 | 16 | 8.1 | 36200 | 34200 | 94.48% | 2.02 | 0 | 10 |  |  |  | No | R-410A | 2.9667 | Residential & Commercial | Ducted CEE Tier 1
215295527 | Central HP <5.4 tons | AIRQUEST | HRCU-A-CB (Split System: Heat Pump with Remote Outdoor Unit-Air-Source) | DLCURAH36ABK | ADP |  | H,GG9J936 | *96VTN0802120B* | 35600 | 16 | 8.1 | 36800 | 34800 | 94.57% | 1.9 | 0 | 10 |  |  |  | No | R-410A | 2.9667 | Residential & Commercial | Ducted CEE Tier 1
215728016 | Central HP <5.4 tons | CHAMPION HEATING AND COOLING | HRCU-A-CB (Split System: Heat Pump with Remote Outdoor Unit-Air-Source) | HH824E2S11 | ADP |  | H,YE31(1,2)30+TXV | TM9V060B12MP12 | 21800 | 17 | 8.5 | 21200 | 17200 | 81.13% | 1.9 | 0 | 11 |  |  |  | No | R-454B | 1.8167 | Residential & Commercial | Ducted CEE Tier 1
215728025 | Central HP <5.4 tons | CHAMPION HEATING AND COOLING | HRCU-A-CB (Split System: Heat Pump with Remote Outdoor Unit-Air-Source) | HH824E2S11 | ADP |  | H,YE7J(1,2)36+TXV | TM9Y080B12MP11 | 23000 | 17 | 9 | 21400 | 18100 | 84.58% | 2 | 0 | 11.7 |  |  |  | No | R-454B | 1.9167 | Residential & Commercial | Ducted CEE Tier 1
215728041 | Central HP <5.4 tons | CHAMPION HEATING AND COOLING | HRCU-A-CB (Split System: Heat Pump with Remote Outdoor Unit-Air-Source) | HH824E2S11 | ADP |  | H,YE31(1,2)30+TXV | Z9ES060B12SMPS1 | 22600 | 16 | 8.75 | 21400 | 18200 | 85.05% | 1.96 | 0 | 11.5 |  |  |  | No | R-454B | 1.8833 | Residential & Commercial | Ducted CEE Tier 1
212984953 | Central HP <5.4 tons | ARCOAIRE | HRCU-A-CB (Split System: Heat Pump with Remote Outdoor Unit-Air-Source) | DLCURAH36ABK |  |  | EA*4X48L24A* | *92MSN0802120A* | 35800 | 16.5 | 8.5 | 37800 | 34600 | 91.53% | 2.02 | 0 | 10 |  |  |  | No | R-410A | 2.9833 | Residential & Commercial | Ducted CEE Tier 1
211261302 | Central HP <5.4 tons | ARCOAIRE | HRCU-A-CB (Split System: Heat Pump with Remote Outdoor Unit-Air-Source) | DLCURAH18ABK |  |  | EA*4X30L14A* | *80VTL0451412A* | 17800 | 16.5 | 8.5 | 18200 | 18500 | 101.6% | 2.22 | 0 | 10.5 |  |  |  | No | R-410A | 1.4833 | Residential & Commercial | Ducted CEE Tier 1
211260673 | Central HP <5.4 tons | ARCOAIRE | HRCU-A-CB (Split System: Heat Pump with Remote Outdoor Unit-Air-Source) | DLCURAH18ABK |  |  | EA*4X24L17A* | OMV112K14A | 18100 | 15.5 | 8.5 | 19100 | 18900 | 98.95% | 2.26 | 0 | 10.5 |  |  |  | No | R-410A | 1.5083 | Residential & Commercial | Ducted CEE Tier 1
213311999 | Central HP <5.4 tons | BRYANT HEATING AND COOLING SYSTEMS | HRCU-A-CB (Split System: Heat Pump with Remote Outdoor Unit-Air-Source) | 38MURAQ24AB3* | ADP |  | C36A***L129+CBPE3A* |  | 23600 | 17 | 9 | 25600 | 25200 | 98.44% | 2.14 | 0 | 10 |  |  |  | No | R-410A | 1.9667 | Residential & Commercial | Ducted CEE Tier 1
213312000 | Central HP <5.4 tons | BRYANT HEATING AND COOLING SYSTEMS | HRCU-A-CB (Split System: Heat Pump with Remote Outdoor Unit-Air-Source) | 38MURAQ24AB3* | ADP |  | C36A***L139+CBPE4B* |  | 23800 | 18 | 8.75 | 25000 | 22600 | 90.4% | 1.88 | 0 | 10 |  |  |  | No | R-410A | 1.9833 | Residential & Commercial | Ducted CEE Tier 1
211260244 | Central HP <5.4 tons | ARCOAIRE | HRCU-A-CB (Split System: Heat Pump with Remote Outdoor Unit-Air-Source) | DLCURAH18ABK |  |  | EA*4X24L17A* | *80VSL0451412A* | 17700 | 16 | 8.5 | 18600 | 19100 | 102.7% | 2.28 | 0 | 10.5 |  |  |  | No | R-410A | 1.475 | Residential & Commercial | Ducted CEE Tier 1
212983194 | Central HP <5.4 tons | GRANDAIRE | HRCU-A-CB (Split System: Heat Pump with Remote Outdoor Unit-Air-Source) | WDLCURAH24ABK |  |  | WLA*374BA* | WFAX040B036B* | 23800 | 16 | 8.5 | 25800 | 21800 | 84.5% | 1.8 | 0 | 10 |  |  |  | No | R-410A | 1.9833 | Residential & Commercial | Ducted CEE Tier 1
215295530 | Central HP <5.4 tons | AIRQUEST | HRCU-A-CB (Split System: Heat Pump with Remote Outdoor Unit-Air-Source) | DLCURAH36ABK | ADP |  | H,GG1K936 | *96VTN0802120B* | 36000 | 16 | 8.5 | 36400 | 34400 | 94.51% | 2.04 | 0 | 10 |  |  |  | No | R-410A | 3 | Residential & Commercial | Ducted CEE Tier 1
215295561 | Central HP <5.4 tons | AIRQUEST | HRCU-A-CB (Split System: Heat Pump with Remote Outdoor Unit-Air-Source) | DLCURAH36ABK | ADP |  | H,GG48936 | *96VTN1002120A* | 36400 | 15.2 | 8.5 | 36800 | 34400 | 93.48% | 2.08 | 0 | 10 |  |  |  | No | R-410A | 3.0333 | Residential & Commercial | Ducted CEE Tier 1
215295611 | Central HP <5.4 tons | AIRQUEST | HRCU-A-CB (Split System: Heat Pump with Remote Outdoor Unit-Air-Source) | DLCURAH36ABK | ADP |  | H,GG1K936 | *96VTN1002120B* | 35800 | 16 | 8.5 | 36200 | 34400 | 95.03% | 2.04 | 0 | 10 |  |  |  | No | R-410A | 2.9833 | Residential & Commercial | Ducted CEE Tier 1
215295629 | Central HP <5.4 tons | AIRQUEST | HRCU-A-CB (Split System: Heat Pump with Remote Outdoor Unit-Air-Source) | DLCURAH36ABK | ADP |  | H,GE33936 | *96VTN1002122A* | 35200 | 16 | 8.1 | 36800 | 34600 | 94.02% | 1.88 | 0 | 10 |  |  |  | No | R-410A | 2.9333 | Residential & Commercial | Ducted CEE Tier 1
215295645 | Central HP <5.4 tons | AIRQUEST | HRCU-A-CB (Split System: Heat Pump with Remote Outdoor Unit-Air-Source) | DLCURAH36ABK | ADP |  | HG8J936 | *96VTN1002122A* | 35400 | 16 | 8.1 | 36800 | 34600 | 94.02% | 1.88 | 0 | 10 |  |  |  | No | R-410A | 2.95 | Residential & Commercial | Ducted CEE Tier 1
215295646 | Central HP <5.4 tons | AIRQUEST | HRCU-A-CB (Split System: Heat Pump with Remote Outdoor Unit-Air-Source) | DLCURAH36ABK | ADP |  | H,GE8J936 | *96VTN1002122A* | 35400 | 16 | 8.1 | 36800 | 34600 | 94.02% | 1.88 | 0 | 10 |  |  |  | No | R-410A | 2.95 | Residential & Commercial | Ducted CEE Tier 1
215295679 | Central HP <5.4 tons | AIRQUEST | HRCU-A-CB (Split System: Heat Pump with Remote Outdoor Unit-Air-Source) | DLCURAH36ABK | ADP |  | HE36936 | *96VTN1002122B* | 35400 | 17 | 8.1 | 36800 | 34400 | 93.48% | 2 | 0 | 10 |  |  |  | No | R-410A | 2.95 | Residential & Commercial | Ducted CEE Tier 1
211230799 | Central HP <5.4 tons | ARCOAIRE | HRCU-A-CB (Split System: Heat Pump with Remote Outdoor Unit-Air-Source) | DLCURAH36ABK |  |  | EN(A,D)4X48L24** | OLV154F20A | 37400 | 15.2 | 8.5 | 39500 | 35200 | 89.11% | 2.1 | 0 | 10.5 |  |  |  | No | R-410A | 3.1167 | Residential & Commercial | Ducted CEE Tier 1
211230762 | Central HP <5.4 tons | ARCOAIRE | HRCU-A-CB (Split System: Heat Pump with Remote Outdoor Unit-Air-Source) | DLCURAH36ABK |  |  | EN(A,D)4X48L24** | *96VTN1002120A* | 36600 | 15.5 | 8.1 | 39500 | 35000 | 88.61% | 2.04 | 0 | 10 |  |  |  | No | R-410A | 3.05 | Residential & Commercial | Ducted CEE Tier 1
211230732 | Central HP <5.4 tons | ARCOAIRE | HRCU-A-CB (Split System: Heat Pump with Remote Outdoor Unit-Air-Source) | DLCURAH36ABK |  |  | EN(A,D)4X48L24** | *95ESU1002120A* | 36400 | 16 | 8.1 | 38500 | 34800 | 90.39% | 2.04 | 0 | 10.5 |  |  |  | No | R-410A | 3.0333 | Residential & Commercial | Ducted CEE Tier 1
214094149 | Central HP <5.4 tons | BOSCH | HRCU-A-CB (Split System: Heat Pump with Remote Outdoor Unit-Air-Source) | BOVB-60HDN1-M18M | ASPEN |  | DM59A44+TDR | BGH96M080B3B | 41000 | 16.5 | 8.1 | 45500 | 35000 | 76.92% | 2.37 | 0 | 10.4 |  |  |  | No | R-410A | 3.4167 | Residential & Commercial | Ducted CEE Tier 1
213258222 | Central HP <5.4 tons | KEEPRITE | HRCU-A-CB (Split System: Heat Pump with Remote Outdoor Unit-Air-Source) | DLCURAH18ABK | ADP |  | H,GE34936 | *96VSN0401712A* | 17700 | 15.2 | 8.5 | 17100 | 18400 | 107.6% | 2.26 | 0 | 10.5 |  |  |  | No | R-410A | 1.475 | Residential & Commercial | Ducted CEE Tier 1
213258235 | Central HP <5.4 tons | KEEPRITE | HRCU-A-CB (Split System: Heat Pump with Remote Outdoor Unit-Air-Source) | DLCURAH18ABK | ADP |  | H,GG32936 | *96VSN0601714A* | 17500 | 16 | 8.5 | 17000 | 18700 | 110% | 2.3 | 0 | 10 |  |  |  | No | R-410A | 1.4583 | Residential & Commercial | Ducted CEE Tier 1
212981747 | Central HP <5.4 tons | GRANDAIRE | HRCU-A-CB (Split System: Heat Pump with Remote Outdoor Unit-Air-Source) | WDLCURAH24ABK |  |  | WLA*364CA* | WFEU100C060B* | 23600 | 17 | 8.5 | 26200 | 22000 | 83.97% | 1.84 | 0 | 10 |  |  |  | No | R-410A | 1.9667 | Residential & Commercial | Ducted CEE Tier 1
211259642 | Central HP <5.4 tons | ARCOAIRE | HRCU-A-CB (Split System: Heat Pump with Remote Outdoor Unit-Air-Source) | DLCURAH18ABK |  |  | EA*4X19L17A* | *96VSN0601412A* | 18400 | 16 | 8.5 | 18400 | 17600 | 95.65% | 2.12 | 0 | 11 |  |  |  | No | R-410A | 1.5333 | Residential & Commercial | Ducted CEE Tier 1
211260913 | Central HP <5.4 tons | ARCOAIRE | HRCU-A-CB (Split System: Heat Pump with Remote Outdoor Unit-Air-Source) | DLCURAH18ABK |  |  | EA*4X25L17A* | *95ESN0601412A* | 18400 | 16.5 | 8.5 | 18200 | 17500 | 96.15% | 2.12 | 0 | 11 |  |  |  | No | R-410A | 1.5333 | Residential & Commercial | Ducted CEE Tier 1
211257337 | Central HP <5.4 tons | ARCOAIRE | HRCU-A-CB (Split System: Heat Pump with Remote Outdoor Unit-Air-Source) | DLCURAH18ABK |  |  | FJMA4*24L*B* |  | 18500 | 15.5 | 9 | 19300 | 18300 | 94.82% | 2.2 | 0 | 10.5 |  |  |  | No | R-410A | 1.5417 | Residential & Commercial | Ducted CEE Tier 1
212982263 | Central HP <5.4 tons | GRANDAIRE | HRCU-A-CB (Split System: Heat Pump with Remote Outdoor Unit-Air-Source) | WDLCURAH24ABK |  |  | WLA*254BA* | WFEU040B036B* | 24400 | 17 | 8.5 | 25200 | 21600 | 85.71% | 1.82 | 0 | 10 |  |  |  | No | R-410A | 2.0333 | Residential & Commercial | Ducted CEE Tier 1
212982347 | Central HP <5.4 tons | GRANDAIRE | HRCU-A-CB (Split System: Heat Pump with Remote Outdoor Unit-Air-Source) | WDLCURAH24ABK |  |  | WLNC304BA* | WFEU040B036B* | 23800 | 16.5 | 8.5 | 25800 | 23800 | 92.25% | 1.98 | 0 | 10.5 |  |  |  | No | R-410A | 1.9833 | Residential & Commercial | Ducted CEE Tier 1
213258266 | Central HP <5.4 tons | KEEPRITE | HRCU-A-CB (Split System: Heat Pump with Remote Outdoor Unit-Air-Source) | DLCURAH18ABK | ADP |  | H,GG34936 | *96VTN0401712A* | 17700 | 15.2 | 8.5 | 17100 | 18400 | 107.6% | 2.26 | 0 | 10.5 |  |  |  | No | R-410A | 1.475 | Residential & Commercial | Ducted CEE Tier 1
213258275 | Central HP <5.4 tons | KEEPRITE | HRCU-A-CB (Split System: Heat Pump with Remote Outdoor Unit-Air-Source) | DLCURAH18ABK | ADP |  | H,GG34936 | *96VTN0601412A* | 17900 | 16 | 8.5 | 17000 | 18100 | 106.5% | 2.22 | 0 | 10.5 |  |  |  | No | R-410A | 1.4917 | Residential & Commercial | Ducted CEE Tier 1
212675684 | Central HP <5.4 tons | BOSCH | HRCU-A-CB (Split System: Heat Pump with Remote Outdoor Unit-Air-Source) | BOVB-36HDN1-M20G | ASPEN |  | L(E,G)M36F4 |  | 34200 | 19 | 9.5 | 34200 | 30800 | 90.06% | 2.64 | 0 | 12 |  |  |  | No | R-410A | 2.85 | Residential & Commercial | Ducted CEE Tier 1
212507771 | Central HP <5.4 tons | BOSCH | HRCU-A-CB (Split System: Heat Pump with Remote Outdoor Unit-Air-Source) | BOVA-36HDN1-M20G | ASPEN |  | L(E,G)M36F4 |  | 34000 | 18.5 | 9 | 34000 | 31600 | 92.94% | 2.51 | 0 | 11.7 |  |  |  | No | R-410A | 2.8333 | Residential & Commercial | Ducted CEE Tier 1
212507772 | Central HP <5.4 tons | BOSCH | HRCU-A-CB (Split System: Heat Pump with Remote Outdoor Unit-Air-Source) | BOVA-36HDN1-M20G | ASPEN |  | AFM354+TDR |  | 34000 | 18.5 | 9 | 34000 | 31600 | 92.94% | 2.51 | 0 | 11.7 |  |  |  | No | R-410A | 2.8333 | Residential & Commercial | Ducted CEE Tier 1
215941161 | Central HP <5.4 tons | KEEPRITE | HRCU-A-CB (Split System: Heat Pump with Remote Outdoor Unit-Air-Source) | C5H3V48*K*AAA* |  |  | ESH5X48M12A*+WALLCON | *80CSU0601716B* | 44000 | 20 | 9 | 48500 | 36600 | 75.46% | 1.8 | 0 | 11 |  |  |  | No | R-454B | 3.6667 | Residential & Commercial | Ducted CEE Tier 1
215940941 | Central HP <5.4 tons | KEEPRITE | HRCU-A-CB (Split System: Heat Pump with Remote Outdoor Unit-Air-Source) | C5H3V48*K*AAA* |  |  | EA*5X48M21A*+WALLCON | *96CTN0802120B* | 43500 | 20.5 | 9.5 | 48000 | 36600 | 76.25% | 2 | 0 | 10.5 |  |  |  | No | R-454B | 3.625 | Residential & Commercial | Ducted CEE Tier 1
215940991 | Central HP <5.4 tons | KEEPRITE | HRCU-A-CB (Split System: Heat Pump with Remote Outdoor Unit-Air-Source) | C5H3V48*K*AAA* |  |  | EA*5X48M21A*+WALLCON | *97CTN1002122A* | 43500 | 21 | 9.5 | 48000 | 36400 | 75.83% | 2 | 0 | 10.5 |  |  |  | No | R-454B | 3.625 | Residential & Commercial | Ducted CEE Tier 1
215941201 | Central HP <5.4 tons | KEEPRITE | HRCU-A-CB (Split System: Heat Pump with Remote Outdoor Unit-Air-Source) | C5H3V48*K*AAA* |  |  | ESH5X48M12A*+WALLCON | *97CTN1202422A* | 44500 | 20 | 9 | 48500 | 36400 | 75.05% | 1.82 | 0 | 10.5 |  |  |  | No | R-454B | 3.7083 | Residential & Commercial | Ducted CEE Tier 1
215940951 | Central HP <5.4 tons | KEEPRITE | HRCU-A-CB (Split System: Heat Pump with Remote Outdoor Unit-Air-Source) | C5H3V48*K*AAA* |  |  | EA*5X48M21A*+WALLCON | *80CSU0401712B* | 43500 | 21 | 9.5 | 48000 | 36400 | 75.83% | 1.92 | 0 | 11 |  |  |  | No | R-454B | 3.625 | Residential & Commercial | Ducted CEE Tier 1
215375392 | Central HP <5.4 tons | BOSCH | HRCU-A-CB (Split System: Heat Pump with Remote Outdoor Unit-Air-Source) | BOVA-36HDN1-M20G | ASPEN |  | D(A,C,E)48A36+TDR | BGH96M080C4B | 31600 | 17.5 | 8.6 | 33800 | 24800 | 73.37% | 2.42 | 0 | 10.9 |  |  |  | No | R-410A | 2.6333 | Residential & Commercial | Ducted CEE Tier 1
215375410 | Central HP <5.4 tons | BOSCH | HRCU-A-CB (Split System: Heat Pump with Remote Outdoor Unit-Air-Source) | BOVB-36HDN1-M20G | ASPEN |  | D(A,C,E)48A36+TDR | BGH96M060B3B | 30800 | 17.5 | 8.6 | 33600 | 24800 | 73.81% | 2.34 | 0 | 10.5 |  |  |  | No | R-410A | 2.5667 | Residential & Commercial | Ducted CEE Tier 1
215375393 | Central HP <5.4 tons | BOSCH | HRCU-A-CB (Split System: Heat Pump with Remote Outdoor Unit-Air-Source) | BOVA-36HDN1-M20G | ASPEN |  | D(A,C,E)48A36+TDR | BGH96M100C5B | 30400 | 18.5 | 8.7 | 34000 | 25400 | 74.71% | 2.43 | 0 | 11.7 |  |  |  | No | R-410A | 2.5333 | Residential & Commercial | Ducted CEE Tier 1
215375411 | Central HP <5.4 tons | BOSCH | HRCU-A-CB (Split System: Heat Pump with Remote Outdoor Unit-Air-Source) | BOVB-36HDN1-M20G | ASPEN |  | D(A,C,E)48A36+TDR | BGH96M080B3B | 31000 | 17.5 | 8.6 | 33600 | 24800 | 73.81% | 2.31 | 0 | 10.5 |  |  |  | No | R-410A | 2.5833 | Residential & Commercial | Ducted CEE Tier 1
214094125 | Central HP <5.4 tons | BOSCH | HRCU-A-CB (Split System: Heat Pump with Remote Outdoor Unit-Air-Source) | BOVA-36HDN1-M20G | ASPEN |  | DM42B34+TDR | BGH96M080B3B | 30400 | 18.3 | 8.7 | 34000 | 27400 | 80.59% | 2.42 | 0 | 10.9 |  |  |  | No | R-410A | 2.5333 | Residential & Commercial | Ducted CEE Tier 1
214094130 | Central HP <5.4 tons | BOSCH | HRCU-A-CB (Split System: Heat Pump with Remote Outdoor Unit-Air-Source) | BOVB-36HDN1-M20G | ASPEN |  | DM42B34+TDR | BGH96M080B3A | 30400 | 18.3 | 8.7 | 34000 | 27400 | 80.59% | 2.42 | 0 | 10.9 |  |  |  | No | R-410A | 2.5333 | Residential & Commercial | Ducted CEE Tier 1
214094132 | Central HP <5.4 tons | BOSCH | HRCU-A-CB (Split System: Heat Pump with Remote Outdoor Unit-Air-Source) | BOVB-36HDN1-M20G | ASPEN |  | DM42B34+TDR | BGH96M080C4A | 31600 | 17.5 | 8.6 | 33800 | 26400 | 78.11% | 2.42 | 0 | 10.9 |  |  |  | No | R-410A | 2.6333 | Residential & Commercial | Ducted CEE Tier 1
214312482 | Central HP <5.4 tons | BOSCH | HRCU-A-C (Split System: Heat Pump with Remote Outdoor Unit with No Indoor Fan --Air Source) | BOVA-36HDN1-M20G | ASPEN |  | CM36B34+TDR |  | 21800 | 15.2 | 8.8 | 23800 | 16900 | 71.01% | 1.97 | 0 | 11.9 |  |  |  | No | R-410A | 1.8167 | Residential & Commercial | Ducted CEE Tier 1
215941021 | Central HP <5.4 tons | KEEPRITE | HRCU-A-CB (Split System: Heat Pump with Remote Outdoor Unit-Air-Source) | C5H3V48*K*AAA* |  |  | EA*5X60M24A*+WALLCON | *97CTN1002122A* | 44500 | 21 | 9.5 | 48000 | 36400 | 75.83% | 2 | 0 | 11 |  |  |  | No | R-454B | 3.7083 | Residential & Commercial | Ducted CEE Tier 1
214094127 | Central HP <5.4 tons | BOSCH | HRCU-A-CB (Split System: Heat Pump with Remote Outdoor Unit-Air-Source) | BOVA-36HDN1-M20G | ASPEN |  | DM42B34+TDR | BGH96M080C4B | 31600 | 17.5 | 8.6 | 33800 | 26400 | 78.11% | 2.42 | 0 | 10.9 |  |  |  | No | R-410A | 2.6333 | Residential & Commercial | Ducted CEE Tier 1
215938451 | Central HP <5.4 tons | KEEPRITE | HRCU-A-CB (Split System: Heat Pump with Remote Outdoor Unit-Air-Source) | C5H3V48*K*AAA* |  |  | EVD5X61M21A*+WALLCON | *80CTL0901716B* | 45000 | 21 | 8.1 | 53500 | 37600 | 70.28% | 1.95 | 0 | 12 |  |  |  | No | R-454B | 3.75 | Residential & Commercial | Ducted CEE Tier 1
214094117 | Central HP <5.4 tons | BOSCH | HRCU-A-CB (Split System: Heat Pump with Remote Outdoor Unit-Air-Source) | BOVB-36HDN1-M20G | ASPEN |  | DM36A34+TDR | BGH96M060B3B | 22200 | 18.3 | 8.4 | 23600 | 23000 | 97.46% | 2.3 | 0 | 11.8 |  |  |  | No | R-410A | 1.85 | Residential & Commercial | Ducted CEE Tier 1
215057480 | Central HP <5.4 tons | BOSCH | HRCU-A-CB (Split System: Heat Pump with Remote Outdoor Unit-Air-Source) | BOVD-36HDN1-M20G | ASPEN |  | L(E,G)M24G4 |  | 22000 | 18 | 8.1 | 23000 | 17600 | 76.52% | 2 | 0 | 12 |  |  |  | No | R-410A | 1.8333 | Residential & Commercial | Ducted CEE Tier 1
215057487 | Central HP <5.4 tons | BOSCH | HRCU-A-CB (Split System: Heat Pump with Remote Outdoor Unit-Air-Source) | BOVD-36HDN1-M20G | ASPEN |  | L(E,G)M24I4 |  | 22800 | 18.5 | 8.5 | 23200 | 17600 | 75.86% | 2 | 0 | 12.5 |  |  |  | No | R-410A | 1.9 | Residential & Commercial | Ducted CEE Tier 1
215941041 | Central HP <5.4 tons | KEEPRITE | HRCU-A-CB (Split System: Heat Pump with Remote Outdoor Unit-Air-Source) | C5H3V48*K*AAA* |  |  | EA*5X61M21A*+WALLCON | *96CTN0802120B* | 45000 | 21 | 9.5 | 48500 | 37000 | 76.29% | 2 | 0 | 11 |  |  |  | No | R-454B | 3.75 | Residential & Commercial | Ducted CEE Tier 1
214094129 | Central HP <5.4 tons | BOSCH | HRCU-A-CB (Split System: Heat Pump with Remote Outdoor Unit-Air-Source) | BOVA-36HDN1-M20G | ASPEN |  | DM42B34+TDR | BGH96M100C5B | 30400 | 18.3 | 8.7 | 34000 | 27400 | 80.59% | 2.43 | 0 | 11.7 |  |  |  | No | R-410A | 2.5333 | Residential & Commercial | Ducted CEE Tier 1
214094109 | Central HP <5.4 tons | BOSCH | HRCU-A-CB (Split System: Heat Pump with Remote Outdoor Unit-Air-Source) | BOVA-36HDN1-M20G | ASPEN |  | DM36A34+TDR | BGH96M060B3B | 22200 | 18.3 | 8.4 | 23600 | 23000 | 97.46% | 2.3 | 0 | 11.8 |  |  |  | No | R-410A | 1.85 | Residential & Commercial | Ducted CEE Tier 1
214094111 | Central HP <5.4 tons | BOSCH | HRCU-A-CB (Split System: Heat Pump with Remote Outdoor Unit-Air-Source) | BOVA-36HDN1-M20G | ASPEN |  | DM36A34+TDR | BGH96M080B3B | 22200 | 18.3 | 8.4 | 23600 | 23000 | 97.46% | 2.3 | 0 | 11.8 |  |  |  | No | R-410A | 1.85 | Residential & Commercial | Ducted CEE Tier 1
214094112 | Central HP <5.4 tons | BOSCH | HRCU-A-CB (Split System: Heat Pump with Remote Outdoor Unit-Air-Source) | BOVA-36HDN1-M20G | ASPEN |  | DM36A34+TDR | BGH96M080C4A | 30600 | 17.3 | 8.4 | 33600 | 26600 | 79.17% | 2.37 | 0 | 10 |  |  |  | No | R-410A | 2.55 | Residential & Commercial | Ducted CEE Tier 1
213739853 | Central HP <5.4 tons | DAY & NIGHT | HRCU-A-CB (Split System: Heat Pump with Remote Outdoor Unit-Air-Source) | DLCURAH24ABK | ADP |  | FG33936 | *80MS(N,L)0701712A* | 23600 | 17 | 9 | 25400 | 25400 | 100% | 2.16 | 0 | 10 |  |  |  | No | R-410A | 1.9667 | Residential & Commercial | Ducted CEE Tier 1
213739860 | Central HP <5.4 tons | DAY & NIGHT | HRCU-A-CB (Split System: Heat Pump with Remote Outdoor Unit-Air-Source) | DLCURAH24ABK | ADP |  | PL36H175P069 | *80MSU0401712A* | 23600 | 17 | 8.5 | 24600 | 24000 | 97.56% | 2.02 | 0 | 10.5 |  |  |  | No | R-410A | 1.9667 | Residential & Commercial | Ducted CEE Tier 1
213739878 | Central HP <5.4 tons | DAY & NIGHT | HRCU-A-CB (Split System: Heat Pump with Remote Outdoor Unit-Air-Source) | DLCURAH24ABK | ADP |  | FG80936 | *80VSL0451412B* | 23600 | 17 | 8.5 | 24600 | 24200 | 98.37% | 2.04 | 0 | 10.5 |  |  |  | No | R-410A | 1.9667 | Residential & Commercial | Ducted CEE Tier 1
211242541 | Central HP <5.4 tons | ARCOAIRE | HRCU-A-CB (Split System: Heat Pump with Remote Outdoor Unit-Air-Source) | DLCURAH24ABK |  |  | EA*4X36L21A* | *80VTL1102122A* | 24000 | 17 | 8.5 | 25800 | 23000 | 89.15% | 1.9 | 0 | 10 |  |  |  | No | R-410A | 2 | Residential & Commercial | Ducted CEE Tier 1
213927953 | Central HP <5.4 tons | WESTINGHOUSE | HRCU-A-C (Split System: Heat Pump with Remote Outdoor Unit with No Indoor Fan --Air Source) | WHM36SZA21S | ASPEN |  | D(A,C,E)42B44+TDR |  | 29200 | 15.5 | 9.4 | 30000 | 24200 | 80.67% | 2.08 | 0 | 11.3 |  |  |  | No | R-410A | 2.4333 | Residential & Commercial | Ducted CEE Tier 1
213927960 | Central HP <5.4 tons | WESTINGHOUSE | HRCU-A-C (Split System: Heat Pump with Remote Outdoor Unit with No Indoor Fan --Air Source) | WHM36SZA21S | ASPEN |  | D(A,C,E)37A44+TDR |  | 28800 | 15.5 | 9.4 | 30000 | 24200 | 80.67% | 2.08 | 0 | 11.3 |  |  |  | No | R-410A | 2.4 | Residential & Commercial | Ducted CEE Tier 1
211241555 | Central HP <5.4 tons | ARCOAIRE | HRCU-A-CB (Split System: Heat Pump with Remote Outdoor Unit-Air-Source) | DLCURAH24ABK |  |  | EA*4X30L17A* | *80VTL0701716A* | 24200 | 17 | 8.5 | 26200 | 23000 | 87.79% | 1.92 | 0 | 10 |  |  |  | No | R-410A | 2.0167 | Residential & Commercial | Ducted CEE Tier 1
212983524 | Central HP <5.4 tons | KEEPRITE | HRCU-A-CB (Split System: Heat Pump with Remote Outdoor Unit-Air-Source) | DLCURAH24ABK |  |  | EA*4X24L17A* | *92MSN0601412A* | 23600 | 16.5 | 9 | 27000 | 25400 | 94.07% | 2.12 | 0 | 10 |  |  |  | No | R-410A | 1.9667 | Residential & Commercial | Ducted CEE Tier 1
212983225 | Central HP <5.4 tons | KEEPRITE | HRCU-A-CB (Split System: Heat Pump with Remote Outdoor Unit-Air-Source) | DLCURAH24ABK |  |  | EN(A,D)4X30L17** | *92MSN0401712A* | 23400 | 15.5 | 8.1 | 26200 | 24200 | 92.37% | 1.98 | 0 | 10 |  |  |  | No | R-410A | 1.95 | Residential & Commercial | Ducted CEE Tier 1
214838744 | Central HP <5.4 tons | COMFORTMAKER | HRCU-A-C (Split System: Heat Pump with Remote Outdoor Unit with No Indoor Fan --Air Source) | DLCURAH24ABK | ADP |  | H,GG31924+TD |  | 24000 | 16 | 9.2 | 23400 | 19600 | 83.76% | 1.9 | 0 | 10.5 |  |  |  | No | R-410A | 2 | Residential & Commercial | Ducted CEE Tier 1
213739946 | Central HP <5.4 tons | DAY & NIGHT | HRCU-A-CB (Split System: Heat Pump with Remote Outdoor Unit-Air-Source) | DLCURAH24ABK | ADP |  | PL36H175P069 | *96MSN0601412A* | 23600 | 16 | 8.5 | 24600 | 23800 | 96.75% | 2 | 0 | 10 |  |  |  | No | R-410A | 1.9667 | Residential & Commercial | Ducted CEE Tier 1
213739960 | Central HP <5.4 tons | DAY & NIGHT | HRCU-A-CB (Split System: Heat Pump with Remote Outdoor Unit-Air-Source) | DLCURAH24ABK | ADP |  | FG35936 | *96VSN0401410B* | 23600 | 16 | 8.5 | 24600 | 23600 | 95.93% | 1.98 | 0 | 10 |  |  |  | No | R-410A | 1.9667 | Residential & Commercial | Ducted CEE Tier 1
213739969 | Central HP <5.4 tons | DAY & NIGHT | HRCU-A-CB (Split System: Heat Pump with Remote Outdoor Unit-Air-Source) | DLCURAH24ABK | ADP |  | PL36H175P789 | *96VSN0401712B* | 23400 | 16 | 8.5 | 24600 | 24000 | 97.56% | 2.02 | 0 | 10 |  |  |  | No | R-410A | 1.95 | Residential & Commercial | Ducted CEE Tier 1
211241831 | Central HP <5.4 tons | ARCOAIRE | HRCU-A-CB (Split System: Heat Pump with Remote Outdoor Unit-Air-Source) | DLCURAH24ABK |  |  | EA*4X36L17A* | *96VSN0601714A* | 23400 | 16.5 | 8.5 | 25600 | 23600 | 92.19% | 1.96 | 0 | 10 |  |  |  | No | R-410A | 1.95 | Residential & Commercial | Ducted CEE Tier 1
212978773 | Central HP <5.4 tons | GRANDAIRE | HRCU-A-CB (Split System: Heat Pump with Remote Outdoor Unit-Air-Source) | WDLCURAH18ABK |  |  | WLA*254BA* | WFE*070B036C* | 18000 | 17 | 8.5 | 17800 | 18800 | 105.6% | 2.26 | 0 | 11 |  |  |  | No | R-410A | 1.5 | Residential & Commercial | Ducted CEE Tier 1
213927961 | Central HP <5.4 tons | WESTINGHOUSE | HRCU-A-C (Split System: Heat Pump with Remote Outdoor Unit with No Indoor Fan --Air Source) | WHM36SZA21S | ASPEN |  | D(A,C,E)43A44+TDR |  | 29200 | 15.5 | 9.4 | 30000 | 24200 | 80.67% | 2.08 | 0 | 11.3 |  |  |  | No | R-410A | 2.4333 | Residential & Commercial | Ducted CEE Tier 1
213927968 | Central HP <5.4 tons | WESTINGHOUSE | HRCU-A-C (Split System: Heat Pump with Remote Outdoor Unit with No Indoor Fan --Air Source) | WHM36SZA21S | ASPEN |  | D(A,C,E)31C44+TDR |  | 29600 | 15.5 | 9.4 | 30000 | 24200 | 80.67% | 2.08 | 0 | 11.3 |  |  |  | No | R-410A | 2.4667 | Residential & Commercial | Ducted CEE Tier 1
213927965 | Central HP <5.4 tons | WESTINGHOUSE | HRCU-A-C (Split System: Heat Pump with Remote Outdoor Unit with No Indoor Fan --Air Source) | WHM36SZA21S | ASPEN |  | D(A,C,E)43D34+TDR |  | 29800 | 15.5 | 9.4 | 30000 | 24200 | 80.67% | 2.08 | 0 | 11.3 |  |  |  | No | R-410A | 2.4833 | Residential & Commercial | Ducted CEE Tier 1
212982272 | Central HP <5.4 tons | KEEPRITE | HRCU-A-CB (Split System: Heat Pump with Remote Outdoor Unit-Air-Source) | DLCURAH24ABK |  |  | EA*4X30L17A* | *80MSU0401712A* | 23800 | 16.5 | 8.5 | 25800 | 24000 | 93.02% | 2 | 0 | 10 |  |  |  | No | R-410A | 1.9833 | Residential & Commercial | Ducted CEE Tier 1
213780392 | Central HP <5.4 tons | KEEPRITE | HRCU-A-CB (Split System: Heat Pump with Remote Outdoor Unit-Air-Source) | CVH837GKA** |  |  | EHD4X60AAL+WALLCON | *97CMN0801714B* | 32800 | 16.5 | 8.1 | 32600 | 25000 | 76.69% | 1.96 | 0 | 11 |  |  |  | No | R-410A | 2.7333 | Residential & Commercial | Ducted CEE Tier 1
213779672 | Central HP <5.4 tons | KEEPRITE | HRCU-A-CB (Split System: Heat Pump with Remote Outdoor Unit-Air-Source) | CVH837GKA** |  |  | EA*4X61L21A*+WALLCON | *80CTL1102120B* | 33200 | 17.5 | 8.5 | 32000 | 24800 | 77.5% | 1.98 | 0 | 11.5 |  |  |  | No | R-410A | 2.7667 | Residential & Commercial | Ducted CEE Tier 1
213739987 | Central HP <5.4 tons | DAY & NIGHT | HRCU-A-CB (Split System: Heat Pump with Remote Outdoor Unit-Air-Source) | DLCURAH24ABK | ADP |  | PL36H175P789 | *96VTN0401410B* | 23400 | 16 | 8.5 | 24800 | 24400 | 98.39% | 2.06 | 0 | 10 |  |  |  | No | R-410A | 1.95 | Residential & Commercial | Ducted CEE Tier 1
213927951 | Central HP <5.4 tons | WESTINGHOUSE | HRCU-A-C (Split System: Heat Pump with Remote Outdoor Unit with No Indoor Fan --Air Source) | WHM36SZA21S | ASPEN |  | D(A,C,E)36C44+TDR |  | 29600 | 15.5 | 9.4 | 30000 | 24200 | 80.67% | 2.08 | 0 | 11.3 |  |  |  | No | R-410A | 2.4667 | Residential & Commercial | Ducted CEE Tier 1
215727936 | Central HP <5.4 tons | CHAMPION HEATING AND COOLING | HRCU-A-CB (Split System: Heat Pump with Remote Outdoor Unit-Air-Source) | HH860E2S11 | ADP |  | H,YE36(1,2)60+TXV | TM8Y100C16MP11 | 43500 | 17 | 8.4 | 42000 | 33000 | 78.57% | 1.98 | 0 | 11.5 |  |  |  | No | R-454B | 3.625 | Residential & Commercial | Ducted CEE Tier 1
214776483 | Central HP <5.4 tons | YORK | HRCU-A-CB (Split System: Heat Pump with Remote Outdoor Unit-Air-Source) | HH860E2S11 | ADP |  | CV606**C+TXV | TM9E080C16MP12 | 44500 | 18 | 8.5 | 43500 | 34000 | 78.16% | 2 | 0 | 11 |  |  |  | No | R-454B | 3.7083 | Residential & Commercial | Ducted CEE Tier 1
214776512 | Central HP <5.4 tons | YORK | HRCU-A-CB (Split System: Heat Pump with Remote Outdoor Unit-Air-Source) | HH860E2S11 | ADP |  | CH605D*C+TXV | TM9E100C16MP12 | 44500 | 18 | 8.5 | 44000 | 34000 | 77.27% | 2 | 0 | 11 |  |  |  | No | R-454B | 3.7083 | Residential & Commercial | Ducted CEE Tier 1
214776528 | Central HP <5.4 tons | YORK | HRCU-A-CB (Split System: Heat Pump with Remote Outdoor Unit-Air-Source) | HH860E2S11 | ADP |  | CV606**C+TXV | TM9E100C20MP12 | 53500 | 19 | 8.5 | 53000 | 39500 | 74.53% | 2 | 0 | 11 |  |  |  | No | R-454B | 4.4583 | Residential & Commercial | Ducted CEE Tier 1
214776544 | Central HP <5.4 tons | YORK | HRCU-A-CB (Split System: Heat Pump with Remote Outdoor Unit-Air-Source) | HH860E2S11 | ADP |  | CV607**C+TXV | TM9E120D20MP12 | 53000 | 19 | 8.5 | 52500 | 39000 | 74.29% | 2 | 0 | 11 |  |  |  | No | R-454B | 4.4167 | Residential & Commercial | Ducted CEE Tier 1
214776562 | Central HP <5.4 tons | YORK | HRCU-A-CB (Split System: Heat Pump with Remote Outdoor Unit-Air-Source) | HH860E2S11 | ADP |  | CH602**A+TXV | TM9V080C16MP12 | 43500 | 18 | 8.5 | 42000 | 33000 | 78.57% | 2 | 0 | 11 |  |  |  | No | R-454B | 3.625 | Residential & Commercial | Ducted CEE Tier 1
215728022 | Central HP <5.4 tons | CHAMPION HEATING AND COOLING | HRCU-A-CB (Split System: Heat Pump with Remote Outdoor Unit-Air-Source) | HH824E2S11 | ADP |  | H,YE31(1,2)30+TXV | TM9Y060B12MP11 | 21800 | 17 | 8.5 | 21200 | 17300 | 81.6% | 1.9 | 0 | 11 |  |  |  | No | R-454B | 1.8167 | Residential & Commercial | Ducted CEE Tier 1
214776335 | Central HP <5.4 tons | YORK | HRCU-A-CB (Split System: Heat Pump with Remote Outdoor Unit-Air-Source) | HH824E2S11 | ADP |  | CX360B*35+TXV | TM9E060B12MP12 | 23000 | 17 | 9 | 21400 | 17900 | 83.64% | 2 | 0 | 11.7 |  |  |  | No | R-454B | 1.9167 | Residential & Commercial | Ducted CEE Tier 1
214776353 | Central HP <5.4 tons | YORK | HRCU-A-CB (Split System: Heat Pump with Remote Outdoor Unit-Air-Source) | HH824E2S11 | ADP |  | CX363B*35+TXV | TM9V060B12MP12 | 23000 | 16.5 | 9 | 21400 | 17600 | 82.24% | 2 | 0 | 12 |  |  |  | No | R-454B | 1.9167 | Residential & Commercial | Ducted CEE Tier 1
212987566 | Central HP <5.4 tons | GRANDAIRE | HRCU-A-CB (Split System: Heat Pump with Remote Outdoor Unit-Air-Source) | WDLCURAH18ABK |  |  | WLNC304BA* | WFSX080B048B* | 17400 | 16 | 8.1 | 17900 | 28600 | 159.8% | 1.96 | 0 | 11 |  |  |  | No | R-410A | 1.45 | Residential & Commercial | Ducted CEE Tier 1
213780242 | Central HP <5.4 tons | KEEPRITE | HRCU-A-CB (Split System: Heat Pump with Remote Outdoor Unit-Air-Source) | CVH837GKA** |  |  | EHD4X48AAL+WALLCON | *97CMN1002122B* | 32600 | 16.5 | 8.1 | 33000 | 24800 | 75.15% | 1.96 | 0 | 11 |  |  |  | No | R-410A | 2.7167 | Residential & Commercial | Ducted CEE Tier 1
213779592 | Central HP <5.4 tons | KEEPRITE | HRCU-A-CB (Split System: Heat Pump with Remote Outdoor Unit-Air-Source) | CVH837GKA** |  |  | EA*4X60L24A*+WALLCON | *97CMN1002122B* | 32800 | 17.5 | 8.1 | 31800 | 24600 | 77.36% | 1.98 | 0 | 11.5 |  |  |  | No | R-410A | 2.7333 | Residential & Commercial | Ducted CEE Tier 1
213778822 | Central HP <5.4 tons | KEEPRITE | HRCU-A-CB (Split System: Heat Pump with Remote Outdoor Unit-Air-Source) | CVH837GKA** |  |  | EA*4X36L21A*+WALLCON | *80CTL0451712B* | 31200 | 16.5 | 8.1 | 33400 | 24600 | 73.65% | 1.82 | 0 | 10.5 |  |  |  | No | R-410A | 2.6 | Residential & Commercial | Ducted CEE Tier 1
213779372 | Central HP <5.4 tons | KEEPRITE | HRCU-A-CB (Split System: Heat Pump with Remote Outdoor Unit-Air-Source) | CVH837GKA** |  |  | EA*4X48L21A*+WALLCON | *80CTL0451712B* | 32000 | 16.5 | 8.1 | 32800 | 25200 | 76.83% | 1.92 | 0 | 10.5 |  |  |  | No | R-410A | 2.6667 | Residential & Commercial | Ducted CEE Tier 1
211240857 | Central HP <5.4 tons | ARCOAIRE | HRCU-A-CB (Split System: Heat Pump with Remote Outdoor Unit-Air-Source) | DLCURAH24ABK |  |  | EA*4X25L17A* | *96VSN0801716A* | 24800 | 17 | 8.5 | 25600 | 21200 | 82.81% | 1.78 | 0 | 10.5 |  |  |  | No | R-410A | 2.0667 | Residential & Commercial | Ducted CEE Tier 1
211240925 | Central HP <5.4 tons | ARCOAIRE | HRCU-A-CB (Split System: Heat Pump with Remote Outdoor Unit-Air-Source) | DLCURAH24ABK |  |  | EA*4X25L17A* | *95ESU0601716A* | 24800 | 17 | 8.5 | 25600 | 21000 | 82.03% | 1.78 | 0 | 10.5 |  |  |  | No | R-410A | 2.0667 | Residential & Commercial | Ducted CEE Tier 1
214776635 | Central HP <5.4 tons | YORK | HRCU-A-CB (Split System: Heat Pump with Remote Outdoor Unit-Air-Source) | HH860E2S11 | ADP |  | CV607**C+TXV | TMLE080C20MP11 | 53500 | 19 | 8.5 | 53000 | 39500 | 74.53% | 2 | 0 | 11 |  |  |  | No | R-454B | 4.4583 | Residential & Commercial | Ducted CEE Tier 1
214776642 | Central HP <5.4 tons | YORK | HRCU-A-CB (Split System: Heat Pump with Remote Outdoor Unit-Air-Source) | HH860E2S11 | ADP |  | CH600C*C+TXV | TMLE100C16MP11 | 44000 | 17 | 8.45 | 43500 | 33800 | 77.7% | 1.98 | 0 | 10.5 |  |  |  | No | R-454B | 3.6667 | Residential & Commercial | Ducted CEE Tier 1
214776651 | Central HP <5.4 tons | YORK | HRCU-A-CB (Split System: Heat Pump with Remote Outdoor Unit-Air-Source) | HH860E2S11 | ADP |  | CV606**C+TXV | TMLE100C16MP11 | 44500 | 18 | 8.5 | 43500 | 33800 | 77.7% | 2 | 0 | 11 |  |  |  | No | R-454B | 3.7083 | Residential & Commercial | Ducted CEE Tier 1
214776653 | Central HP <5.4 tons | YORK | HRCU-A-CB (Split System: Heat Pump with Remote Outdoor Unit-Air-Source) | HH860E2S11 | ADP |  | CV607**C+TXV | TMLE100C16MP11 | 44500 | 18 | 8.5 | 43500 | 33800 | 77.7% | 2 | 0 | 11 |  |  |  | No | R-454B | 3.7083 | Residential & Commercial | Ducted CEE Tier 1
214776662 | Central HP <5.4 tons | YORK | HRCU-A-CB (Split System: Heat Pump with Remote Outdoor Unit-Air-Source) | HH860E2S11 | ADP |  | CX601C*35+TXV | TMLE100C20MP11 | 53500 | 19 | 8.5 | 53000 | 39500 | 74.53% | 2 | 0 | 11 |  |  |  | No | R-454B | 4.4583 | Residential & Commercial | Ducted CEE Tier 1
214776712 | Central HP <5.4 tons | YORK | HRCU-A-CB (Split System: Heat Pump with Remote Outdoor Unit-Air-Source) | HH860E2S11 | ADP |  | CV607**C+TXV | TMLV100C16MP12 | 43500 | 18 | 8.5 | 42000 | 32800 | 78.1% | 2 | 0 | 11.7 |  |  |  | No | R-454B | 3.625 | Residential & Commercial | Ducted CEE Tier 1
214776735 | Central HP <5.4 tons | YORK | HRCU-A-CB (Split System: Heat Pump with Remote Outdoor Unit-Air-Source) | HH860E2S11 | ADP |  | CV601**C+TXV | Y81E080C16SMPS1 | 44500 | 17 | 8.5 | 42500 | 33000 | 77.65% | 2 | 0 | 12 |  |  |  | No | R-454B | 3.7083 | Residential & Commercial | Ducted CEE Tier 1
214776737 | Central HP <5.4 tons | YORK | HRCU-A-CB (Split System: Heat Pump with Remote Outdoor Unit-Air-Source) | HH860E2S11 | ADP |  | CH605D*C+TXV | Y81E080C16SMPS1 | 44500 | 18 | 8.5 | 42500 | 33000 | 77.65% | 2 | 0 | 12 |  |  |  | No | R-454B | 3.7083 | Residential & Commercial | Ducted CEE Tier 1
214776912 | Central HP <5.4 tons | YORK | HRCU-A-CB (Split System: Heat Pump with Remote Outdoor Unit-Air-Source) | HH824E2S11 | ADP |  | CV360B*C+TXV+AEF48BXP* |  | 23800 | 19 | 9.15 | 22200 | 16600 | 74.77% | 2.04 | 0 | 11.7 |  |  |  | No | R-454B | 1.9833 | Residential & Commercial | Ducted CEE Tier 1
215425722 | Central HP <5.4 tons | YORK | HRCU-A-CB (Split System: Heat Pump with Remote Outdoor Unit-Air-Source) | HH824E2S11 | ADP |  | H,YE24*36+TXV | TM9E080B12MP12 | 21800 | 17 | 8.5 | 21200 | 17600 | 83.02% | 1.92 | 0 | 11 |  |  |  | No | R-454B | 1.8167 | Residential & Commercial | Ducted CEE Tier 1
215425749 | Central HP <5.4 tons | YORK | HRCU-A-CB (Split System: Heat Pump with Remote Outdoor Unit-Air-Source) | HH824E2S11 | ADP |  | H,YE24*24+TXV | TM9Y040A10MP11 | 22200 | 16 | 8.1 | 20800 | 16900 | 81.25% | 1.92 | 0 | 10.5 |  |  |  | No | R-454B | 1.85 | Residential & Commercial | Ducted CEE Tier 1
215425765 | Central HP <5.4 tons | YORK | HRCU-A-CB (Split System: Heat Pump with Remote Outdoor Unit-Air-Source) | HH824E2S11 | ADP |  | H,YE32*30+TXV-BLEED | TM9Y080B12MP11 | 22200 | 17 | 8.65 | 21000 | 17000 | 80.95% | 1.94 | 0 | 11.5 |  |  |  | No | R-454B | 1.85 | Residential & Commercial | Ducted CEE Tier 1
215425783 | Central HP <5.4 tons | YORK | HRCU-A-CB (Split System: Heat Pump with Remote Outdoor Unit-Air-Source) | HH824E2S11 | ADP |  | H,YE7J*24+TXV | Y81E080B12SMPS1 | 23000 | 18 | 9 | 21400 | 18100 | 84.58% | 2 | 0 | 12 |  |  |  | No | R-454B | 1.9167 | Residential & Commercial | Ducted CEE Tier 1
215425788 | Central HP <5.4 tons | YORK | HRCU-A-CB (Split System: Heat Pump with Remote Outdoor Unit-Air-Source) | HH824E2S11 | ADP |  | H,YE7J*24+TXV | Y81E100B12SMPS1 | 23000 | 18 | 9 | 21400 | 18200 | 85.05% | 2 | 0 | 12 |  |  |  | No | R-454B | 1.9167 | Residential & Commercial | Ducted CEE Tier 1
210598287 | Central HP <5.4 tons | ARCOAIRE | HRCU-A-CB (Split System: Heat Pump with Remote Outdoor Unit-Air-Source) | HVH825GKA2* |  |  | EHD4X48AAL+WALLCON | *96CTN0801714A* | 24200 | 16 | 8.1 | 21400 | 16700 | 78.04% | 2 | 0 | 10.5 |  |  |  | No | R-410A | 2.0167 | Residential & Commercial | Ducted CEE Tier 1
211240442 | Central HP <5.4 tons | ARCOAIRE | HRCU-A-CB (Split System: Heat Pump with Remote Outdoor Unit-Air-Source) | DLCURAH24ABK |  |  | EA*4X24L17A* | *80ES(N,L)0701716A* | 24600 | 16 | 8.5 | 27400 | 23000 | 83.94% | 1.88 | 0 | 10 |  |  |  | No | R-410A | 2.05 | Residential & Commercial | Ducted CEE Tier 1
213739957 | Central HP <5.4 tons | DAY & NIGHT | HRCU-A-CB (Split System: Heat Pump with Remote Outdoor Unit-Air-Source) | DLCURAH24ABK | ADP |  | FG33936 | *96VSN0401410B* | 23200 | 16 | 8.5 | 24800 | 24400 | 98.39% | 2.04 | 0 | 10 |  |  |  | No | R-410A | 1.9333 | Residential & Commercial | Ducted CEE Tier 1
211240301 | Central HP <5.4 tons | ARCOAIRE | HRCU-A-CB (Split System: Heat Pump with Remote Outdoor Unit-Air-Source) | DLCURAH24ABK |  |  | EA*4X24L14A* | *96VTN0601412A* | 23200 | 16 | 8.5 | 26400 | 25600 | 96.97% | 2.14 | 0 | 10 |  |  |  | No | R-410A | 1.9333 | Residential & Commercial | Ducted CEE Tier 1
212980012 | Central HP <5.4 tons | GRANDAIRE | HRCU-A-CB (Split System: Heat Pump with Remote Outdoor Unit-Air-Source) | WDLCURAH18ABK |  |  | WLNC304BA* | WFE*090B042C* | 17700 | 16.5 | 8.1 | 18300 | 28400 | 155.2% | 1.94 | 0 | 11 |  |  |  | No | R-410A | 1.475 | Residential & Commercial | Ducted CEE Tier 1
212981891 | Central HP <5.4 tons | GRANDAIRE | HRCU-A-CB (Split System: Heat Pump with Remote Outdoor Unit-Air-Source) | WDLCURAH18ABK |  |  | WLNC304BA* | WFEU100C060B* | 17500 | 16 | 8.1 | 18200 | 28600 | 157.1% | 1.96 | 0 | 10.5 |  |  |  | No | R-410A | 1.4583 | Residential & Commercial | Ducted CEE Tier 1
213739974 | Central HP <5.4 tons | DAY & NIGHT | HRCU-A-CB (Split System: Heat Pump with Remote Outdoor Unit-Air-Source) | DLCURAH24ABK | ADP |  | PL36H175P069 | *96VSN0601412B* | 23600 | 17 | 8.5 | 24600 | 23600 | 95.93% | 2 | 0 | 10 |  |  |  | No | R-410A | 1.9667 | Residential & Commercial | Ducted CEE Tier 1
213739990 | Central HP <5.4 tons | DAY & NIGHT | HRCU-A-CB (Split System: Heat Pump with Remote Outdoor Unit-Air-Source) | DLCURAH24ABK | ADP |  | FG80936 | *96VTN0401410B* | 23400 | 16 | 8.5 | 24600 | 23800 | 96.75% | 2 | 0 | 10 |  |  |  | No | R-410A | 1.95 | Residential & Commercial | Ducted CEE Tier 1
214849151 | Central HP <5.4 tons | YORK | HRCU-A-CB (Split System: Heat Pump with Remote Outdoor Unit-Air-Source) | HMH72B341 | ADP |  | CH365B9 | Y81E080B12SMPS1 | 33200 | 18 | 8.5 | 31400 | 23000 | 73.25% | 2.04 | 0 | 10 |  |  |  | No | R-410A | 2.7667 | Residential & Commercial | Ducted CEE Tier 1
214776408 | Central HP <5.4 tons | YORK | HRCU-A-CB (Split System: Heat Pump with Remote Outdoor Unit-Air-Source) | HH836E2S11 | ADP |  | CX361B*35+TXV | Y82E080B12LMPS1 | 32800 | 19 | 8.5 | 28400 | 24400 | 85.92% | 2 | 0 | 11.7 |  |  |  | No | R-454B | 2.7333 | Residential & Commercial | Ducted CEE Tier 1
213320479 | Central HP <5.4 tons | CHAMPION HEATING AND COOLING | HRCU-A-CB (Split System: Heat Pump with Remote Outdoor Unit-Air-Source) | HMH72B341 | ASPEN |  | D(A,C,E)36D34+TDR | Z8ES040A12LMPS1 | 33200 | 18 | 8.4 | 33000 | 30000 | 90.91% | 2.79 | 0 | 10 |  |  |  | No | R-410A | 2.7667 | Residential & Commercial | Ducted CEE Tier 1
213740007 | Central HP <5.4 tons | DAY & NIGHT | HRCU-A-CB (Split System: Heat Pump with Remote Outdoor Unit-Air-Source) | DLCURAH24ABK | ADP |  | FG35936 | *96VTN0601412B* | 23600 | 17 | 8.5 | 24600 | 23600 | 95.93% | 2 | 0 | 10 |  |  |  | No | R-410A | 1.9667 | Residential & Commercial | Ducted CEE Tier 1
211241055 | Central HP <5.4 tons | ARCOAIRE | HRCU-A-CB (Split System: Heat Pump with Remote Outdoor Unit-Air-Source) | DLCURAH24ABK |  |  | EA*4X25L17A* | *96VTN0601714A* | 24600 | 16.5 | 8.5 | 25400 | 21400 | 84.25% | 1.78 | 0 | 10 |  |  |  | No | R-410A | 2.05 | Residential & Commercial | Ducted CEE Tier 1
211241089 | Central HP <5.4 tons | ARCOAIRE | HRCU-A-CB (Split System: Heat Pump with Remote Outdoor Unit-Air-Source) | DLCURAH24ABK |  |  | EA*4X25L17A* | *80ES(N,L)0701712A* | 25000 | 16.5 | 8.5 | 25800 | 21000 | 81.4% | 1.76 | 0 | 10.5 |  |  |  | No | R-410A | 2.0833 | Residential & Commercial | Ducted CEE Tier 1
211240721 | Central HP <5.4 tons | ARCOAIRE | HRCU-A-CB (Split System: Heat Pump with Remote Outdoor Unit-Air-Source) | DLCURAH24ABK |  |  | EA*4X24L17A* | *95ESN0801716A* | 24400 | 15.5 | 8.5 | 27400 | 23000 | 83.94% | 1.88 | 0 | 10 |  |  |  | No | R-410A | 2.0333 | Residential & Commercial | Ducted CEE Tier 1
212985757 | Central HP <5.4 tons | ARCOAIRE | HRCU-A-CB (Split System: Heat Pump with Remote Outdoor Unit-Air-Source) | DLCURAH24ABK |  |  | EA*4X24L14A* | *96MSN0261410A* | 23200 | 16.5 | 8.5 | 27000 | 26400 | 97.78% | 2.2 | 0 | 10 |  |  |  | No | R-410A | 1.9333 | Residential & Commercial | Ducted CEE Tier 1
212984101 | Central HP <5.4 tons | ARCOAIRE | HRCU-A-CB (Split System: Heat Pump with Remote Outdoor Unit-Air-Source) | DLCURAH24ABK |  |  | EA*4X37L21A* | *92MSN0601714A* | 24200 | 17.5 | 8.5 | 25200 | 21600 | 85.71% | 1.82 | 0 | 10 |  |  |  | No | R-410A | 2.0167 | Residential & Commercial | Ducted CEE Tier 1
213077511 | Central HP <5.4 tons | ARCOAIRE | HRCU-A-CB (Split System: Heat Pump with Remote Outdoor Unit-Air-Source) | DLCURAH36ABK |  |  | EA*4X42L24A* | *96VTN0802120B* | 35000 | 16 | 8.1 | 38500 | 35000 | 90.91% | 1.88 | 0 | 10 |  |  |  | No | R-410A | 2.9167 | Residential & Commercial | Ducted CEE Tier 1
213077118 | Central HP <5.4 tons | ARCOAIRE | HRCU-A-CB (Split System: Heat Pump with Remote Outdoor Unit-Air-Source) | DLCURAH36ABK |  |  | EN(A,D,W)4X48L21** | *96VSN0802120B* | 35600 | 16.5 | 8.1 | 38500 | 34800 | 90.39% | 1.98 | 0 | 10 |  |  |  | No | R-410A | 2.9667 | Residential & Commercial | Ducted CEE Tier 1
213077168 | Central HP <5.4 tons | ARCOAIRE | HRCU-A-CB (Split System: Heat Pump with Remote Outdoor Unit-Air-Source) | DLCURAH36ABK |  |  | EA*4X42L24A* | *96VSN1002120B* | 35400 | 16 | 8.1 | 38500 | 35200 | 91.43% | 1.88 | 0 | 10 |  |  |  | No | R-410A | 2.95 | Residential & Commercial | Ducted CEE Tier 1
213076291 | Central HP <5.4 tons | ARCOAIRE | HRCU-A-CB (Split System: Heat Pump with Remote Outdoor Unit-Air-Source) | DLCURAH36ABK |  |  | EA*4X48L21A* | *95MSU1002122A* | 36000 | 16.5 | 8.5 | 38000 | 34800 | 91.58% | 2.04 | 0 | 10 |  |  |  | No | R-410A | 3 | Residential & Commercial | Ducted CEE Tier 1
207573645 | Central HP <5.4 tons | DAY & NIGHT | HRCU-A-CB (Split System: Heat Pump with Remote Outdoor Unit-Air-Source) | CVH837GKA2* | ADP |  | PL36H210P299 | *97CMN0802120A* | 32600 | 17 | 8.5 | 30200 | 29400 | 97.35% | 2 | 12 | 11.5 |  |  |  | No | R-410A | 2.7167 | Residential & Commercial | Ducted CEE Tier 1
213739599 | Central HP <5.4 tons | DAY & NIGHT | HRCU-A-CB (Split System: Heat Pump with Remote Outdoor Unit-Air-Source) | DLCURAH18ABK | ADP |  | FG80936 | *96MSN0601412A* | 17400 | 16 | 8.5 | 17000 | 19400 | 114.1% | 2.38 | 0 | 10.5 |  |  |  | No | R-410A | 1.45 | Residential & Commercial | Ducted CEE Tier 1
213739647 | Central HP <5.4 tons | DAY & NIGHT | HRCU-A-CB (Split System: Heat Pump with Remote Outdoor Unit-Air-Source) | DLCURAH18ABK | ADP |  | FG32936 | *96VTN0601412B* | 17200 | 16 | 8.5 | 16900 | 19400 | 114.8% | 2.38 | 0 | 10.5 |  |  |  | No | R-410A | 1.4333 | Residential & Commercial | Ducted CEE Tier 1
213739648 | Central HP <5.4 tons | DAY & NIGHT | HRCU-A-CB (Split System: Heat Pump with Remote Outdoor Unit-Air-Source) | DLCURAH18ABK | ADP |  | FG33936 | *96VTN0601412B* | 17400 | 16 | 8.5 | 16900 | 18800 | 111.2% | 2.3 | 0 | 10.5 |  |  |  | No | R-410A | 1.45 | Residential & Commercial | Ducted CEE Tier 1
210599426 | Central HP <5.4 tons | ARCOAIRE | HRCU-A-CB (Split System: Heat Pump with Remote Outdoor Unit-Air-Source) | HVH837GKA** |  |  | EHD4X60AAL+WALLCON | *95CSU0802120A* | 33000 | 17 | 8.1 | 32200 | 24800 | 77.02% | 2.02 | 0 | 11.5 |  |  |  | No | R-410A | 2.75 | Residential & Commercial | Ducted CEE Tier 1
211245512 | Central HP <5.4 tons | GRANDAIRE | HRCU-A-CB (Split System: Heat Pump with Remote Outdoor Unit-Air-Source) | WDLCURAH24ABK |  |  | WLNC364CA* | WFSX080C060A* | 24600 | 16.5 | 8.5 | 26600 | 22400 | 84.21% | 1.84 | 0 | 10.5 |  |  |  | No | R-410A | 2.05 | Residential & Commercial | Ducted CEE Tier 1
212984053 | Central HP <5.4 tons | ARCOAIRE | HRCU-A-CB (Split System: Heat Pump with Remote Outdoor Unit-Air-Source) | DLCURAH24ABK |  |  | EA*4X30L17A* | *92MSN0601714A* | 23600 | 17 | 8.5 | 26400 | 24600 | 93.18% | 2.04 | 0 | 10 |  |  |  | No | R-410A | 1.9667 | Residential & Commercial | Ducted CEE Tier 1
213740009 | Central HP <5.4 tons | DAY & NIGHT | HRCU-A-CB (Split System: Heat Pump with Remote Outdoor Unit-Air-Source) | DLCURAH24ABK | ADP |  | FG80936 | *96VTN0601412B* | 23600 | 17 | 8.5 | 24600 | 23600 | 95.93% | 2 | 0 | 10 |  |  |  | No | R-410A | 1.9667 | Residential & Commercial | Ducted CEE Tier 1
212982431 | Central HP <5.4 tons | GRANDAIRE | HRCU-A-CB (Split System: Heat Pump with Remote Outdoor Unit-Air-Source) | WDLCURAH18ABK |  |  | WLNC244BA* | WFEU040B036B* | 17500 | 16 | 8.5 | 18400 | 18900 | 102.7% | 2.28 | 0 | 10.5 |  |  |  | No | R-410A | 1.4583 | Residential & Commercial | Ducted CEE Tier 1
213204389 | Central HP <5.4 tons | TEMPSTAR | HRCU-A-CB (Split System: Heat Pump with Remote Outdoor Unit-Air-Source) | DLCURAH24ABK | ASPEN |  | D(A,C,E)36B34+TDR | *80ES(N,L)0451412A* | 23800 | 16.4 | 8.5 | 26000 | 26000 | 100% | 2.76 | 0 | 10.3 |  |  |  | No | R-410A | 1.9833 | Residential & Commercial | Ducted CEE Tier 1
213204441 | Central HP <5.4 tons | TEMPSTAR | HRCU-A-CB (Split System: Heat Pump with Remote Outdoor Unit-Air-Source) | DLCURAH24ABK | ASPEN |  | D(A,C,E)24B44+TDR | *80ES(N,L)0702116A* | 23800 | 17 | 8.1 | 26200 | 26800 | 102.3% | 2.7 | 0 | 10 |  |  |  | No | R-410A | 1.9833 | Residential & Commercial | Ducted CEE Tier 1
213204907 | Central HP <5.4 tons | TEMPSTAR | HRCU-A-CB (Split System: Heat Pump with Remote Outdoor Unit-Air-Source) | DLCURAH24ABK | ASPEN |  | D(A,C,E)24B44+TDR | *95ESN0261410A* | 23000 | 16.5 | 8.5 | 25600 | 20200 | 78.91% | 2.86 | 0 | 10 |  |  |  | No | R-410A | 1.9167 | Residential & Commercial | Ducted CEE Tier 1
215679951 | Central HP <5.4 tons | KENMORE | HRCU-A-CB (Split System: Heat Pump with Remote Outdoor Unit-Air-Source) | (C,H,T)5H0V36*K*AAA* |  |  | ESH5X60M12A*+WALLCON | *80CSU0401712B* | 34600 | 17 | 8.5 | 34600 | 24800 | 71.68% | 1.92 | 0 | 10 |  |  |  | No | R-454B | 2.8833 | Residential & Commercial | Ducted CEE Tier 1
211240535 | Central HP <5.4 tons | ARCOAIRE | HRCU-A-CB (Split System: Heat Pump with Remote Outdoor Unit-Air-Source) | DLCURAH24ABK |  |  | EA*4X24L17A* | *96VTN0801716A* | 23800 | 16.5 | 8.5 | 26800 | 24000 | 89.55% | 1.98 | 0 | 10 |  |  |  | No | R-410A | 1.9833 | Residential & Commercial | Ducted CEE Tier 1
210598307 | Central HP <5.4 tons | ARCOAIRE | HRCU-A-CB (Split System: Heat Pump with Remote Outdoor Unit-Air-Source) | HVH825GKA2* |  |  | EHD4X48AAL+WALLCON | *97CMN0801714A* | 24200 | 16 | 8.1 | 21400 | 16700 | 78.04% | 2 | 0 | 10.5 |  |  |  | No | R-410A | 2.0167 | Residential & Commercial | Ducted CEE Tier 1
210598391 | Central HP <5.4 tons | ARCOAIRE | HRCU-A-CB (Split System: Heat Pump with Remote Outdoor Unit-Air-Source) | HVH825GKA2* |  |  | EN(A,D)4X48L24**+WALLCON | *97CMN1202422A* | 24200 | 16.5 | 8.1 | 21400 | 16600 | 77.57% | 2 | 0 | 11 |  |  |  | No | R-410A | 2.0167 | Residential & Commercial | Ducted CEE Tier 1
210598522 | Central HP <5.4 tons | ARCOAIRE | HRCU-A-CB (Split System: Heat Pump with Remote Outdoor Unit-Air-Source) | HVH825GKA2* |  |  | EN(A,D,W)4X48L21**+WALLCON | *97CMN0602120A* | 24000 | 16.5 | 8.1 | 21400 | 16700 | 78.04% | 2 | 0 | 11 |  |  |  | No | R-410A | 2 | Residential & Commercial | Ducted CEE Tier 1
213077836 | Central HP <5.4 tons | KEEPRITE | HRCU-A-CB (Split System: Heat Pump with Remote Outdoor Unit-Air-Source) | DLCURAH36ABK |  |  | EA*4X37L17A* | *80MS(N,L)0451412A* | 36000 | 15.2 | 8.5 | 38500 | 35200 | 91.43% | 2 | 0 | 10 |  |  |  | No | R-410A | 3 | Residential & Commercial | Ducted CEE Tier 1
213077632 | Central HP <5.4 tons | KEEPRITE | HRCU-A-CB (Split System: Heat Pump with Remote Outdoor Unit-Air-Source) | DLCURAH36ABK |  |  | EA*4X42L24A* | *96VTN1002120B* | 35400 | 16.5 | 8.1 | 38500 | 35000 | 90.91% | 1.88 | 0 | 10 |  |  |  | No | R-410A | 2.95 | Residential & Commercial | Ducted CEE Tier 1
213076982 | Central HP <5.4 tons | KEEPRITE | HRCU-A-CB (Split System: Heat Pump with Remote Outdoor Unit-Air-Source) | DLCURAH36ABK |  |  | EA*4X43L21A* | *96VSN0801716B* | 36600 | 15.5 | 8.5 | 38500 | 35000 | 90.91% | 2.06 | 0 | 10 |  |  |  | No | R-410A | 3.05 | Residential & Commercial | Ducted CEE Tier 1
213076747 | Central HP <5.4 tons | KEEPRITE | HRCU-A-CB (Split System: Heat Pump with Remote Outdoor Unit-Air-Source) | DLCURAH36ABK |  |  | EA*4X37L21A* | *80VTL1102122B* | 36400 | 16 | 8.5 | 38000 | 34800 | 91.58% | 2.06 | 0 | 10 |  |  |  | No | R-410A | 3.0333 | Residential & Commercial | Ducted CEE Tier 1
207455394 | Central HP <5.4 tons | LENNOX | HRCU-A-CB (Split System: Heat Pump with Remote Outdoor Unit-Air-Source) | SL25XPV-048-230A** | ADP |  | LH42/62W9 | SL280UH090XV60C* | 45000 | 21 | 9.2 | 43500 | 36800 | 84.6% | 1.84 | 12.5 | 12.5 |  |  |  | No | R-410A | 3.75 | Residential & Commercial | Ducted CEE Tier 1
207455428 | Central HP <5.4 tons | LENNOX | HRCU-A-CB (Split System: Heat Pump with Remote Outdoor Unit-Air-Source) | SL25XPV-048-230A** | ADP |  | L*42/60Z9 | SL297UH080NV60C* | 45500 | 20 | 9.3 | 42000 | 36000 | 85.71% | 1.86 | 12.5 | 12 |  |  |  | No | R-410A | 3.7917 | Residential & Commercial | Ducted CEE Tier 1
215932677 | Central HP <5.4 tons | AIRQUEST | HRCU-A-CB (Split System: Heat Pump with Remote Outdoor Unit-Air-Source) | H5H3V36*K*AAA* |  |  | EA*5X61M21A*+WALLCON | *80CSU1002120A* | 34400 | 20 | 9 | 34600 | 26200 | 75.72% | 1.94 | 0 | 11.7 |  |  |  | No | R-454B | 2.8667 | Residential & Commercial | Ducted CEE Tier 1
212981216 | Central HP <5.4 tons | GRANDAIRE | HRCU-A-CB (Split System: Heat Pump with Remote Outdoor Unit-Air-Source) | WDLCURAH36ABK |  |  | WLA*484DA* | WFE*135D060C* | 35800 | 16.5 | 8.5 | 37800 | 35000 | 92.59% | 2 | 0 | 10 |  |  |  | No | R-410A | 2.9833 | Residential & Commercial | Ducted CEE Tier 1
212383326 | Central HP <5.4 tons | GRANDAIRE | HRCU-A-CB (Split System: Heat Pump with Remote Outdoor Unit-Air-Source) | WDLCURAH36ABK |  |  | WLA*364CA* | WFER090C060A* | 35600 | 16 | 8.1 | 39500 | 35200 | 89.11% | 1.84 | 0 | 10 |  |  |  | No | R-410A | 2.9667 | Residential & Commercial | Ducted CEE Tier 1
214606338 | Central HP <5.4 tons | LUXAIRE | HRCU-A-CB (Split System: Heat Pump with Remote Outdoor Unit-Air-Source) | THF2B36T21 | ASPEN |  | AE(D,N,U)+CM48C3G+TDR |  | 34200 | 15.5 | 8.1 | 33800 | 25000 | 73.96% | 3.16 | 0 | 12.1 |  |  |  | No | R-410A | 2.85 | Residential & Commercial | Ducted CEE Tier 1
211226930 | Central HP <5.4 tons | GRANDAIRE | HRCU-A-CB (Split System: Heat Pump with Remote Outdoor Unit-Air-Source) | WDLCURAH36ABK |  |  | WLA*374CA* | WFEU080C060A* | 37400 | 15.5 | 8.5 | 39000 | 35000 | 89.74% | 2.16 | 0 | 10 |  |  |  | No | R-410A | 3.1167 | Residential & Commercial | Ducted CEE Tier 1
214385571 | Central HP <5.4 tons | COMFORTMAKER | HRCU-A-CB (Split System: Heat Pump with Remote Outdoor Unit-Air-Source) | DLCURAH24ABK | ADP |  | H,YE35936 | *95MSU0401712A* | 23400 | 17 | 8.5 | 24400 | 24000 | 98.36% | 2.02 | 0 | 10 |  |  |  | No | R-410A | 1.95 | Residential & Commercial | Ducted CEE Tier 1
212983304 | Central HP <5.4 tons | GRANDAIRE | HRCU-A-CB (Split System: Heat Pump with Remote Outdoor Unit-Air-Source) | WDLCURAH18ABK |  |  | WLNC244BA* | WFAX040B036B* | 17200 | 15.5 | 8.1 | 18300 | 18700 | 102.2% | 2.24 | 0 | 10.5 |  |  |  | No | R-410A | 1.4333 | Residential & Commercial | Ducted CEE Tier 1
215293188 | Central HP <5.4 tons | AIRQUEST | HRCU-A-CB (Split System: Heat Pump with Remote Outdoor Unit-Air-Source) | DLCURAH24ABK | ADP |  | H,GG33936 | *96VTN1002120B* | 23200 | 17 | 8.5 | 24600 | 24200 | 98.37% | 2.04 | 0 | 10 |  |  |  | No | R-410A | 1.9333 | Residential & Commercial | Ducted CEE Tier 1
213927963 | Central HP <5.4 tons | WESTINGHOUSE | HRCU-A-C (Split System: Heat Pump with Remote Outdoor Unit with No Indoor Fan --Air Source) | WHM36SZA21S | ASPEN |  | D(A,C,E)43C34+TDR |  | 29600 | 15.5 | 9.4 | 30000 | 24200 | 80.67% | 2.08 | 0 | 11.3 |  |  |  | No | R-410A | 2.4667 | Residential & Commercial | Ducted CEE Tier 1
211245630 | Central HP <5.4 tons | GRANDAIRE | HRCU-A-CB (Split System: Heat Pump with Remote Outdoor Unit-Air-Source) | WDLCURAH24ABK |  |  | WLNC364CA* | WFEL090B042B* | 24600 | 16.5 | 8.5 | 26400 | 22400 | 84.85% | 1.86 | 0 | 10.5 |  |  |  | No | R-410A | 2.05 | Residential & Commercial | Ducted CEE Tier 1
211245848 | Central HP <5.4 tons | GRANDAIRE | HRCU-A-CB (Split System: Heat Pump with Remote Outdoor Unit-Air-Source) | WDLCURAH24ABK |  |  | WAXL304A* |  | 24200 | 16.5 | 8.5 | 26000 | 22600 | 86.92% | 1.86 | 0 | 10 |  |  |  | No | R-410A | 2.0167 | Residential & Commercial | Ducted CEE Tier 1
214094151 | Central HP <5.4 tons | BOSCH | HRCU-A-CB (Split System: Heat Pump with Remote Outdoor Unit-Air-Source) | BOVB-60HDN1-M18M | ASPEN |  | DM59A44+TDR | BGH96M080C4B | 41000 | 17 | 8.1 | 45500 | 35000 | 76.92% | 2.36 | 0 | 10 |  |  |  | No | R-410A | 3.4167 | Residential & Commercial | Ducted CEE Tier 1
212982407 | Central HP <5.4 tons | GRANDAIRE | HRCU-A-CB (Split System: Heat Pump with Remote Outdoor Unit-Air-Source) | WDLCURAH18ABK |  |  | WLA*254BA* | WFEU040B036B* | 17800 | 16 | 8.1 | 17800 | 17600 | 98.88% | 2.12 | 0 | 10.5 |  |  |  | No | R-410A | 1.4833 | Residential & Commercial | Ducted CEE Tier 1
212983293 | Central HP <5.4 tons | GRANDAIRE | HRCU-A-CB (Split System: Heat Pump with Remote Outdoor Unit-Air-Source) | WDLCURAH18ABK |  |  | WLA*304BA* | WFAX040B036B* | 17300 | 15.5 | 8.5 | 18100 | 19300 | 106.6% | 2.3 | 0 | 10.5 |  |  |  | No | R-410A | 1.4417 | Residential & Commercial | Ducted CEE Tier 1
211244480 | Central HP <5.4 tons | HEIL | HRCU-A-CB (Split System: Heat Pump with Remote Outdoor Unit-Air-Source) | DLCURAH24ABK |  |  | EN(A,D)4X30L17** | *95ESU0401712A* | 23600 | 16.5 | 8.1 | 25800 | 23600 | 91.47% | 1.96 | 0 | 10 |  |  |  | No | R-410A | 1.9667 | Residential & Commercial | Ducted CEE Tier 1
211244491 | Central HP <5.4 tons | HEIL | HRCU-A-CB (Split System: Heat Pump with Remote Outdoor Unit-Air-Source) | DLCURAH24ABK |  |  | EN(A,D)4X30L17** | *80ES(N,L)0701716A* | 24800 | 16 | 8.1 | 26800 | 22200 | 82.84% | 1.82 | 0 | 10.5 |  |  |  | No | R-410A | 2.0667 | Residential & Commercial | Ducted CEE Tier 1
214385570 | Central HP <5.4 tons | COMFORTMAKER | HRCU-A-CB (Split System: Heat Pump with Remote Outdoor Unit-Air-Source) | DLCURAH24ABK | ADP |  | H,YE35936 | *80MSU0401712A* | 23600 | 17 | 8.5 | 24600 | 24000 | 97.56% | 2.02 | 0 | 10.5 |  |  |  | No | R-410A | 1.9667 | Residential & Commercial | Ducted CEE Tier 1
215291974 | Central HP <5.4 tons | AIRQUEST | HRCU-A-CB (Split System: Heat Pump with Remote Outdoor Unit-Air-Source) | DLCURAH24ABK | ADP |  | HE32936 | *92MSN0601714A* | 23400 | 17 | 8.5 | 25200 | 26000 | 103.2% | 2.24 | 0 | 10 |  |  |  | No | R-410A | 1.95 | Residential & Commercial | Ducted CEE Tier 1
212982419 | Central HP <5.4 tons | GRANDAIRE | HRCU-A-CB (Split System: Heat Pump with Remote Outdoor Unit-Air-Source) | WDLCURAH18ABK |  |  | WLA*304BA* | WFEU040B036B* | 17500 | 16 | 8.5 | 18100 | 18500 | 102.2% | 2.24 | 0 | 10.5 |  |  |  | No | R-410A | 1.4583 | Residential & Commercial | Ducted CEE Tier 1
211241849 | Central HP <5.4 tons | ARCOAIRE | HRCU-A-CB (Split System: Heat Pump with Remote Outdoor Unit-Air-Source) | DLCURAH24ABK |  |  | EA*4X36L17A* | *96VSN0401712A* | 23400 | 16 | 8.5 | 25800 | 23600 | 91.47% | 1.96 | 0 | 10 |  |  |  | No | R-410A | 1.95 | Residential & Commercial | Ducted CEE Tier 1
212384298 | Central HP <5.4 tons | GRANDAIRE | HRCU-A-CB (Split System: Heat Pump with Remote Outdoor Unit-Air-Source) | WDLCURAH36ABK |  |  | WLNC424BA* | WFEL090B042B* | 36200 | 15.5 | 8.1 | 39500 | 35000 | 88.61% | 1.98 | 0 | 10 |  |  |  | No | R-410A | 3.0167 | Residential & Commercial | Ducted CEE Tier 1
212384685 | Central HP <5.4 tons | GRANDAIRE | HRCU-A-CB (Split System: Heat Pump with Remote Outdoor Unit-Air-Source) | WDLCURAH36ABK |  |  | WLN(C,W)424CA* | WFAX080C060A* | 36400 | 15.5 | 8.1 | 39500 | 35200 | 89.11% | 1.92 | 0 | 10 |  |  |  | No | R-410A | 3.0333 | Residential & Commercial | Ducted CEE Tier 1
211227012 | Central HP <5.4 tons | GRANDAIRE | HRCU-A-CB (Split System: Heat Pump with Remote Outdoor Unit-Air-Source) | WDLCURAH36ABK |  |  | WLA*374CA* | WFAX080B048A* | 36200 | 16 | 8.5 | 38500 | 34800 | 90.39% | 2.08 | 0 | 10 |  |  |  | No | R-410A | 3.0167 | Residential & Commercial | Ducted CEE Tier 1
211227364 | Central HP <5.4 tons | GRANDAIRE | HRCU-A-CB (Split System: Heat Pump with Remote Outdoor Unit-Air-Source) | WDLCURAH36ABK |  |  | WLA*424CA* | WFEL090C060B* | 36000 | 16 | 8.1 | 39500 | 35000 | 88.61% | 1.9 | 0 | 10 |  |  |  | No | R-410A | 3 | Residential & Commercial | Ducted CEE Tier 1
211227529 | Central HP <5.4 tons | GRANDAIRE | HRCU-A-CB (Split System: Heat Pump with Remote Outdoor Unit-Air-Source) | WDLCURAH36ABK |  |  | WLA*424CA* | WFAX080B048A* | 35400 | 16 | 8.1 | 38500 | 35000 | 90.91% | 1.88 | 0 | 10 |  |  |  | No | R-410A | 2.95 | Residential & Commercial | Ducted CEE Tier 1
211228796 | Central HP <5.4 tons | GRANDAIRE | HRCU-A-CB (Split System: Heat Pump with Remote Outdoor Unit-Air-Source) | WDLCURAH36ABK |  |  | WLA*484CA* | WFER090C048A* | 36200 | 16 | 8.5 | 38500 | 34600 | 89.87% | 2.08 | 0 | 10 |  |  |  | No | R-410A | 3.0167 | Residential & Commercial | Ducted CEE Tier 1
208699672 | Central HP <5.4 tons | CARRIER | HRCU-A-CB (Split System: Heat Pump with Remote Outdoor Unit-Air-Source) | 25VNA436A*031* | ADP |  | H,PG34936 | 58TN*A135C24**22 | 32200 | 20 | 8.95 | 33200 | 25000 | 75.3% | 2.04 | 12.5 | 11.7 |  |  |  | No | R-410A | 2.6833 | Residential & Commercial | Ducted CEE Tier 1
211228019 | Central HP <5.4 tons | GRANDAIRE | HRCU-A-CB (Split System: Heat Pump with Remote Outdoor Unit-Air-Source) | WDLCURAH36ABK |  |  | WLA*424DA* | WFSX100C060A* | 36000 | 15.5 | 8.1 | 39500 | 35200 | 89.11% | 1.92 | 0 | 10 |  |  |  | No | R-410A | 3 | Residential & Commercial | Ducted CEE Tier 1
211228269 | Central HP <5.4 tons | GRANDAIRE | HRCU-A-CB (Split System: Heat Pump with Remote Outdoor Unit-Air-Source) | WDLCURAH36ABK |  |  | WLA*434CA* | WFEL090C048B* | 36800 | 16 | 8.5 | 38500 | 34800 | 90.39% | 2.1 | 0 | 10 |  |  |  | No | R-410A | 3.0667 | Residential & Commercial | Ducted CEE Tier 1
211227340 | Central HP <5.4 tons | GRANDAIRE | HRCU-A-CB (Split System: Heat Pump with Remote Outdoor Unit-Air-Source) | WDLCURAH36ABK |  |  | WLA*424CA* | WFEL090B042B* | 36000 | 15.5 | 8.1 | 39500 | 35200 | 89.11% | 1.9 | 0 | 10 |  |  |  | No | R-410A | 3 | Residential & Commercial | Ducted CEE Tier 1
211227365 | Central HP <5.4 tons | GRANDAIRE | HRCU-A-CB (Split System: Heat Pump with Remote Outdoor Unit-Air-Source) | WDLCURAH36ABK |  |  | WLA*424CA* | WFER090C060A* | 36000 | 16 | 8.1 | 39500 | 35000 | 88.61% | 1.9 | 0 | 10 |  |  |  | No | R-410A | 3 | Residential & Commercial | Ducted CEE Tier 1
211227376 | Central HP <5.4 tons | GRANDAIRE | HRCU-A-CB (Split System: Heat Pump with Remote Outdoor Unit-Air-Source) | WDLCURAH36ABK |  |  | WLA*424CA* | WFEL110C060B* | 35400 | 16 | 8.1 | 38500 | 35000 | 90.91% | 1.88 | 0 | 10 |  |  |  | No | R-410A | 2.95 | Residential & Commercial | Ducted CEE Tier 1
211227065 | Central HP <5.4 tons | GRANDAIRE | HRCU-A-CB (Split System: Heat Pump with Remote Outdoor Unit-Air-Source) | WDLCURAH36ABK |  |  | WLA*374CA* | WFSX080C060A* | 37200 | 15.5 | 8.5 | 38500 | 35000 | 90.91% | 2.12 | 0 | 10 |  |  |  | No | R-410A | 3.1 | Residential & Commercial | Ducted CEE Tier 1
211229907 | Central HP <5.4 tons | GRANDAIRE | HRCU-A-CB (Split System: Heat Pump with Remote Outdoor Unit-Air-Source) | WDLCURAH36ABK |  |  | WLN(C,W)484CA* | WFER045B036A* | 35800 | 15.5 | 8.1 | 38500 | 35000 | 90.91% | 2 | 0 | 10 |  |  |  | No | R-410A | 2.9833 | Residential & Commercial | Ducted CEE Tier 1
211241858 | Central HP <5.4 tons | ARCOAIRE | HRCU-A-CB (Split System: Heat Pump with Remote Outdoor Unit-Air-Source) | DLCURAH24ABK |  |  | EA*4X36L17A* | *96VSN0601412A* | 23600 | 16.5 | 8.5 | 25800 | 23400 | 90.7% | 1.94 | 0 | 10 |  |  |  | No | R-410A | 1.9667 | Residential & Commercial | Ducted CEE Tier 1
211242156 | Central HP <5.4 tons | ARCOAIRE | HRCU-A-CB (Split System: Heat Pump with Remote Outdoor Unit-Air-Source) | DLCURAH24ABK |  |  | EA*4X36L17A* | *95ESN0601714A* | 24600 | 16 | 8.5 | 26600 | 22200 | 83.46% | 1.82 | 0 | 10 |  |  |  | No | R-410A | 2.05 | Residential & Commercial | Ducted CEE Tier 1
215293220 | Central HP <5.4 tons | AIRQUEST | HRCU-A-CB (Split System: Heat Pump with Remote Outdoor Unit-Air-Source) | DLCURAH24ABK | ADP |  | H,GG81936 | *96VTN1002120B* | 23600 | 17 | 8.5 | 24600 | 24200 | 98.37% | 2.04 | 0 | 10.5 |  |  |  | No | R-410A | 1.9667 | Residential & Commercial | Ducted CEE Tier 1
215293240 | Central HP <5.4 tons | AIRQUEST | HRCU-A-CB (Split System: Heat Pump with Remote Outdoor Unit-Air-Source) | DLCURAH24ABK | ADP |  | HG33936 | *96VTN1002122A* | 23200 | 17 | 8.1 | 24200 | 23400 | 96.69% | 1.98 | 0 | 10 |  |  |  | No | R-410A | 1.9333 | Residential & Commercial | Ducted CEE Tier 1
215293257 | Central HP <5.4 tons | AIRQUEST | HRCU-A-CB (Split System: Heat Pump with Remote Outdoor Unit-Air-Source) | DLCURAH24ABK | ADP |  | H,GE7J936 | *96VTN1002122A* | 23000 | 17 | 8.1 | 24200 | 23400 | 96.69% | 1.98 | 0 | 10 |  |  |  | No | R-410A | 1.9167 | Residential & Commercial | Ducted CEE Tier 1
211229966 | Central HP <5.4 tons | GRANDAIRE | HRCU-A-CB (Split System: Heat Pump with Remote Outdoor Unit-Air-Source) | WDLCURAH36ABK |  |  | WLN(C,W)484CA* | WFEL090C060B* | 36600 | 16 | 8.1 | 39500 | 34800 | 88.1% | 2.04 | 0 | 10.5 |  |  |  | No | R-410A | 3.05 | Residential & Commercial | Ducted CEE Tier 1
215375422 | Central HP <5.4 tons | BOSCH | HRCU-A-CB (Split System: Heat Pump with Remote Outdoor Unit-Air-Source) | BOVB-60HDN1-M20G | ASPEN |  | D(A,C,E)60B36+TDR | BGH96M080B3B | 41000 | 17 | 8.7 | 43500 | 35000 | 80.46% | 2.38 | 0 | 11.6 |  |  |  | No | R-410A | 3.4167 | Residential & Commercial | Ducted CEE Tier 1
212675691 | Central HP <5.4 tons | BOSCH | HRCU-A-CB (Split System: Heat Pump with Remote Outdoor Unit-Air-Source) | BOVA-60HDN1-M20G | ASPEN |  | L(E,G)M60F4 |  | 52000 | 18 | 9.5 | 55000 | 48500 | 88.18% | 2.48 | 0 | 11.7 |  |  |  | No | R-410A | 4.3333 | Residential & Commercial | Ducted CEE Tier 1
215676410 | Central HP <5.4 tons | KEEPRITE | HRCU-A-CB (Split System: Heat Pump with Remote Outdoor Unit-Air-Source) | C5H0V48*K*AAA* |  |  | EVD5X60M21A*+WALLCON | *80CSU0601716A* | 48000 | 19 | 9 | 50000 | 36800 | 73.6% | 2 | 0 | 10 |  |  |  | No | R-454B | 4 | Residential & Commercial | Ducted CEE Tier 1
215676210 | Central HP <5.4 tons | KEEPRITE | HRCU-A-CB (Split System: Heat Pump with Remote Outdoor Unit-Air-Source) | C5H0V48*K*AAA* |  |  | EVD5X48M24A*+WALLCON | *80CTL0902120B* | 47000 | 19 | 9 | 50000 | 36200 | 72.4% | 2 | 0 | 10 |  |  |  | No | R-454B | 3.9167 | Residential & Commercial | Ducted CEE Tier 1
215375400 | Central HP <5.4 tons | BOSCH | HRCU-A-CB (Split System: Heat Pump with Remote Outdoor Unit-Air-Source) | BOVA-60HDN1-M20G | ASPEN |  | D(A,C,E)60B34+TDR | BGH96M100C5B | 43000 | 17.5 | 8.7 | 46500 | 35600 | 76.56% | 2.32 | 0 | 11.6 |  |  |  | No | R-410A | 3.5833 | Residential & Commercial | Ducted CEE Tier 1
214385647 | Central HP <5.4 tons | COMFORTMAKER | HRCU-A-CB (Split System: Heat Pump with Remote Outdoor Unit-Air-Source) | DLCURAH18ABK | ADP |  | H,YA10936 | *80MSU0401712A* | 17100 | 16 | 8.5 | 17000 | 19000 | 111.8% | 2.34 | 0 | 10 |  |  |  | No | R-410A | 1.425 | Residential & Commercial | Ducted CEE Tier 1
214595730 | Central HP <5.4 tons | GRANDAIRE | HRCU-A-CB (Split System: Heat Pump with Remote Outdoor Unit-Air-Source) | WDLCURAH24ABK |  |  | WLA*304BA* | WFST060B048A* | 23600 | 16.5 | 9 | 26000 | 24000 | 92.31% | 2 | 0 | 10 |  |  |  | No | R-410A | 1.9667 | Residential & Commercial | Ducted CEE Tier 1
212987503 | Central HP <5.4 tons | KEEPRITE | HRCU-A-CB (Split System: Heat Pump with Remote Outdoor Unit-Air-Source) | DLCURAH18ABK |  |  | EA*4X19L17A* | *96MSN0801716A* | 18200 | 16.5 | 8.5 | 18100 | 17700 | 97.79% | 2.14 | 0 | 11 |  |  |  | No | R-410A | 1.5167 | Residential & Commercial | Ducted CEE Tier 1
214776746 | Central HP <5.4 tons | YORK | HRCU-A-CB (Split System: Heat Pump with Remote Outdoor Unit-Air-Source) | HH860E2S11 | ADP |  | CH600C*C+TXV | Y81E080C20SMPS1 | 52000 | 18 | 8.3 | 52000 | 38500 | 74.04% | 1.96 | 0 | 10.5 |  |  |  | No | R-454B | 4.3333 | Residential & Commercial | Ducted CEE Tier 1
214776751 | Central HP <5.4 tons | YORK | HRCU-A-CB (Split System: Heat Pump with Remote Outdoor Unit-Air-Source) | HH860E2S11 | ADP |  | CX601C*35+TXV | Y81E080C20SMPS1 | 53000 | 19 | 8.5 | 52000 | 38500 | 74.04% | 2 | 0 | 11 |  |  |  | No | R-454B | 4.4167 | Residential & Commercial | Ducted CEE Tier 1
214776753 | Central HP <5.4 tons | YORK | HRCU-A-CB (Split System: Heat Pump with Remote Outdoor Unit-Air-Source) | HH860E2S11 | ADP |  | CV605**C+TXV | Y81E080C20SMPS1 | 44000 | 18 | 8.5 | 42500 | 33000 | 77.65% | 2 | 0 | 12 |  |  |  | No | R-454B | 3.6667 | Residential & Commercial | Ducted CEE Tier 1
214776787 | Central HP <5.4 tons | YORK | HRCU-A-CB (Split System: Heat Pump with Remote Outdoor Unit-Air-Source) | HH860E2S11 | ADP |  | CV609**A+TXV | Y81E120C20SMPS1 | 52500 | 19 | 8.5 | 51500 | 38000 | 73.79% | 2 | 0 | 11.7 |  |  |  | No | R-454B | 4.375 | Residential & Commercial | Ducted CEE Tier 1
207573654 | Central HP <5.4 tons | DAY & NIGHT | HRCU-A-CB (Split System: Heat Pump with Remote Outdoor Unit-Air-Source) | CVH848GKA2* | ADP |  | PL48H210P299 | *80CSU0802120A* | 45000 | 18 | 8.1 | 44000 | 31400 | 71.36% | 2.26 | 10.5 | 10 |  |  |  | No | R-410A | 3.75 | Residential & Commercial | Ducted CEE Tier 1
207573697 | Central HP <5.4 tons | DAY & NIGHT | HRCU-A-CB (Split System: Heat Pump with Remote Outdoor Unit-Air-Source) | CVH848GKA2* | ADP |  | FG35948 | *80CTL0902120A* | 44500 | 17 | 8.5 | 44500 | 34600 | 77.75% | 2 | 10.5 | 10 |  |  |  | No | R-410A | 3.7083 | Residential & Commercial | Ducted CEE Tier 1
207573729 | Central HP <5.4 tons | DAY & NIGHT | HRCU-A-CB (Split System: Heat Pump with Remote Outdoor Unit-Air-Source) | CVH848GKA2* | ADP |  | FG48960 | *95CSU1002122A* | 45500 | 17 | 8.5 | 43500 | 34200 | 78.62% | 2 | 10.5 | 10 |  |  |  | No | R-410A | 3.7917 | Residential & Commercial | Ducted CEE Tier 1
215731535 | Central HP <5.4 tons | YORK | HRCU-A-CB (Split System: Heat Pump with Remote Outdoor Unit-Air-Source) | HH860E2S11 | ADP |  | H,YG37*60+TXV-BLEED | TM9Y100C16MP11 | 44000 | 16 | 8.5 | 42500 | 33400 | 78.59% | 2 | 0 | 11 |  |  |  | No | R-454B | 3.6667 | Residential & Commercial | Ducted CEE Tier 1
215940021 | Central HP <5.4 tons | KEEPRITE | HRCU-A-CB (Split System: Heat Pump with Remote Outdoor Unit-Air-Source) | C5H3V36*K*AAA* |  |  | ESH5X42M12A*+WALLCON | *96CTN0802120B* | 33600 | 19 | 9 | 34800 | 26600 | 76.44% | 1.92 | 0 | 11.5 |  |  |  | No | R-454B | 2.8 | Residential & Commercial | Ducted CEE Tier 1
215940101 | Central HP <5.4 tons | KEEPRITE | HRCU-A-CB (Split System: Heat Pump with Remote Outdoor Unit-Air-Source) | C5H3V36*K*AAA* |  |  | ESH5X48M12A*+WALLCON | *96CTN0802120B* | 33800 | 19.5 | 9 | 34800 | 26600 | 76.44% | 1.94 | 0 | 11.5 |  |  |  | No | R-454B | 2.8167 | Residential & Commercial | Ducted CEE Tier 1
215940471 | Central HP <5.4 tons | KEEPRITE | HRCU-A-CB (Split System: Heat Pump with Remote Outdoor Unit-Air-Source) | C5H3V36*K*AAA* |  |  | EVM5X60M24A*+WALLCON | *96CTN0802120B* | 35400 | 21.5 | 8.5 | 38000 | 28600 | 75.26% | 2.04 | 0 | 12 |  |  |  | No | R-454B | 2.95 | Residential & Commercial | Ducted CEE Tier 1
215939971 | Central HP <5.4 tons | KEEPRITE | HRCU-A-CB (Split System: Heat Pump with Remote Outdoor Unit-Air-Source) | C5H3V36*K*AAA* |  |  | ESH5X36M12A*+WALLCON | *97CTN0601716A* | 33000 | 18 | 9 | 35600 | 27400 | 76.97% | 1.9 | 0 | 10.5 |  |  |  | No | R-454B | 2.75 | Residential & Commercial | Ducted CEE Tier 1
215939851 | Central HP <5.4 tons | KEEPRITE | HRCU-A-CB (Split System: Heat Pump with Remote Outdoor Unit-Air-Source) | C5H3V36*K*AAA* |  |  | EA*5X61M21A*+WALLCON | *80CSU0601716B* | 34400 | 20.5 | 9.5 | 34400 | 26000 | 75.58% | 2.06 | 0 | 12 |  |  |  | No | R-454B | 2.8667 | Residential & Commercial | Ducted CEE Tier 1
213078921 | Central HP <5.4 tons | KEEPRITE | HRCU-A-CB (Split System: Heat Pump with Remote Outdoor Unit-Air-Source) | DLCURAH36ABK |  |  | END4X42L17** | *80MSU1002120A* | 36000 | 15.5 | 8.1 | 39000 | 35200 | 90.26% | 1.96 | 0 | 10 |  |  |  | No | R-410A | 3 | Residential & Commercial | Ducted CEE Tier 1
213079539 | Central HP <5.4 tons | KEEPRITE | HRCU-A-CB (Split System: Heat Pump with Remote Outdoor Unit-Air-Source) | DLCURAH36ABK |  |  | EA*4X37L17A* | *92MSN0801716A* | 36400 | 15.5 | 8.5 | 38500 | 35000 | 90.91% | 2.02 | 0 | 10 |  |  |  | No | R-410A | 3.0333 | Residential & Commercial | Ducted CEE Tier 1
215294684 | Central HP <5.4 tons | AIRQUEST | HRCU-A-CB (Split System: Heat Pump with Remote Outdoor Unit-Air-Source) | DLCURAH36ABK | ADP |  | HG35936 | *92MSN0801716A* | 35400 | 16 | 8.1 | 36800 | 34600 | 94.02% | 1.88 | 0 | 10 |  |  |  | No | R-410A | 2.95 | Residential & Commercial | Ducted CEE Tier 1
215294752 | Central HP <5.4 tons | AIRQUEST | HRCU-A-CB (Split System: Heat Pump with Remote Outdoor Unit-Air-Source) | DLCURAH36ABK | ADP |  | HE35936 | *92MSN0802120A* | 35200 | 16 | 8.1 | 36800 | 34600 | 94.02% | 1.88 | 0 | 10 |  |  |  | No | R-410A | 2.9333 | Residential & Commercial | Ducted CEE Tier 1
206765910 | Central HP <5.4 tons | COMFORTMAKER | HRCU-A-CB (Split System: Heat Pump with Remote Outdoor Unit-Air-Source) | CVH825GKA3* |  |  | EA*4X37L17A*+WALLCON | *80CTL0701412A* | 24200 | 17 | 8.1 | 21400 | 16600 | 77.57% | 2 | 11 | 11 |  |  |  | No | R-410A | 2.0167 | Residential & Commercial | Ducted CEE Tier 1
206765417 | Central HP <5.4 tons | COMFORTMAKER | HRCU-A-CB (Split System: Heat Pump with Remote Outdoor Unit-Air-Source) | CVH825GKA3* |  |  | EA*4X24L17A*+WALLCON | *80CTL0451712A* | 23200 | 16 | 8.1 | 22000 | 16900 | 76.82% | 1.88 | 11 | 10.5 |  |  |  | No | R-410A | 1.9333 | Residential & Commercial | Ducted CEE Tier 1
211230291 | Central HP <5.4 tons | GRANDAIRE | HRCU-A-CB (Split System: Heat Pump with Remote Outdoor Unit-Air-Source) | WDLCURAH36ABK |  |  | WLN(C,W)484CA* | WFSU100C060A* | 36400 | 16 | 8.1 | 38500 | 34800 | 90.39% | 2.04 | 0 | 10.5 |  |  |  | No | R-410A | 3.0333 | Residential & Commercial | Ducted CEE Tier 1
211230475 | Central HP <5.4 tons | GRANDAIRE | HRCU-A-CB (Split System: Heat Pump with Remote Outdoor Unit-Air-Source) | WDLCURAH36ABK |  |  | WLNC484DA* | WFER110D060A* | 36000 | 16.5 | 8.1 | 38500 | 34800 | 90.39% | 2.02 | 0 | 10.5 |  |  |  | No | R-410A | 3 | Residential & Commercial | Ducted CEE Tier 1
211229280 | Central HP <5.4 tons | GRANDAIRE | HRCU-A-CB (Split System: Heat Pump with Remote Outdoor Unit-Air-Source) | WDLCURAH36ABK |  |  | WLA*484DA* | WFEL090C060B* | 36600 | 16 | 8.5 | 38500 | 34800 | 90.39% | 2.08 | 0 | 10 |  |  |  | No | R-410A | 3.05 | Residential & Commercial | Ducted CEE Tier 1
216054532 | Central HP <5.4 tons | COLEMAN | HRCU-A-CB (Split System: Heat Pump with Remote Outdoor Unit-Air-Source) | HH824E2S11 | ASPEN |  | D(A,C,E)36A4K+TDR | TL9E060B12UH11 | 22600 | 17 | 8.5 | 22800 | 18000 | 78.95% | 2 | 0 | 12 |  |  |  | No | R-454B | 1.8833 | Residential & Commercial | Ducted CEE Tier 1
216054551 | Central HP <5.4 tons | COLEMAN | HRCU-A-CB (Split System: Heat Pump with Remote Outdoor Unit-Air-Source) | HH824E2S11 | ASPEN |  | D(A,C,E)24B4K+TDR | TM8V080B12MP12 | 22400 | 17 | 8.5 | 22800 | 17700 | 77.63% | 2 | 0 | 12 |  |  |  | No | R-454B | 1.8667 | Residential & Commercial | Ducted CEE Tier 1
216054552 | Central HP <5.4 tons | COLEMAN | HRCU-A-CB (Split System: Heat Pump with Remote Outdoor Unit-Air-Source) | HH824E2S11 | ASPEN |  | D(A,C,E)36A4K+TDR | TM8V080B12MP12 | 22600 | 17 | 8.5 | 22600 | 17700 | 78.32% | 2 | 0 | 12 |  |  |  | No | R-454B | 1.8833 | Residential & Commercial | Ducted CEE Tier 1
216054568 | Central HP <5.4 tons | COLEMAN | HRCU-A-CB (Split System: Heat Pump with Remote Outdoor Unit-Air-Source) | HH824E2S11 | ASPEN |  | D(A,C,E)36A4K+TDR | TM9E040A10MP12 | 21000 | 17 | 9 | 23000 | 18100 | 78.7% | 2 | 0 | 10.5 |  |  |  | No | R-454B | 1.75 | Residential & Commercial | Ducted CEE Tier 1
216054617 | Central HP <5.4 tons | COLEMAN | HRCU-A-CB (Split System: Heat Pump with Remote Outdoor Unit-Air-Source) | HH824E2S11 | ASPEN |  | C(A,C,D,E)24D2K+TDR | TMLE100B12MP11 | 21000 | 17 | 8.5 | 22800 | 18000 | 78.95% | 2 | 0 | 11.7 |  |  |  | No | R-454B | 1.75 | Residential & Commercial | Ducted CEE Tier 1
216054618 | Central HP <5.4 tons | COLEMAN | HRCU-A-CB (Split System: Heat Pump with Remote Outdoor Unit-Air-Source) | HH824E2S11 | ASPEN |  | D(A,C,E)24B3K+TDR | TMLE100B12MP11 | 22000 | 17 | 8.1 | 22600 | 18000 | 79.65% | 2 | 0 | 12 |  |  |  | No | R-454B | 1.8333 | Residential & Commercial | Ducted CEE Tier 1
216054635 | Central HP <5.4 tons | COLEMAN | HRCU-A-CB (Split System: Heat Pump with Remote Outdoor Unit-Air-Source) | HH824E2S11 | ASPEN |  | D(A,C,E)24B4K+TDR | Z8ES040A12SMPS1 | 21000 | 18 | 9.5 | 22800 | 18100 | 79.39% | 2 | 0 | 11.2 |  |  |  | No | R-454B | 1.75 | Residential & Commercial | Ducted CEE Tier 1
212983880 | Central HP <5.4 tons | GRANDAIRE | HRCU-A-CB (Split System: Heat Pump with Remote Outdoor Unit-Air-Source) | WDLCURAH36ABK |  |  | WLA*484CA* | WFAX060B042B* | 35600 | 16 | 8.5 | 37800 | 35400 | 93.65% | 1.78 | 0 | 10 |  |  |  | No | R-410A | 2.9667 | Residential & Commercial | Ducted CEE Tier 1
208699676 | Central HP <5.4 tons | CARRIER | HRCU-A-CB (Split System: Heat Pump with Remote Outdoor Unit-Air-Source) | 25VNA436A*031* | ADP |  | H,PG34936 | 59MN7B060C21**20 | 33000 | 19 | 9 | 33400 | 25400 | 76.05% | 2.02 | 12.2 | 11.7 |  |  |  | No | R-410A | 2.75 | Residential & Commercial | Ducted CEE Tier 1
216054700 | Central HP <5.4 tons | COLEMAN | HRCU-A-CB (Split System: Heat Pump with Remote Outdoor Unit-Air-Source) | HH836E2S11 | ASPEN |  | D(A,C,E)36A4K+TDR | TM8Y080B12MP11 | 30600 | 18 | 8.5 | 30800 | 25200 | 81.82% | 2 | 0 | 10.5 |  |  |  | No | R-454B | 2.55 | Residential & Commercial | Ducted CEE Tier 1
216054717 | Central HP <5.4 tons | COLEMAN | HRCU-A-CB (Split System: Heat Pump with Remote Outdoor Unit-Air-Source) | HH836E2S11 | ASPEN |  | D(A,C,E)36A4K+TDR | TM9Y080B12MP11 | 30600 | 18 | 8.5 | 31000 | 25400 | 81.94% | 2 | 0 | 10.5 |  |  |  | No | R-454B | 2.55 | Residential & Commercial | Ducted CEE Tier 1
216054732 | Central HP <5.4 tons | COLEMAN | HRCU-A-CB (Split System: Heat Pump with Remote Outdoor Unit-Air-Source) | HH836E2S11 | ASPEN |  | D(A,C,E)36A4K+TDR | TP9C080C16MP13 | 30800 | 18 | 8.5 | 31400 | 25400 | 80.89% | 2 | 0 | 10.5 |  |  |  | No | R-454B | 2.5667 | Residential & Commercial | Ducted CEE Tier 1
216054698 | Central HP <5.4 tons | COLEMAN | HRCU-A-CB (Split System: Heat Pump with Remote Outdoor Unit-Air-Source) | HH836E2S11 | ASPEN |  | D(A,C,E)36A4K+TDR | TM8V080C16MP12 | 31000 | 18 | 8.5 | 31200 | 25400 | 81.41% | 2 | 0 | 10.5 |  |  |  | No | R-454B | 2.5833 | Residential & Commercial | Ducted CEE Tier 1
212623391 | Central HP <5.4 tons | COLEMAN | HRCU-A-CB (Split System: Heat Pump with Remote Outdoor Unit-Air-Source) | HMH72B341 | ASPEN |  | D(A,C,E)42D34+TDR | TP9C080C16MP13 | 33200 | 17.5 | 8.1 | 33800 | 27400 | 81.07% | 2.45 | 0 | 10 |  |  |  | No | R-410A | 2.7667 | Residential & Commercial | Ducted CEE Tier 1
214521907 | Central HP <5.4 tons | COLEMAN | HRCU-A-CB (Split System: Heat Pump with Remote Outdoor Unit-Air-Source) | HMH72B341 | ASPEN |  | C(A,C,D,E)48A34+TDR | Z8ES040A12SMPS1 | 33200 | 18 | 8.1 | 32600 | 29800 | 91.41% | 2.68 | 0 | 10 |  |  |  | No | R-410A | 2.7667 | Residential & Commercial | Ducted CEE Tier 1
213613569 | Central HP <5.4 tons | BRYANT HEATING AND COOLING SYSTEMS | HRCU-A-CB (Split System: Heat Pump with Remote Outdoor Unit-Air-Source) | 38MURAQ18AB3* | ASPEN |  | L(E,G)M24J4 |  | 18000 | 15.2 | 8.5 | 19300 | 18300 | 94.82% | 2.2 | 0 | 10 |  |  |  | No | R-410A | 1.5 | Residential & Commercial | Ducted CEE Tier 1
215375425 | Central HP <5.4 tons | BOSCH | HRCU-A-CB (Split System: Heat Pump with Remote Outdoor Unit-Air-Source) | BOVB-60HDN1-M20G | ASPEN |  | D(A,C,E)60B36+TDR | BGH96M120D5B | 43500 | 17.5 | 8.9 | 47000 | 35600 | 75.74% | 2.29 | 0 | 11.6 |  |  |  | No | R-410A | 3.625 | Residential & Commercial | Ducted CEE Tier 1
214094138 | Central HP <5.4 tons | BOSCH | HRCU-A-CB (Split System: Heat Pump with Remote Outdoor Unit-Air-Source) | BOVA-60HDN1-M20G | ASPEN |  | DM59A44+TDR | BGH96M080B3A | 40500 | 17 | 8.8 | 43500 | 39500 | 90.8% | 2.4 | 0 | 11.5 |  |  |  | No | R-410A | 3.375 | Residential & Commercial | Ducted CEE Tier 1
213206453 | Central HP <5.4 tons | CARRIER | HRCU-A-CB (Split System: Heat Pump with Remote Outdoor Unit-Air-Source) | 38MURAQ24AB3* | ASPEN |  | D(A,C,E)36B34+TDR | 59SC2D080E17**16 | 23600 | 17.5 | 8.1 | 25600 | 20000 | 78.12% | 2.86 | 0 | 10.3 |  |  |  | No | R-410A | 1.9667 | Residential & Commercial | Ducted CEE Tier 1
213206639 | Central HP <5.4 tons | CARRIER | HRCU-A-CB (Split System: Heat Pump with Remote Outdoor Unit-Air-Source) | 38MURAQ24AB3* | ASPEN |  | D(A,C,E)36B34+TDR | 59TP6B100V21**20 | 22800 | 16.9 | 8.1 | 25200 | 19900 | 78.97% | 2.7 | 0 | 10.3 |  |  |  | No | R-410A | 1.9 | Residential & Commercial | Ducted CEE Tier 1
213752635 | Central HP <5.4 tons | CARRIER | HRCU-A-CB (Split System: Heat Pump with Remote Outdoor Unit-Air-Source) | 38MURAQ24AB3* | ASPEN |  | D(A,C,E)30C44+TDR | 58S(B,C)*B045M14**12 | 23400 | 17 | 8.5 | 27000 | 20400 | 75.56% | 2.88 | 0 | 10 |  |  |  | No | R-410A | 1.95 | Residential & Commercial | Ducted CEE Tier 1
213752668 | Central HP <5.4 tons | CARRIER | HRCU-A-CB (Split System: Heat Pump with Remote Outdoor Unit-Air-Source) | 38MURAQ24AB3* | ASPEN |  | D(A,C,E)36B34+TDR | 58S(B,C)*B070M17**16 | 22600 | 17.4 | 8.5 | 25200 | 20000 | 79.37% | 3 | 0 | 10.3 |  |  |  | No | R-410A | 1.8833 | Residential & Commercial | Ducted CEE Tier 1
213752699 | Central HP <5.4 tons | CARRIER | HRCU-A-CB (Split System: Heat Pump with Remote Outdoor Unit-Air-Source) | 38MURAQ24AB3* | ASPEN |  | D(A,C,E)36B34+TDR | 58S(B,C)*B090M21**16 | 22800 | 17.4 | 8.5 | 25200 | 19900 | 78.97% | 2.99 | 0 | 10.3 |  |  |  | No | R-410A | 1.9 | Residential & Commercial | Ducted CEE Tier 1
213752766 | Central HP <5.4 tons | CARRIER | HRCU-A-CB (Split System: Heat Pump with Remote Outdoor Unit-Air-Source) | 38MURAQ24AB3* | ASPEN |  | D(A,C,E)30B34+TDR | 58TP*B090V21**20 | 23200 | 17 | 8.5 | 26200 | 20200 | 77.1% | 2.92 | 0 | 10 |  |  |  | No | R-410A | 1.9333 | Residential & Commercial | Ducted CEE Tier 1
213752817 | Central HP <5.4 tons | CARRIER | HRCU-A-CB (Split System: Heat Pump with Remote Outdoor Unit-Air-Source) | 38MURAQ24AB3* | ASPEN |  | D(A,C,E)30B34+TDR | 59SC2E080M17**16 | 23200 | 17.5 | 8.5 | 26200 | 20200 | 77.1% | 2.86 | 0 | 10 |  |  |  | No | R-410A | 1.9333 | Residential & Commercial | Ducted CEE Tier 1
213752819 | Central HP <5.4 tons | CARRIER | HRCU-A-CB (Split System: Heat Pump with Remote Outdoor Unit-Air-Source) | 38MURAQ24AB3* | ASPEN |  | D(A,C,E)30C44+TDR | 59SC2E080M17**16 | 23400 | 17.5 | 8.5 | 26200 | 20200 | 77.1% | 2.86 | 0 | 10 |  |  |  | No | R-410A | 1.95 | Residential & Commercial | Ducted CEE Tier 1
213752852 | Central HP <5.4 tons | CARRIER | HRCU-A-CB (Split System: Heat Pump with Remote Outdoor Unit-Air-Source) | 38MURAQ24AB3* | ASPEN |  | D(A,C,E)36B34+TDR | 59SC6A026M14**10 | 23200 | 16.5 | 8.5 | 27000 | 20600 | 76.3% | 2.86 | 0 | 10 |  |  |  | No | R-410A | 1.9333 | Residential & Commercial | Ducted CEE Tier 1
212983238 | Central HP <5.4 tons | GRANDAIRE | HRCU-A-CB (Split System: Heat Pump with Remote Outdoor Unit-Air-Source) | WDLCURAH24ABK |  |  | WLN(C,W)364BA* | WFAX040B036B* | 23400 | 15.5 | 8.1 | 26200 | 24200 | 92.37% | 1.98 | 0 | 10 |  |  |  | No | R-410A | 1.95 | Residential & Commercial | Ducted CEE Tier 1
212675685 | Central HP <5.4 tons | BOSCH | HRCU-A-CB (Split System: Heat Pump with Remote Outdoor Unit-Air-Source) | BOVB-60HDN1-M18M | ASPEN |  | L(E,G)M36F4 |  | 34800 | 17 | 8.2 | 35000 | 25200 | 72% | 2.56 | 0 | 10.2 |  |  |  | No | R-410A | 2.9 | Residential & Commercial | Ducted CEE Tier 1
211245826 | Central HP <5.4 tons | GRANDAIRE | HRCU-A-CB (Split System: Heat Pump with Remote Outdoor Unit-Air-Source) | WDLCURAH24ABK |  |  | WAHL304B* |  | 24000 | 17 | 8.5 | 26200 | 23400 | 89.31% | 1.94 | 0 | 10 |  |  |  | No | R-410A | 2 | Residential & Commercial | Ducted CEE Tier 1
215294605 | Central HP <5.4 tons | AIRQUEST | HRCU-A-CB (Split System: Heat Pump with Remote Outdoor Unit-Air-Source) | DLCURAH36ABK | ADP |  | H,GG48936 | *92MSN0601412A* | 36200 | 15.2 | 8.5 | 36800 | 34800 | 94.57% | 2 | 0 | 10 |  |  |  | No | R-410A | 3.0167 | Residential & Commercial | Ducted CEE Tier 1
215294821 | Central HP <5.4 tons | AIRQUEST | HRCU-A-CB (Split System: Heat Pump with Remote Outdoor Unit-Air-Source) | DLCURAH36ABK | ADP |  | H,GE1K936 | *92MSN1002120A* | 35400 | 16 | 8.1 | 36800 | 34600 | 94.02% | 1.88 | 0 | 10 |  |  |  | No | R-410A | 2.95 | Residential & Commercial | Ducted CEE Tier 1
215294837 | Central HP <5.4 tons | AIRQUEST | HRCU-A-CB (Split System: Heat Pump with Remote Outdoor Unit-Air-Source) | DLCURAH36ABK | ADP |  | HG33936 | *92MSN1002122A* | 35200 | 16 | 8.1 | 36800 | 34600 | 94.02% | 1.9 | 0 | 10 |  |  |  | No | R-410A | 2.9333 | Residential & Commercial | Ducted CEE Tier 1
211206974 | Central HP <5.4 tons | JOHNSON CONTROLS | HRCU-A-CB (Split System: Heat Pump with Remote Outdoor Unit-Air-Source) | HL20B4821 |  |  | XAMC48HE3N1+CC | TPLC120C20MP13 | 43500 | 19 | 9 | 44500 | 36200 | 81.35% | 2.14 | 0 | 12 |  |  |  | No | R-410A | 3.625 | Residential & Commercial | Ducted CEE Tier 1
211206992 | Central HP <5.4 tons | JOHNSON CONTROLS | HRCU-A-CB (Split System: Heat Pump with Remote Outdoor Unit-Air-Source) | HL20B4821 |  |  | XAMC48HE3N1+CC | TMLV100C16MP12 | 43500 | 19 | 9 | 44500 | 36200 | 81.35% | 2.14 | 0 | 12 |  |  |  | No | R-410A | 3.625 | Residential & Commercial | Ducted CEE Tier 1
215294846 | Central HP <5.4 tons | AIRQUEST | HRCU-A-CB (Split System: Heat Pump with Remote Outdoor Unit-Air-Source) | DLCURAH36ABK | ADP |  | H,GE35936 | *92MSN1002122A* | 35400 | 16 | 8.1 | 36800 | 34600 | 94.02% | 1.88 | 0 | 10 |  |  |  | No | R-410A | 2.95 | Residential & Commercial | Ducted CEE Tier 1
215294862 | Central HP <5.4 tons | AIRQUEST | HRCU-A-CB (Split System: Heat Pump with Remote Outdoor Unit-Air-Source) | DLCURAH36ABK | ADP |  | H,GE9J936 | *92MSN1002122A* | 35400 | 16 | 8.1 | 36800 | 34600 | 94.02% | 1.88 | 0 | 10 |  |  |  | No | R-410A | 2.95 | Residential & Commercial | Ducted CEE Tier 1
215294880 | Central HP <5.4 tons | AIRQUEST | HRCU-A-CB (Split System: Heat Pump with Remote Outdoor Unit-Air-Source) | DLCURAH36ABK | ADP |  | H,GG33936 | *92MSN1202420A* | 35600 | 16 | 8.1 | 36800 | 34800 | 94.57% | 1.9 | 0 | 10 |  |  |  | No | R-410A | 2.9667 | Residential & Commercial | Ducted CEE Tier 1
215294905 | Central HP <5.4 tons | AIRQUEST | HRCU-A-CB (Split System: Heat Pump with Remote Outdoor Unit-Air-Source) | DLCURAH36ABK | ADP |  | HG9J936 | *92MSN1202420A* | 35800 | 16 | 8.1 | 36800 | 34800 | 94.57% | 1.9 | 0 | 10 |  |  |  | No | R-410A | 2.9833 | Residential & Commercial | Ducted CEE Tier 1
215294851 | Central HP <5.4 tons | AIRQUEST | HRCU-A-CB (Split System: Heat Pump with Remote Outdoor Unit-Air-Source) | DLCURAH36ABK | ADP |  | H,GG37936 | *92MSN1002122A* | 35800 | 16 | 8.1 | 36800 | 34600 | 94.02% | 2 | 0 | 10.5 |  |  |  | No | R-410A | 2.9833 | Residential & Commercial | Ducted CEE Tier 1
215294868 | Central HP <5.4 tons | AIRQUEST | HRCU-A-CB (Split System: Heat Pump with Remote Outdoor Unit-Air-Source) | DLCURAH36ABK | ADP |  | H,GE80936 | *92MSN1002122A* | 36000 | 16 | 8.5 | 36200 | 34200 | 94.48% | 2.04 | 0 | 10 |  |  |  | No | R-410A | 3 | Residential & Commercial | Ducted CEE Tier 1
215294886 | Central HP <5.4 tons | AIRQUEST | HRCU-A-CB (Split System: Heat Pump with Remote Outdoor Unit-Air-Source) | DLCURAH36ABK | ADP |  | H,GE34936 | *92MSN1202420A* | 35800 | 16 | 8.1 | 36800 | 34800 | 94.57% | 1.9 | 0 | 10 |  |  |  | No | R-410A | 2.9833 | Residential & Commercial | Ducted CEE Tier 1
215295125 | Central HP <5.4 tons | AIRQUEST | HRCU-A-CB (Split System: Heat Pump with Remote Outdoor Unit-Air-Source) | DLCURAH36ABK | ADP |  | H,GE80936 | *96MSN1002120A* | 36000 | 16 | 8.5 | 36200 | 34200 | 94.48% | 2.04 | 0 | 10 |  |  |  | No | R-410A | 3 | Residential & Commercial | Ducted CEE Tier 1
215295141 | Central HP <5.4 tons | AIRQUEST | HRCU-A-CB (Split System: Heat Pump with Remote Outdoor Unit-Air-Source) | DLCURAH36ABK | ADP |  | H,GG34936 | *96MSN1002122A* | 35400 | 16 | 8.5 | 36800 | 34600 | 94.02% | 1.88 | 0 | 10 |  |  |  | No | R-410A | 2.95 | Residential & Commercial | Ducted CEE Tier 1
215295166 | Central HP <5.4 tons | AIRQUEST | HRCU-A-CB (Split System: Heat Pump with Remote Outdoor Unit-Air-Source) | DLCURAH36ABK | ADP |  | H,GG80936 | *96MSN1002122A* | 35800 | 16 | 8.5 | 36200 | 34200 | 94.48% | 2.06 | 0 | 10 |  |  |  | No | R-410A | 2.9833 | Residential & Commercial | Ducted CEE Tier 1
206765435 | Central HP <5.4 tons | COMFORTMAKER | HRCU-A-CB (Split System: Heat Pump with Remote Outdoor Unit-Air-Source) | CVH825GKA3* |  |  | EA*4X24L17A*+WALLCON | *96CTN0601714A* | 23200 | 16 | 8.1 | 22000 | 16900 | 76.82% | 1.88 | 11 | 10.5 |  |  |  | No | R-410A | 1.9333 | Residential & Commercial | Ducted CEE Tier 1
215295068 | Central HP <5.4 tons | AIRQUEST | HRCU-A-CB (Split System: Heat Pump with Remote Outdoor Unit-Air-Source) | DLCURAH36ABK | ADP |  | HG48936 | *96MSN0802120A* | 36000 | 16 | 8.5 | 36400 | 34400 | 94.51% | 2.04 | 0 | 10 |  |  |  | No | R-410A | 3 | Residential & Commercial | Ducted CEE Tier 1
215295120 | Central HP <5.4 tons | AIRQUEST | HRCU-A-CB (Split System: Heat Pump with Remote Outdoor Unit-Air-Source) | DLCURAH36ABK | ADP |  | H,GE9J936 | *96MSN1002120A* | 35400 | 16 | 8.1 | 36800 | 34600 | 94.02% | 1.88 | 0 | 10 |  |  |  | No | R-410A | 2.95 | Residential & Commercial | Ducted CEE Tier 1
215295189 | Central HP <5.4 tons | AIRQUEST | HRCU-A-CB (Split System: Heat Pump with Remote Outdoor Unit-Air-Source) | DLCURAH36ABK | ADP |  | HG35936 | *96MSN1202422A* | 35200 | 16 | 8.1 | 36800 | 34600 | 94.02% | 1.88 | 0 | 10 |  |  |  | No | R-410A | 2.9333 | Residential & Commercial | Ducted CEE Tier 1
215295207 | Central HP <5.4 tons | AIRQUEST | HRCU-A-CB (Split System: Heat Pump with Remote Outdoor Unit-Air-Source) | DLCURAH36ABK | ADP |  | H,GG1K936 | *96MSN1202422A* | 35200 | 16 | 8.1 | 36800 | 34600 | 94.02% | 1.88 | 0 | 10 |  |  |  | No | R-410A | 2.9333 | Residential & Commercial | Ducted CEE Tier 1
215295214 | Central HP <5.4 tons | AIRQUEST | HRCU-A-CB (Split System: Heat Pump with Remote Outdoor Unit-Air-Source) | DLCURAH36ABK | ADP |  | HG82936 | *96MSN1202422A* | 35600 | 16 | 8.5 | 36200 | 34200 | 94.48% | 2.02 | 0 | 10 |  |  |  | No | R-410A | 2.9667 | Residential & Commercial | Ducted CEE Tier 1
215295239 | Central HP <5.4 tons | AIRQUEST | HRCU-A-CB (Split System: Heat Pump with Remote Outdoor Unit-Air-Source) | DLCURAH36ABK | ADP |  | H,GG48936 | *96MSN1402422A* | 35600 | 16 | 8.5 | 36200 | 34200 | 94.48% | 2.02 | 0 | 10 |  |  |  | No | R-410A | 2.9667 | Residential & Commercial | Ducted CEE Tier 1
215295255 | Central HP <5.4 tons | AIRQUEST | HRCU-A-CB (Split System: Heat Pump with Remote Outdoor Unit-Air-Source) | DLCURAH36ABK | ADP |  | H,GG81936 | *96MSN1402422A* | 35600 | 16 | 8.5 | 36200 | 34200 | 94.48% | 2.02 | 0 | 10 |  |  |  | No | R-410A | 2.9667 | Residential & Commercial | Ducted CEE Tier 1
215295137 | Central HP <5.4 tons | AIRQUEST | HRCU-A-CB (Split System: Heat Pump with Remote Outdoor Unit-Air-Source) | DLCURAH36ABK | ADP |  | H,GG33936 | *96MSN1002122A* | 35200 | 16 | 8.5 | 36800 | 34600 | 94.02% | 1.88 | 0 | 10 |  |  |  | No | R-410A | 2.9333 | Residential & Commercial | Ducted CEE Tier 1
215295152 | Central HP <5.4 tons | AIRQUEST | HRCU-A-CB (Split System: Heat Pump with Remote Outdoor Unit-Air-Source) | DLCURAH36ABK | ADP |  | H,GG37936 | *96MSN1002122A* | 35800 | 16 | 8.5 | 36200 | 34200 | 94.48% | 2.06 | 0 | 10 |  |  |  | No | R-410A | 2.9833 | Residential & Commercial | Ducted CEE Tier 1
215295153 | Central HP <5.4 tons | AIRQUEST | HRCU-A-CB (Split System: Heat Pump with Remote Outdoor Unit-Air-Source) | DLCURAH36ABK | ADP |  | H,GG48936 | *96MSN1002122A* | 35800 | 16 | 8.5 | 36200 | 34200 | 94.48% | 2.06 | 0 | 10 |  |  |  | No | R-410A | 2.9833 | Residential & Commercial | Ducted CEE Tier 1
215295434 | Central HP <5.4 tons | AIRQUEST | HRCU-A-CB (Split System: Heat Pump with Remote Outdoor Unit-Air-Source) | DLCURAH36ABK | ADP |  | H,GG36936 | *96VTN0801716B* | 35200 | 16 | 8.1 | 36200 | 34400 | 95.03% | 2 | 0 | 10 |  |  |  | No | R-410A | 2.9333 | Residential & Commercial | Ducted CEE Tier 1
215295509 | Central HP <5.4 tons | AIRQUEST | HRCU-A-CB (Split System: Heat Pump with Remote Outdoor Unit-Air-Source) | DLCURAH36ABK | ADP |  | H,GE34936 | *96VTN0802120B* | 35600 | 16 | 8.1 | 36800 | 34800 | 94.57% | 1.9 | 0 | 10 |  |  |  | No | R-410A | 2.9667 | Residential & Commercial | Ducted CEE Tier 1
215295170 | Central HP <5.4 tons | AIRQUEST | HRCU-A-CB (Split System: Heat Pump with Remote Outdoor Unit-Air-Source) | DLCURAH36ABK | ADP |  | HG81936 | *96MSN1002122A* | 35800 | 16 | 8.5 | 36200 | 34200 | 94.48% | 2.06 | 0 | 10 |  |  |  | No | R-410A | 2.9833 | Residential & Commercial | Ducted CEE Tier 1
215295235 | Central HP <5.4 tons | AIRQUEST | HRCU-A-CB (Split System: Heat Pump with Remote Outdoor Unit-Air-Source) | DLCURAH36ABK | ADP |  | H,GG36936 | *96MSN1402422A* | 35400 | 16 | 8.5 | 36200 | 34200 | 94.48% | 2.02 | 0 | 10 |  |  |  | No | R-410A | 2.95 | Residential & Commercial | Ducted CEE Tier 1
215295252 | Central HP <5.4 tons | AIRQUEST | HRCU-A-CB (Split System: Heat Pump with Remote Outdoor Unit-Air-Source) | DLCURAH36ABK | ADP |  | H,GG80936 | *96MSN1402422A* | 35600 | 16 | 8.5 | 36200 | 34200 | 94.48% | 2.02 | 0 | 10 |  |  |  | No | R-410A | 2.9667 | Residential & Commercial | Ducted CEE Tier 1
215375391 | Central HP <5.4 tons | BOSCH | HRCU-A-CB (Split System: Heat Pump with Remote Outdoor Unit-Air-Source) | BOVA-36HDN1-M20G | ASPEN |  | D(A,C,E)48A36+TDR | BGH96M080B3B | 31000 | 17.5 | 8.6 | 33600 | 24800 | 73.81% | 2.31 | 0 | 10.5 |  |  |  | No | R-410A | 2.5833 | Residential & Commercial | Ducted CEE Tier 1
214094108 | Central HP <5.4 tons | BOSCH | HRCU-A-CB (Split System: Heat Pump with Remote Outdoor Unit-Air-Source) | BOVA-36HDN1-M20G | ASPEN |  | DM36A34+TDR | BGH96M060B3A | 22200 | 18.3 | 8.4 | 23600 | 23000 | 97.46% | 2.3 | 0 | 11.8 |  |  |  | No | R-410A | 1.85 | Residential & Commercial | Ducted CEE Tier 1
214094113 | Central HP <5.4 tons | BOSCH | HRCU-A-CB (Split System: Heat Pump with Remote Outdoor Unit-Air-Source) | BOVA-36HDN1-M20G | ASPEN |  | DM36A34+TDR | BGH96M080C4B | 30600 | 17.3 | 8.4 | 33600 | 26600 | 79.17% | 2.37 | 0 | 10 |  |  |  | No | R-410A | 2.55 | Residential & Commercial | Ducted CEE Tier 1
214094124 | Central HP <5.4 tons | BOSCH | HRCU-A-CB (Split System: Heat Pump with Remote Outdoor Unit-Air-Source) | BOVA-36HDN1-M20G | ASPEN |  | DM42B34+TDR | BGH96M080B3A | 23000 | 18.5 | 8.6 | 23800 | 22800 | 95.8% | 2.33 | 0 | 11.9 |  |  |  | No | R-410A | 1.9167 | Residential & Commercial | Ducted CEE Tier 1
215295532 | Central HP <5.4 tons | AIRQUEST | HRCU-A-CB (Split System: Heat Pump with Remote Outdoor Unit-Air-Source) | DLCURAH36ABK | ADP |  | H,GG80936 | *96VTN0802120B* | 36200 | 16 | 8.5 | 36400 | 34400 | 94.51% | 2.04 | 0 | 10 |  |  |  | No | R-410A | 3.0167 | Residential & Commercial | Ducted CEE Tier 1
215295550 | Central HP <5.4 tons | AIRQUEST | HRCU-A-CB (Split System: Heat Pump with Remote Outdoor Unit-Air-Source) | DLCURAH36ABK | ADP |  | H,GG34936 | *96VTN1002120A* | 35800 | 15.2 | 8.1 | 37800 | 34800 | 92.06% | 1.9 | 0 | 10 |  |  |  | No | R-410A | 2.9833 | Residential & Commercial | Ducted CEE Tier 1
215295573 | Central HP <5.4 tons | AIRQUEST | HRCU-A-CB (Split System: Heat Pump with Remote Outdoor Unit-Air-Source) | DLCURAH36ABK | ADP |  | H,GE80936 | *96VTN1002120A* | 36400 | 15.2 | 8.5 | 36800 | 34400 | 93.48% | 2.08 | 0 | 10 |  |  |  | No | R-410A | 3.0333 | Residential & Commercial | Ducted CEE Tier 1
215295618 | Central HP <5.4 tons | AIRQUEST | HRCU-A-CB (Split System: Heat Pump with Remote Outdoor Unit-Air-Source) | DLCURAH36ABK | ADP |  | HG82936 | *96VTN1002120B* | 36000 | 16 | 8.5 | 36200 | 34400 | 95.03% | 2.04 | 0 | 10 |  |  |  | No | R-410A | 3 | Residential & Commercial | Ducted CEE Tier 1
215295535 | Central HP <5.4 tons | AIRQUEST | HRCU-A-CB (Split System: Heat Pump with Remote Outdoor Unit-Air-Source) | DLCURAH36ABK | ADP |  | H,GG81936 | *96VTN0802120B* | 36200 | 16 | 8.5 | 36400 | 34400 | 94.51% | 2.04 | 0 | 10 |  |  |  | No | R-410A | 3.0167 | Residential & Commercial | Ducted CEE Tier 1
215295536 | Central HP <5.4 tons | AIRQUEST | HRCU-A-CB (Split System: Heat Pump with Remote Outdoor Unit-Air-Source) | DLCURAH36ABK | ADP |  | HG81936 | *96VTN0802120B* | 36200 | 16 | 8.5 | 36400 | 34400 | 94.51% | 2.04 | 0 | 10 |  |  |  | No | R-410A | 3.0167 | Residential & Commercial | Ducted CEE Tier 1
215295552 | Central HP <5.4 tons | AIRQUEST | HRCU-A-CB (Split System: Heat Pump with Remote Outdoor Unit-Air-Source) | DLCURAH36ABK | ADP |  | H,GE34936 | *96VTN1002120A* | 35800 | 15.2 | 8.1 | 37800 | 34800 | 92.06% | 1.9 | 0 | 10 |  |  |  | No | R-410A | 2.9833 | Residential & Commercial | Ducted CEE Tier 1
215295553 | Central HP <5.4 tons | AIRQUEST | HRCU-A-CB (Split System: Heat Pump with Remote Outdoor Unit-Air-Source) | DLCURAH36ABK | ADP |  | HE34936 | *96VTN1002120A* | 35800 | 15.2 | 8.1 | 37800 | 34800 | 92.06% | 1.9 | 0 | 10 |  |  |  | No | R-410A | 2.9833 | Residential & Commercial | Ducted CEE Tier 1
215295604 | Central HP <5.4 tons | AIRQUEST | HRCU-A-CB (Split System: Heat Pump with Remote Outdoor Unit-Air-Source) | DLCURAH36ABK | ADP |  | HE7J936 | *96VTN1002120B* | 35200 | 16 | 8.1 | 36800 | 34800 | 94.57% | 1.82 | 0 | 10 |  |  |  | No | R-410A | 2.9333 | Residential & Commercial | Ducted CEE Tier 1
215295637 | Central HP <5.4 tons | AIRQUEST | HRCU-A-CB (Split System: Heat Pump with Remote Outdoor Unit-Air-Source) | DLCURAH36ABK | ADP |  | HE35936 | *96VTN1002122A* | 35400 | 16 | 8.1 | 36800 | 34600 | 94.02% | 1.88 | 0 | 10 |  |  |  | No | R-410A | 2.95 | Residential & Commercial | Ducted CEE Tier 1
215295719 | Central HP <5.4 tons | AIRQUEST | HRCU-A-CB (Split System: Heat Pump with Remote Outdoor Unit-Air-Source) | DLCURAH36ABK | ADP |  | H,GG36936 | *96VTN1202422A* | 35800 | 16 | 8.5 | 36800 | 34200 | 92.93% | 2.06 | 0 | 10 |  |  |  | No | R-410A | 2.9833 | Residential & Commercial | Ducted CEE Tier 1
215295722 | Central HP <5.4 tons | AIRQUEST | HRCU-A-CB (Split System: Heat Pump with Remote Outdoor Unit-Air-Source) | DLCURAH36ABK | ADP |  | H,GG37936 | *96VTN1202422A* | 36000 | 16 | 8.5 | 36800 | 34200 | 92.93% | 2.06 | 0 | 10 |  |  |  | No | R-410A | 3 | Residential & Commercial | Ducted CEE Tier 1
215679621 | Central HP <5.4 tons | KENMORE | HRCU-A-CB (Split System: Heat Pump with Remote Outdoor Unit-Air-Source) | (C,H,T)5H0V36*K*AAA* |  |  | EA*5X61M21A*+WALLCON | *80CSU0601716B* | 35000 | 18 | 9 | 34400 | 24800 | 72.09% | 1.92 | 0 | 10 |  |  |  | No | R-454B | 2.9167 | Residential & Commercial | Ducted CEE Tier 1
212982443 | Central HP <5.4 tons | GRANDAIRE | HRCU-A-CB (Split System: Heat Pump with Remote Outdoor Unit-Air-Source) | WDLCURAH18ABK |  |  | WLNC304BA* | WFEU040B036B* | 17500 | 16 | 8.1 | 18200 | 18500 | 101.6% | 2.22 | 0 | 10.5 |  |  |  | No | R-410A | 1.4583 | Residential & Commercial | Ducted CEE Tier 1
215291921 | Central HP <5.4 tons | AIRQUEST | HRCU-A-CB (Split System: Heat Pump with Remote Outdoor Unit-Air-Source) | DLCURAH24ABK | ADP |  | H,GE32936 | *92MSN0601412A* | 23200 | 17 | 8.5 | 24800 | 23400 | 94.35% | 1.98 | 0 | 10 |  |  |  | No | R-410A | 1.9333 | Residential & Commercial | Ducted CEE Tier 1
215291932 | Central HP <5.4 tons | AIRQUEST | HRCU-A-CB (Split System: Heat Pump with Remote Outdoor Unit-Air-Source) | DLCURAH24ABK | ADP |  | HG35936 | *92MSN0601412A* | 23800 | 17 | 8.5 | 24800 | 23400 | 94.35% | 1.98 | 0 | 10.5 |  |  |  | No | R-410A | 1.9833 | Residential & Commercial | Ducted CEE Tier 1
215291971 | Central HP <5.4 tons | AIRQUEST | HRCU-A-CB (Split System: Heat Pump with Remote Outdoor Unit-Air-Source) | DLCURAH24ABK | ADP |  | HG32936 | *92MSN0601714A* | 23400 | 17 | 8.5 | 25200 | 26000 | 103.2% | 2.24 | 0 | 10 |  |  |  | No | R-410A | 1.95 | Residential & Commercial | Ducted CEE Tier 1
215291973 | Central HP <5.4 tons | AIRQUEST | HRCU-A-CB (Split System: Heat Pump with Remote Outdoor Unit-Air-Source) | DLCURAH24ABK | ADP |  | H,GE32936 | *92MSN0601714A* | 23400 | 17 | 8.5 | 25200 | 26000 | 103.2% | 2.24 | 0 | 10 |  |  |  | No | R-410A | 1.95 | Residential & Commercial | Ducted CEE Tier 1
215292014 | Central HP <5.4 tons | AIRQUEST | HRCU-A-CB (Split System: Heat Pump with Remote Outdoor Unit-Air-Source) | DLCURAH24ABK | ADP |  | H,GG31930 | *92MSN0801716A* | 22400 | 17 | 8.5 | 24600 | 24200 | 98.37% | 2.04 | 0 | 10 |  |  |  | No | R-410A | 1.8667 | Residential & Commercial | Ducted CEE Tier 1
215292032 | Central HP <5.4 tons | AIRQUEST | HRCU-A-CB (Split System: Heat Pump with Remote Outdoor Unit-Air-Source) | DLCURAH24ABK | ADP |  | HG34936 | *92MSN0801716A* | 23600 | 17 | 8.5 | 24600 | 24200 | 98.37% | 2.04 | 0 | 10.5 |  |  |  | No | R-410A | 1.9667 | Residential & Commercial | Ducted CEE Tier 1
215292039 | Central HP <5.4 tons | AIRQUEST | HRCU-A-CB (Split System: Heat Pump with Remote Outdoor Unit-Air-Source) | DLCURAH24ABK | ADP |  | H,GG36936 | *92MSN0801716A* | 23600 | 17 | 8.5 | 24600 | 24200 | 98.37% | 2.04 | 0 | 10.5 |  |  |  | No | R-410A | 1.9667 | Residential & Commercial | Ducted CEE Tier 1
215292055 | Central HP <5.4 tons | AIRQUEST | HRCU-A-CB (Split System: Heat Pump with Remote Outdoor Unit-Air-Source) | DLCURAH24ABK | ADP |  | H,GG1K936 | *92MSN0801716A* | 23600 | 17 | 8.5 | 24600 | 24200 | 98.37% | 2.04 | 0 | 10.5 |  |  |  | No | R-410A | 1.9667 | Residential & Commercial | Ducted CEE Tier 1
215292082 | Central HP <5.4 tons | AIRQUEST | HRCU-A-CB (Split System: Heat Pump with Remote Outdoor Unit-Air-Source) | DLCURAH24ABK | ADP |  | HE33936 | *92MSN0802120A* | 23000 | 17 | 8.5 | 24600 | 24400 | 99.19% | 2.08 | 0 | 10 |  |  |  | No | R-410A | 1.9167 | Residential & Commercial | Ducted CEE Tier 1
215292096 | Central HP <5.4 tons | AIRQUEST | HRCU-A-CB (Split System: Heat Pump with Remote Outdoor Unit-Air-Source) | DLCURAH24ABK | ADP |  | HG7J924 | *92MSN0802120A* | 22800 | 17 | 8.5 | 24600 | 24400 | 99.19% | 2.08 | 0 | 10 |  |  |  | No | R-410A | 1.9 | Residential & Commercial | Ducted CEE Tier 1
215292098 | Central HP <5.4 tons | AIRQUEST | HRCU-A-CB (Split System: Heat Pump with Remote Outdoor Unit-Air-Source) | DLCURAH24ABK | ADP |  | H,GE7J924 | *92MSN0802120A* | 22800 | 17 | 8.5 | 24600 | 24400 | 99.19% | 2.08 | 0 | 10 |  |  |  | No | R-410A | 1.9 | Residential & Commercial | Ducted CEE Tier 1
215292100 | Central HP <5.4 tons | AIRQUEST | HRCU-A-CB (Split System: Heat Pump with Remote Outdoor Unit-Air-Source) | DLCURAH24ABK | ADP |  | HE7J936 | *92MSN0802120A* | 22800 | 17 | 8.5 | 24600 | 24400 | 99.19% | 2.08 | 0 | 10 |  |  |  | No | R-410A | 1.9 | Residential & Commercial | Ducted CEE Tier 1
215292107 | Central HP <5.4 tons | AIRQUEST | HRCU-A-CB (Split System: Heat Pump with Remote Outdoor Unit-Air-Source) | DLCURAH24ABK | ADP |  | H,GG1K936 | *92MSN0802120A* | 23400 | 17 | 8.5 | 24600 | 24400 | 99.19% | 2.08 | 0 | 10.5 |  |  |  | No | R-410A | 1.95 | Residential & Commercial | Ducted CEE Tier 1
215292125 | Central HP <5.4 tons | AIRQUEST | HRCU-A-CB (Split System: Heat Pump with Remote Outdoor Unit-Air-Source) | DLCURAH24ABK | ADP |  | H,GG32936 | *92MSN1002120A* | 23000 | 17 | 8.5 | 24800 | 23800 | 95.97% | 2.02 | 0 | 10 |  |  |  | No | R-410A | 1.9167 | Residential & Commercial | Ducted CEE Tier 1
215292157 | Central HP <5.4 tons | AIRQUEST | HRCU-A-CB (Split System: Heat Pump with Remote Outdoor Unit-Air-Source) | DLCURAH24ABK | ADP |  | HG9J936 | *92MSN1002120A* | 23600 | 17 | 8.5 | 24800 | 23800 | 95.97% | 2.02 | 0 | 10.5 |  |  |  | No | R-410A | 1.9667 | Residential & Commercial | Ducted CEE Tier 1
213739952 | Central HP <5.4 tons | DAY & NIGHT | HRCU-A-CB (Split System: Heat Pump with Remote Outdoor Unit-Air-Source) | DLCURAH24ABK | ADP |  | V,G36H***P449 | *96MSN0601412A* | 23600 | 16 | 8.5 | 24600 | 23400 | 95.12% | 1.98 | 0 | 10 |  |  |  | No | R-410A | 1.9667 | Residential & Commercial | Ducted CEE Tier 1
213739963 | Central HP <5.4 tons | DAY & NIGHT | HRCU-A-CB (Split System: Heat Pump with Remote Outdoor Unit-Air-Source) | DLCURAH24ABK | ADP |  | PL36H175P069 | *96VSN0401712B* | 23400 | 16 | 8.5 | 24600 | 23800 | 96.75% | 2 | 0 | 10 |  |  |  | No | R-410A | 1.95 | Residential & Commercial | Ducted CEE Tier 1
213739968 | Central HP <5.4 tons | DAY & NIGHT | HRCU-A-CB (Split System: Heat Pump with Remote Outdoor Unit-Air-Source) | DLCURAH24ABK | ADP |  | V,G36H175P159 | *96VSN0401712B* | 23400 | 16 | 8.5 | 24600 | 23800 | 96.75% | 2 | 0 | 10 |  |  |  | No | R-410A | 1.95 | Residential & Commercial | Ducted CEE Tier 1
215292958 | Central HP <5.4 tons | AIRQUEST | HRCU-A-CB (Split System: Heat Pump with Remote Outdoor Unit-Air-Source) | DLCURAH24ABK | ADP |  | HG7J924 | *96VTN0801716A* | 24200 | 16 | 8.5 | 24600 | 22000 | 89.43% | 1.86 | 0 | 10 |  |  |  | No | R-410A | 2.0167 | Residential & Commercial | Ducted CEE Tier 1
215293019 | Central HP <5.4 tons | AIRQUEST | HRCU-A-CB (Split System: Heat Pump with Remote Outdoor Unit-Air-Source) | DLCURAH24ABK | ADP |  | H,GE1K936 | *96VTN0801716B* | 23600 | 17 | 8.5 | 24600 | 23600 | 95.93% | 2 | 0 | 10 |  |  |  | No | R-410A | 1.9667 | Residential & Commercial | Ducted CEE Tier 1
213739977 | Central HP <5.4 tons | DAY & NIGHT | HRCU-A-CB (Split System: Heat Pump with Remote Outdoor Unit-Air-Source) | DLCURAH24ABK | ADP |  | PL36H175P159 | *96VSN0601412B* | 23600 | 17 | 8.5 | 24600 | 23600 | 95.93% | 2 | 0 | 10 |  |  |  | No | R-410A | 1.9667 | Residential & Commercial | Ducted CEE Tier 1
213739979 | Central HP <5.4 tons | DAY & NIGHT | HRCU-A-CB (Split System: Heat Pump with Remote Outdoor Unit-Air-Source) | DLCURAH24ABK | ADP |  | FG35936 | *96VSN0601412B* | 23600 | 17 | 8.5 | 24600 | 23600 | 95.93% | 2 | 0 | 10 |  |  |  | No | R-410A | 1.9667 | Residential & Commercial | Ducted CEE Tier 1
213739988 | Central HP <5.4 tons | DAY & NIGHT | HRCU-A-CB (Split System: Heat Pump with Remote Outdoor Unit-Air-Source) | DLCURAH24ABK | ADP |  | FG35936 | *96VTN0401410B* | 23400 | 16 | 8.5 | 24600 | 23800 | 96.75% | 2 | 0 | 10 |  |  |  | No | R-410A | 1.95 | Residential & Commercial | Ducted CEE Tier 1
213927954 | Central HP <5.4 tons | WESTINGHOUSE | HRCU-A-C (Split System: Heat Pump with Remote Outdoor Unit with No Indoor Fan --Air Source) | WHM36SZA21S | ASPEN |  | D(A,C,E)42D34+TDR |  | 29600 | 15.5 | 9.4 | 30000 | 24200 | 80.67% | 2.08 | 0 | 11.3 |  |  |  | No | R-410A | 2.4667 | Residential & Commercial | Ducted CEE Tier 1
215292427 | Central HP <5.4 tons | AIRQUEST | HRCU-A-CB (Split System: Heat Pump with Remote Outdoor Unit-Air-Source) | DLCURAH24ABK | ADP |  | H,GG24936 | *96MSN0801716A* | 23200 | 17 | 8.5 | 24800 | 23600 | 95.16% | 2 | 0 | 10 |  |  |  | No | R-410A | 1.9333 | Residential & Commercial | Ducted CEE Tier 1
215292462 | Central HP <5.4 tons | AIRQUEST | HRCU-A-CB (Split System: Heat Pump with Remote Outdoor Unit-Air-Source) | DLCURAH24ABK | ADP |  | H,GE7J924 | *96MSN0801716A* | 23400 | 17 | 8.5 | 24800 | 23600 | 95.16% | 2 | 0 | 10 |  |  |  | No | R-410A | 1.95 | Residential & Commercial | Ducted CEE Tier 1
215292463 | Central HP <5.4 tons | AIRQUEST | HRCU-A-CB (Split System: Heat Pump with Remote Outdoor Unit-Air-Source) | DLCURAH24ABK | ADP |  | H,GE7J936 | *96MSN0801716A* | 23400 | 17 | 8.5 | 24800 | 23600 | 95.16% | 2 | 0 | 10 |  |  |  | No | R-410A | 1.95 | Residential & Commercial | Ducted CEE Tier 1
215292496 | Central HP <5.4 tons | AIRQUEST | HRCU-A-CB (Split System: Heat Pump with Remote Outdoor Unit-Air-Source) | DLCURAH24ABK | ADP |  | HG33936 | *96MSN0802120A* | 23200 | 17 | 8.5 | 24800 | 23800 | 95.97% | 2.02 | 0 | 10 |  |  |  | No | R-410A | 1.9333 | Residential & Commercial | Ducted CEE Tier 1
215292594 | Central HP <5.4 tons | AIRQUEST | HRCU-A-CB (Split System: Heat Pump with Remote Outdoor Unit-Air-Source) | DLCURAH24ABK | ADP |  | H,GG33936 | *96VTN0401410B* | 23200 | 16 | 8.5 | 24800 | 24400 | 98.39% | 2.06 | 0 | 10 |  |  |  | No | R-410A | 1.9333 | Residential & Commercial | Ducted CEE Tier 1
215292596 | Central HP <5.4 tons | AIRQUEST | HRCU-A-CB (Split System: Heat Pump with Remote Outdoor Unit-Air-Source) | DLCURAH24ABK | ADP |  | H,GE33936 | *96VTN0401410B* | 23200 | 16 | 8.5 | 24800 | 24400 | 98.39% | 2.06 | 0 | 10 |  |  |  | No | R-410A | 1.9333 | Residential & Commercial | Ducted CEE Tier 1
215292647 | Central HP <5.4 tons | AIRQUEST | HRCU-A-CB (Split System: Heat Pump with Remote Outdoor Unit-Air-Source) | DLCURAH24ABK | ADP |  | H,GE33936 | *96VTN0401712A* | 23000 | 16 | 8.5 | 24200 | 23800 | 98.35% | 2 | 0 | 10 |  |  |  | No | R-410A | 1.9167 | Residential & Commercial | Ducted CEE Tier 1
215292762 | Central HP <5.4 tons | AIRQUEST | HRCU-A-CB (Split System: Heat Pump with Remote Outdoor Unit-Air-Source) | DLCURAH24ABK | ADP |  | H,GE7J936 | *96VTN0601412A* | 23200 | 16 | 8.5 | 24800 | 24200 | 97.58% | 2.04 | 0 | 10 |  |  |  | No | R-410A | 1.9333 | Residential & Commercial | Ducted CEE Tier 1
215293033 | Central HP <5.4 tons | AIRQUEST | HRCU-A-CB (Split System: Heat Pump with Remote Outdoor Unit-Air-Source) | DLCURAH24ABK | ADP |  | HE31930 | *96VTN0802120A* | 22600 | 16 | 8.1 | 24200 | 23400 | 96.69% | 1.98 | 0 | 10 |  |  |  | No | R-410A | 1.8833 | Residential & Commercial | Ducted CEE Tier 1
215293083 | Central HP <5.4 tons | AIRQUEST | HRCU-A-CB (Split System: Heat Pump with Remote Outdoor Unit-Air-Source) | DLCURAH24ABK | ADP |  | H,GG32936 | *96VTN0802120B* | 23200 | 17 | 8.5 | 24800 | 23600 | 95.16% | 1.98 | 0 | 10 |  |  |  | No | R-410A | 1.9333 | Residential & Commercial | Ducted CEE Tier 1
215293094 | Central HP <5.4 tons | AIRQUEST | HRCU-A-CB (Split System: Heat Pump with Remote Outdoor Unit-Air-Source) | DLCURAH24ABK | ADP |  | HG34936 | *96VTN0802120B* | 23800 | 17 | 8.5 | 24800 | 23600 | 95.16% | 1.98 | 0 | 10.5 |  |  |  | No | R-410A | 1.9833 | Residential & Commercial | Ducted CEE Tier 1
215292180 | Central HP <5.4 tons | AIRQUEST | HRCU-A-CB (Split System: Heat Pump with Remote Outdoor Unit-Air-Source) | DLCURAH24ABK | ADP |  | H,GE32930 | *96MSN0261410A* | 23400 | 16 | 8.5 | 25400 | 25800 | 101.6% | 2.2 | 0 | 10 |  |  |  | No | R-410A | 1.95 | Residential & Commercial | Ducted CEE Tier 1
215292200 | Central HP <5.4 tons | AIRQUEST | HRCU-A-CB (Split System: Heat Pump with Remote Outdoor Unit-Air-Source) | DLCURAH24ABK | ADP |  | HG7J924 | *96MSN0261410A* | 23400 | 16 | 8.5 | 25400 | 25800 | 101.6% | 2.2 | 0 | 10 |  |  |  | No | R-410A | 1.95 | Residential & Commercial | Ducted CEE Tier 1
215292205 | Central HP <5.4 tons | AIRQUEST | HRCU-A-CB (Split System: Heat Pump with Remote Outdoor Unit-Air-Source) | DLCURAH24ABK | ADP |  | HG8J936 | *96MSN0261410A* | 23400 | 16 | 8.5 | 25400 | 25800 | 101.6% | 2.2 | 0 | 10 |  |  |  | No | R-410A | 1.95 | Residential & Commercial | Ducted CEE Tier 1
215293144 | Central HP <5.4 tons | AIRQUEST | HRCU-A-CB (Split System: Heat Pump with Remote Outdoor Unit-Air-Source) | DLCURAH24ABK | ADP |  | H,GG34936 | *96VTN1002120A* | 24000 | 17 | 8.5 | 24400 | 22400 | 91.8% | 1.9 | 0 | 10 |  |  |  | No | R-410A | 2 | Residential & Commercial | Ducted CEE Tier 1
215293160 | Central HP <5.4 tons | AIRQUEST | HRCU-A-CB (Split System: Heat Pump with Remote Outdoor Unit-Air-Source) | DLCURAH24ABK | ADP |  | HG8J936 | *96VTN1002120A* | 23800 | 17 | 8.5 | 24400 | 22400 | 91.8% | 1.9 | 0 | 10 |  |  |  | No | R-410A | 1.9833 | Residential & Commercial | Ducted CEE Tier 1
215292831 | Central HP <5.4 tons | AIRQUEST | HRCU-A-CB (Split System: Heat Pump with Remote Outdoor Unit-Air-Source) | DLCURAH24ABK | ADP |  | H,GG31930 | *96VTN0601714A* | 23400 | 16 | 8.5 | 25200 | 24000 | 95.24% | 2.02 | 0 | 10 |  |  |  | No | R-410A | 1.95 | Residential & Commercial | Ducted CEE Tier 1
215292847 | Central HP <5.4 tons | AIRQUEST | HRCU-A-CB (Split System: Heat Pump with Remote Outdoor Unit-Air-Source) | DLCURAH24ABK | ADP |  | H,GG34936 | *96VTN0601714A* | 24000 | 16 | 8.5 | 24400 | 22400 | 91.8% | 1.88 | 0 | 10 |  |  |  | No | R-410A | 2 | Residential & Commercial | Ducted CEE Tier 1
215292878 | Central HP <5.4 tons | AIRQUEST | HRCU-A-CB (Split System: Heat Pump with Remote Outdoor Unit-Air-Source) | DLCURAH24ABK | ADP |  | H,GG31930 | *96VTN0601716B* | 23000 | 16 | 9 | 24400 | 22800 | 93.44% | 1.92 | 0 | 10 |  |  |  | No | R-410A | 1.9167 | Residential & Commercial | Ducted CEE Tier 1
215292928 | Central HP <5.4 tons | AIRQUEST | HRCU-A-CB (Split System: Heat Pump with Remote Outdoor Unit-Air-Source) | DLCURAH24ABK | ADP |  | H,GE24936 | *96VTN0801716A* | 23800 | 16 | 8.5 | 25200 | 23600 | 93.65% | 1.98 | 0 | 10 |  |  |  | No | R-410A | 1.9833 | Residential & Commercial | Ducted CEE Tier 1
215292929 | Central HP <5.4 tons | AIRQUEST | HRCU-A-CB (Split System: Heat Pump with Remote Outdoor Unit-Air-Source) | DLCURAH24ABK | ADP |  | H,GG31924 | *96VTN0801716A* | 23600 | 16 | 8.5 | 25200 | 23600 | 93.65% | 1.98 | 0 | 10 |  |  |  | No | R-410A | 1.9667 | Residential & Commercial | Ducted CEE Tier 1
214094156 | Central HP <5.4 tons | BOSCH | HRCU-A-CB (Split System: Heat Pump with Remote Outdoor Unit-Air-Source) | BOVB-60HDN1-M18M | ASPEN |  | DM59A44+TDR | BGH96M120D5A | 42500 | 17.5 | 8.1 | 47000 | 36200 | 77.02% | 2.48 | 0 | 10.9 |  |  |  | No | R-410A | 3.5417 | Residential & Commercial | Ducted CEE Tier 1
215292995 | Central HP <5.4 tons | AIRQUEST | HRCU-A-CB (Split System: Heat Pump with Remote Outdoor Unit-Air-Source) | DLCURAH24ABK | ADP |  | HG34936 | *96VTN0801716B* | 23400 | 17 | 8.5 | 24400 | 23800 | 97.54% | 2.02 | 0 | 10 |  |  |  | No | R-410A | 1.95 | Residential & Commercial | Ducted CEE Tier 1
215292998 | Central HP <5.4 tons | AIRQUEST | HRCU-A-CB (Split System: Heat Pump with Remote Outdoor Unit-Air-Source) | DLCURAH24ABK | ADP |  | H,GG35936 | *96VTN0801716B* | 23600 | 17 | 8.5 | 24400 | 23800 | 97.54% | 2.02 | 0 | 10 |  |  |  | No | R-410A | 1.9667 | Residential & Commercial | Ducted CEE Tier 1
215293014 | Central HP <5.4 tons | AIRQUEST | HRCU-A-CB (Split System: Heat Pump with Remote Outdoor Unit-Air-Source) | DLCURAH24ABK | ADP |  | HE8J936 | *96VTN0801716B* | 23400 | 17 | 8.5 | 24600 | 23600 | 95.93% | 2 | 0 | 10 |  |  |  | No | R-410A | 1.95 | Residential & Commercial | Ducted CEE Tier 1
215293031 | Central HP <5.4 tons | AIRQUEST | HRCU-A-CB (Split System: Heat Pump with Remote Outdoor Unit-Air-Source) | DLCURAH24ABK | ADP |  | H,GE31930 | *96VTN0802120A* | 22600 | 16 | 8.1 | 24200 | 23400 | 96.69% | 1.98 | 0 | 10 |  |  |  | No | R-410A | 1.8833 | Residential & Commercial | Ducted CEE Tier 1
215293063 | Central HP <5.4 tons | AIRQUEST | HRCU-A-CB (Split System: Heat Pump with Remote Outdoor Unit-Air-Source) | DLCURAH24ABK | ADP |  | HE8J936 | *96VTN0802120A* | 23400 | 17 | 8.1 | 24200 | 23400 | 96.69% | 1.98 | 0 | 10.5 |  |  |  | No | R-410A | 1.95 | Residential & Commercial | Ducted CEE Tier 1
215293199 | Central HP <5.4 tons | AIRQUEST | HRCU-A-CB (Split System: Heat Pump with Remote Outdoor Unit-Air-Source) | DLCURAH24ABK | ADP |  | HE35936 | *96VTN1002120B* | 23600 | 17 | 8.5 | 24600 | 24200 | 98.37% | 2.04 | 0 | 10.5 |  |  |  | No | R-410A | 1.9667 | Residential & Commercial | Ducted CEE Tier 1
215293217 | Central HP <5.4 tons | AIRQUEST | HRCU-A-CB (Split System: Heat Pump with Remote Outdoor Unit-Air-Source) | DLCURAH24ABK | ADP |  | H,GE1K936 | *96VTN1002120B* | 23600 | 17 | 8.5 | 24600 | 24200 | 98.37% | 2.04 | 0 | 10.5 |  |  |  | No | R-410A | 1.9667 | Residential & Commercial | Ducted CEE Tier 1
215292414 | Central HP <5.4 tons | AIRQUEST | HRCU-A-CB (Split System: Heat Pump with Remote Outdoor Unit-Air-Source) | DLCURAH24ABK | ADP |  | H,GE8J936 | *96MSN0601716A* | 23400 | 17 | 9 | 24200 | 23200 | 95.87% | 1.96 | 0 | 10 |  |  |  | No | R-410A | 1.95 | Residential & Commercial | Ducted CEE Tier 1
215292439 | Central HP <5.4 tons | AIRQUEST | HRCU-A-CB (Split System: Heat Pump with Remote Outdoor Unit-Air-Source) | DLCURAH24ABK | ADP |  | HG32936 | *96MSN0801716A* | 23200 | 17 | 8.5 | 24800 | 23600 | 95.16% | 2 | 0 | 10 |  |  |  | No | R-410A | 1.9333 | Residential & Commercial | Ducted CEE Tier 1
215293097 | Central HP <5.4 tons | AIRQUEST | HRCU-A-CB (Split System: Heat Pump with Remote Outdoor Unit-Air-Source) | DLCURAH24ABK | ADP |  | H,GG35936 | *96VTN0802120B* | 23800 | 17 | 8.5 | 24800 | 23600 | 95.16% | 1.98 | 0 | 10.5 |  |  |  | No | R-410A | 1.9833 | Residential & Commercial | Ducted CEE Tier 1
215293115 | Central HP <5.4 tons | AIRQUEST | HRCU-A-CB (Split System: Heat Pump with Remote Outdoor Unit-Air-Source) | DLCURAH24ABK | ADP |  | HG9J936 | *96VTN0802120B* | 23800 | 17 | 8.5 | 24800 | 23600 | 95.16% | 1.98 | 0 | 10.5 |  |  |  | No | R-410A | 1.9833 | Residential & Commercial | Ducted CEE Tier 1
211229544 | Central HP <5.4 tons | ARCOAIRE | HRCU-A-CB (Split System: Heat Pump with Remote Outdoor Unit-Air-Source) | DLCURAH36ABK |  |  | EA*4X48L24A* | *96VSN1002120A* | 36000 | 16 | 8.5 | 38500 | 34600 | 89.87% | 2.06 | 0 | 10 |  |  |  | No | R-410A | 3 | Residential & Commercial | Ducted CEE Tier 1
211229411 | Central HP <5.4 tons | ARCOAIRE | HRCU-A-CB (Split System: Heat Pump with Remote Outdoor Unit-Air-Source) | DLCURAH36ABK |  |  | EA*4X48L24A* | *80VTL1102122A* | 36800 | 16 | 8.5 | 38500 | 34800 | 90.39% | 2.1 | 0 | 10 |  |  |  | No | R-410A | 3.0667 | Residential & Commercial | Ducted CEE Tier 1
211229462 | Central HP <5.4 tons | ARCOAIRE | HRCU-A-CB (Split System: Heat Pump with Remote Outdoor Unit-Air-Source) | DLCURAH36ABK |  |  | EA*4X48L24A* | *92ESN1002122A* | 37400 | 15.5 | 8.5 | 38500 | 35000 | 90.91% | 2.12 | 0 | 10 |  |  |  | No | R-410A | 3.1167 | Residential & Commercial | Ducted CEE Tier 1
211228122 | Central HP <5.4 tons | ARCOAIRE | HRCU-A-CB (Split System: Heat Pump with Remote Outdoor Unit-Air-Source) | DLCURAH36ABK |  |  | EA*4X42L24A* | *96VTN1002120A* | 35800 | 15.5 | 8.1 | 39500 | 35200 | 89.11% | 1.9 | 0 | 10 |  |  |  | No | R-410A | 2.9833 | Residential & Commercial | Ducted CEE Tier 1
213078417 | Central HP <5.4 tons | KEEPRITE | HRCU-A-CB (Split System: Heat Pump with Remote Outdoor Unit-Air-Source) | DLCURAH36ABK |  |  | EA*4X42L21A* | *80MS(N,L)0902116A* | 35200 | 16.5 | 8.1 | 38500 | 35000 | 90.91% | 1.88 | 0 | 10 |  |  |  | No | R-410A | 2.9333 | Residential & Commercial | Ducted CEE Tier 1
214625059 | Central HP <5.4 tons | PAYNE | HRCU-A-C (Split System: Heat Pump with Remote Outdoor Unit with No Indoor Fan --Air Source) | 38MURAQ36AB3 | ASPEN |  | D(A,C,E)48C24+TDR |  | 33800 | 15.2 | 8.6 | 27600 | 31600 | 114.5% | 1.85 | 0 | 10 |  |  |  | No | R-410A | 2.8167 | Residential & Commercial | Ducted CEE Tier 1
211230423 | Central HP <5.4 tons | KEEPRITE | HRCU-A-CB (Split System: Heat Pump with Remote Outdoor Unit-Air-Source) | DLCURAH36ABK |  |  | EN(A,D)4X48L24** | *80ES(N,L)0902116A* | 36400 | 16 | 8.1 | 38500 | 34800 | 90.39% | 2.04 | 0 | 10.5 |  |  |  | No | R-410A | 3.0333 | Residential & Commercial | Ducted CEE Tier 1
211226425 | Central HP <5.4 tons | KEEPRITE | HRCU-A-CB (Split System: Heat Pump with Remote Outdoor Unit-Air-Source) | DLCURAH36ABK |  |  | EA*4X36L21A* | *96VTN1002122A* | 35200 | 16.5 | 8.1 | 38500 | 35200 | 91.43% | 1.82 | 0 | 10 |  |  |  | No | R-410A | 2.9333 | Residential & Commercial | Ducted CEE Tier 1
212384837 | Central HP <5.4 tons | GRANDAIRE | HRCU-A-CB (Split System: Heat Pump with Remote Outdoor Unit-Air-Source) | WDLCURAH36ABK |  |  | WBHL424*C* |  | 37000 | 16 | 8.1 | 39000 | 34800 | 89.23% | 2 | 0 | 10 |  |  |  | No | R-410A | 3.0833 | Residential & Commercial | Ducted CEE Tier 1
215293128 | Central HP <5.4 tons | AIRQUEST | HRCU-A-CB (Split System: Heat Pump with Remote Outdoor Unit-Air-Source) | DLCURAH24ABK | ADP |  | H,GG31930 | *96VTN1002120A* | 22800 | 16 | 8.1 | 24400 | 23000 | 94.26% | 1.94 | 0 | 10 |  |  |  | No | R-410A | 1.9 | Residential & Commercial | Ducted CEE Tier 1
215293130 | Central HP <5.4 tons | AIRQUEST | HRCU-A-CB (Split System: Heat Pump with Remote Outdoor Unit-Air-Source) | DLCURAH24ABK | ADP |  | H,GE31930 | *96VTN1002120A* | 22800 | 16 | 8.1 | 24400 | 23000 | 94.26% | 1.94 | 0 | 10 |  |  |  | No | R-410A | 1.9 | Residential & Commercial | Ducted CEE Tier 1
215292448 | Central HP <5.4 tons | AIRQUEST | HRCU-A-CB (Split System: Heat Pump with Remote Outdoor Unit-Air-Source) | DLCURAH24ABK | ADP |  | HG34936 | *96MSN0801716A* | 23800 | 17 | 8.5 | 24800 | 23600 | 95.16% | 1.98 | 0 | 10.5 |  |  |  | No | R-410A | 1.9833 | Residential & Commercial | Ducted CEE Tier 1
215292450 | Central HP <5.4 tons | AIRQUEST | HRCU-A-CB (Split System: Heat Pump with Remote Outdoor Unit-Air-Source) | DLCURAH24ABK | ADP |  | HE34936 | *96MSN0801716A* | 23800 | 17 | 8.5 | 24800 | 23600 | 95.16% | 2 | 0 | 10.5 |  |  |  | No | R-410A | 1.9833 | Residential & Commercial | Ducted CEE Tier 1
215292491 | Central HP <5.4 tons | AIRQUEST | HRCU-A-CB (Split System: Heat Pump with Remote Outdoor Unit-Air-Source) | DLCURAH24ABK | ADP |  | HG32936 | *96MSN0802120A* | 23000 | 17 | 8.5 | 24800 | 23800 | 95.97% | 2.02 | 0 | 10 |  |  |  | No | R-410A | 1.9167 | Residential & Commercial | Ducted CEE Tier 1
215292507 | Central HP <5.4 tons | AIRQUEST | HRCU-A-CB (Split System: Heat Pump with Remote Outdoor Unit-Air-Source) | DLCURAH24ABK | ADP |  | H,GG36936 | *96MSN0802120A* | 23600 | 17 | 8.5 | 24800 | 23800 | 95.97% | 2.02 | 0 | 10.5 |  |  |  | No | R-410A | 1.9667 | Residential & Commercial | Ducted CEE Tier 1
215293148 | Central HP <5.4 tons | AIRQUEST | HRCU-A-CB (Split System: Heat Pump with Remote Outdoor Unit-Air-Source) | DLCURAH24ABK | ADP |  | H,GG35936 | *96VTN1002120A* | 24000 | 17 | 8.5 | 24400 | 22400 | 91.8% | 1.9 | 0 | 10 |  |  |  | No | R-410A | 2 | Residential & Commercial | Ducted CEE Tier 1
215294604 | Central HP <5.4 tons | AIRQUEST | HRCU-A-CB (Split System: Heat Pump with Remote Outdoor Unit-Air-Source) | DLCURAH36ABK | ADP |  | H,GG37936 | *92MSN0601412A* | 36000 | 15.2 | 8.5 | 36800 | 34800 | 94.57% | 2 | 0 | 10 |  |  |  | No | R-410A | 3 | Residential & Commercial | Ducted CEE Tier 1
215294620 | Central HP <5.4 tons | AIRQUEST | HRCU-A-CB (Split System: Heat Pump with Remote Outdoor Unit-Air-Source) | DLCURAH36ABK | ADP |  | H,GE80936 | *92MSN0601412A* | 36000 | 15.2 | 8.5 | 36800 | 34800 | 94.57% | 2 | 0 | 10 |  |  |  | No | R-410A | 3 | Residential & Commercial | Ducted CEE Tier 1
215294645 | Central HP <5.4 tons | AIRQUEST | HRCU-A-CB (Split System: Heat Pump with Remote Outdoor Unit-Air-Source) | DLCURAH36ABK | ADP |  | H,GE36936 | *92MSN0601714A* | 35400 | 16 | 8.5 | 36200 | 34400 | 95.03% | 2.02 | 0 | 10 |  |  |  | No | R-410A | 2.95 | Residential & Commercial | Ducted CEE Tier 1
215294665 | Central HP <5.4 tons | AIRQUEST | HRCU-A-CB (Split System: Heat Pump with Remote Outdoor Unit-Air-Source) | DLCURAH36ABK | ADP |  | HG81936 | *92MSN0601714A* | 35600 | 16 | 8.5 | 36200 | 34400 | 95.03% | 2.02 | 0 | 10 |  |  |  | No | R-410A | 2.9667 | Residential & Commercial | Ducted CEE Tier 1
215293198 | Central HP <5.4 tons | AIRQUEST | HRCU-A-CB (Split System: Heat Pump with Remote Outdoor Unit-Air-Source) | DLCURAH24ABK | ADP |  | H,GE35936 | *96VTN1002120B* | 23600 | 17 | 8.5 | 24600 | 24200 | 98.37% | 2.04 | 0 | 10.5 |  |  |  | No | R-410A | 1.9667 | Residential & Commercial | Ducted CEE Tier 1
215293215 | Central HP <5.4 tons | AIRQUEST | HRCU-A-CB (Split System: Heat Pump with Remote Outdoor Unit-Air-Source) | DLCURAH24ABK | ADP |  | H,GE9J936 | *96VTN1002120B* | 23600 | 17 | 8.5 | 24600 | 24200 | 98.37% | 2.04 | 0 | 10.5 |  |  |  | No | R-410A | 1.9667 | Residential & Commercial | Ducted CEE Tier 1
215293229 | Central HP <5.4 tons | AIRQUEST | HRCU-A-CB (Split System: Heat Pump with Remote Outdoor Unit-Air-Source) | DLCURAH24ABK | ADP |  | H,GE31930 | *96VTN1002122A* | 22600 | 16 | 8.1 | 24200 | 23400 | 96.69% | 1.98 | 0 | 10 |  |  |  | No | R-410A | 1.8833 | Residential & Commercial | Ducted CEE Tier 1
215293245 | Central HP <5.4 tons | AIRQUEST | HRCU-A-CB (Split System: Heat Pump with Remote Outdoor Unit-Air-Source) | DLCURAH24ABK | ADP |  | H,GE34936 | *96VTN1002122A* | 23600 | 17 | 8.1 | 24200 | 23400 | 96.69% | 1.98 | 0 | 10.5 |  |  |  | No | R-410A | 1.9667 | Residential & Commercial | Ducted CEE Tier 1
215293281 | Central HP <5.4 tons | AIRQUEST | HRCU-A-CB (Split System: Heat Pump with Remote Outdoor Unit-Air-Source) | DLCURAH24ABK | ADP |  | H,GG32936 | *96VTN1002122B* | 23200 | 17 | 8.5 | 24800 | 23400 | 94.35% | 1.98 | 0 | 10 |  |  |  | No | R-410A | 1.9333 | Residential & Commercial | Ducted CEE Tier 1
215294679 | Central HP <5.4 tons | AIRQUEST | HRCU-A-CB (Split System: Heat Pump with Remote Outdoor Unit-Air-Source) | DLCURAH36ABK | ADP |  | H,GG34936 | *92MSN0801716A* | 35400 | 16 | 8.1 | 36800 | 34600 | 94.02% | 1.88 | 0 | 10 |  |  |  | No | R-410A | 2.95 | Residential & Commercial | Ducted CEE Tier 1
215294795 | Central HP <5.4 tons | AIRQUEST | HRCU-A-CB (Split System: Heat Pump with Remote Outdoor Unit-Air-Source) | DLCURAH36ABK | ADP |  | H,GE33936 | *92MSN1002120A* | 35200 | 16 | 8.1 | 36800 | 34600 | 94.02% | 1.88 | 0 | 10 |  |  |  | No | R-410A | 2.9333 | Residential & Commercial | Ducted CEE Tier 1
215294799 | Central HP <5.4 tons | AIRQUEST | HRCU-A-CB (Split System: Heat Pump with Remote Outdoor Unit-Air-Source) | DLCURAH36ABK | ADP |  | H,GE34936 | *92MSN1002120A* | 35400 | 16 | 8.1 | 36800 | 34600 | 94.02% | 1.88 | 0 | 10 |  |  |  | No | R-410A | 2.95 | Residential & Commercial | Ducted CEE Tier 1
215294815 | Central HP <5.4 tons | AIRQUEST | HRCU-A-CB (Split System: Heat Pump with Remote Outdoor Unit-Air-Source) | DLCURAH36ABK | ADP |  | H,GE8J936 | *92MSN1002120A* | 35400 | 16 | 8.1 | 36800 | 34600 | 94.02% | 1.88 | 0 | 10 |  |  |  | No | R-410A | 2.95 | Residential & Commercial | Ducted CEE Tier 1
215294822 | Central HP <5.4 tons | AIRQUEST | HRCU-A-CB (Split System: Heat Pump with Remote Outdoor Unit-Air-Source) | DLCURAH36ABK | ADP |  | H,GG80936 | *92MSN1002120A* | 35800 | 16 | 8.5 | 36200 | 34200 | 94.48% | 2.02 | 0 | 10 |  |  |  | No | R-410A | 2.9833 | Residential & Commercial | Ducted CEE Tier 1
215294838 | Central HP <5.4 tons | AIRQUEST | HRCU-A-CB (Split System: Heat Pump with Remote Outdoor Unit-Air-Source) | DLCURAH36ABK | ADP |  | H,GE33936 | *92MSN1002122A* | 35200 | 16 | 8.1 | 36800 | 34600 | 94.02% | 1.88 | 0 | 10 |  |  |  | No | R-410A | 2.9333 | Residential & Commercial | Ducted CEE Tier 1
215294847 | Central HP <5.4 tons | AIRQUEST | HRCU-A-CB (Split System: Heat Pump with Remote Outdoor Unit-Air-Source) | DLCURAH36ABK | ADP |  | HE35936 | *92MSN1002122A* | 35400 | 16 | 8.1 | 36800 | 34600 | 94.02% | 1.88 | 0 | 10 |  |  |  | No | R-410A | 2.95 | Residential & Commercial | Ducted CEE Tier 1
215294865 | Central HP <5.4 tons | AIRQUEST | HRCU-A-CB (Split System: Heat Pump with Remote Outdoor Unit-Air-Source) | DLCURAH36ABK | ADP |  | H,GE1K936 | *92MSN1002122A* | 35800 | 16 | 8.5 | 36200 | 34200 | 94.48% | 2.04 | 0 | 10 |  |  |  | No | R-410A | 2.9833 | Residential & Commercial | Ducted CEE Tier 1
215292575 | Central HP <5.4 tons | AIRQUEST | HRCU-A-CB (Split System: Heat Pump with Remote Outdoor Unit-Air-Source) | DLCURAH24ABK | ADP |  | H,GG81936 | *96VTN0401410A* | 23400 | 16 | 8.5 | 24000 | 23400 | 97.5% | 1.96 | 0 | 10 |  |  |  | No | R-410A | 1.95 | Residential & Commercial | Ducted CEE Tier 1
215292600 | Central HP <5.4 tons | AIRQUEST | HRCU-A-CB (Split System: Heat Pump with Remote Outdoor Unit-Air-Source) | DLCURAH24ABK | ADP |  | H,GE34936 | *96VTN0401410B* | 23400 | 16 | 8.5 | 24800 | 24400 | 98.39% | 2.06 | 0 | 10 |  |  |  | No | R-410A | 1.95 | Residential & Commercial | Ducted CEE Tier 1
213740000 | Central HP <5.4 tons | DAY & NIGHT | HRCU-A-CB (Split System: Heat Pump with Remote Outdoor Unit-Air-Source) | DLCURAH24ABK | ADP |  | FG81936 | *96VTN0401712B* | 23400 | 16 | 8.5 | 24600 | 24000 | 97.56% | 2.02 | 0 | 10 |  |  |  | No | R-410A | 1.95 | Residential & Commercial | Ducted CEE Tier 1
212987371 | Central HP <5.4 tons | KEEPRITE | HRCU-A-CB (Split System: Heat Pump with Remote Outdoor Unit-Air-Source) | DLCURAH24ABK |  |  | EA*4X24L17A* | *96MSN0801716A* | 23400 | 16.5 | 8.5 | 27000 | 26000 | 96.3% | 2.16 | 0 | 10 |  |  |  | No | R-410A | 1.95 | Residential & Commercial | Ducted CEE Tier 1
213927948 | Central HP <5.4 tons | WESTINGHOUSE | HRCU-A-C (Split System: Heat Pump with Remote Outdoor Unit with No Indoor Fan --Air Source) | WHM36SZA21S | ASPEN |  | D(A,C,E)30C44+TDR |  | 29200 | 15.5 | 9.4 | 30000 | 24200 | 80.67% | 2.08 | 0 | 11.3 |  |  |  | No | R-410A | 2.4333 | Residential & Commercial | Ducted CEE Tier 1
211245011 | Central HP <5.4 tons | KEEPRITE | HRCU-A-CB (Split System: Heat Pump with Remote Outdoor Unit-Air-Source) | DLCURAH24ABK |  |  | EN(A,D,W)4X36L17** | *96VTN0401712A* | 23400 | 16 | 8.1 | 25800 | 24000 | 93.02% | 1.98 | 0 | 10 |  |  |  | No | R-410A | 1.95 | Residential & Commercial | Ducted CEE Tier 1
215292616 | Central HP <5.4 tons | AIRQUEST | HRCU-A-CB (Split System: Heat Pump with Remote Outdoor Unit-Air-Source) | DLCURAH24ABK | ADP |  | HG8J936 | *96VTN0401410B* | 23200 | 16 | 8.5 | 24800 | 24400 | 98.39% | 2.06 | 0 | 10 |  |  |  | No | R-410A | 1.9333 | Residential & Commercial | Ducted CEE Tier 1
215292625 | Central HP <5.4 tons | AIRQUEST | HRCU-A-CB (Split System: Heat Pump with Remote Outdoor Unit-Air-Source) | DLCURAH24ABK | ADP |  | HG80936 | *96VTN0401410B* | 23400 | 16 | 8.5 | 24600 | 23800 | 96.75% | 2 | 0 | 10 |  |  |  | No | R-410A | 1.95 | Residential & Commercial | Ducted CEE Tier 1
215294897 | Central HP <5.4 tons | AIRQUEST | HRCU-A-CB (Split System: Heat Pump with Remote Outdoor Unit-Air-Source) | DLCURAH36ABK | ADP |  | HG48936 | *92MSN1202420A* | 36400 | 16 | 8.1 | 36800 | 34600 | 94.02% | 2.02 | 0 | 10.5 |  |  |  | No | R-410A | 3.0333 | Residential & Commercial | Ducted CEE Tier 1
215295063 | Central HP <5.4 tons | AIRQUEST | HRCU-A-CB (Split System: Heat Pump with Remote Outdoor Unit-Air-Source) | DLCURAH36ABK | ADP |  | H,GG36936 | *96MSN0802120A* | 35800 | 16 | 8.5 | 36400 | 34400 | 94.51% | 2.04 | 0 | 10 |  |  |  | No | R-410A | 2.9833 | Residential & Commercial | Ducted CEE Tier 1
211229321 | Central HP <5.4 tons | ARCOAIRE | HRCU-A-CB (Split System: Heat Pump with Remote Outdoor Unit-Air-Source) | DLCURAH36ABK |  |  | EA*4X48L24A* | *80ES(N,L)1352420A* | 36200 | 16 | 8.5 | 38500 | 34600 | 89.87% | 2.06 | 0 | 10 |  |  |  | No | R-410A | 3.0167 | Residential & Commercial | Ducted CEE Tier 1
211229441 | Central HP <5.4 tons | ARCOAIRE | HRCU-A-CB (Split System: Heat Pump with Remote Outdoor Unit-Air-Source) | DLCURAH36ABK |  |  | EA*4X48L24A* | *92ESN0802120A* | 35800 | 16.5 | 8.5 | 37800 | 34600 | 91.53% | 2.04 | 0 | 10 |  |  |  | No | R-410A | 2.9833 | Residential & Commercial | Ducted CEE Tier 1
211229632 | Central HP <5.4 tons | ARCOAIRE | HRCU-A-CB (Split System: Heat Pump with Remote Outdoor Unit-Air-Source) | DLCURAH36ABK |  |  | EA*4X48L24A* | OLV112A16A | 35800 | 15.5 | 8.5 | 38500 | 34800 | 90.39% | 2.04 | 0 | 10 |  |  |  | No | R-410A | 2.9833 | Residential & Commercial | Ducted CEE Tier 1
212622001 | Central HP <5.4 tons | COLEMAN | HRCU-A-CB (Split System: Heat Pump with Remote Outdoor Unit-Air-Source) | HMH72B341 | ASPEN |  | D(A,C,E)48D34+TDR | TM9E100C20MP12 | 33400 | 15.5 | 8.1 | 33200 | 27000 | 81.33% | 2.43 | 0 | 10 |  |  |  | No | R-410A | 2.7833 | Residential & Commercial | Ducted CEE Tier 1
212622067 | Central HP <5.4 tons | COLEMAN | HRCU-A-CB (Split System: Heat Pump with Remote Outdoor Unit-Air-Source) | HMH72B341 | ASPEN |  | C(A,C,D,E)36C34+TDR | TM8Y060A12MP11 | 32400 | 18 | 8.1 | 33400 | 27400 | 82.04% | 2.42 | 0 | 10 |  |  |  | No | R-410A | 2.7 | Residential & Commercial | Ducted CEE Tier 1
212622084 | Central HP <5.4 tons | COLEMAN | HRCU-A-CB (Split System: Heat Pump with Remote Outdoor Unit-Air-Source) | HMH72B341 | ASPEN |  | D(A,C,E)42C34+TDR | TM8Y060A12MP11 | 32800 | 18 | 8.1 | 33400 | 27400 | 82.04% | 2.42 | 0 | 10 |  |  |  | No | R-410A | 2.7333 | Residential & Commercial | Ducted CEE Tier 1
212622086 | Central HP <5.4 tons | COLEMAN | HRCU-A-CB (Split System: Heat Pump with Remote Outdoor Unit-Air-Source) | HMH72B341 | ASPEN |  | D(A,C,E)42D34+TDR | TM8Y060A12MP11 | 33200 | 18 | 8.1 | 33400 | 27400 | 82.04% | 2.42 | 0 | 10 |  |  |  | No | R-410A | 2.7667 | Residential & Commercial | Ducted CEE Tier 1
215292650 | Central HP <5.4 tons | AIRQUEST | HRCU-A-CB (Split System: Heat Pump with Remote Outdoor Unit-Air-Source) | DLCURAH24ABK | ADP |  | HG34936 | *96VTN0401712A* | 23400 | 16 | 8.5 | 24200 | 23200 | 95.87% | 1.94 | 0 | 10 |  |  |  | No | R-410A | 1.95 | Residential & Commercial | Ducted CEE Tier 1
215292668 | Central HP <5.4 tons | AIRQUEST | HRCU-A-CB (Split System: Heat Pump with Remote Outdoor Unit-Air-Source) | DLCURAH24ABK | ADP |  | H,GG9J936 | *96VTN0401712A* | 23400 | 16 | 8.5 | 24200 | 23200 | 95.87% | 1.96 | 0 | 10 |  |  |  | No | R-410A | 1.95 | Residential & Commercial | Ducted CEE Tier 1
215292741 | Central HP <5.4 tons | AIRQUEST | HRCU-A-CB (Split System: Heat Pump with Remote Outdoor Unit-Air-Source) | DLCURAH24ABK | ADP |  | H,GE32930 | *96VTN0601412A* | 23200 | 16 | 8.5 | 24800 | 25200 | 101.6% | 2.14 | 0 | 10 |  |  |  | No | R-410A | 1.9333 | Residential & Commercial | Ducted CEE Tier 1
212622284 | Central HP <5.4 tons | COLEMAN | HRCU-A-CB (Split System: Heat Pump with Remote Outdoor Unit-Air-Source) | HMH72B341 | ASPEN |  | C(A,C,D,E)42B34+TDR | TM8E080C16MP11 | 33000 | 18 | 8.1 | 33600 | 28200 | 83.93% | 2.64 | 0 | 10 |  |  |  | No | R-410A | 2.75 | Residential & Commercial | Ducted CEE Tier 1
212622287 | Central HP <5.4 tons | COLEMAN | HRCU-A-CB (Split System: Heat Pump with Remote Outdoor Unit-Air-Source) | HMH72B341 | ASPEN |  | D(A,C,E)48A34+TDR | TM8E080C16MP11 | 33000 | 18 | 8.1 | 33600 | 28200 | 83.93% | 2.64 | 0 | 10 |  |  |  | No | R-410A | 2.75 | Residential & Commercial | Ducted CEE Tier 1
212622385 | Central HP <5.4 tons | COLEMAN | HRCU-A-CB (Split System: Heat Pump with Remote Outdoor Unit-Air-Source) | HMH72B341 | ASPEN |  | C(A,C,D,E)48A34+TDR | TL9E100C20UH11 | 33400 | 17 | 8.1 | 33600 | 29000 | 86.31% | 2.69 | 0 | 10 |  |  |  | No | R-410A | 2.7833 | Residential & Commercial | Ducted CEE Tier 1
212623072 | Central HP <5.4 tons | COLEMAN | HRCU-A-CB (Split System: Heat Pump with Remote Outdoor Unit-Air-Source) | HMH72B341 | ASPEN |  | D(A,C,E)42D34+TDR | TM9E080B12MP12 | 33200 | 17.5 | 8.5 | 33800 | 27400 | 81.07% | 2.65 | 0 | 10 |  |  |  | No | R-410A | 2.7667 | Residential & Commercial | Ducted CEE Tier 1
215292791 | Central HP <5.4 tons | AIRQUEST | HRCU-A-CB (Split System: Heat Pump with Remote Outdoor Unit-Air-Source) | DLCURAH24ABK | ADP |  | HE32936 | *96VTN0601412B* | 23200 | 16 | 8.5 | 25200 | 26400 | 104.8% | 2.28 | 0 | 10 |  |  |  | No | R-410A | 1.9333 | Residential & Commercial | Ducted CEE Tier 1
215292834 | Central HP <5.4 tons | AIRQUEST | HRCU-A-CB (Split System: Heat Pump with Remote Outdoor Unit-Air-Source) | DLCURAH24ABK | ADP |  | HE31924 | *96VTN0601714A* | 23400 | 16 | 8.5 | 25200 | 24000 | 95.24% | 2.02 | 0 | 10 |  |  |  | No | R-410A | 1.95 | Residential & Commercial | Ducted CEE Tier 1
215292841 | Central HP <5.4 tons | AIRQUEST | HRCU-A-CB (Split System: Heat Pump with Remote Outdoor Unit-Air-Source) | DLCURAH24ABK | ADP |  | H,GE32936 | *96VTN0601714A* | 23600 | 16 | 8.5 | 25200 | 24000 | 95.24% | 2.02 | 0 | 10 |  |  |  | No | R-410A | 1.9667 | Residential & Commercial | Ducted CEE Tier 1
215292848 | Central HP <5.4 tons | AIRQUEST | HRCU-A-CB (Split System: Heat Pump with Remote Outdoor Unit-Air-Source) | DLCURAH24ABK | ADP |  | HG34936 | *96VTN0601714A* | 24000 | 16 | 8.5 | 24400 | 22400 | 91.8% | 1.88 | 0 | 10 |  |  |  | No | R-410A | 2 | Residential & Commercial | Ducted CEE Tier 1
215292850 | Central HP <5.4 tons | AIRQUEST | HRCU-A-CB (Split System: Heat Pump with Remote Outdoor Unit-Air-Source) | DLCURAH24ABK | ADP |  | HE34936 | *96VTN0601714A* | 24000 | 16 | 8.5 | 24400 | 22400 | 91.8% | 1.88 | 0 | 10 |  |  |  | No | R-410A | 2 | Residential & Commercial | Ducted CEE Tier 1
212623123 | Central HP <5.4 tons | COLEMAN | HRCU-A-CB (Split System: Heat Pump with Remote Outdoor Unit-Air-Source) | HMH72B341 | ASPEN |  | D(A,C,E)36D34+TDR | TM8E060A12MP11 | 33000 | 18 | 8.1 | 33800 | 27400 | 81.07% | 2.44 | 0 | 10 |  |  |  | No | R-410A | 2.75 | Residential & Commercial | Ducted CEE Tier 1
212623139 | Central HP <5.4 tons | COLEMAN | HRCU-A-CB (Split System: Heat Pump with Remote Outdoor Unit-Air-Source) | HMH72B341 | ASPEN |  | C(A,C,D,E)36C34+TDR | TM8E100B12MP11 | 32600 | 18 | 8.5 | 33800 | 27400 | 81.07% | 2.64 | 0 | 10 |  |  |  | No | R-410A | 2.7167 | Residential & Commercial | Ducted CEE Tier 1
215292852 | Central HP <5.4 tons | AIRQUEST | HRCU-A-CB (Split System: Heat Pump with Remote Outdoor Unit-Air-Source) | DLCURAH24ABK | ADP |  | H,GE35936 | *96VTN0601714A* | 24000 | 16 | 8.5 | 24400 | 22400 | 91.8% | 1.88 | 0 | 10 |  |  |  | No | R-410A | 2 | Residential & Commercial | Ducted CEE Tier 1
215292868 | Central HP <5.4 tons | AIRQUEST | HRCU-A-CB (Split System: Heat Pump with Remote Outdoor Unit-Air-Source) | DLCURAH24ABK | ADP |  | H,GG1K936 | *96VTN0601714A* | 24000 | 16 | 8.5 | 24400 | 22400 | 91.8% | 1.88 | 0 | 10 |  |  |  | No | R-410A | 2 | Residential & Commercial | Ducted CEE Tier 1
215292884 | Central HP <5.4 tons | AIRQUEST | HRCU-A-CB (Split System: Heat Pump with Remote Outdoor Unit-Air-Source) | DLCURAH24ABK | ADP |  | H,GG32930 | *96VTN0601716B* | 23400 | 16 | 9 | 24400 | 22800 | 93.44% | 1.92 | 0 | 10 |  |  |  | No | R-410A | 1.95 | Residential & Commercial | Ducted CEE Tier 1
215292900 | Central HP <5.4 tons | AIRQUEST | HRCU-A-CB (Split System: Heat Pump with Remote Outdoor Unit-Air-Source) | DLCURAH24ABK | ADP |  | HG35936 | *96VTN0601716B* | 24000 | 16 | 9 | 24400 | 22800 | 93.44% | 1.92 | 0 | 10.5 |  |  |  | No | R-410A | 2 | Residential & Commercial | Ducted CEE Tier 1
215292916 | Central HP <5.4 tons | AIRQUEST | HRCU-A-CB (Split System: Heat Pump with Remote Outdoor Unit-Air-Source) | DLCURAH24ABK | ADP |  | H,GG9J936 | *96VTN0601716B* | 24000 | 16 | 9 | 24400 | 22800 | 93.44% | 1.92 | 0 | 10.5 |  |  |  | No | R-410A | 2 | Residential & Commercial | Ducted CEE Tier 1
215292959 | Central HP <5.4 tons | AIRQUEST | HRCU-A-CB (Split System: Heat Pump with Remote Outdoor Unit-Air-Source) | DLCURAH24ABK | ADP |  | H,GE7J924 | *96VTN0801716A* | 24200 | 16 | 8.5 | 24600 | 22000 | 89.43% | 1.86 | 0 | 10 |  |  |  | No | R-410A | 2.0167 | Residential & Commercial | Ducted CEE Tier 1
215292968 | Central HP <5.4 tons | AIRQUEST | HRCU-A-CB (Split System: Heat Pump with Remote Outdoor Unit-Air-Source) | DLCURAH24ABK | ADP |  | H,GE1K936 | *96VTN0801716A* | 24200 | 16 | 8.1 | 24600 | 22600 | 91.87% | 1.9 | 0 | 10.5 |  |  |  | No | R-410A | 2.0167 | Residential & Commercial | Ducted CEE Tier 1
212623221 | Central HP <5.4 tons | COLEMAN | HRCU-A-CB (Split System: Heat Pump with Remote Outdoor Unit-Air-Source) | HMH72B341 | ASPEN |  | D(A,C,E)48D34+TDR | TMLE100B12MP11 | 33600 | 18 | 8.1 | 33800 | 27400 | 81.07% | 2.44 | 0 | 10 |  |  |  | No | R-410A | 2.8 | Residential & Commercial | Ducted CEE Tier 1
215293061 | Central HP <5.4 tons | AIRQUEST | HRCU-A-CB (Split System: Heat Pump with Remote Outdoor Unit-Air-Source) | DLCURAH24ABK | ADP |  | HG8J936 | *96VTN0802120A* | 23400 | 17 | 8.1 | 24200 | 23400 | 96.69% | 1.98 | 0 | 10.5 |  |  |  | No | R-410A | 1.95 | Residential & Commercial | Ducted CEE Tier 1
215293091 | Central HP <5.4 tons | AIRQUEST | HRCU-A-CB (Split System: Heat Pump with Remote Outdoor Unit-Air-Source) | DLCURAH24ABK | ADP |  | H,GE33936 | *96VTN0802120B* | 23600 | 17 | 8.5 | 24800 | 23600 | 95.16% | 1.98 | 0 | 10.5 |  |  |  | No | R-410A | 1.9667 | Residential & Commercial | Ducted CEE Tier 1
215293150 | Central HP <5.4 tons | AIRQUEST | HRCU-A-CB (Split System: Heat Pump with Remote Outdoor Unit-Air-Source) | DLCURAH24ABK | ADP |  | HE35936 | *96VTN1002120A* | 24000 | 17 | 8.5 | 24400 | 22400 | 91.8% | 1.9 | 0 | 10 |  |  |  | No | R-410A | 2 | Residential & Commercial | Ducted CEE Tier 1
215293193 | Central HP <5.4 tons | AIRQUEST | HRCU-A-CB (Split System: Heat Pump with Remote Outdoor Unit-Air-Source) | DLCURAH24ABK | ADP |  | HG34936 | *96VTN1002120B* | 23600 | 17 | 8.5 | 24600 | 24200 | 98.37% | 2.04 | 0 | 10.5 |  |  |  | No | R-410A | 1.9667 | Residential & Commercial | Ducted CEE Tier 1
215293209 | Central HP <5.4 tons | AIRQUEST | HRCU-A-CB (Split System: Heat Pump with Remote Outdoor Unit-Air-Source) | DLCURAH24ABK | ADP |  | HE7J936 | *96VTN1002120B* | 23000 | 17 | 8.5 | 24600 | 24200 | 98.37% | 2.04 | 0 | 10 |  |  |  | No | R-410A | 1.9167 | Residential & Commercial | Ducted CEE Tier 1
215293268 | Central HP <5.4 tons | AIRQUEST | HRCU-A-CB (Split System: Heat Pump with Remote Outdoor Unit-Air-Source) | DLCURAH24ABK | ADP |  | H,GG81936 | *96VTN1002122A* | 23600 | 17 | 8.1 | 24200 | 23400 | 96.69% | 1.98 | 0 | 10.5 |  |  |  | No | R-410A | 1.9667 | Residential & Commercial | Ducted CEE Tier 1
215293291 | Central HP <5.4 tons | AIRQUEST | HRCU-A-CB (Split System: Heat Pump with Remote Outdoor Unit-Air-Source) | DLCURAH24ABK | ADP |  | H,GG34936 | *96VTN1002122B* | 23800 | 17 | 8.5 | 24800 | 23400 | 94.35% | 1.98 | 0 | 10.5 |  |  |  | No | R-410A | 1.9833 | Residential & Commercial | Ducted CEE Tier 1
211245063 | Central HP <5.4 tons | KEEPRITE | HRCU-A-CB (Split System: Heat Pump with Remote Outdoor Unit-Air-Source) | DLCURAH24ABK |  |  | EN(A,D,W)4X36L17** | *95ESN0601412A* | 24400 | 15.5 | 8.1 | 26600 | 22600 | 84.96% | 1.86 | 0 | 10 |  |  |  | No | R-410A | 2.0333 | Residential & Commercial | Ducted CEE Tier 1
211245127 | Central HP <5.4 tons | KEEPRITE | HRCU-A-CB (Split System: Heat Pump with Remote Outdoor Unit-Air-Source) | DLCURAH24ABK |  |  | EN(A,D,W)4X36L17** | *80ES(N,L)0451712A* | 24000 | 16.5 | 8.1 | 26200 | 23000 | 87.79% | 1.9 | 0 | 10.5 |  |  |  | No | R-410A | 2 | Residential & Commercial | Ducted CEE Tier 1
211244492 | Central HP <5.4 tons | KEEPRITE | HRCU-A-CB (Split System: Heat Pump with Remote Outdoor Unit-Air-Source) | DLCURAH24ABK |  |  | EN(A,D)4X30L17** | *80ES(N,L)0701716A* | 24800 | 16 | 8.1 | 26800 | 22200 | 82.84% | 1.82 | 0 | 10.5 |  |  |  | No | R-410A | 2.0667 | Residential & Commercial | Ducted CEE Tier 1
211244242 | Central HP <5.4 tons | KEEPRITE | HRCU-A-CB (Split System: Heat Pump with Remote Outdoor Unit-Air-Source) | DLCURAH24ABK |  |  | EN(A,D)4X24L17** | *80ESU0601716A | 24400 | 16 | 8.5 | 27200 | 22600 | 83.09% | 1.86 | 0 | 10 |  |  |  | No | R-410A | 2.0333 | Residential & Commercial | Ducted CEE Tier 1
211243976 | Central HP <5.4 tons | KEEPRITE | HRCU-A-CB (Split System: Heat Pump with Remote Outdoor Unit-Air-Source) | DLCURAH24ABK |  |  | EN(A,D)4X24L17** | *80ESU0401712A* | 23600 | 17 | 8.5 | 26400 | 23800 | 90.15% | 1.98 | 0 | 10 |  |  |  | No | R-410A | 1.9667 | Residential & Commercial | Ducted CEE Tier 1
211244141 | Central HP <5.4 tons | KEEPRITE | HRCU-A-CB (Split System: Heat Pump with Remote Outdoor Unit-Air-Source) | DLCURAH24ABK |  |  | EN(A,D)4X24L17** | *80ES(N,L)0901714A* | 24000 | 16 | 8.5 | 27000 | 23000 | 85.19% | 1.9 | 0 | 10 |  |  |  | No | R-410A | 2 | Residential & Commercial | Ducted CEE Tier 1
211244175 | Central HP <5.4 tons | KEEPRITE | HRCU-A-CB (Split System: Heat Pump with Remote Outdoor Unit-Air-Source) | DLCURAH24ABK |  |  | EN(A,D)4X24L17** | *92ESN0801716A* | 23800 | 16.5 | 8.5 | 26800 | 23200 | 86.57% | 1.92 | 0 | 10 |  |  |  | No | R-410A | 1.9833 | Residential & Commercial | Ducted CEE Tier 1
211243843 | Central HP <5.4 tons | KEEPRITE | HRCU-A-CB (Split System: Heat Pump with Remote Outdoor Unit-Air-Source) | DLCURAH24ABK |  |  | EN(A,D)4X24L17** | *80VSL0451412A* | 23800 | 16 | 8.5 | 26800 | 23200 | 86.57% | 1.9 | 0 | 10 |  |  |  | No | R-410A | 1.9833 | Residential & Commercial | Ducted CEE Tier 1
211242171 | Central HP <5.4 tons | KEEPRITE | HRCU-A-CB (Split System: Heat Pump with Remote Outdoor Unit-Air-Source) | DLCURAH24ABK |  |  | EA*4X36L17A* | *95ESN0801716A* | 24800 | 15.5 | 8.5 | 26800 | 22000 | 82.09% | 1.8 | 0 | 10 |  |  |  | No | R-410A | 2.0667 | Residential & Commercial | Ducted CEE Tier 1
211243459 | Central HP <5.4 tons | KEEPRITE | HRCU-A-CB (Split System: Heat Pump with Remote Outdoor Unit-Air-Source) | DLCURAH24ABK |  |  | EA*4X37L21A* | *96VTN0601714A* | 24600 | 16.5 | 8.5 | 25400 | 21000 | 82.68% | 1.78 | 0 | 10 |  |  |  | No | R-410A | 2.05 | Residential & Commercial | Ducted CEE Tier 1
211242204 | Central HP <5.4 tons | KEEPRITE | HRCU-A-CB (Split System: Heat Pump with Remote Outdoor Unit-Air-Source) | DLCURAH24ABK |  |  | EA*4X36L17A* | *80ES(N,L)0701412A* | 24400 | 17 | 8.5 | 26200 | 22400 | 85.5% | 1.86 | 0 | 10 |  |  |  | No | R-410A | 2.0333 | Residential & Commercial | Ducted CEE Tier 1
211242473 | Central HP <5.4 tons | KEEPRITE | HRCU-A-CB (Split System: Heat Pump with Remote Outdoor Unit-Air-Source) | DLCURAH24ABK |  |  | EA*4X36L21A* | *95ESN0802120A* | 24800 | 16.5 | 8.5 | 26600 | 22000 | 82.71% | 1.82 | 0 | 10 |  |  |  | No | R-410A | 2.0667 | Residential & Commercial | Ducted CEE Tier 1
211242555 | Central HP <5.4 tons | KEEPRITE | HRCU-A-CB (Split System: Heat Pump with Remote Outdoor Unit-Air-Source) | DLCURAH24ABK |  |  | EA*4X36L21A* | *80ES(N,L)0451712A* | 24200 | 17 | 8.5 | 26200 | 22600 | 86.26% | 1.86 | 0 | 10 |  |  |  | No | R-410A | 2.0167 | Residential & Commercial | Ducted CEE Tier 1
211242603 | Central HP <5.4 tons | KEEPRITE | HRCU-A-CB (Split System: Heat Pump with Remote Outdoor Unit-Air-Source) | DLCURAH24ABK |  |  | EA*4X36L21A* | *80ES(N,L)0902120A* | 24800 | 17 | 8.5 | 26600 | 22000 | 82.71% | 1.82 | 0 | 10 |  |  |  | No | R-410A | 2.0667 | Residential & Commercial | Ducted CEE Tier 1
211242638 | Central HP <5.4 tons | KEEPRITE | HRCU-A-CB (Split System: Heat Pump with Remote Outdoor Unit-Air-Source) | DLCURAH24ABK |  |  | EA*4X36L21A* | *92ESN0801716A* | 24400 | 17 | 8.5 | 26200 | 22400 | 85.5% | 1.86 | 0 | 10 |  |  |  | No | R-410A | 2.0333 | Residential & Commercial | Ducted CEE Tier 1
211242038 | Central HP <5.4 tons | KEEPRITE | HRCU-A-CB (Split System: Heat Pump with Remote Outdoor Unit-Air-Source) | DLCURAH24ABK |  |  | EA*4X36L17A* | *96VTN0401410A* | 23400 | 16 | 8.5 | 25600 | 23800 | 92.97% | 1.96 | 0 | 10 |  |  |  | No | R-410A | 1.95 | Residential & Commercial | Ducted CEE Tier 1
211242103 | Central HP <5.4 tons | KEEPRITE | HRCU-A-CB (Split System: Heat Pump with Remote Outdoor Unit-Air-Source) | DLCURAH24ABK |  |  | EA*4X36L17A* | *80ES(N,L)0701712A* | 24400 | 16.5 | 8.5 | 26400 | 22400 | 84.85% | 1.84 | 0 | 10 |  |  |  | No | R-410A | 2.0333 | Residential & Commercial | Ducted CEE Tier 1
211241835 | Central HP <5.4 tons | KEEPRITE | HRCU-A-CB (Split System: Heat Pump with Remote Outdoor Unit-Air-Source) | DLCURAH24ABK |  |  | EA*4X36L17A* | *96VSN0601714A* | 23400 | 16.5 | 8.5 | 25600 | 23600 | 92.19% | 1.96 | 0 | 10 |  |  |  | No | R-410A | 1.95 | Residential & Commercial | Ducted CEE Tier 1
211241871 | Central HP <5.4 tons | KEEPRITE | HRCU-A-CB (Split System: Heat Pump with Remote Outdoor Unit-Air-Source) | DLCURAH24ABK |  |  | EA*4X36L17A* | *96VSN0801716A* | 24200 | 16.5 | 8.5 | 26200 | 22600 | 86.26% | 1.86 | 0 | 10 |  |  |  | No | R-410A | 2.0167 | Residential & Commercial | Ducted CEE Tier 1
211242005 | Central HP <5.4 tons | KEEPRITE | HRCU-A-CB (Split System: Heat Pump with Remote Outdoor Unit-Air-Source) | DLCURAH24ABK |  |  | EA*4X36L17A* | *95ESN0401410A* | 24400 | 15.2 | 8.5 | 26600 | 22400 | 84.21% | 1.82 | 0 | 10 |  |  |  | No | R-410A | 2.0333 | Residential & Commercial | Ducted CEE Tier 1
211241602 | Central HP <5.4 tons | KEEPRITE | HRCU-A-CB (Split System: Heat Pump with Remote Outdoor Unit-Air-Source) | DLCURAH24ABK |  |  | EA*4X30L17A* | *96VTN0401410A* | 23200 | 16 | 8.5 | 25800 | 24200 | 93.8% | 2.02 | 0 | 10 |  |  |  | No | R-410A | 1.9333 | Residential & Commercial | Ducted CEE Tier 1
213367335 | Central HP <5.4 tons | CARRIER | HRCU-A-CB (Split System: Heat Pump with Remote Outdoor Unit-Air-Source) | 38MURAQ18AB3* | ADP |  | H,PG9J936 | 59TP6C040V17**12 | 17200 | 16 | 8.5 | 16600 | 19000 | 114.5% | 2.34 | 0 | 10.5 |  |  |  | No | R-410A | 1.4333 | Residential & Commercial | Ducted CEE Tier 1
214094144 | Central HP <5.4 tons | BOSCH | HRCU-A-CB (Split System: Heat Pump with Remote Outdoor Unit-Air-Source) | BOVA-60HDN1-M20G | ASPEN |  | DM59A44+TDR | BGH96M100D5A | 43000 | 17.5 | 9 | 47000 | 38500 | 81.91% | 2.32 | 0 | 11.6 |  |  |  | No | R-410A | 3.5833 | Residential & Commercial | Ducted CEE Tier 1
214094146 | Central HP <5.4 tons | BOSCH | HRCU-A-CB (Split System: Heat Pump with Remote Outdoor Unit-Air-Source) | BOVA-60HDN1-M20G | ASPEN |  | DM59A44+TDR | BGH96M120D5A | 43000 | 17.5 | 9 | 47000 | 38500 | 81.91% | 2.32 | 0 | 11.6 |  |  |  | No | R-410A | 3.5833 | Residential & Commercial | Ducted CEE Tier 1
211230431 | Central HP <5.4 tons | ARCOAIRE | HRCU-A-CB (Split System: Heat Pump with Remote Outdoor Unit-Air-Source) | DLCURAH36ABK |  |  | EN(A,D)4X48L24** | *80ES(N,L)0902120A* | 36600 | 16 | 8.1 | 39500 | 34800 | 88.1% | 2.04 | 0 | 10.5 |  |  |  | No | R-410A | 3.05 | Residential & Commercial | Ducted CEE Tier 1
211230548 | Central HP <5.4 tons | ARCOAIRE | HRCU-A-CB (Split System: Heat Pump with Remote Outdoor Unit-Air-Source) | DLCURAH36ABK |  |  | EN(A,D)4X48L24** | *80ESU1002120A* | 36200 | 16 | 8.1 | 38500 | 34800 | 90.39% | 2.02 | 0 | 10 |  |  |  | No | R-410A | 3.0167 | Residential & Commercial | Ducted CEE Tier 1
211230197 | Central HP <5.4 tons | ARCOAIRE | HRCU-A-CB (Split System: Heat Pump with Remote Outdoor Unit-Air-Source) | DLCURAH36ABK |  |  | EN(A,D,W)4X48L21** | *95ESN1002120A* | 36800 | 16 | 8.1 | 39500 | 35000 | 88.61% | 2.06 | 0 | 10.5 |  |  |  | No | R-410A | 3.0667 | Residential & Commercial | Ducted CEE Tier 1
211228676 | Central HP <5.4 tons | ARCOAIRE | HRCU-A-CB (Split System: Heat Pump with Remote Outdoor Unit-Air-Source) | DLCURAH36ABK |  |  | EA*4X43L21A* | OLV112A16A | 36600 | 15.2 | 8.5 | 38500 | 35000 | 90.91% | 2.08 | 0 | 10 |  |  |  | No | R-410A | 3.05 | Residential & Commercial | Ducted CEE Tier 1
215294621 | Central HP <5.4 tons | AIRQUEST | HRCU-A-CB (Split System: Heat Pump with Remote Outdoor Unit-Air-Source) | DLCURAH36ABK | ADP |  | H,GG81936 | *92MSN0601412A* | 36200 | 15.2 | 8.5 | 36800 | 34800 | 94.57% | 2 | 0 | 10 |  |  |  | No | R-410A | 3.0167 | Residential & Commercial | Ducted CEE Tier 1
211261355 | Central HP <5.4 tons | KEEPRITE | HRCU-A-CB (Split System: Heat Pump with Remote Outdoor Unit-Air-Source) | DLCURAH18ABK |  |  | EA*4X30L14A* | *95ESN0601412A* | 17900 | 16 | 8.5 | 18500 | 18500 | 100% | 2.22 | 0 | 10.5 |  |  |  | No | R-410A | 1.4917 | Residential & Commercial | Ducted CEE Tier 1
211261656 | Central HP <5.4 tons | KEEPRITE | HRCU-A-CB (Split System: Heat Pump with Remote Outdoor Unit-Air-Source) | DLCURAH18ABK |  |  | EA*4X30L17A* | *95ESU0401712A* | 17800 | 16 | 8.5 | 18300 | 18500 | 101.1% | 2.22 | 0 | 10.5 |  |  |  | No | R-410A | 1.4833 | Residential & Commercial | Ducted CEE Tier 1
211259769 | Central HP <5.4 tons | KEEPRITE | HRCU-A-CB (Split System: Heat Pump with Remote Outdoor Unit-Air-Source) | DLCURAH18ABK |  |  | EA*4X19L17A* | *96VTN0401712A* | 18200 | 15.5 | 8.5 | 18300 | 17600 | 96.17% | 2.12 | 0 | 10.5 |  |  |  | No | R-410A | 1.5167 | Residential & Commercial | Ducted CEE Tier 1
212982719 | Central HP <5.4 tons | GRANDAIRE | HRCU-A-CB (Split System: Heat Pump with Remote Outdoor Unit-Air-Source) | WDLCURAH24ABK |  |  | WLA*374CA* | WFEU060B048B* | 24200 | 17.5 | 8.5 | 24800 | 21400 | 86.29% | 1.8 | 0 | 10.5 |  |  |  | No | R-410A | 2.0167 | Residential & Commercial | Ducted CEE Tier 1
215294646 | Central HP <5.4 tons | AIRQUEST | HRCU-A-CB (Split System: Heat Pump with Remote Outdoor Unit-Air-Source) | DLCURAH36ABK | ADP |  | HE36936 | *92MSN0601714A* | 35400 | 16 | 8.5 | 36200 | 34400 | 95.03% | 2.02 | 0 | 10 |  |  |  | No | R-410A | 2.95 | Residential & Commercial | Ducted CEE Tier 1
215294664 | Central HP <5.4 tons | AIRQUEST | HRCU-A-CB (Split System: Heat Pump with Remote Outdoor Unit-Air-Source) | DLCURAH36ABK | ADP |  | H,GG81936 | *92MSN0601714A* | 35600 | 16 | 8.5 | 36200 | 34400 | 95.03% | 2.02 | 0 | 10 |  |  |  | No | R-410A | 2.9667 | Residential & Commercial | Ducted CEE Tier 1
215294682 | Central HP <5.4 tons | AIRQUEST | HRCU-A-CB (Split System: Heat Pump with Remote Outdoor Unit-Air-Source) | DLCURAH36ABK | ADP |  | HE34936 | *92MSN0801716A* | 35400 | 16 | 8.1 | 36800 | 34600 | 94.02% | 1.88 | 0 | 10 |  |  |  | No | R-410A | 2.95 | Residential & Commercial | Ducted CEE Tier 1
215294689 | Central HP <5.4 tons | AIRQUEST | HRCU-A-CB (Split System: Heat Pump with Remote Outdoor Unit-Air-Source) | DLCURAH36ABK | ADP |  | HE36936 | *92MSN0801716A* | 35600 | 16 | 8.5 | 36200 | 34200 | 94.48% | 2.02 | 0 | 10 |  |  |  | No | R-410A | 2.9667 | Residential & Commercial | Ducted CEE Tier 1
215294696 | Central HP <5.4 tons | AIRQUEST | HRCU-A-CB (Split System: Heat Pump with Remote Outdoor Unit-Air-Source) | DLCURAH36ABK | ADP |  | HG8J936 | *92MSN0801716A* | 35400 | 16 | 8.1 | 36800 | 34600 | 94.02% | 1.88 | 0 | 10 |  |  |  | No | R-410A | 2.95 | Residential & Commercial | Ducted CEE Tier 1
215294757 | Central HP <5.4 tons | AIRQUEST | HRCU-A-CB (Split System: Heat Pump with Remote Outdoor Unit-Air-Source) | DLCURAH36ABK | ADP |  | HE36936 | *92MSN0802120A* | 35600 | 16 | 8.5 | 36200 | 34200 | 94.48% | 2.02 | 0 | 10 |  |  |  | No | R-410A | 2.9667 | Residential & Commercial | Ducted CEE Tier 1
214094141 | Central HP <5.4 tons | BOSCH | HRCU-A-CB (Split System: Heat Pump with Remote Outdoor Unit-Air-Source) | BOVA-60HDN1-M20G | ASPEN |  | DM59A44+TDR | BGH96M080C4B | 40500 | 17 | 8.8 | 44500 | 39000 | 87.64% | 2.39 | 0 | 11.5 |  |  |  | No | R-410A | 3.375 | Residential & Commercial | Ducted CEE Tier 1
215294798 | Central HP <5.4 tons | AIRQUEST | HRCU-A-CB (Split System: Heat Pump with Remote Outdoor Unit-Air-Source) | DLCURAH36ABK | ADP |  | HG34936 | *92MSN1002120A* | 35400 | 16 | 8.1 | 36800 | 34600 | 94.02% | 1.88 | 0 | 10 |  |  |  | No | R-410A | 2.95 | Residential & Commercial | Ducted CEE Tier 1
215294823 | Central HP <5.4 tons | AIRQUEST | HRCU-A-CB (Split System: Heat Pump with Remote Outdoor Unit-Air-Source) | DLCURAH36ABK | ADP |  | HG80936 | *92MSN1002120A* | 35800 | 16 | 8.5 | 36200 | 34200 | 94.48% | 2.02 | 0 | 10 |  |  |  | No | R-410A | 2.9833 | Residential & Commercial | Ducted CEE Tier 1
215294848 | Central HP <5.4 tons | AIRQUEST | HRCU-A-CB (Split System: Heat Pump with Remote Outdoor Unit-Air-Source) | DLCURAH36ABK | ADP |  | H,GG36936 | *92MSN1002122A* | 35800 | 16 | 8.5 | 36200 | 34200 | 94.48% | 2.04 | 0 | 10 |  |  |  | No | R-410A | 2.9833 | Residential & Commercial | Ducted CEE Tier 1
215294857 | Central HP <5.4 tons | AIRQUEST | HRCU-A-CB (Split System: Heat Pump with Remote Outdoor Unit-Air-Source) | DLCURAH36ABK | ADP |  | HG8J936 | *92MSN1002122A* | 35400 | 16 | 8.1 | 36800 | 34600 | 94.02% | 1.88 | 0 | 10 |  |  |  | No | R-410A | 2.95 | Residential & Commercial | Ducted CEE Tier 1
215294889 | Central HP <5.4 tons | AIRQUEST | HRCU-A-CB (Split System: Heat Pump with Remote Outdoor Unit-Air-Source) | DLCURAH36ABK | ADP |  | HG35936 | *92MSN1202420A* | 35800 | 16 | 8.1 | 36800 | 34800 | 94.57% | 1.9 | 0 | 10 |  |  |  | No | R-410A | 2.9833 | Residential & Commercial | Ducted CEE Tier 1
215294896 | Central HP <5.4 tons | AIRQUEST | HRCU-A-CB (Split System: Heat Pump with Remote Outdoor Unit-Air-Source) | DLCURAH36ABK | ADP |  | H,GG48936 | *92MSN1202420A* | 36400 | 16 | 8.1 | 36800 | 34600 | 94.02% | 2.02 | 0 | 10.5 |  |  |  | No | R-410A | 3.0333 | Residential & Commercial | Ducted CEE Tier 1
215294898 | Central HP <5.4 tons | AIRQUEST | HRCU-A-CB (Split System: Heat Pump with Remote Outdoor Unit-Air-Source) | DLCURAH36ABK | ADP |  | HG7J936 | *92MSN1202420A* | 35600 | 16 | 8.1 | 36800 | 34800 | 94.57% | 1.9 | 0 | 10 |  |  |  | No | R-410A | 2.9667 | Residential & Commercial | Ducted CEE Tier 1
208699662 | Central HP <5.4 tons | CARRIER | HRCU-A-CB (Split System: Heat Pump with Remote Outdoor Unit-Air-Source) | 25VNA436A*031* | ADP |  | H,PG34936 | 58TN*A070C17**16 | 33000 | 19 | 9 | 33600 | 25600 | 76.19% | 2.02 | 12.2 | 12 |  |  |  | No | R-410A | 2.75 | Residential & Commercial | Ducted CEE Tier 1
214625048 | Central HP <5.4 tons | PAYNE | HRCU-A-C (Split System: Heat Pump with Remote Outdoor Unit with No Indoor Fan --Air Source) | 38MURAQ18AB3 | ASPEN |  | D(A,C,E)24A24+TDR |  | 15500 | 15.2 | 9.3 | 14700 | 15000 | 102% | 2.2 | 0 | 11 |  |  |  | No | R-410A | 1.2917 | Residential & Commercial | Ducted CEE Tier 1
216035498 | Central HP <5.4 tons | COLEMAN | HRCU-A-CB (Split System: Heat Pump with Remote Outdoor Unit-Air-Source) | HH836E2S11 | ASPEN |  | AE*S+CM48A3J+TDR |  | 31600 | 19 | 9 | 31800 | 30200 | 94.97% | 2.66 | 0 | 11.7 |  |  |  | No | R-454B | 2.6333 | Residential & Commercial | Ducted CEE Tier 1
212626740 | Central HP <5.4 tons | COLEMAN | HRCU-A-CB (Split System: Heat Pump with Remote Outdoor Unit-Air-Source) | HMH72B341 | ASPEN |  | D(A,C,E)36B36+TDR | TM8E120C16MP11 | 33200 | 18 | 8.2 | 33800 | 28600 | 84.62% | 2.7 | 0 | 10 |  |  |  | No | R-410A | 2.7667 | Residential & Commercial | Ducted CEE Tier 1
212675686 | Central HP <5.4 tons | BOSCH | HRCU-A-CB (Split System: Heat Pump with Remote Outdoor Unit-Air-Source) | BOVB-60HDN1-M18M | ASPEN |  | L(E,G)M48G4 |  | 45000 | 17 | 9 | 47000 | 43000 | 91.49% | 2.56 | 0 | 10.2 |  |  |  | No | R-410A | 3.75 | Residential & Commercial | Ducted CEE Tier 1
212971241 | Central HP <5.4 tons | GRANDAIRE | HRCU-A-CB (Split System: Heat Pump with Remote Outdoor Unit-Air-Source) | WDLCURAH24ABK |  |  | WLNC304BA* | WFET045A036A* | 23600 | 17 | 8.5 | 26200 | 24600 | 93.89% | 2.04 | 0 | 10.5 |  |  |  | No | R-410A | 1.9667 | Residential & Commercial | Ducted CEE Tier 1
216054652 | Central HP <5.4 tons | COLEMAN | HRCU-A-CB (Split System: Heat Pump with Remote Outdoor Unit-Air-Source) | HH824E2S11 | ASPEN |  | D(A,C,E)36A4K+TDR | Z8ET060A12LMPS1 | 21000 | 19 | 9 | 23000 | 17700 | 76.96% | 2 | 0 | 11.7 |  |  |  | No | R-454B | 1.75 | Residential & Commercial | Ducted CEE Tier 1
216054539 | Central HP <5.4 tons | COLEMAN | HRCU-A-CB (Split System: Heat Pump with Remote Outdoor Unit-Air-Source) | HH824E2S11 | ASPEN |  | D(A,C,E)24B4K+TDR | TM8E060A12MP11 | 21000 | 17.5 | 9 | 23000 | 17900 | 77.83% | 2 | 0 | 11.2 |  |  |  | No | R-454B | 1.75 | Residential & Commercial | Ducted CEE Tier 1
216054555 | Central HP <5.4 tons | COLEMAN | HRCU-A-CB (Split System: Heat Pump with Remote Outdoor Unit-Air-Source) | HH824E2S11 | ASPEN |  | D(A,C,E)24B4K+TDR | TM8Y060A12MP11 | 21000 | 18 | 9 | 22800 | 18400 | 80.7% | 2 | 0 | 10.5 |  |  |  | No | R-454B | 1.75 | Residential & Commercial | Ducted CEE Tier 1
216054612 | Central HP <5.4 tons | COLEMAN | HRCU-A-CB (Split System: Heat Pump with Remote Outdoor Unit-Air-Source) | HH824E2S11 | ASPEN |  | D(A,C,E)36A4K+TDR | TMLE060A12MP11 | 21000 | 17.5 | 9 | 23000 | 17900 | 77.83% | 2 | 0 | 11.2 |  |  |  | No | R-454B | 1.75 | Residential & Commercial | Ducted CEE Tier 1
216054614 | Central HP <5.4 tons | COLEMAN | HRCU-A-CB (Split System: Heat Pump with Remote Outdoor Unit-Air-Source) | HH824E2S11 | ASPEN |  | D(A,C,E)24B3K+TDR | TMLE080B12MP11 | 22000 | 17 | 8.1 | 22600 | 18000 | 79.65% | 2 | 0 | 12 |  |  |  | No | R-454B | 1.8333 | Residential & Commercial | Ducted CEE Tier 1
212626791 | Central HP <5.4 tons | COLEMAN | HRCU-A-CB (Split System: Heat Pump with Remote Outdoor Unit-Air-Source) | HMH72B341 | ASPEN |  | D(A,C,E)42B36+TDR | TM8E100C16MP11 | 33000 | 18 | 8.3 | 33800 | 28600 | 84.62% | 2.7 | 0 | 10 |  |  |  | No | R-410A | 2.75 | Residential & Commercial | Ducted CEE Tier 1
212626890 | Central HP <5.4 tons | COLEMAN | HRCU-A-CB (Split System: Heat Pump with Remote Outdoor Unit-Air-Source) | HMH72B341 | ASPEN |  | D(A,C,E)36B46+TDR | TM8E060A12MP11 | 33000 | 18 | 8.1 | 33800 | 27400 | 81.07% | 2.44 | 0 | 10 |  |  |  | No | R-410A | 2.75 | Residential & Commercial | Ducted CEE Tier 1
215294912 | Central HP <5.4 tons | AIRQUEST | HRCU-A-CB (Split System: Heat Pump with Remote Outdoor Unit-Air-Source) | DLCURAH36ABK | ADP |  | H,GG81936 | *92MSN1202420A* | 36400 | 16 | 8.1 | 36800 | 34600 | 94.02% | 2.02 | 0 | 10.5 |  |  |  | No | R-410A | 3.0333 | Residential & Commercial | Ducted CEE Tier 1
215295064 | Central HP <5.4 tons | AIRQUEST | HRCU-A-CB (Split System: Heat Pump with Remote Outdoor Unit-Air-Source) | DLCURAH36ABK | ADP |  | H,GE36936 | *96MSN0802120A* | 35800 | 16 | 8.5 | 36400 | 34400 | 94.51% | 2.04 | 0 | 10 |  |  |  | No | R-410A | 2.9833 | Residential & Commercial | Ducted CEE Tier 1
215295148 | Central HP <5.4 tons | AIRQUEST | HRCU-A-CB (Split System: Heat Pump with Remote Outdoor Unit-Air-Source) | DLCURAH36ABK | ADP |  | HE35936 | *96MSN1002122A* | 35400 | 16 | 8.5 | 36800 | 34600 | 94.02% | 1.88 | 0 | 10 |  |  |  | No | R-410A | 2.95 | Residential & Commercial | Ducted CEE Tier 1
212627091 | Central HP <5.4 tons | COLEMAN | HRCU-A-CB (Split System: Heat Pump with Remote Outdoor Unit-Air-Source) | HMH72B341 | ASPEN |  | D(A,C,E)42C36+TDR | TP9C080C16MP13 | 32800 | 17.5 | 8.1 | 33800 | 27400 | 81.07% | 2.45 | 0 | 10 |  |  |  | No | R-410A | 2.7333 | Residential & Commercial | Ducted CEE Tier 1
211229923 | Central HP <5.4 tons | ARCOAIRE | HRCU-A-CB (Split System: Heat Pump with Remote Outdoor Unit-Air-Source) | DLCURAH36ABK |  |  | EN(A,D,W)4X48L21** | *80ES(N,L)0702116A* | 35800 | 16.5 | 8.1 | 38500 | 34800 | 90.39% | 2 | 0 | 10 |  |  |  | No | R-410A | 2.9833 | Residential & Commercial | Ducted CEE Tier 1
211229959 | Central HP <5.4 tons | ARCOAIRE | HRCU-A-CB (Split System: Heat Pump with Remote Outdoor Unit-Air-Source) | DLCURAH36ABK |  |  | EN(A,D,W)4X48L21** | *80ES(N,L)0902120A* | 36600 | 16 | 8.1 | 39500 | 34800 | 88.1% | 2.04 | 0 | 10.5 |  |  |  | No | R-410A | 3.05 | Residential & Commercial | Ducted CEE Tier 1
211229991 | Central HP <5.4 tons | ARCOAIRE | HRCU-A-CB (Split System: Heat Pump with Remote Outdoor Unit-Air-Source) | DLCURAH36ABK |  |  | EN(A,D,W)4X48L21** | *80VSL0701716A* | 35800 | 16 | 8.1 | 38500 | 34800 | 90.39% | 2 | 0 | 10 |  |  |  | No | R-410A | 2.9833 | Residential & Commercial | Ducted CEE Tier 1
215295191 | Central HP <5.4 tons | AIRQUEST | HRCU-A-CB (Split System: Heat Pump with Remote Outdoor Unit-Air-Source) | DLCURAH36ABK | ADP |  | HE35936 | *96MSN1202422A* | 35200 | 16 | 8.1 | 36800 | 34600 | 94.02% | 1.88 | 0 | 10 |  |  |  | No | R-410A | 2.9333 | Residential & Commercial | Ducted CEE Tier 1
215295257 | Central HP <5.4 tons | AIRQUEST | HRCU-A-CB (Split System: Heat Pump with Remote Outdoor Unit-Air-Source) | DLCURAH36ABK | ADP |  | HG82936 | *96MSN1402422A* | 35600 | 16 | 8.5 | 36200 | 34200 | 94.48% | 2.02 | 0 | 10 |  |  |  | No | R-410A | 2.9667 | Residential & Commercial | Ducted CEE Tier 1
213796810 | Central HP <5.4 tons | CARRIER | HRCU-A-CB (Split System: Heat Pump with Remote Outdoor Unit-Air-Source) | 38MURAQ24AB3* | ADP |  | V,C36H175P139+CBPE4B* |  | 24000 | 16 | 8.85 | 25000 | 22600 | 90.4% | 1.9 | 0 | 10 |  |  |  | No | R-410A | 2 | Residential & Commercial | Ducted CEE Tier 1
215295439 | Central HP <5.4 tons | AIRQUEST | HRCU-A-CB (Split System: Heat Pump with Remote Outdoor Unit-Air-Source) | DLCURAH36ABK | ADP |  | HG48936 | *96VTN0801716B* | 35600 | 16 | 8.1 | 36800 | 34600 | 94.02% | 1.98 | 0 | 10 |  |  |  | No | R-410A | 2.9667 | Residential & Commercial | Ducted CEE Tier 1
215295516 | Central HP <5.4 tons | AIRQUEST | HRCU-A-CB (Split System: Heat Pump with Remote Outdoor Unit-Air-Source) | DLCURAH36ABK | ADP |  | H,GE36936 | *96VTN0802120B* | 36000 | 16 | 8.5 | 36400 | 34400 | 94.51% | 2.04 | 0 | 10 |  |  |  | No | R-410A | 3 | Residential & Commercial | Ducted CEE Tier 1
215295591 | Central HP <5.4 tons | AIRQUEST | HRCU-A-CB (Split System: Heat Pump with Remote Outdoor Unit-Air-Source) | DLCURAH36ABK | ADP |  | HE34936 | *96VTN1002120B* | 35400 | 16 | 8.1 | 36800 | 34600 | 94.02% | 1.88 | 0 | 10 |  |  |  | No | R-410A | 2.95 | Residential & Commercial | Ducted CEE Tier 1
215295593 | Central HP <5.4 tons | AIRQUEST | HRCU-A-CB (Split System: Heat Pump with Remote Outdoor Unit-Air-Source) | DLCURAH36ABK | ADP |  | HG35936 | *96VTN1002120B* | 35400 | 16 | 8.1 | 36800 | 34600 | 94.02% | 1.88 | 0 | 10 |  |  |  | No | R-410A | 2.95 | Residential & Commercial | Ducted CEE Tier 1
211241216 | Central HP <5.4 tons | KEEPRITE | HRCU-A-CB (Split System: Heat Pump with Remote Outdoor Unit-Air-Source) | DLCURAH24ABK |  |  | EA*4X25L17A* | OMV098J12* | 24200 | 17 | 8.5 | 25200 | 21600 | 85.71% | 1.8 | 0 | 10 |  |  |  | No | R-410A | 2.0167 | Residential & Commercial | Ducted CEE Tier 1
211241234 | Central HP <5.4 tons | KEEPRITE | HRCU-A-CB (Split System: Heat Pump with Remote Outdoor Unit-Air-Source) | DLCURAH24ABK |  |  | EA*4X25L17A* | OMV112K14A | 24800 | 16 | 8.5 | 25800 | 21200 | 82.17% | 1.76 | 0 | 10 |  |  |  | No | R-410A | 2.0667 | Residential & Commercial | Ducted CEE Tier 1
211241435 | Central HP <5.4 tons | KEEPRITE | HRCU-A-CB (Split System: Heat Pump with Remote Outdoor Unit-Air-Source) | DLCURAH24ABK |  |  | EA*4X30L17A* | *96VSN0801716A* | 24200 | 16.5 | 8.5 | 26400 | 23000 | 87.12% | 1.9 | 0 | 10 |  |  |  | No | R-410A | 2.0167 | Residential & Commercial | Ducted CEE Tier 1
211241503 | Central HP <5.4 tons | KEEPRITE | HRCU-A-CB (Split System: Heat Pump with Remote Outdoor Unit-Air-Source) | DLCURAH24ABK |  |  | EA*4X30L17A* | *95ESU0601716A* | 24200 | 16.5 | 8.5 | 26400 | 23000 | 87.12% | 1.9 | 0 | 10 |  |  |  | No | R-410A | 2.0167 | Residential & Commercial | Ducted CEE Tier 1
211241117 | Central HP <5.4 tons | KEEPRITE | HRCU-A-CB (Split System: Heat Pump with Remote Outdoor Unit-Air-Source) | DLCURAH24ABK |  |  | EA*4X25L17A* | *92ESN0601412A* | 24000 | 17 | 8.1 | 25000 | 21800 | 87.2% | 1.82 | 0 | 10 |  |  |  | No | R-410A | 2 | Residential & Commercial | Ducted CEE Tier 1
215291979 | Central HP <5.4 tons | AIRQUEST | HRCU-A-CB (Split System: Heat Pump with Remote Outdoor Unit-Air-Source) | DLCURAH24ABK | ADP |  | H,GG34936 | *92MSN0601714A* | 23600 | 17 | 8.5 | 24800 | 24000 | 96.77% | 2.02 | 0 | 10.5 |  |  |  | No | R-410A | 1.9667 | Residential & Commercial | Ducted CEE Tier 1
212627607 | Central HP <5.4 tons | COLEMAN | HRCU-A-CB (Split System: Heat Pump with Remote Outdoor Unit-Air-Source) | HMH72B341 | ASPEN |  | D(A,C,E)48C36+TDR | TMLE100C16MP11 | 33000 | 18 | 8.1 | 33000 | 29000 | 87.88% | 2.49 | 0 | 10 |  |  |  | No | R-410A | 2.75 | Residential & Commercial | Ducted CEE Tier 1
212627609 | Central HP <5.4 tons | COLEMAN | HRCU-A-CB (Split System: Heat Pump with Remote Outdoor Unit-Air-Source) | HMH72B341 | ASPEN |  | D(A,C,E)36B46+TDR | TM8E120C16MP11 | 33200 | 18 | 8.4 | 34000 | 28800 | 84.71% | 2.79 | 0 | 10 |  |  |  | No | R-410A | 2.7667 | Residential & Commercial | Ducted CEE Tier 1
212627610 | Central HP <5.4 tons | COLEMAN | HRCU-A-CB (Split System: Heat Pump with Remote Outdoor Unit-Air-Source) | HMH72B341 | ASPEN |  | D(A,C,E)48D26+TDR | TM8E120C16MP11 | 32800 | 18 | 8.4 | 34000 | 28800 | 84.71% | 2.79 | 0 | 10 |  |  |  | No | R-410A | 2.7333 | Residential & Commercial | Ducted CEE Tier 1
215932121 | Central HP <5.4 tons | KEEPRITE | HRCU-A-CB (Split System: Heat Pump with Remote Outdoor Unit-Air-Source) | C5H3V36*K*AAA* |  |  | EA*5X36M17A*+WALLCON | *96CTN0601714B* | 32000 | 19 | 9.5 | 34600 | 26600 | 76.88% | 2.02 | 0 | 10.5 |  |  |  | No | R-454B | 2.6667 | Residential & Commercial | Ducted CEE Tier 1
212627744 | Central HP <5.4 tons | COLEMAN | HRCU-A-CB (Split System: Heat Pump with Remote Outdoor Unit-Air-Source) | HMH72B341 | ASPEN |  | C(A,C,D,E)36C36+TDR | TM8V080C16MP12 | 32400 | 17.5 | 8.5 | 34000 | 27400 | 80.59% | 2.67 | 0 | 10 |  |  |  | No | R-410A | 2.7 | Residential & Commercial | Ducted CEE Tier 1
212627774 | Central HP <5.4 tons | COLEMAN | HRCU-A-CB (Split System: Heat Pump with Remote Outdoor Unit-Air-Source) | HMH72B341 | ASPEN |  | D(A,C,E)36D36+TDR | TM8V100C16MP12 | 32800 | 17.5 | 8.5 | 34000 | 27400 | 80.59% | 2.67 | 0 | 10 |  |  |  | No | R-410A | 2.7333 | Residential & Commercial | Ducted CEE Tier 1
212627793 | Central HP <5.4 tons | COLEMAN | HRCU-A-CB (Split System: Heat Pump with Remote Outdoor Unit-Air-Source) | HMH72B341 | ASPEN |  | C(A,C,D,E)36C36+TDR | TMLV100C16MP12 | 32400 | 17.5 | 8.1 | 33800 | 27400 | 81.07% | 2.47 | 0 | 10 |  |  |  | No | R-410A | 2.7 | Residential & Commercial | Ducted CEE Tier 1
212627807 | Central HP <5.4 tons | COLEMAN | HRCU-A-CB (Split System: Heat Pump with Remote Outdoor Unit-Air-Source) | HMH72B341 | ASPEN |  | D(A,C,E)48B36+TDR | TMLV100C16MP12 | 32600 | 17.5 | 8.1 | 33800 | 27400 | 81.07% | 2.47 | 0 | 10 |  |  |  | No | R-410A | 2.7167 | Residential & Commercial | Ducted CEE Tier 1
215291981 | Central HP <5.4 tons | AIRQUEST | HRCU-A-CB (Split System: Heat Pump with Remote Outdoor Unit-Air-Source) | DLCURAH24ABK | ADP |  | H,GE34936 | *92MSN0601714A* | 23600 | 17 | 8.5 | 24800 | 24000 | 96.77% | 2.02 | 0 | 10.5 |  |  |  | No | R-410A | 1.9667 | Residential & Commercial | Ducted CEE Tier 1
215291997 | Central HP <5.4 tons | AIRQUEST | HRCU-A-CB (Split System: Heat Pump with Remote Outdoor Unit-Air-Source) | DLCURAH24ABK | ADP |  | HG8J936 | *92MSN0601714A* | 23400 | 17 | 8.5 | 24800 | 24000 | 96.77% | 2.02 | 0 | 10.5 |  |  |  | No | R-410A | 1.95 | Residential & Commercial | Ducted CEE Tier 1
215292024 | Central HP <5.4 tons | AIRQUEST | HRCU-A-CB (Split System: Heat Pump with Remote Outdoor Unit-Air-Source) | DLCURAH24ABK | ADP |  | H,GE32930 | *92MSN0801716A* | 23200 | 17 | 9 | 25200 | 26400 | 104.8% | 2.3 | 0 | 10 |  |  |  | No | R-410A | 1.9333 | Residential & Commercial | Ducted CEE Tier 1
215292031 | Central HP <5.4 tons | AIRQUEST | HRCU-A-CB (Split System: Heat Pump with Remote Outdoor Unit-Air-Source) | DLCURAH24ABK | ADP |  | H,GG34936 | *92MSN0801716A* | 23600 | 17 | 8.5 | 24600 | 24200 | 98.37% | 2.04 | 0 | 10.5 |  |  |  | No | R-410A | 1.9667 | Residential & Commercial | Ducted CEE Tier 1
215292033 | Central HP <5.4 tons | AIRQUEST | HRCU-A-CB (Split System: Heat Pump with Remote Outdoor Unit-Air-Source) | DLCURAH24ABK | ADP |  | H,GE34936 | *92MSN0801716A* | 23600 | 17 | 8.5 | 24600 | 24200 | 98.37% | 2.04 | 0 | 10.5 |  |  |  | No | R-410A | 1.9667 | Residential & Commercial | Ducted CEE Tier 1
215292040 | Central HP <5.4 tons | AIRQUEST | HRCU-A-CB (Split System: Heat Pump with Remote Outdoor Unit-Air-Source) | DLCURAH24ABK | ADP |  | H,GG37936 | *92MSN0801716A* | 24200 | 17 | 8.5 | 23800 | 21400 | 89.92% | 1.82 | 0 | 10.5 |  |  |  | No | R-410A | 2.0167 | Residential & Commercial | Ducted CEE Tier 1
215292058 | Central HP <5.4 tons | AIRQUEST | HRCU-A-CB (Split System: Heat Pump with Remote Outdoor Unit-Air-Source) | DLCURAH24ABK | ADP |  | HG80936 | *92MSN0801716A* | 23600 | 17 | 8.5 | 24600 | 24200 | 98.37% | 2.04 | 0 | 10.5 |  |  |  | No | R-410A | 1.9667 | Residential & Commercial | Ducted CEE Tier 1
212627811 | Central HP <5.4 tons | COLEMAN | HRCU-A-CB (Split System: Heat Pump with Remote Outdoor Unit-Air-Source) | HMH72B341 | ASPEN |  | D(A,C,E)48D36+TDR | TMLV100C16MP12 | 33400 | 17.5 | 8.1 | 33800 | 27400 | 81.07% | 2.47 | 0 | 10 |  |  |  | No | R-410A | 2.7833 | Residential & Commercial | Ducted CEE Tier 1
212627824 | Central HP <5.4 tons | COLEMAN | HRCU-A-CB (Split System: Heat Pump with Remote Outdoor Unit-Air-Source) | HMH72B341 | ASPEN |  | D(A,C,E)36D36+TDR | TPLC080C16MP13 | 32800 | 17.5 | 8.1 | 33800 | 27400 | 81.07% | 2.47 | 0 | 10 |  |  |  | No | R-410A | 2.7333 | Residential & Commercial | Ducted CEE Tier 1
212627926 | Central HP <5.4 tons | COLEMAN | HRCU-A-CB (Split System: Heat Pump with Remote Outdoor Unit-Air-Source) | HMH72B341 | ASPEN |  | D(A,C,E)48B36+TDR | CP9C100C16MP13 | 32600 | 17.5 | 8.1 | 34000 | 27400 | 80.59% | 2.47 | 0 | 10 |  |  |  | No | R-410A | 2.7167 | Residential & Commercial | Ducted CEE Tier 1
212627942 | Central HP <5.4 tons | COLEMAN | HRCU-A-CB (Split System: Heat Pump with Remote Outdoor Unit-Air-Source) | HMH72B341 | ASPEN |  | D(A,C,E)36D36+TDR | TM8Y080C16MP11 | 32800 | 18.5 | 8.5 | 34000 | 27400 | 80.59% | 2.67 | 0 | 10 |  |  |  | No | R-410A | 2.7333 | Residential & Commercial | Ducted CEE Tier 1
212627976 | Central HP <5.4 tons | COLEMAN | HRCU-A-CB (Split System: Heat Pump with Remote Outdoor Unit-Air-Source) | HMH72B341 | ASPEN |  | D(A,C,E)48D36+TDR | TM8Y100C16MP11 | 33400 | 18.5 | 8.5 | 34000 | 27400 | 80.59% | 2.67 | 0 | 10 |  |  |  | No | R-410A | 2.7833 | Residential & Commercial | Ducted CEE Tier 1
212627992 | Central HP <5.4 tons | COLEMAN | HRCU-A-CB (Split System: Heat Pump with Remote Outdoor Unit-Air-Source) | HMH72B341 | ASPEN |  | D(A,C,E)42C36+TDR | TM9V100C16MP12 | 32800 | 17.5 | 8.5 | 34000 | 27400 | 80.59% | 2.67 | 0 | 10 |  |  |  | No | R-410A | 2.7333 | Residential & Commercial | Ducted CEE Tier 1
211229146 | Central HP <5.4 tons | ARCOAIRE | HRCU-A-CB (Split System: Heat Pump with Remote Outdoor Unit-Air-Source) | DLCURAH36ABK |  |  | EA*4X48L21A* | *95ESU1002122A* | 37200 | 15.5 | 8.5 | 38500 | 35000 | 90.91% | 2.12 | 0 | 10 |  |  |  | No | R-410A | 3.1 | Residential & Commercial | Ducted CEE Tier 1
211230000 | Central HP <5.4 tons | ARCOAIRE | HRCU-A-CB (Split System: Heat Pump with Remote Outdoor Unit-Air-Source) | DLCURAH36ABK |  |  | EN(A,D,W)4X48L21** | *80VSL0702120A* | 36000 | 16 | 8.1 | 38500 | 34800 | 90.39% | 2.02 | 0 | 10 |  |  |  | No | R-410A | 3 | Residential & Commercial | Ducted CEE Tier 1
211230407 | Central HP <5.4 tons | ARCOAIRE | HRCU-A-CB (Split System: Heat Pump with Remote Outdoor Unit-Air-Source) | DLCURAH36ABK |  |  | EN(A,D)4X48L24** | *80ES(N,L)0702116A* | 35800 | 16.5 | 8.1 | 38500 | 34800 | 90.39% | 2 | 0 | 10 |  |  |  | No | R-410A | 2.9833 | Residential & Commercial | Ducted CEE Tier 1
211230500 | Central HP <5.4 tons | ARCOAIRE | HRCU-A-CB (Split System: Heat Pump with Remote Outdoor Unit-Air-Source) | DLCURAH36ABK |  |  | EN(A,D)4X48L24** | *80VSL0702120A* | 36000 | 16 | 8.1 | 38500 | 34800 | 90.39% | 2.02 | 0 | 10 |  |  |  | No | R-410A | 3 | Residential & Commercial | Ducted CEE Tier 1
211230509 | Central HP <5.4 tons | ARCOAIRE | HRCU-A-CB (Split System: Heat Pump with Remote Outdoor Unit-Air-Source) | DLCURAH36ABK |  |  | EN(A,D)4X48L24** | *80VSL0902120A* | 35800 | 16.5 | 8.1 | 38500 | 34800 | 90.39% | 2 | 0 | 10 |  |  |  | No | R-410A | 2.9833 | Residential & Commercial | Ducted CEE Tier 1
214595308 | Central HP <5.4 tons | BOSCH | HRCU-A-C (Split System: Heat Pump with Remote Outdoor Unit with No Indoor Fan --Air Source) | BOVA-36HDN1-M20G | ASPEN |  | D(A,C,E)36C46+TDR |  | 22600 | 15.2 | 9 | 24000 | 20000 | 83.33% | 1.97 | 0 | 12 |  |  |  | No | R-410A | 1.8833 | Residential & Commercial | Ducted CEE Tier 1
214584498 | Central HP <5.4 tons | BOSCH | HRCU-A-C (Split System: Heat Pump with Remote Outdoor Unit with No Indoor Fan --Air Source) | BOVA-36HDN1-M20G | ASPEN |  | D(A,C,E)24D44+TDR |  | 22400 | 15.2 | 8.9 | 24000 | 17200 | 71.67% | 1.85 | 0 | 12 |  |  |  | No | R-410A | 1.8667 | Residential & Commercial | Ducted CEE Tier 1
214064022 | Central HP <5.4 tons | BOSCH | HRCU-A-CB (Split System: Heat Pump with Remote Outdoor Unit-Air-Source) | BOVB-36HDN1-M20G | ASPEN |  | D(A,C,E)36C44+TDR | BGH96M100C5A | 31200 | 18.5 | 9 | 34200 | 27600 | 80.7% | 2.51 | 0 | 11.9 |  |  |  | No | R-410A | 2.6 | Residential & Commercial | Ducted CEE Tier 1
215292081 | Central HP <5.4 tons | AIRQUEST | HRCU-A-CB (Split System: Heat Pump with Remote Outdoor Unit-Air-Source) | DLCURAH24ABK | ADP |  | H,GE33936 | *92MSN0802120A* | 23000 | 17 | 8.5 | 24600 | 24400 | 99.19% | 2.08 | 0 | 10 |  |  |  | No | R-410A | 1.9167 | Residential & Commercial | Ducted CEE Tier 1
215292099 | Central HP <5.4 tons | AIRQUEST | HRCU-A-CB (Split System: Heat Pump with Remote Outdoor Unit-Air-Source) | DLCURAH24ABK | ADP |  | H,GE7J936 | *92MSN0802120A* | 22800 | 17 | 8.5 | 24600 | 24400 | 99.19% | 2.08 | 0 | 10 |  |  |  | No | R-410A | 1.9 | Residential & Commercial | Ducted CEE Tier 1
215292138 | Central HP <5.4 tons | AIRQUEST | HRCU-A-CB (Split System: Heat Pump with Remote Outdoor Unit-Air-Source) | DLCURAH24ABK | ADP |  | HE34936 | *92MSN1002120A* | 23600 | 17 | 8.5 | 24800 | 23800 | 95.97% | 2.02 | 0 | 10.5 |  |  |  | No | R-410A | 1.9667 | Residential & Commercial | Ducted CEE Tier 1
215292140 | Central HP <5.4 tons | AIRQUEST | HRCU-A-CB (Split System: Heat Pump with Remote Outdoor Unit-Air-Source) | DLCURAH24ABK | ADP |  | HG35936 | *92MSN1002120A* | 23600 | 17 | 8.5 | 24800 | 23800 | 95.97% | 2.02 | 0 | 10.5 |  |  |  | No | R-410A | 1.9667 | Residential & Commercial | Ducted CEE Tier 1
215292163 | Central HP <5.4 tons | AIRQUEST | HRCU-A-CB (Split System: Heat Pump with Remote Outdoor Unit-Air-Source) | DLCURAH24ABK | ADP |  | H,GG81936 | *92MSN1002120A* | 23600 | 17 | 8.5 | 24800 | 23800 | 95.97% | 2.02 | 0 | 10.5 |  |  |  | No | R-410A | 1.9667 | Residential & Commercial | Ducted CEE Tier 1
215292240 | Central HP <5.4 tons | AIRQUEST | HRCU-A-CB (Split System: Heat Pump with Remote Outdoor Unit-Air-Source) | DLCURAH24ABK | ADP |  | HG34936 | *96MSN0401410A* | 23600 | 16 | 8.5 | 24600 | 23600 | 95.93% | 1.98 | 0 | 10 |  |  |  | No | R-410A | 1.9667 | Residential & Commercial | Ducted CEE Tier 1
212624078 | Central HP <5.4 tons | COLEMAN | HRCU-A-CB (Split System: Heat Pump with Remote Outdoor Unit-Air-Source) | HMH72B341 | ASPEN |  | D(A,C,E)42C34+TDR | TM8E080C16MP11 | 33000 | 18 | 8.4 | 34000 | 28400 | 83.53% | 2.75 | 0 | 10 |  |  |  | No | R-410A | 2.75 | Residential & Commercial | Ducted CEE Tier 1
212624253 | Central HP <5.4 tons | COLEMAN | HRCU-A-CB (Split System: Heat Pump with Remote Outdoor Unit-Air-Source) | HMH72B341 | ASPEN |  | D(A,C,E)42D34+TDR | TM8E080C16MP11 | 33000 | 18 | 8.5 | 34000 | 28400 | 83.53% | 2.77 | 0 | 10 |  |  |  | No | R-410A | 2.75 | Residential & Commercial | Ducted CEE Tier 1
214063987 | Central HP <5.4 tons | BOSCH | HRCU-A-CB (Split System: Heat Pump with Remote Outdoor Unit-Air-Source) | BOVB-36HDN1-M20G | ASPEN |  | D(A,C,E)36D34+TDR | BGH96M060B3A | 23000 | 18 | 9 | 24000 | 22200 | 92.5% | 2.28 | 0 | 12 |  |  |  | No | R-410A | 1.9167 | Residential & Commercial | Ducted CEE Tier 1
214064002 | Central HP <5.4 tons | BOSCH | HRCU-A-CB (Split System: Heat Pump with Remote Outdoor Unit-Air-Source) | BOVB-36HDN1-M20G | ASPEN |  | D(A,C,E)48A34+TDR | BGH96M080B3A | 31000 | 17.5 | 8.6 | 33600 | 26600 | 79.17% | 2.31 | 0 | 10.5 |  |  |  | No | R-410A | 2.5833 | Residential & Commercial | Ducted CEE Tier 1
214064005 | Central HP <5.4 tons | BOSCH | HRCU-A-CB (Split System: Heat Pump with Remote Outdoor Unit-Air-Source) | BOVB-36HDN1-M20G | ASPEN |  | D(A,C,E)36A34+TDR | BGH96M080B3B | 22200 | 18 | 8.4 | 23600 | 22200 | 94.07% | 2.17 | 0 | 11.8 |  |  |  | No | R-410A | 1.85 | Residential & Commercial | Ducted CEE Tier 1
214064019 | Central HP <5.4 tons | BOSCH | HRCU-A-CB (Split System: Heat Pump with Remote Outdoor Unit-Air-Source) | BOVB-36HDN1-M20G | ASPEN |  | D(A,C,E)48A34+TDR | BGH96M080C4B | 31600 | 17.5 | 8.6 | 33800 | 26400 | 78.11% | 2.42 | 0 | 10.9 |  |  |  | No | R-410A | 2.6333 | Residential & Commercial | Ducted CEE Tier 1
212624255 | Central HP <5.4 tons | COLEMAN | HRCU-A-CB (Split System: Heat Pump with Remote Outdoor Unit-Air-Source) | HMH72B341 | ASPEN |  | D(A,C,E)48D34+TDR | TM8E080C16MP11 | 33000 | 18 | 8.5 | 34000 | 28400 | 83.53% | 2.77 | 0 | 10 |  |  |  | No | R-410A | 2.75 | Residential & Commercial | Ducted CEE Tier 1
212624262 | Central HP <5.4 tons | COLEMAN | HRCU-A-CB (Split System: Heat Pump with Remote Outdoor Unit-Air-Source) | HMH72B341 | ASPEN |  | C(A,C,D,E)42D24+TDR | TMLE080C16MP11 | 32200 | 18 | 8.1 | 33000 | 29000 | 87.88% | 2.49 | 0 | 10 |  |  |  | No | R-410A | 2.6833 | Residential & Commercial | Ducted CEE Tier 1
212624294 | Central HP <5.4 tons | COLEMAN | HRCU-A-CB (Split System: Heat Pump with Remote Outdoor Unit-Air-Source) | HMH72B341 | ASPEN |  | D(A,C,E)48D34+TDR | TM9E080C16MP12 | 33000 | 18 | 8.1 | 33000 | 29200 | 88.48% | 2.49 | 0 | 10 |  |  |  | No | R-410A | 2.75 | Residential & Commercial | Ducted CEE Tier 1
212624321 | Central HP <5.4 tons | COLEMAN | HRCU-A-CB (Split System: Heat Pump with Remote Outdoor Unit-Air-Source) | HMH72B341 | ASPEN |  | D(A,C,E)48C34+TDR | TMLE100C16MP11 | 33000 | 18 | 8.1 | 33000 | 29000 | 87.88% | 2.49 | 0 | 10 |  |  |  | No | R-410A | 2.75 | Residential & Commercial | Ducted CEE Tier 1
215292347 | Central HP <5.4 tons | AIRQUEST | HRCU-A-CB (Split System: Heat Pump with Remote Outdoor Unit-Air-Source) | DLCURAH24ABK | ADP |  | H,GG35936 | *96MSN0601412A* | 23600 | 16 | 8.5 | 24600 | 23400 | 95.12% | 1.98 | 0 | 10 |  |  |  | No | R-410A | 1.9667 | Residential & Commercial | Ducted CEE Tier 1
215292399 | Central HP <5.4 tons | AIRQUEST | HRCU-A-CB (Split System: Heat Pump with Remote Outdoor Unit-Air-Source) | DLCURAH24ABK | ADP |  | H,GG35936 | *96MSN0601716A* | 23600 | 17 | 9 | 24200 | 23200 | 95.87% | 1.96 | 0 | 10 |  |  |  | No | R-410A | 1.9667 | Residential & Commercial | Ducted CEE Tier 1
215292415 | Central HP <5.4 tons | AIRQUEST | HRCU-A-CB (Split System: Heat Pump with Remote Outdoor Unit-Air-Source) | DLCURAH24ABK | ADP |  | HE8J936 | *96MSN0601716A* | 23400 | 17 | 9 | 24200 | 23200 | 95.87% | 1.96 | 0 | 10 |  |  |  | No | R-410A | 1.95 | Residential & Commercial | Ducted CEE Tier 1
215292440 | Central HP <5.4 tons | AIRQUEST | HRCU-A-CB (Split System: Heat Pump with Remote Outdoor Unit-Air-Source) | DLCURAH24ABK | ADP |  | H,GE32930 | *96MSN0801716A* | 23200 | 17 | 8.5 | 24800 | 23600 | 95.16% | 2 | 0 | 10 |  |  |  | No | R-410A | 1.9333 | Residential & Commercial | Ducted CEE Tier 1
212624444 | Central HP <5.4 tons | COLEMAN | HRCU-A-CB (Split System: Heat Pump with Remote Outdoor Unit-Air-Source) | HMH72B341 | ASPEN |  | D(A,C,E)48D34+TDR | TMLE120C16MP11 | 33200 | 18 | 8.1 | 33000 | 29200 | 88.48% | 2.5 | 0 | 10 |  |  |  | No | R-410A | 2.7667 | Residential & Commercial | Ducted CEE Tier 1
212624587 | Central HP <5.4 tons | COLEMAN | HRCU-A-CB (Split System: Heat Pump with Remote Outdoor Unit-Air-Source) | HMH72B341 | ASPEN |  | D(A,C,E)42C34+TDR | TM8V080C16MP12 | 32800 | 17.5 | 8.5 | 34000 | 27400 | 80.59% | 2.67 | 0 | 10 |  |  |  | No | R-410A | 2.7333 | Residential & Commercial | Ducted CEE Tier 1
215292465 | Central HP <5.4 tons | AIRQUEST | HRCU-A-CB (Split System: Heat Pump with Remote Outdoor Unit-Air-Source) | DLCURAH24ABK | ADP |  | HG8J936 | *96MSN0801716A* | 23600 | 17 | 8.5 | 24800 | 23600 | 95.16% | 2 | 0 | 10.5 |  |  |  | No | R-410A | 1.9667 | Residential & Commercial | Ducted CEE Tier 1
215292483 | Central HP <5.4 tons | AIRQUEST | HRCU-A-CB (Split System: Heat Pump with Remote Outdoor Unit-Air-Source) | DLCURAH24ABK | ADP |  | HG31930 | *96MSN0802120A* | 22600 | 16 | 8.5 | 24800 | 23800 | 95.97% | 2.02 | 0 | 10 |  |  |  | No | R-410A | 1.8833 | Residential & Commercial | Ducted CEE Tier 1
215292492 | Central HP <5.4 tons | AIRQUEST | HRCU-A-CB (Split System: Heat Pump with Remote Outdoor Unit-Air-Source) | DLCURAH24ABK | ADP |  | H,GE32930 | *96MSN0802120A* | 23000 | 17 | 8.5 | 24800 | 23800 | 95.97% | 2.02 | 0 | 10 |  |  |  | No | R-410A | 1.9167 | Residential & Commercial | Ducted CEE Tier 1
215292499 | Central HP <5.4 tons | AIRQUEST | HRCU-A-CB (Split System: Heat Pump with Remote Outdoor Unit-Air-Source) | DLCURAH24ABK | ADP |  | H,GG34936 | *96MSN0802120A* | 23600 | 17 | 8.5 | 24800 | 23800 | 95.97% | 2.02 | 0 | 10.5 |  |  |  | No | R-410A | 1.9667 | Residential & Commercial | Ducted CEE Tier 1
215292551 | Central HP <5.4 tons | AIRQUEST | HRCU-A-CB (Split System: Heat Pump with Remote Outdoor Unit-Air-Source) | DLCURAH24ABK | ADP |  | HG34936 | *96VTN0401410A* | 23200 | 16 | 8.5 | 24000 | 23400 | 97.5% | 1.96 | 0 | 10 |  |  |  | No | R-410A | 1.9333 | Residential & Commercial | Ducted CEE Tier 1
215292567 | Central HP <5.4 tons | AIRQUEST | HRCU-A-CB (Split System: Heat Pump with Remote Outdoor Unit-Air-Source) | DLCURAH24ABK | ADP |  | H,GE8J936 | *96VTN0401410A* | 23000 | 16 | 8.5 | 24200 | 23800 | 98.35% | 2.02 | 0 | 10 |  |  |  | No | R-410A | 1.9167 | Residential & Commercial | Ducted CEE Tier 1
214574335 | Central HP <5.4 tons | KEEPRITE | HRCU-A-CB (Split System: Heat Pump with Remote Outdoor Unit-Air-Source) | CVH837GKA2* |  |  | EHD4X48AAL+WALLCON | *80CTL0702120B* | 32600 | 17.5 | 8.5 | 32800 | 25000 | 76.22% | 1.98 | 0 | 11 |  |  |  | No | R-410A | 2.7167 | Residential & Commercial | Ducted CEE Tier 1
214239200 | Central HP <5.4 tons | KEEPRITE | HRCU-A-CB (Split System: Heat Pump with Remote Outdoor Unit-Air-Source) | CVH837GKA2* |  |  | EN(A,D,W)4X48L21**+WALLCON | *80CTL0902120B* | 32400 | 17 | 8.1 | 32600 | 24600 | 75.46% | 1.96 | 0 | 11.7 |  |  |  | No | R-410A | 2.7 | Residential & Commercial | Ducted CEE Tier 1
207573592 | Central HP <5.4 tons | DAY & NIGHT | HRCU-A-CB (Split System: Heat Pump with Remote Outdoor Unit-Air-Source) | CVH837GKA2* | ADP |  | FG82936 | *80CTL0901716A* | 32800 | 18 | 8.1 | 31200 | 27400 | 87.82% | 2.22 | 12.5 | 11.5 |  |  |  | No | R-410A | 2.7333 | Residential & Commercial | Ducted CEE Tier 1
213076002 | Central HP <5.4 tons | KEEPRITE | HRCU-A-CB (Split System: Heat Pump with Remote Outdoor Unit-Air-Source) | DLCURAH36ABK |  |  | EN(A,D)4X48L24** | *95MSU1002120A* | 36200 | 16.5 | 8.1 | 38500 | 35000 | 90.91% | 2.02 | 0 | 10.5 |  |  |  | No | R-410A | 3.0167 | Residential & Commercial | Ducted CEE Tier 1
215292599 | Central HP <5.4 tons | AIRQUEST | HRCU-A-CB (Split System: Heat Pump with Remote Outdoor Unit-Air-Source) | DLCURAH24ABK | ADP |  | HG34936 | *96VTN0401410B* | 23400 | 16 | 8.5 | 24800 | 24400 | 98.39% | 2.06 | 0 | 10 |  |  |  | No | R-410A | 1.95 | Residential & Commercial | Ducted CEE Tier 1
215292624 | Central HP <5.4 tons | AIRQUEST | HRCU-A-CB (Split System: Heat Pump with Remote Outdoor Unit-Air-Source) | DLCURAH24ABK | ADP |  | H,GG80936 | *96VTN0401410B* | 23400 | 16 | 8.5 | 24600 | 23800 | 96.75% | 2 | 0 | 10 |  |  |  | No | R-410A | 1.95 | Residential & Commercial | Ducted CEE Tier 1
215292626 | Central HP <5.4 tons | AIRQUEST | HRCU-A-CB (Split System: Heat Pump with Remote Outdoor Unit-Air-Source) | DLCURAH24ABK | ADP |  | H,GG81936 | *96VTN0401410B* | 23400 | 16 | 8.5 | 24800 | 24400 | 98.39% | 2.06 | 0 | 10 |  |  |  | No | R-410A | 1.95 | Residential & Commercial | Ducted CEE Tier 1
215292667 | Central HP <5.4 tons | AIRQUEST | HRCU-A-CB (Split System: Heat Pump with Remote Outdoor Unit-Air-Source) | DLCURAH24ABK | ADP |  | HE8J936 | *96VTN0401712A* | 23200 | 16 | 8.5 | 24200 | 23200 | 95.87% | 1.94 | 0 | 10 |  |  |  | No | R-410A | 1.9333 | Residential & Commercial | Ducted CEE Tier 1
215292701 | Central HP <5.4 tons | AIRQUEST | HRCU-A-CB (Split System: Heat Pump with Remote Outdoor Unit-Air-Source) | DLCURAH24ABK | ADP |  | H,GG35936 | *96VTN0401712B* | 23400 | 16 | 8.5 | 24600 | 24000 | 97.56% | 2.02 | 0 | 10 |  |  |  | No | R-410A | 1.95 | Residential & Commercial | Ducted CEE Tier 1
215292799 | Central HP <5.4 tons | AIRQUEST | HRCU-A-CB (Split System: Heat Pump with Remote Outdoor Unit-Air-Source) | DLCURAH24ABK | ADP |  | HE34936 | *96VTN0601412B* | 23400 | 17 | 8.5 | 24600 | 23600 | 95.93% | 2 | 0 | 10 |  |  |  | No | R-410A | 1.95 | Residential & Commercial | Ducted CEE Tier 1
215292833 | Central HP <5.4 tons | AIRQUEST | HRCU-A-CB (Split System: Heat Pump with Remote Outdoor Unit-Air-Source) | DLCURAH24ABK | ADP |  | H,GE31930 | *96VTN0601714A* | 23400 | 16 | 8.5 | 25200 | 24000 | 95.24% | 2.02 | 0 | 10 |  |  |  | No | R-410A | 1.95 | Residential & Commercial | Ducted CEE Tier 1
215292840 | Central HP <5.4 tons | AIRQUEST | HRCU-A-CB (Split System: Heat Pump with Remote Outdoor Unit-Air-Source) | DLCURAH24ABK | ADP |  | H,GE32930 | *96VTN0601714A* | 23600 | 16 | 8.5 | 25200 | 24000 | 95.24% | 2.02 | 0 | 10 |  |  |  | No | R-410A | 1.9667 | Residential & Commercial | Ducted CEE Tier 1
215292842 | Central HP <5.4 tons | AIRQUEST | HRCU-A-CB (Split System: Heat Pump with Remote Outdoor Unit-Air-Source) | DLCURAH24ABK | ADP |  | HE32936 | *96VTN0601714A* | 23600 | 16 | 8.5 | 25200 | 24000 | 95.24% | 2.02 | 0 | 10 |  |  |  | No | R-410A | 1.9667 | Residential & Commercial | Ducted CEE Tier 1
215292849 | Central HP <5.4 tons | AIRQUEST | HRCU-A-CB (Split System: Heat Pump with Remote Outdoor Unit-Air-Source) | DLCURAH24ABK | ADP |  | H,GE34936 | *96VTN0601714A* | 24000 | 16 | 8.5 | 24400 | 22400 | 91.8% | 1.88 | 0 | 10 |  |  |  | No | R-410A | 2 | Residential & Commercial | Ducted CEE Tier 1
212675687 | Central HP <5.4 tons | BOSCH | HRCU-A-CB (Split System: Heat Pump with Remote Outdoor Unit-Air-Source) | BOVB-60HDN1-M18M | ASPEN |  | L(E,G)M60F4 |  | 55000 | 17 | 9 | 57000 | 42000 | 73.68% | 2.32 | 0 | 10.2 |  |  |  | No | R-410A | 4.5833 | Residential & Commercial | Ducted CEE Tier 1
212851681 | Central HP <5.4 tons | BOSCH | HRCU-A-CB (Split System: Heat Pump with Remote Outdoor Unit-Air-Source) | BOVB-60HDN1-M18M | ASPEN |  | L(E,G)M48B4 |  | 45000 | 17 | 8.5 | 46500 | 41500 | 89.25% | 2.45 | 0 | 10 |  |  |  | No | R-410A | 3.75 | Residential & Commercial | Ducted CEE Tier 1
211228324 | Central HP <5.4 tons | ARCOAIRE | HRCU-A-CB (Split System: Heat Pump with Remote Outdoor Unit-Air-Source) | DLCURAH36ABK |  |  | EA*4X43L21A* | *80VSL0902120A* | 36200 | 16 | 8.5 | 38500 | 34800 | 90.39% | 2.06 | 0 | 10 |  |  |  | No | R-410A | 3.0167 | Residential & Commercial | Ducted CEE Tier 1
211228390 | Central HP <5.4 tons | ARCOAIRE | HRCU-A-CB (Split System: Heat Pump with Remote Outdoor Unit-Air-Source) | DLCURAH36ABK |  |  | EA*4X43L21A* | *80VTL0902120A* | 36200 | 16 | 8.5 | 38500 | 34800 | 90.39% | 2.06 | 0 | 10 |  |  |  | No | R-410A | 3.0167 | Residential & Commercial | Ducted CEE Tier 1
211228459 | Central HP <5.4 tons | ARCOAIRE | HRCU-A-CB (Split System: Heat Pump with Remote Outdoor Unit-Air-Source) | DLCURAH36ABK |  |  | EA*4X43L21A* | *92ESN1002120A* | 37200 | 16 | 8.5 | 38500 | 34800 | 90.39% | 2.12 | 0 | 10 |  |  |  | No | R-410A | 3.1 | Residential & Commercial | Ducted CEE Tier 1
211227908 | Central HP <5.4 tons | ARCOAIRE | HRCU-A-CB (Split System: Heat Pump with Remote Outdoor Unit-Air-Source) | DLCURAH36ABK |  |  | EA*4X42L24A* | *80ESU1002120A* | 35600 | 16 | 8.1 | 38500 | 35000 | 90.91% | 1.88 | 0 | 10 |  |  |  | No | R-410A | 2.9667 | Residential & Commercial | Ducted CEE Tier 1
211230756 | Central HP <5.4 tons | KEEPRITE | HRCU-A-CB (Split System: Heat Pump with Remote Outdoor Unit-Air-Source) | DLCURAH36ABK |  |  | EN(A,D)4X48L24** | *96VTN0802120A* | 35600 | 16 | 8.1 | 38500 | 34800 | 90.39% | 2 | 0 | 10 |  |  |  | No | R-410A | 2.9667 | Residential & Commercial | Ducted CEE Tier 1
215292860 | Central HP <5.4 tons | AIRQUEST | HRCU-A-CB (Split System: Heat Pump with Remote Outdoor Unit-Air-Source) | DLCURAH24ABK | ADP |  | H,GE7J924 | *96VTN0601714A* | 23600 | 16 | 8.5 | 25200 | 24000 | 95.24% | 2.02 | 0 | 10 |  |  |  | No | R-410A | 1.9667 | Residential & Commercial | Ducted CEE Tier 1
215292885 | Central HP <5.4 tons | AIRQUEST | HRCU-A-CB (Split System: Heat Pump with Remote Outdoor Unit-Air-Source) | DLCURAH24ABK | ADP |  | H,GG32936 | *96VTN0601716B* | 23400 | 16 | 9 | 24400 | 22800 | 93.44% | 1.92 | 0 | 10 |  |  |  | No | R-410A | 1.95 | Residential & Commercial | Ducted CEE Tier 1
215292908 | Central HP <5.4 tons | AIRQUEST | HRCU-A-CB (Split System: Heat Pump with Remote Outdoor Unit-Air-Source) | DLCURAH24ABK | ADP |  | HG7J924 | *96VTN0601716B* | 23600 | 16 | 9 | 24400 | 22800 | 93.44% | 1.92 | 0 | 10 |  |  |  | No | R-410A | 1.9667 | Residential & Commercial | Ducted CEE Tier 1
215292935 | Central HP <5.4 tons | AIRQUEST | HRCU-A-CB (Split System: Heat Pump with Remote Outdoor Unit-Air-Source) | DLCURAH24ABK | ADP |  | H,GG32930 | *96VTN0801716A* | 23800 | 16 | 8.5 | 25200 | 23000 | 91.27% | 1.92 | 0 | 10 |  |  |  | No | R-410A | 1.9833 | Residential & Commercial | Ducted CEE Tier 1
215293049 | Central HP <5.4 tons | AIRQUEST | HRCU-A-CB (Split System: Heat Pump with Remote Outdoor Unit-Air-Source) | DLCURAH24ABK | ADP |  | H,GG35936 | *96VTN0802120A* | 23600 | 17 | 8.1 | 24200 | 23400 | 96.69% | 1.98 | 0 | 10.5 |  |  |  | No | R-410A | 1.9667 | Residential & Commercial | Ducted CEE Tier 1
215293058 | Central HP <5.4 tons | AIRQUEST | HRCU-A-CB (Split System: Heat Pump with Remote Outdoor Unit-Air-Source) | DLCURAH24ABK | ADP |  | H,GE7J924 | *96VTN0802120A* | 23000 | 17 | 8.1 | 24200 | 23400 | 96.69% | 1.98 | 0 | 10 |  |  |  | No | R-410A | 1.9167 | Residential & Commercial | Ducted CEE Tier 1
212624728 | Central HP <5.4 tons | COLEMAN | HRCU-A-CB (Split System: Heat Pump with Remote Outdoor Unit-Air-Source) | HMH72B341 | ASPEN |  | D(A,C,E)42A44+TDR | TPLC100C16MP13 | 32400 | 17.5 | 8.1 | 33800 | 27400 | 81.07% | 2.47 | 0 | 10 |  |  |  | No | R-410A | 2.7 | Residential & Commercial | Ducted CEE Tier 1
212624812 | Central HP <5.4 tons | COLEMAN | HRCU-A-CB (Split System: Heat Pump with Remote Outdoor Unit-Air-Source) | HMH72B341 | ASPEN |  | D(A,C,E)48C34+TDR | TL8E080C16UH11 | 33200 | 17.5 | 8.5 | 34000 | 27800 | 81.76% | 2.68 | 0 | 10 |  |  |  | No | R-410A | 2.7667 | Residential & Commercial | Ducted CEE Tier 1
210717746 | Central HP <5.4 tons | CARRIER | HRCU-A-CB (Split System: Heat Pump with Remote Outdoor Unit-Air-Source) | 25VNA448A*031* | ADP |  | H,PG48960 | 59MN7B120C24**22 | 44500 | 21 | 9.5 | 44000 | 36000 | 81.82% | 2.34 | 0 | 12 |  |  |  | No | R-410A | 3.7083 | Residential & Commercial | Ducted CEE Tier 1
211230603 | Central HP <5.4 tons | KEEPRITE | HRCU-A-CB (Split System: Heat Pump with Remote Outdoor Unit-Air-Source) | DLCURAH36ABK |  |  | EN(A,D)4X48L24** | *92ESN0802120A* | 35800 | 16.5 | 8.1 | 38500 | 34800 | 90.39% | 2.02 | 0 | 10.5 |  |  |  | No | R-410A | 2.9833 | Residential & Commercial | Ducted CEE Tier 1
211230338 | Central HP <5.4 tons | KEEPRITE | HRCU-A-CB (Split System: Heat Pump with Remote Outdoor Unit-Air-Source) | DLCURAH36ABK |  |  | EN(A,D,W)4X48L21** | *96VTN1002120A* | 36600 | 15.5 | 8.1 | 39500 | 35000 | 88.61% | 2.04 | 0 | 10 |  |  |  | No | R-410A | 3.05 | Residential & Commercial | Ducted CEE Tier 1
211229150 | Central HP <5.4 tons | KEEPRITE | HRCU-A-CB (Split System: Heat Pump with Remote Outdoor Unit-Air-Source) | DLCURAH36ABK |  |  | EA*4X48L21A* | *95ESU1002122A* | 37200 | 15.5 | 8.5 | 38500 | 35000 | 90.91% | 2.12 | 0 | 10 |  |  |  | No | R-410A | 3.1 | Residential & Commercial | Ducted CEE Tier 1
211228581 | Central HP <5.4 tons | KEEPRITE | HRCU-A-CB (Split System: Heat Pump with Remote Outdoor Unit-Air-Source) | DLCURAH36ABK |  |  | EA*4X43L21A* | *95ESU0601716A* | 36800 | 15.5 | 8.5 | 38500 | 34800 | 90.39% | 2.1 | 0 | 10 |  |  |  | No | R-410A | 3.0667 | Residential & Commercial | Ducted CEE Tier 1
211228698 | Central HP <5.4 tons | KEEPRITE | HRCU-A-CB (Split System: Heat Pump with Remote Outdoor Unit-Air-Source) | DLCURAH36ABK |  |  | EA*4X43L21A* | OMV112K14A | 36200 | 15.5 | 8.5 | 38500 | 34800 | 90.39% | 2.06 | 0 | 10 |  |  |  | No | R-410A | 3.0167 | Residential & Commercial | Ducted CEE Tier 1
211228016 | Central HP <5.4 tons | KEEPRITE | HRCU-A-CB (Split System: Heat Pump with Remote Outdoor Unit-Air-Source) | DLCURAH36ABK |  |  | EA*4X42L24A* | *95ESN1002120A* | 36000 | 15.5 | 8.1 | 39500 | 35200 | 89.11% | 1.92 | 0 | 10 |  |  |  | No | R-410A | 3 | Residential & Commercial | Ducted CEE Tier 1
211228066 | Central HP <5.4 tons | KEEPRITE | HRCU-A-CB (Split System: Heat Pump with Remote Outdoor Unit-Air-Source) | DLCURAH36ABK |  |  | EA*4X42L24A* | *96VSN1002120A* | 35600 | 16 | 8.1 | 38500 | 35000 | 90.91% | 1.9 | 0 | 10 |  |  |  | No | R-410A | 2.9667 | Residential & Commercial | Ducted CEE Tier 1
211228230 | Central HP <5.4 tons | KEEPRITE | HRCU-A-CB (Split System: Heat Pump with Remote Outdoor Unit-Air-Source) | DLCURAH36ABK |  |  | EA*4X43L21A* | *80ES(N,L)0701712A* | 36400 | 15.5 | 8.5 | 38500 | 34800 | 90.39% | 2.08 | 0 | 10 |  |  |  | No | R-410A | 3.0333 | Residential & Commercial | Ducted CEE Tier 1
215293067 | Central HP <5.4 tons | AIRQUEST | HRCU-A-CB (Split System: Heat Pump with Remote Outdoor Unit-Air-Source) | DLCURAH24ABK | ADP |  | H,GE1K936 | *96VTN0802120A* | 23600 | 17 | 8.1 | 24200 | 23400 | 96.69% | 1.98 | 0 | 10.5 |  |  |  | No | R-410A | 1.9667 | Residential & Commercial | Ducted CEE Tier 1
215293085 | Central HP <5.4 tons | AIRQUEST | HRCU-A-CB (Split System: Heat Pump with Remote Outdoor Unit-Air-Source) | DLCURAH24ABK | ADP |  | HG32936 | *96VTN0802120B* | 23200 | 17 | 8.5 | 24800 | 23600 | 95.16% | 1.98 | 0 | 10 |  |  |  | No | R-410A | 1.9333 | Residential & Commercial | Ducted CEE Tier 1
215293092 | Central HP <5.4 tons | AIRQUEST | HRCU-A-CB (Split System: Heat Pump with Remote Outdoor Unit-Air-Source) | DLCURAH24ABK | ADP |  | HE33936 | *96VTN0802120B* | 23600 | 17 | 8.5 | 24800 | 23600 | 95.16% | 1.98 | 0 | 10.5 |  |  |  | No | R-410A | 1.9667 | Residential & Commercial | Ducted CEE Tier 1
215293142 | Central HP <5.4 tons | AIRQUEST | HRCU-A-CB (Split System: Heat Pump with Remote Outdoor Unit-Air-Source) | DLCURAH24ABK | ADP |  | H,GE33936 | *96VTN1002120A* | 23800 | 17 | 8.5 | 24400 | 22400 | 91.8% | 1.9 | 0 | 10 |  |  |  | No | R-410A | 1.9833 | Residential & Commercial | Ducted CEE Tier 1
215293151 | Central HP <5.4 tons | AIRQUEST | HRCU-A-CB (Split System: Heat Pump with Remote Outdoor Unit-Air-Source) | DLCURAH24ABK | ADP |  | H,GG36936 | *96VTN1002120A* | 24000 | 17 | 8.5 | 24400 | 22400 | 91.8% | 1.9 | 0 | 10 |  |  |  | No | R-410A | 2 | Residential & Commercial | Ducted CEE Tier 1
215293192 | Central HP <5.4 tons | AIRQUEST | HRCU-A-CB (Split System: Heat Pump with Remote Outdoor Unit-Air-Source) | DLCURAH24ABK | ADP |  | H,GG34936 | *96VTN1002120B* | 23600 | 17 | 8.5 | 24600 | 24200 | 98.37% | 2.04 | 0 | 10.5 |  |  |  | No | R-410A | 1.9667 | Residential & Commercial | Ducted CEE Tier 1
215293194 | Central HP <5.4 tons | AIRQUEST | HRCU-A-CB (Split System: Heat Pump with Remote Outdoor Unit-Air-Source) | DLCURAH24ABK | ADP |  | H,GE34936 | *96VTN1002120B* | 23600 | 17 | 8.5 | 24600 | 24200 | 98.37% | 2.04 | 0 | 10.5 |  |  |  | No | R-410A | 1.9667 | Residential & Commercial | Ducted CEE Tier 1
211228266 | Central HP <5.4 tons | KEEPRITE | HRCU-A-CB (Split System: Heat Pump with Remote Outdoor Unit-Air-Source) | DLCURAH36ABK |  |  | EA*4X43L21A* | *80ES(N,L)0902116A* | 36800 | 16 | 8.5 | 38500 | 34800 | 90.39% | 2.1 | 0 | 10 |  |  |  | No | R-410A | 3.0667 | Residential & Commercial | Ducted CEE Tier 1
211227882 | Central HP <5.4 tons | KEEPRITE | HRCU-A-CB (Split System: Heat Pump with Remote Outdoor Unit-Air-Source) | DLCURAH36ABK |  |  | EA*4X42L24A* | *80VSL0902420A* | 35200 | 16 | 8.1 | 38500 | 35000 | 90.91% | 1.88 | 0 | 10 |  |  |  | No | R-410A | 2.9333 | Residential & Commercial | Ducted CEE Tier 1
211227933 | Central HP <5.4 tons | KEEPRITE | HRCU-A-CB (Split System: Heat Pump with Remote Outdoor Unit-Air-Source) | DLCURAH36ABK |  |  | EA*4X42L24A* | *80VTL1102122A* | 36200 | 15.5 | 8.1 | 39500 | 35200 | 89.11% | 1.92 | 0 | 10 |  |  |  | No | R-410A | 3.0167 | Residential & Commercial | Ducted CEE Tier 1
211227963 | Central HP <5.4 tons | KEEPRITE | HRCU-A-CB (Split System: Heat Pump with Remote Outdoor Unit-Air-Source) | DLCURAH36ABK |  |  | EA*4X42L24A* | *92ESN0802120A* | 35200 | 16.5 | 8.1 | 38500 | 35000 | 90.91% | 1.88 | 0 | 10 |  |  |  | No | R-410A | 2.9333 | Residential & Commercial | Ducted CEE Tier 1
213075942 | Central HP <5.4 tons | KEEPRITE | HRCU-A-CB (Split System: Heat Pump with Remote Outdoor Unit-Air-Source) | DLCURAH36ABK |  |  | EA*4X48L21A* | *95MSU1002120A* | 36000 | 16 | 8.5 | 38000 | 34800 | 91.58% | 2.04 | 0 | 10 |  |  |  | No | R-410A | 3 | Residential & Commercial | Ducted CEE Tier 1
211230711 | Central HP <5.4 tons | ARCOAIRE | HRCU-A-CB (Split System: Heat Pump with Remote Outdoor Unit-Air-Source) | DLCURAH36ABK |  |  | EN(A,D)4X48L24** | *96VSN1202422A* | 36000 | 16 | 8.1 | 38500 | 34800 | 90.39% | 2.02 | 0 | 10 |  |  |  | No | R-410A | 3 | Residential & Commercial | Ducted CEE Tier 1
211230175 | Central HP <5.4 tons | ARCOAIRE | HRCU-A-CB (Split System: Heat Pump with Remote Outdoor Unit-Air-Source) | DLCURAH36ABK |  |  | EN(A,D,W)4X48L21** | *95ESN0801716A* | 35600 | 15.5 | 8.1 | 38500 | 35000 | 90.91% | 2 | 0 | 10 |  |  |  | No | R-410A | 2.9667 | Residential & Commercial | Ducted CEE Tier 1
212624215 | Central HP <5.4 tons | COLEMAN | HRCU-A-CB (Split System: Heat Pump with Remote Outdoor Unit-Air-Source) | HMH72B341 | ASPEN |  | C(A,C,D,E)42D24+TDR | TM8E040A12MP11 | 32000 | 18 | 8.1 | 33400 | 29000 | 86.83% | 2.48 | 0 | 10 |  |  |  | No | R-410A | 2.6667 | Residential & Commercial | Ducted CEE Tier 1
212625062 | Central HP <5.4 tons | COLEMAN | HRCU-A-CB (Split System: Heat Pump with Remote Outdoor Unit-Air-Source) | HMH72B341 | ASPEN |  | D(A,C,E)42A44+TDR | TM9V100C16MP12 | 32400 | 17.5 | 8.5 | 34000 | 27400 | 80.59% | 2.67 | 0 | 10 |  |  |  | No | R-410A | 2.7 | Residential & Commercial | Ducted CEE Tier 1
215057500 | Central HP <5.4 tons | BOSCH | HRCU-A-CB (Split System: Heat Pump with Remote Outdoor Unit-Air-Source) | BOVD-36HDN1-M20G | ASPEN |  | L(E,G)M36B4 |  | 30800 | 17 | 8.1 | 32800 | 24000 | 73.17% | 1.9 | 0 | 11 |  |  |  | No | R-410A | 2.5667 | Residential & Commercial | Ducted CEE Tier 1
215375430 | Central HP <5.4 tons | BOSCH | HRCU-A-CB (Split System: Heat Pump with Remote Outdoor Unit-Air-Source) | BOVD-36HDN1-M20G | ASPEN |  | D(A,C,E)36A34+TDR | BGH96M060B3B | 22400 | 18.4 | 8.5 | 19900 | 20000 | 100.5% | 2.92 | 0 | 11.8 |  |  |  | No | R-410A | 1.8667 | Residential & Commercial | Ducted CEE Tier 1
215293267 | Central HP <5.4 tons | AIRQUEST | HRCU-A-CB (Split System: Heat Pump with Remote Outdoor Unit-Air-Source) | DLCURAH24ABK | ADP |  | HG80936 | *96VTN1002122A* | 23600 | 17 | 8.1 | 24200 | 23400 | 96.69% | 1.98 | 0 | 10.5 |  |  |  | No | R-410A | 1.9667 | Residential & Commercial | Ducted CEE Tier 1
215293294 | Central HP <5.4 tons | AIRQUEST | HRCU-A-CB (Split System: Heat Pump with Remote Outdoor Unit-Air-Source) | DLCURAH24ABK | ADP |  | HE34936 | *96VTN1002122B* | 23800 | 17 | 8.5 | 24800 | 23400 | 94.35% | 1.98 | 0 | 10.5 |  |  |  | No | R-410A | 1.9833 | Residential & Commercial | Ducted CEE Tier 1
213927952 | Central HP <5.4 tons | WESTINGHOUSE | HRCU-A-C (Split System: Heat Pump with Remote Outdoor Unit with No Indoor Fan --Air Source) | WHM36SZA21S | ASPEN |  | D(A,C,E)42A44+TDR |  | 28800 | 15.5 | 9.4 | 30000 | 24200 | 80.67% | 2.08 | 0 | 11.3 |  |  |  | No | R-410A | 2.4 | Residential & Commercial | Ducted CEE Tier 1
211240947 | Central HP <5.4 tons | ARCOAIRE | HRCU-A-CB (Split System: Heat Pump with Remote Outdoor Unit-Air-Source) | DLCURAH24ABK |  |  | EA*4X25L17A* | *80VTL0451412A* | 24800 | 17 | 8.5 | 25600 | 21200 | 82.81% | 1.78 | 0 | 10.5 |  |  |  | No | R-410A | 2.0667 | Residential & Commercial | Ducted CEE Tier 1
211241813 | Central HP <5.4 tons | ARCOAIRE | HRCU-A-CB (Split System: Heat Pump with Remote Outdoor Unit-Air-Source) | DLCURAH24ABK |  |  | EA*4X36L17A* | *80VSL0451412A* | 23400 | 16.5 | 8.5 | 25600 | 23600 | 92.19% | 1.96 | 0 | 10 |  |  |  | No | R-410A | 1.95 | Residential & Commercial | Ducted CEE Tier 1
215293288 | Central HP <5.4 tons | AIRQUEST | HRCU-A-CB (Split System: Heat Pump with Remote Outdoor Unit-Air-Source) | DLCURAH24ABK | ADP |  | HG33936 | *96VTN1002122B* | 23600 | 17 | 8.5 | 24800 | 23400 | 94.35% | 1.98 | 0 | 10.5 |  |  |  | No | R-410A | 1.9667 | Residential & Commercial | Ducted CEE Tier 1
215293307 | Central HP <5.4 tons | AIRQUEST | HRCU-A-CB (Split System: Heat Pump with Remote Outdoor Unit-Air-Source) | DLCURAH24ABK | ADP |  | H,GE7J936 | *96VTN1002122B* | 23400 | 17 | 8.5 | 24800 | 23400 | 94.35% | 1.98 | 0 | 10 |  |  |  | No | R-410A | 1.95 | Residential & Commercial | Ducted CEE Tier 1
215291900 | Central HP <5.4 tons | AIRQUEST | HRCU-A-CB (Split System: Heat Pump with Remote Outdoor Unit-Air-Source) | DLCURAH24ABK | ADP |  | H,GE1K936 | *92MSN0401712A* | 23600 | 16 | 8.5 | 24800 | 23600 | 95.16% | 1.96 | 0 | 10 |  |  |  | No | R-410A | 1.9667 | Residential & Commercial | Ducted CEE Tier 1
215291918 | Central HP <5.4 tons | AIRQUEST | HRCU-A-CB (Split System: Heat Pump with Remote Outdoor Unit-Air-Source) | DLCURAH24ABK | ADP |  | HG32924 | *92MSN0601412A* | 23200 | 17 | 8.5 | 24800 | 23400 | 94.35% | 1.98 | 0 | 10 |  |  |  | No | R-410A | 1.9333 | Residential & Commercial | Ducted CEE Tier 1
215291986 | Central HP <5.4 tons | AIRQUEST | HRCU-A-CB (Split System: Heat Pump with Remote Outdoor Unit-Air-Source) | DLCURAH24ABK | ADP |  | HE35936 | *92MSN0601714A* | 23600 | 17 | 8.5 | 24800 | 24000 | 96.77% | 2.02 | 0 | 10.5 |  |  |  | No | R-410A | 1.9667 | Residential & Commercial | Ducted CEE Tier 1
215292000 | Central HP <5.4 tons | AIRQUEST | HRCU-A-CB (Split System: Heat Pump with Remote Outdoor Unit-Air-Source) | DLCURAH24ABK | ADP |  | H,GG9J936 | *92MSN0601714A* | 23600 | 17 | 8.5 | 24800 | 23800 | 95.97% | 2.02 | 0 | 10.5 |  |  |  | No | R-410A | 1.9667 | Residential & Commercial | Ducted CEE Tier 1
215292017 | Central HP <5.4 tons | AIRQUEST | HRCU-A-CB (Split System: Heat Pump with Remote Outdoor Unit-Air-Source) | DLCURAH24ABK | ADP |  | H,GE31930 | *92MSN0801716A* | 22400 | 17 | 8.5 | 24600 | 24200 | 98.37% | 2.04 | 0 | 10 |  |  |  | No | R-410A | 1.8667 | Residential & Commercial | Ducted CEE Tier 1
215292019 | Central HP <5.4 tons | AIRQUEST | HRCU-A-CB (Split System: Heat Pump with Remote Outdoor Unit-Air-Source) | DLCURAH24ABK | ADP |  | HE31930 | *92MSN0801716A* | 22400 | 17 | 8.5 | 24600 | 24200 | 98.37% | 2.04 | 0 | 10 |  |  |  | No | R-410A | 1.8667 | Residential & Commercial | Ducted CEE Tier 1
215292037 | Central HP <5.4 tons | AIRQUEST | HRCU-A-CB (Split System: Heat Pump with Remote Outdoor Unit-Air-Source) | DLCURAH24ABK | ADP |  | H,GE35936 | *92MSN0801716A* | 23600 | 17 | 8.5 | 24600 | 24200 | 98.37% | 2.04 | 0 | 10.5 |  |  |  | No | R-410A | 1.9667 | Residential & Commercial | Ducted CEE Tier 1
215293296 | Central HP <5.4 tons | AIRQUEST | HRCU-A-CB (Split System: Heat Pump with Remote Outdoor Unit-Air-Source) | DLCURAH24ABK | ADP |  | HG35936 | *96VTN1002122B* | 23800 | 17 | 8.5 | 24800 | 23400 | 94.35% | 1.98 | 0 | 10.5 |  |  |  | No | R-410A | 1.9833 | Residential & Commercial | Ducted CEE Tier 1
215293314 | Central HP <5.4 tons | AIRQUEST | HRCU-A-CB (Split System: Heat Pump with Remote Outdoor Unit-Air-Source) | DLCURAH24ABK | ADP |  | H,GE9J936 | *96VTN1002122B* | 23800 | 17 | 8.5 | 24800 | 23400 | 94.35% | 1.98 | 0 | 10.5 |  |  |  | No | R-410A | 1.9833 | Residential & Commercial | Ducted CEE Tier 1
215291894 | Central HP <5.4 tons | AIRQUEST | HRCU-A-CB (Split System: Heat Pump with Remote Outdoor Unit-Air-Source) | DLCURAH24ABK | ADP |  | H,GE8J936 | *92MSN0401712A* | 23400 | 16 | 8.5 | 24800 | 23600 | 95.16% | 1.96 | 0 | 10 |  |  |  | No | R-410A | 1.95 | Residential & Commercial | Ducted CEE Tier 1
215292151 | Central HP <5.4 tons | AIRQUEST | HRCU-A-CB (Split System: Heat Pump with Remote Outdoor Unit-Air-Source) | DLCURAH24ABK | ADP |  | H,GE7J936 | *92MSN1002120A* | 23000 | 17 | 8.5 | 24800 | 23800 | 95.97% | 2.02 | 0 | 10 |  |  |  | No | R-410A | 1.9167 | Residential & Commercial | Ducted CEE Tier 1
213753671 | Central HP <5.4 tons | CARRIER | HRCU-A-CB (Split System: Heat Pump with Remote Outdoor Unit-Air-Source) | 38MURAQ36AB3* | ASPEN |  | D(A,C,E)36B34+TDR | 58S(B,C)*B090M17**14 | 35200 | 16.5 | 8.1 | 38500 | 32200 | 83.64% | 2.58 | 0 | 10 |  |  |  | No | R-410A | 2.9333 | Residential & Commercial | Ducted CEE Tier 1
215292186 | Central HP <5.4 tons | AIRQUEST | HRCU-A-CB (Split System: Heat Pump with Remote Outdoor Unit-Air-Source) | DLCURAH24ABK | ADP |  | HE33936 | *96MSN0261410A* | 23400 | 16 | 8.5 | 25400 | 25800 | 101.6% | 2.2 | 0 | 10 |  |  |  | No | R-410A | 1.95 | Residential & Commercial | Ducted CEE Tier 1
215292201 | Central HP <5.4 tons | AIRQUEST | HRCU-A-CB (Split System: Heat Pump with Remote Outdoor Unit-Air-Source) | DLCURAH24ABK | ADP |  | HG7J936 | *96MSN0261410A* | 23400 | 16 | 8.5 | 25400 | 25800 | 101.6% | 2.2 | 0 | 10 |  |  |  | No | R-410A | 1.95 | Residential & Commercial | Ducted CEE Tier 1
215292204 | Central HP <5.4 tons | AIRQUEST | HRCU-A-CB (Split System: Heat Pump with Remote Outdoor Unit-Air-Source) | DLCURAH24ABK | ADP |  | HE7J936 | *96MSN0261410A* | 23400 | 16 | 8.5 | 25400 | 25800 | 101.6% | 2.2 | 0 | 10 |  |  |  | No | R-410A | 1.95 | Residential & Commercial | Ducted CEE Tier 1
215292220 | Central HP <5.4 tons | AIRQUEST | HRCU-A-CB (Split System: Heat Pump with Remote Outdoor Unit-Air-Source) | DLCURAH24ABK | ADP |  | H,GE24936 | *96MSN0401410A* | 23200 | 16 | 8.5 | 25400 | 24800 | 97.64% | 2.1 | 0 | 10 |  |  |  | No | R-410A | 1.9333 | Residential & Commercial | Ducted CEE Tier 1
215292234 | Central HP <5.4 tons | AIRQUEST | HRCU-A-CB (Split System: Heat Pump with Remote Outdoor Unit-Air-Source) | DLCURAH24ABK | ADP |  | HE32936 | *96MSN0401410A* | 23000 | 16 | 8.5 | 25400 | 24800 | 97.64% | 2.1 | 0 | 10 |  |  |  | No | R-410A | 1.9167 | Residential & Commercial | Ducted CEE Tier 1
215292268 | Central HP <5.4 tons | AIRQUEST | HRCU-A-CB (Split System: Heat Pump with Remote Outdoor Unit-Air-Source) | DLCURAH24ABK | ADP |  | HG81936 | *96MSN0401410A* | 23600 | 16 | 8.5 | 24600 | 23600 | 95.93% | 1.98 | 0 | 10 |  |  |  | No | R-410A | 1.9667 | Residential & Commercial | Ducted CEE Tier 1
212624265 | Central HP <5.4 tons | COLEMAN | HRCU-A-CB (Split System: Heat Pump with Remote Outdoor Unit-Air-Source) | HMH72B341 | ASPEN |  | C(A,C,D,E)48C24+TDR | TMLE080C16MP11 | 32200 | 18 | 8.1 | 33000 | 29000 | 87.88% | 2.49 | 0 | 10 |  |  |  | No | R-410A | 2.6833 | Residential & Commercial | Ducted CEE Tier 1
212624284 | Central HP <5.4 tons | COLEMAN | HRCU-A-CB (Split System: Heat Pump with Remote Outdoor Unit-Air-Source) | HMH72B341 | ASPEN |  | C(A,C,D,E)42D24+TDR | TM9E080C16MP12 | 32200 | 18 | 8.1 | 33000 | 29200 | 88.48% | 2.49 | 0 | 10 |  |  |  | No | R-410A | 2.6833 | Residential & Commercial | Ducted CEE Tier 1
212624301 | Central HP <5.4 tons | COLEMAN | HRCU-A-CB (Split System: Heat Pump with Remote Outdoor Unit-Air-Source) | HMH72B341 | ASPEN |  | C(A,C,D,E)36D24+TDR | TM8E100C16MP11 | 31800 | 18 | 8.5 | 34000 | 28400 | 83.53% | 2.76 | 0 | 10 |  |  |  | No | R-410A | 2.65 | Residential & Commercial | Ducted CEE Tier 1
215667721 | Central HP <5.4 tons | KEEPRITE | HRCU-A-CB (Split System: Heat Pump with Remote Outdoor Unit-Air-Source) | C5H0V24*K*AAA* |  |  | EA*5X36M17A*+WALLCON | *96CTN0801714B* | 23200 | 17 | 9 | 23600 | 16600 | 70.34% | 1.98 | 0 | 10 |  |  |  | No | R-454B | 1.9333 | Residential & Commercial | Ducted CEE Tier 1
215292335 | Central HP <5.4 tons | AIRQUEST | HRCU-A-CB (Split System: Heat Pump with Remote Outdoor Unit-Air-Source) | DLCURAH24ABK | ADP |  | HG32936 | *96MSN0601412A* | 23400 | 16 | 8.5 | 25400 | 26000 | 102.4% | 2.22 | 0 | 10 |  |  |  | No | R-410A | 1.95 | Residential & Commercial | Ducted CEE Tier 1
215292337 | Central HP <5.4 tons | AIRQUEST | HRCU-A-CB (Split System: Heat Pump with Remote Outdoor Unit-Air-Source) | DLCURAH24ABK | ADP |  | H,GE32936 | *96MSN0601412A* | 23400 | 16 | 8.5 | 25400 | 26000 | 102.4% | 2.22 | 0 | 10 |  |  |  | No | R-410A | 1.95 | Residential & Commercial | Ducted CEE Tier 1
215293292 | Central HP <5.4 tons | AIRQUEST | HRCU-A-CB (Split System: Heat Pump with Remote Outdoor Unit-Air-Source) | DLCURAH24ABK | ADP |  | HG34936 | *96VTN1002122B* | 23800 | 17 | 8.5 | 24800 | 23400 | 94.35% | 1.98 | 0 | 10.5 |  |  |  | No | R-410A | 1.9833 | Residential & Commercial | Ducted CEE Tier 1
215292149 | Central HP <5.4 tons | AIRQUEST | HRCU-A-CB (Split System: Heat Pump with Remote Outdoor Unit-Air-Source) | DLCURAH24ABK | ADP |  | HG7J936 | *92MSN1002120A* | 23000 | 17 | 8.5 | 24800 | 23800 | 95.97% | 2.02 | 0 | 10 |  |  |  | No | R-410A | 1.9167 | Residential & Commercial | Ducted CEE Tier 1
215292386 | Central HP <5.4 tons | AIRQUEST | HRCU-A-CB (Split System: Heat Pump with Remote Outdoor Unit-Air-Source) | DLCURAH24ABK | ADP |  | HG32924 | *96MSN0601716A* | 23600 | 16 | 9.5 | 25000 | 24400 | 97.6% | 2.04 | 0 | 10 |  |  |  | No | R-410A | 1.9667 | Residential & Commercial | Ducted CEE Tier 1
215292402 | Central HP <5.4 tons | AIRQUEST | HRCU-A-CB (Split System: Heat Pump with Remote Outdoor Unit-Air-Source) | DLCURAH24ABK | ADP |  | HE35936 | *96MSN0601716A* | 23600 | 17 | 9 | 24200 | 23200 | 95.87% | 1.96 | 0 | 10 |  |  |  | No | R-410A | 1.9667 | Residential & Commercial | Ducted CEE Tier 1
215292418 | Central HP <5.4 tons | AIRQUEST | HRCU-A-CB (Split System: Heat Pump with Remote Outdoor Unit-Air-Source) | DLCURAH24ABK | ADP |  | H,GE9J936 | *96MSN0601716A* | 23600 | 17 | 9 | 24200 | 23200 | 95.87% | 1.96 | 0 | 10 |  |  |  | No | R-410A | 1.9667 | Residential & Commercial | Ducted CEE Tier 1
215292419 | Central HP <5.4 tons | AIRQUEST | HRCU-A-CB (Split System: Heat Pump with Remote Outdoor Unit-Air-Source) | DLCURAH24ABK | ADP |  | H,GG1K936 | *96MSN0601716A* | 23600 | 17 | 9 | 24200 | 23200 | 95.87% | 1.96 | 0 | 10 |  |  |  | No | R-410A | 1.9667 | Residential & Commercial | Ducted CEE Tier 1
215292436 | Central HP <5.4 tons | AIRQUEST | HRCU-A-CB (Split System: Heat Pump with Remote Outdoor Unit-Air-Source) | DLCURAH24ABK | ADP |  | H,GG32930 | *96MSN0801716A* | 23200 | 17 | 8.5 | 24800 | 23600 | 95.16% | 2 | 0 | 10 |  |  |  | No | R-410A | 1.9333 | Residential & Commercial | Ducted CEE Tier 1
215292438 | Central HP <5.4 tons | AIRQUEST | HRCU-A-CB (Split System: Heat Pump with Remote Outdoor Unit-Air-Source) | DLCURAH24ABK | ADP |  | HG32924 | *96MSN0801716A* | 23200 | 17 | 8.5 | 24800 | 23600 | 95.16% | 2 | 0 | 10 |  |  |  | No | R-410A | 1.9333 | Residential & Commercial | Ducted CEE Tier 1
215292452 | Central HP <5.4 tons | AIRQUEST | HRCU-A-CB (Split System: Heat Pump with Remote Outdoor Unit-Air-Source) | DLCURAH24ABK | ADP |  | HG35936 | *96MSN0801716A* | 23800 | 17 | 8.5 | 24800 | 23600 | 95.16% | 1.98 | 0 | 10.5 |  |  |  | No | R-410A | 1.9833 | Residential & Commercial | Ducted CEE Tier 1
215292469 | Central HP <5.4 tons | AIRQUEST | HRCU-A-CB (Split System: Heat Pump with Remote Outdoor Unit-Air-Source) | DLCURAH24ABK | ADP |  | HG9J936 | *96MSN0801716A* | 23800 | 17 | 8.5 | 24800 | 23600 | 95.16% | 2 | 0 | 10.5 |  |  |  | No | R-410A | 1.9833 | Residential & Commercial | Ducted CEE Tier 1
212626025 | Central HP <5.4 tons | COLEMAN | HRCU-A-CB (Split System: Heat Pump with Remote Outdoor Unit-Air-Source) | HMH72B341 | ASPEN |  | D(A,C,E)48B26+TDR | TL9E100C20UH11 | 32000 | 17 | 8.1 | 33400 | 28800 | 86.23% | 2.69 | 0 | 10 |  |  |  | No | R-410A | 2.6667 | Residential & Commercial | Ducted CEE Tier 1
212626082 | Central HP <5.4 tons | COLEMAN | HRCU-A-CB (Split System: Heat Pump with Remote Outdoor Unit-Air-Source) | HMH72B341 | ASPEN |  | D(A,C,E)48B36+TDR | TM8Y080B12MP11 | 32800 | 18 | 8.5 | 33400 | 27400 | 82.04% | 2.65 | 0 | 10 |  |  |  | No | R-410A | 2.7333 | Residential & Commercial | Ducted CEE Tier 1
211245925 | Central HP <5.4 tons | GRANDAIRE | HRCU-A-CB (Split System: Heat Pump with Remote Outdoor Unit-Air-Source) | WDLCURAH24ABK |  |  | FM(C,U)4X30**AL* |  | 25000 | 15.2 | 8.5 | 27800 | 21800 | 78.42% | 1.8 | 0 | 10 |  |  |  | No | R-410A | 2.0833 | Residential & Commercial | Ducted CEE Tier 1
215292485 | Central HP <5.4 tons | AIRQUEST | HRCU-A-CB (Split System: Heat Pump with Remote Outdoor Unit-Air-Source) | DLCURAH24ABK | ADP |  | H,GE31930 | *96MSN0802120A* | 22600 | 16 | 8.5 | 24800 | 23800 | 95.97% | 2.02 | 0 | 10 |  |  |  | No | R-410A | 1.8833 | Residential & Commercial | Ducted CEE Tier 1
215292486 | Central HP <5.4 tons | AIRQUEST | HRCU-A-CB (Split System: Heat Pump with Remote Outdoor Unit-Air-Source) | DLCURAH24ABK | ADP |  | HE31924 | *96MSN0802120A* | 22600 | 16 | 8.5 | 24800 | 23800 | 95.97% | 2.02 | 0 | 10 |  |  |  | No | R-410A | 1.8833 | Residential & Commercial | Ducted CEE Tier 1
215292487 | Central HP <5.4 tons | AIRQUEST | HRCU-A-CB (Split System: Heat Pump with Remote Outdoor Unit-Air-Source) | DLCURAH24ABK | ADP |  | HE31930 | *96MSN0802120A* | 22600 | 16 | 8.5 | 24800 | 23800 | 95.97% | 2.02 | 0 | 10 |  |  |  | No | R-410A | 1.8833 | Residential & Commercial | Ducted CEE Tier 1
215292233 | Central HP <5.4 tons | AIRQUEST | HRCU-A-CB (Split System: Heat Pump with Remote Outdoor Unit-Air-Source) | DLCURAH24ABK | ADP |  | H,GE32936 | *96MSN0401410A* | 23000 | 16 | 8.5 | 25400 | 24800 | 97.64% | 2.1 | 0 | 10 |  |  |  | No | R-410A | 1.9167 | Residential & Commercial | Ducted CEE Tier 1
215292502 | Central HP <5.4 tons | AIRQUEST | HRCU-A-CB (Split System: Heat Pump with Remote Outdoor Unit-Air-Source) | DLCURAH24ABK | ADP |  | HE34936 | *96MSN0802120A* | 23600 | 17 | 8.5 | 24800 | 23800 | 95.97% | 2.02 | 0 | 10.5 |  |  |  | No | R-410A | 1.9667 | Residential & Commercial | Ducted CEE Tier 1
215292521 | Central HP <5.4 tons | AIRQUEST | HRCU-A-CB (Split System: Heat Pump with Remote Outdoor Unit-Air-Source) | DLCURAH24ABK | ADP |  | HG9J936 | *96MSN0802120A* | 23600 | 17 | 8.5 | 24800 | 23800 | 95.97% | 2.02 | 0 | 10.5 |  |  |  | No | R-410A | 1.9667 | Residential & Commercial | Ducted CEE Tier 1
215292555 | Central HP <5.4 tons | AIRQUEST | HRCU-A-CB (Split System: Heat Pump with Remote Outdoor Unit-Air-Source) | DLCURAH24ABK | ADP |  | H,GE35936 | *96VTN0401410A* | 23400 | 16 | 8.5 | 24000 | 23400 | 97.5% | 1.96 | 0 | 10 |  |  |  | No | R-410A | 1.95 | Residential & Commercial | Ducted CEE Tier 1
213779442 | Central HP <5.4 tons | KEEPRITE | HRCU-A-CB (Split System: Heat Pump with Remote Outdoor Unit-Air-Source) | CVH837GKA** |  |  | EA*4X48L21A*+WALLCON | *97CMN0801714B* | 32200 | 17 | 8.1 | 32600 | 25000 | 76.69% | 1.94 | 0 | 11 |  |  |  | No | R-410A | 2.6833 | Residential & Commercial | Ducted CEE Tier 1
212971910 | Central HP <5.4 tons | GRANDAIRE | HRCU-A-CB (Split System: Heat Pump with Remote Outdoor Unit-Air-Source) | WDLCURAH18ABK |  |  | WLA*194BA* | WFET090B048A* | 18000 | 16.5 | 8.5 | 18000 | 19500 | 108.3% | 2.34 | 0 | 11 |  |  |  | No | R-410A | 1.5 | Residential & Commercial | Ducted CEE Tier 1
214239670 | Central HP <5.4 tons | KEEPRITE | HRCU-A-CB (Split System: Heat Pump with Remote Outdoor Unit-Air-Source) | CVH837GKA** |  |  | END4X42L17**+WALLCON | *80CTL0901716B* | 32000 | 17 | 8.1 | 33000 | 24600 | 74.55% | 1.9 | 0 | 11.5 |  |  |  | No | R-410A | 2.6667 | Residential & Commercial | Ducted CEE Tier 1
214239700 | Central HP <5.4 tons | KEEPRITE | HRCU-A-CB (Split System: Heat Pump with Remote Outdoor Unit-Air-Source) | CVH837GKA** |  |  | END4X42L17**+WALLCON | *97CMN0801714B* | 32000 | 16.5 | 8.1 | 33200 | 24800 | 74.7% | 1.88 | 0 | 11 |  |  |  | No | R-410A | 2.6667 | Residential & Commercial | Ducted CEE Tier 1
215291927 | Central HP <5.4 tons | AIRQUEST | HRCU-A-CB (Split System: Heat Pump with Remote Outdoor Unit-Air-Source) | DLCURAH24ABK | ADP |  | H,GG34936 | *92MSN0601412A* | 23800 | 17 | 8.5 | 24800 | 23400 | 94.35% | 1.98 | 0 | 10.5 |  |  |  | No | R-410A | 1.9833 | Residential & Commercial | Ducted CEE Tier 1
212624485 | Central HP <5.4 tons | COLEMAN | HRCU-A-CB (Split System: Heat Pump with Remote Outdoor Unit-Air-Source) | HMH72B341 | ASPEN |  | D(A,C,E)36B44+TDR | CPLC080C16MP13 | 33000 | 17.5 | 8.1 | 33800 | 27400 | 81.07% | 2.47 | 0 | 10 |  |  |  | No | R-410A | 2.75 | Residential & Commercial | Ducted CEE Tier 1
212624499 | Central HP <5.4 tons | COLEMAN | HRCU-A-CB (Split System: Heat Pump with Remote Outdoor Unit-Air-Source) | HMH72B341 | ASPEN |  | D(A,C,E)48C34+TDR | CPLC080C16MP13 | 33200 | 17.5 | 8.1 | 33800 | 27400 | 81.07% | 2.47 | 0 | 10 |  |  |  | No | R-410A | 2.7667 | Residential & Commercial | Ducted CEE Tier 1
212626325 | Central HP <5.4 tons | COLEMAN | HRCU-A-CB (Split System: Heat Pump with Remote Outdoor Unit-Air-Source) | HMH72B341 | ASPEN |  | D(A,C,E)48A36+TDR | TL9E100C20UH11 | 33400 | 17 | 8.1 | 33600 | 29000 | 86.31% | 2.69 | 0 | 10 |  |  |  | No | R-410A | 2.7833 | Residential & Commercial | Ducted CEE Tier 1
215291942 | Central HP <5.4 tons | AIRQUEST | HRCU-A-CB (Split System: Heat Pump with Remote Outdoor Unit-Air-Source) | DLCURAH24ABK | ADP |  | H,GE7J924 | *92MSN0601412A* | 23400 | 17 | 8.5 | 24800 | 23400 | 94.35% | 1.98 | 0 | 10 |  |  |  | No | R-410A | 1.95 | Residential & Commercial | Ducted CEE Tier 1
215291943 | Central HP <5.4 tons | AIRQUEST | HRCU-A-CB (Split System: Heat Pump with Remote Outdoor Unit-Air-Source) | DLCURAH24ABK | ADP |  | H,GE7J936 | *92MSN0601412A* | 23400 | 17 | 8.5 | 24800 | 23400 | 94.35% | 1.98 | 0 | 10 |  |  |  | No | R-410A | 1.95 | Residential & Commercial | Ducted CEE Tier 1
215291960 | Central HP <5.4 tons | AIRQUEST | HRCU-A-CB (Split System: Heat Pump with Remote Outdoor Unit-Air-Source) | DLCURAH24ABK | ADP |  | H,GE24936 | *92MSN0601714A* | 23400 | 17 | 8.5 | 25200 | 26000 | 103.2% | 2.24 | 0 | 10 |  |  |  | No | R-410A | 1.95 | Residential & Commercial | Ducted CEE Tier 1
215292333 | Central HP <5.4 tons | AIRQUEST | HRCU-A-CB (Split System: Heat Pump with Remote Outdoor Unit-Air-Source) | DLCURAH24ABK | ADP |  | H,GG32936 | *96MSN0601412A* | 23400 | 16 | 8.5 | 25400 | 26000 | 102.4% | 2.22 | 0 | 10 |  |  |  | No | R-410A | 1.95 | Residential & Commercial | Ducted CEE Tier 1
215292340 | Central HP <5.4 tons | AIRQUEST | HRCU-A-CB (Split System: Heat Pump with Remote Outdoor Unit-Air-Source) | DLCURAH24ABK | ADP |  | HG33936 | *96MSN0601412A* | 23400 | 16 | 8.5 | 24600 | 23800 | 96.75% | 2 | 0 | 10 |  |  |  | No | R-410A | 1.95 | Residential & Commercial | Ducted CEE Tier 1
215292356 | Central HP <5.4 tons | AIRQUEST | HRCU-A-CB (Split System: Heat Pump with Remote Outdoor Unit-Air-Source) | DLCURAH24ABK | ADP |  | HG7J924 | *96MSN0601412A* | 23400 | 16 | 8.5 | 25400 | 26000 | 102.4% | 2.22 | 0 | 10 |  |  |  | No | R-410A | 1.95 | Residential & Commercial | Ducted CEE Tier 1
215292365 | Central HP <5.4 tons | AIRQUEST | HRCU-A-CB (Split System: Heat Pump with Remote Outdoor Unit-Air-Source) | DLCURAH24ABK | ADP |  | HG9J936 | *96MSN0601412A* | 23600 | 16 | 8.5 | 24600 | 23800 | 96.75% | 2 | 0 | 10 |  |  |  | No | R-410A | 1.9667 | Residential & Commercial | Ducted CEE Tier 1
215292390 | Central HP <5.4 tons | AIRQUEST | HRCU-A-CB (Split System: Heat Pump with Remote Outdoor Unit-Air-Source) | DLCURAH24ABK | ADP |  | HE32936 | *96MSN0601716A* | 23600 | 16 | 9.5 | 25000 | 24400 | 97.6% | 2.04 | 0 | 10 |  |  |  | No | R-410A | 1.9667 | Residential & Commercial | Ducted CEE Tier 1
212624551 | Central HP <5.4 tons | COLEMAN | HRCU-A-CB (Split System: Heat Pump with Remote Outdoor Unit-Air-Source) | HMH72B341 | ASPEN |  | D(A,C,E)48C34+TDR | CPLC100C16MP13 | 33200 | 17.5 | 8.1 | 33800 | 27400 | 81.07% | 2.47 | 0 | 10 |  |  |  | No | R-410A | 2.7667 | Residential & Commercial | Ducted CEE Tier 1
212624567 | Central HP <5.4 tons | COLEMAN | HRCU-A-CB (Split System: Heat Pump with Remote Outdoor Unit-Air-Source) | HMH72B341 | ASPEN |  | C(A,C,D,E)36C34+TDR | TM8V080C16MP12 | 32400 | 17.5 | 8.5 | 34000 | 27400 | 80.59% | 2.67 | 0 | 10 |  |  |  | No | R-410A | 2.7 | Residential & Commercial | Ducted CEE Tier 1
212626384 | Central HP <5.4 tons | COLEMAN | HRCU-A-CB (Split System: Heat Pump with Remote Outdoor Unit-Air-Source) | HMH72B341 | ASPEN |  | C(A,C,D,E)36C36+TDR | TM9E100C16MP12 | 32600 | 18 | 8.5 | 33600 | 27200 | 80.95% | 2.66 | 0 | 10 |  |  |  | No | R-410A | 2.7167 | Residential & Commercial | Ducted CEE Tier 1
212626393 | Central HP <5.4 tons | COLEMAN | HRCU-A-CB (Split System: Heat Pump with Remote Outdoor Unit-Air-Source) | HMH72B341 | ASPEN |  | D(A,C,E)42B36+TDR | TM9E100C16MP12 | 32600 | 18 | 8.5 | 33600 | 27200 | 80.95% | 2.66 | 0 | 10 |  |  |  | No | R-410A | 2.7167 | Residential & Commercial | Ducted CEE Tier 1
212626561 | Central HP <5.4 tons | COLEMAN | HRCU-A-CB (Split System: Heat Pump with Remote Outdoor Unit-Air-Source) | HMH72B341 | ASPEN |  | C(A,C,D,E)36B36+TDR | TM9Y100C16MP11 | 32800 | 18 | 8.2 | 33800 | 28200 | 83.43% | 2.66 | 0 | 10 |  |  |  | No | R-410A | 2.7333 | Residential & Commercial | Ducted CEE Tier 1
215292424 | Central HP <5.4 tons | AIRQUEST | HRCU-A-CB (Split System: Heat Pump with Remote Outdoor Unit-Air-Source) | DLCURAH24ABK | ADP |  | HG81936 | *96MSN0601716A* | 23600 | 17 | 9 | 24200 | 23200 | 95.87% | 1.96 | 0 | 10 |  |  |  | No | R-410A | 1.9667 | Residential & Commercial | Ducted CEE Tier 1
215292622 | Central HP <5.4 tons | AIRQUEST | HRCU-A-CB (Split System: Heat Pump with Remote Outdoor Unit-Air-Source) | DLCURAH24ABK | ADP |  | H,GG1K936 | *96VTN0401410B* | 23400 | 16 | 8.5 | 24600 | 23800 | 96.75% | 2 | 0 | 10 |  |  |  | No | R-410A | 1.95 | Residential & Commercial | Ducted CEE Tier 1
215292652 | Central HP <5.4 tons | AIRQUEST | HRCU-A-CB (Split System: Heat Pump with Remote Outdoor Unit-Air-Source) | DLCURAH24ABK | ADP |  | HE34936 | *96VTN0401712A* | 23400 | 16 | 8.5 | 24200 | 23200 | 95.87% | 1.94 | 0 | 10 |  |  |  | No | R-410A | 1.95 | Residential & Commercial | Ducted CEE Tier 1
215292011 | Central HP <5.4 tons | AIRQUEST | HRCU-A-CB (Split System: Heat Pump with Remote Outdoor Unit-Air-Source) | DLCURAH24ABK | ADP |  | H,GG24936 | *92MSN0801716A* | 23200 | 17 | 9 | 25200 | 26400 | 104.8% | 2.3 | 0 | 10 |  |  |  | No | R-410A | 1.9333 | Residential & Commercial | Ducted CEE Tier 1
215678240 | Central HP <5.4 tons | KEEPRITE | HRCU-A-CB (Split System: Heat Pump with Remote Outdoor Unit-Air-Source) | C5H0V24*K*AAA* |  |  | EA*5X25M17A*+WALLCON | *80CSU0601716B* | 24000 | 17 | 9 | 23200 | 16300 | 70.26% | 2.02 | 0 | 10.5 |  |  |  | No | R-454B | 2 | Residential & Commercial | Ducted CEE Tier 1
215678290 | Central HP <5.4 tons | KEEPRITE | HRCU-A-CB (Split System: Heat Pump with Remote Outdoor Unit-Air-Source) | C5H0V24*K*AAA* |  |  | EA*5X30M17A*+WALLCON | *97CTN0601716A* | 23000 | 16.5 | 9 | 24000 | 16800 | 70% | 1.86 | 0 | 10 |  |  |  | No | R-454B | 1.9167 | Residential & Commercial | Ducted CEE Tier 1
212626695 | Central HP <5.4 tons | COLEMAN | HRCU-A-CB (Split System: Heat Pump with Remote Outdoor Unit-Air-Source) | HMH72B341 | ASPEN |  | D(A,C,E)36C36+TDR | TM9Y100C16MP11 | 32800 | 18 | 8.3 | 33800 | 28600 | 84.62% | 2.68 | 0 | 10 |  |  |  | No | R-410A | 2.7333 | Residential & Commercial | Ducted CEE Tier 1
212626736 | Central HP <5.4 tons | COLEMAN | HRCU-A-CB (Split System: Heat Pump with Remote Outdoor Unit-Air-Source) | HMH72B341 | ASPEN |  | D(A,C,E)42C26+TDR | TM8E100C16MP11 | 31800 | 18 | 8.3 | 33800 | 28600 | 84.62% | 2.7 | 0 | 10 |  |  |  | No | R-410A | 2.65 | Residential & Commercial | Ducted CEE Tier 1
212624583 | Central HP <5.4 tons | COLEMAN | HRCU-A-CB (Split System: Heat Pump with Remote Outdoor Unit-Air-Source) | HMH72B341 | ASPEN |  | D(A,C,E)42B34+TDR | TM8V080C16MP12 | 32400 | 17.5 | 8.5 | 34000 | 27400 | 80.59% | 2.67 | 0 | 10 |  |  |  | No | R-410A | 2.7 | Residential & Commercial | Ducted CEE Tier 1
212624632 | Central HP <5.4 tons | COLEMAN | HRCU-A-CB (Split System: Heat Pump with Remote Outdoor Unit-Air-Source) | HMH72B341 | ASPEN |  | D(A,C,E)48C34+TDR | TM8V100C16MP12 | 33200 | 17.5 | 8.5 | 34000 | 27400 | 80.59% | 2.67 | 0 | 10 |  |  |  | No | R-410A | 2.7667 | Residential & Commercial | Ducted CEE Tier 1
215292012 | Central HP <5.4 tons | AIRQUEST | HRCU-A-CB (Split System: Heat Pump with Remote Outdoor Unit-Air-Source) | DLCURAH24ABK | ADP |  | H,GE24936 | *92MSN0801716A* | 23200 | 17 | 9 | 25200 | 26400 | 104.8% | 2.3 | 0 | 10 |  |  |  | No | R-410A | 1.9333 | Residential & Commercial | Ducted CEE Tier 1
215292028 | Central HP <5.4 tons | AIRQUEST | HRCU-A-CB (Split System: Heat Pump with Remote Outdoor Unit-Air-Source) | DLCURAH24ABK | ADP |  | HG33936 | *92MSN0801716A* | 23200 | 17 | 9 | 25200 | 26400 | 104.8% | 2.3 | 0 | 10 |  |  |  | No | R-410A | 1.9333 | Residential & Commercial | Ducted CEE Tier 1
215292029 | Central HP <5.4 tons | AIRQUEST | HRCU-A-CB (Split System: Heat Pump with Remote Outdoor Unit-Air-Source) | DLCURAH24ABK | ADP |  | H,GE33936 | *92MSN0801716A* | 23200 | 17 | 9 | 25200 | 26400 | 104.8% | 2.3 | 0 | 10 |  |  |  | No | R-410A | 1.9333 | Residential & Commercial | Ducted CEE Tier 1
215292060 | Central HP <5.4 tons | AIRQUEST | HRCU-A-CB (Split System: Heat Pump with Remote Outdoor Unit-Air-Source) | DLCURAH24ABK | ADP |  | HG81936 | *92MSN0801716A* | 23600 | 17 | 8.5 | 24600 | 24200 | 98.37% | 2.04 | 0 | 10.5 |  |  |  | No | R-410A | 1.9667 | Residential & Commercial | Ducted CEE Tier 1
215292109 | Central HP <5.4 tons | AIRQUEST | HRCU-A-CB (Split System: Heat Pump with Remote Outdoor Unit-Air-Source) | DLCURAH24ABK | ADP |  | H,GG80936 | *92MSN0802120A* | 23400 | 17 | 8.5 | 24600 | 24400 | 99.19% | 2.08 | 0 | 10.5 |  |  |  | No | R-410A | 1.95 | Residential & Commercial | Ducted CEE Tier 1
215292127 | Central HP <5.4 tons | AIRQUEST | HRCU-A-CB (Split System: Heat Pump with Remote Outdoor Unit-Air-Source) | DLCURAH24ABK | ADP |  | HG32936 | *92MSN1002120A* | 23000 | 17 | 8.5 | 24800 | 23800 | 95.97% | 2.02 | 0 | 10 |  |  |  | No | R-410A | 1.9167 | Residential & Commercial | Ducted CEE Tier 1
215292161 | Central HP <5.4 tons | AIRQUEST | HRCU-A-CB (Split System: Heat Pump with Remote Outdoor Unit-Air-Source) | DLCURAH24ABK | ADP |  | H,GG80936 | *92MSN1002120A* | 23600 | 17 | 8.5 | 24800 | 23800 | 95.97% | 2.02 | 0 | 10.5 |  |  |  | No | R-410A | 1.9667 | Residential & Commercial | Ducted CEE Tier 1
215292176 | Central HP <5.4 tons | AIRQUEST | HRCU-A-CB (Split System: Heat Pump with Remote Outdoor Unit-Air-Source) | DLCURAH24ABK | ADP |  | H,GG32930 | *96MSN0261410A* | 23400 | 16 | 8.5 | 25400 | 25800 | 101.6% | 2.2 | 0 | 10 |  |  |  | No | R-410A | 1.95 | Residential & Commercial | Ducted CEE Tier 1
215292556 | Central HP <5.4 tons | AIRQUEST | HRCU-A-CB (Split System: Heat Pump with Remote Outdoor Unit-Air-Source) | DLCURAH24ABK | ADP |  | HE35936 | *96VTN0401410A* | 23400 | 16 | 8.5 | 24000 | 23400 | 97.5% | 1.96 | 0 | 10 |  |  |  | No | R-410A | 1.95 | Residential & Commercial | Ducted CEE Tier 1
215292653 | Central HP <5.4 tons | AIRQUEST | HRCU-A-CB (Split System: Heat Pump with Remote Outdoor Unit-Air-Source) | DLCURAH24ABK | ADP |  | H,GG35936 | *96VTN0401712A* | 23400 | 16 | 8.5 | 24200 | 23200 | 95.87% | 1.94 | 0 | 10 |  |  |  | No | R-410A | 1.95 | Residential & Commercial | Ducted CEE Tier 1
212626843 | Central HP <5.4 tons | COLEMAN | HRCU-A-CB (Split System: Heat Pump with Remote Outdoor Unit-Air-Source) | HMH72B341 | ASPEN |  | D(A,C,E)36D36+TDR | TM9E080B12MP12 | 33000 | 17.5 | 8.5 | 33800 | 27400 | 81.07% | 2.65 | 0 | 10 |  |  |  | No | R-410A | 2.75 | Residential & Commercial | Ducted CEE Tier 1
212626859 | Central HP <5.4 tons | COLEMAN | HRCU-A-CB (Split System: Heat Pump with Remote Outdoor Unit-Air-Source) | HMH72B341 | ASPEN |  | D(A,C,E)48C26+TDR | TM8E100C16MP11 | 32200 | 18 | 8.4 | 33800 | 28600 | 84.62% | 2.72 | 0 | 10 |  |  |  | No | R-410A | 2.6833 | Residential & Commercial | Ducted CEE Tier 1
212626870 | Central HP <5.4 tons | COLEMAN | HRCU-A-CB (Split System: Heat Pump with Remote Outdoor Unit-Air-Source) | HMH72B341 | ASPEN |  | D(A,C,E)42B36+TDR | TM8E120C16MP11 | 33200 | 18 | 8.3 | 33800 | 28800 | 85.21% | 2.73 | 0 | 10 |  |  |  | No | R-410A | 2.7667 | Residential & Commercial | Ducted CEE Tier 1
212624683 | Central HP <5.4 tons | COLEMAN | HRCU-A-CB (Split System: Heat Pump with Remote Outdoor Unit-Air-Source) | HMH72B341 | ASPEN |  | C(A,C,D,E)36C34+TDR | TPLC080C16MP13 | 32400 | 17.5 | 8.1 | 33800 | 27400 | 81.07% | 2.47 | 0 | 10 |  |  |  | No | R-410A | 2.7 | Residential & Commercial | Ducted CEE Tier 1
212624786 | Central HP <5.4 tons | COLEMAN | HRCU-A-CB (Split System: Heat Pump with Remote Outdoor Unit-Air-Source) | HMH72B341 | ASPEN |  | D(A,C,E)36C34+TDR | TL8E080C16UH11 | 32400 | 17.5 | 8.5 | 34000 | 27800 | 81.76% | 2.68 | 0 | 10 |  |  |  | No | R-410A | 2.7 | Residential & Commercial | Ducted CEE Tier 1
212624799 | Central HP <5.4 tons | COLEMAN | HRCU-A-CB (Split System: Heat Pump with Remote Outdoor Unit-Air-Source) | HMH72B341 | ASPEN |  | D(A,C,E)42C34+TDR | TL8E080C16UH11 | 32800 | 17.5 | 8.5 | 34000 | 27800 | 81.76% | 2.68 | 0 | 10 |  |  |  | No | R-410A | 2.7333 | Residential & Commercial | Ducted CEE Tier 1
215292669 | Central HP <5.4 tons | AIRQUEST | HRCU-A-CB (Split System: Heat Pump with Remote Outdoor Unit-Air-Source) | DLCURAH24ABK | ADP |  | H,GE9J936 | *96VTN0401712A* | 23400 | 16 | 8.5 | 24200 | 23200 | 95.87% | 1.94 | 0 | 10 |  |  |  | No | R-410A | 1.95 | Residential & Commercial | Ducted CEE Tier 1
215292721 | Central HP <5.4 tons | AIRQUEST | HRCU-A-CB (Split System: Heat Pump with Remote Outdoor Unit-Air-Source) | DLCURAH24ABK | ADP |  | H,GG1K936 | *96VTN0401712B* | 23400 | 16 | 8.5 | 24600 | 23800 | 96.75% | 2 | 0 | 10 |  |  |  | No | R-410A | 1.95 | Residential & Commercial | Ducted CEE Tier 1
215292228 | Central HP <5.4 tons | AIRQUEST | HRCU-A-CB (Split System: Heat Pump with Remote Outdoor Unit-Air-Source) | DLCURAH24ABK | ADP |  | H,GG32930 | *96MSN0401410A* | 23000 | 16 | 8.5 | 25400 | 24800 | 97.64% | 2.1 | 0 | 10 |  |  |  | No | R-410A | 1.9167 | Residential & Commercial | Ducted CEE Tier 1
211241499 | Central HP <5.4 tons | ARCOAIRE | HRCU-A-CB (Split System: Heat Pump with Remote Outdoor Unit-Air-Source) | DLCURAH24ABK |  |  | EA*4X30L17A* | *95ESU0601716A* | 24200 | 16.5 | 8.5 | 26400 | 23000 | 87.12% | 1.9 | 0 | 10 |  |  |  | No | R-410A | 2.0167 | Residential & Commercial | Ducted CEE Tier 1
211708447 | Central HP <5.4 tons | COLEMAN | HRCU-A-CB (Split System: Heat Pump with Remote Outdoor Unit-Air-Source) | THF2B48T21 | ASPEN |  | D(A,C,E)48D36+TDR | TM8V100C16MP12 | 45500 | 16 | 8.2 | 44000 | 30800 | 70% | 3.14 | 0 | 11.9 |  |  |  | No | R-410A | 3.7917 | Residential & Commercial | Ducted CEE Tier 1
211708480 | Central HP <5.4 tons | COLEMAN | HRCU-A-CB (Split System: Heat Pump with Remote Outdoor Unit-Air-Source) | THF2B48T21 | ASPEN |  | D(A,C,E)48D34+TDR | TM9V100C16MP12 | 45500 | 16 | 8.2 | 44000 | 30800 | 70% | 3.13 | 0 | 11.9 |  |  |  | No | R-410A | 3.7917 | Residential & Commercial | Ducted CEE Tier 1
211708499 | Central HP <5.4 tons | COLEMAN | HRCU-A-CB (Split System: Heat Pump with Remote Outdoor Unit-Air-Source) | THF2B48T21 | ASPEN |  | D(A,C,E)48D36+TDR | TMLE080C16MP11 | 45000 | 16 | 8.2 | 44000 | 30800 | 70% | 3.11 | 0 | 11.9 |  |  |  | No | R-410A | 3.75 | Residential & Commercial | Ducted CEE Tier 1
212626920 | Central HP <5.4 tons | COLEMAN | HRCU-A-CB (Split System: Heat Pump with Remote Outdoor Unit-Air-Source) | HMH72B341 | ASPEN |  | D(A,C,E)42C36+TDR | TM8E100B12MP11 | 33000 | 18 | 8.5 | 33800 | 27400 | 81.07% | 2.64 | 0 | 10 |  |  |  | No | R-410A | 2.75 | Residential & Commercial | Ducted CEE Tier 1
212626927 | Central HP <5.4 tons | COLEMAN | HRCU-A-CB (Split System: Heat Pump with Remote Outdoor Unit-Air-Source) | HMH72B341 | ASPEN |  | D(A,C,E)48D36+TDR | TM8E100B12MP11 | 33600 | 18 | 8.5 | 33800 | 27400 | 81.07% | 2.64 | 0 | 10 |  |  |  | No | R-410A | 2.8 | Residential & Commercial | Ducted CEE Tier 1
212627038 | Central HP <5.4 tons | COLEMAN | HRCU-A-CB (Split System: Heat Pump with Remote Outdoor Unit-Air-Source) | HMH72B341 | ASPEN |  | D(A,C,E)36B46+TDR | CP9C080C16MP13 | 33000 | 17.5 | 8.1 | 33800 | 27400 | 81.07% | 2.45 | 0 | 10 |  |  |  | No | R-410A | 2.75 | Residential & Commercial | Ducted CEE Tier 1
212627061 | Central HP <5.4 tons | COLEMAN | HRCU-A-CB (Split System: Heat Pump with Remote Outdoor Unit-Air-Source) | HMH72B341 | ASPEN |  | D(A,C,E)36B46+TDR | TM9V080C16MP12 | 33000 | 17.5 | 8.5 | 33800 | 27400 | 81.07% | 2.66 | 0 | 10 |  |  |  | No | R-410A | 2.75 | Residential & Commercial | Ducted CEE Tier 1
211241113 | Central HP <5.4 tons | ARCOAIRE | HRCU-A-CB (Split System: Heat Pump with Remote Outdoor Unit-Air-Source) | DLCURAH24ABK |  |  | EA*4X25L17A* | *92ESN0601412A* | 24000 | 17 | 8.1 | 25000 | 21800 | 87.2% | 1.82 | 0 | 10 |  |  |  | No | R-410A | 2 | Residential & Commercial | Ducted CEE Tier 1
211240754 | Central HP <5.4 tons | ARCOAIRE | HRCU-A-CB (Split System: Heat Pump with Remote Outdoor Unit-Air-Source) | DLCURAH24ABK |  |  | EA*4X24L17A* | *80ES(N,L)0701412A* | 24000 | 16.5 | 8.5 | 26800 | 23800 | 88.81% | 1.96 | 0 | 10 |  |  |  | No | R-410A | 2 | Residential & Commercial | Ducted CEE Tier 1
211240588 | Central HP <5.4 tons | ARCOAIRE | HRCU-A-CB (Split System: Heat Pump with Remote Outdoor Unit-Air-Source) | DLCURAH24ABK |  |  | EA*4X24L17A* | *96VTN0401410A* | 23400 | 15.5 | 8.5 | 26800 | 24800 | 92.54% | 2.04 | 0 | 10 |  |  |  | No | R-410A | 1.95 | Residential & Commercial | Ducted CEE Tier 1
215292104 | Central HP <5.4 tons | AIRQUEST | HRCU-A-CB (Split System: Heat Pump with Remote Outdoor Unit-Air-Source) | DLCURAH24ABK | ADP |  | H,GG9J936 | *92MSN0802120A* | 23400 | 17 | 8.5 | 24600 | 24400 | 99.19% | 2.08 | 0 | 10.5 |  |  |  | No | R-410A | 1.95 | Residential & Commercial | Ducted CEE Tier 1
215292119 | Central HP <5.4 tons | AIRQUEST | HRCU-A-CB (Split System: Heat Pump with Remote Outdoor Unit-Air-Source) | DLCURAH24ABK | ADP |  | HG31930 | *92MSN1002120A* | 22600 | 17 | 8.5 | 24800 | 23800 | 95.97% | 2.02 | 0 | 10 |  |  |  | No | R-410A | 1.8833 | Residential & Commercial | Ducted CEE Tier 1
215292820 | Central HP <5.4 tons | AIRQUEST | HRCU-A-CB (Split System: Heat Pump with Remote Outdoor Unit-Air-Source) | DLCURAH24ABK | ADP |  | H,GG1K936 | *96VTN0601412B* | 23600 | 17 | 8.5 | 24600 | 23600 | 95.93% | 2 | 0 | 10 |  |  |  | No | R-410A | 1.9667 | Residential & Commercial | Ducted CEE Tier 1
215292837 | Central HP <5.4 tons | AIRQUEST | HRCU-A-CB (Split System: Heat Pump with Remote Outdoor Unit-Air-Source) | DLCURAH24ABK | ADP |  | H,GG32936 | *96VTN0601714A* | 23600 | 16 | 8.5 | 25200 | 24000 | 95.24% | 2.02 | 0 | 10 |  |  |  | No | R-410A | 1.9667 | Residential & Commercial | Ducted CEE Tier 1
215292854 | Central HP <5.4 tons | AIRQUEST | HRCU-A-CB (Split System: Heat Pump with Remote Outdoor Unit-Air-Source) | DLCURAH24ABK | ADP |  | H,GG36936 | *96VTN0601714A* | 24000 | 16 | 8.5 | 24400 | 22400 | 91.8% | 1.88 | 0 | 10 |  |  |  | No | R-410A | 2 | Residential & Commercial | Ducted CEE Tier 1
211229003 | Central HP <5.4 tons | GRANDAIRE | HRCU-A-CB (Split System: Heat Pump with Remote Outdoor Unit-Air-Source) | WDLCURAH36ABK |  |  | WLA*484CA* | WFAX100C060A* | 35600 | 16.5 | 8.5 | 37800 | 34600 | 91.53% | 2.04 | 0 | 10 |  |  |  | No | R-410A | 2.9667 | Residential & Commercial | Ducted CEE Tier 1
211230659 | Central HP <5.4 tons | GRANDAIRE | HRCU-A-CB (Split System: Heat Pump with Remote Outdoor Unit-Air-Source) | WDLCURAH36ABK |  |  | WLNC484DA* | WFSX100C060A* | 36800 | 16 | 8.1 | 39500 | 35000 | 88.61% | 2.06 | 0 | 10.5 |  |  |  | No | R-410A | 3.0667 | Residential & Commercial | Ducted CEE Tier 1
215292886 | Central HP <5.4 tons | AIRQUEST | HRCU-A-CB (Split System: Heat Pump with Remote Outdoor Unit-Air-Source) | DLCURAH24ABK | ADP |  | HG32924 | *96VTN0601716B* | 23400 | 16 | 9 | 24400 | 22800 | 93.44% | 1.92 | 0 | 10 |  |  |  | No | R-410A | 1.95 | Residential & Commercial | Ducted CEE Tier 1
215292889 | Central HP <5.4 tons | AIRQUEST | HRCU-A-CB (Split System: Heat Pump with Remote Outdoor Unit-Air-Source) | DLCURAH24ABK | ADP |  | H,GE32936 | *96VTN0601716B* | 23400 | 16 | 9 | 24400 | 22800 | 93.44% | 1.92 | 0 | 10 |  |  |  | No | R-410A | 1.95 | Residential & Commercial | Ducted CEE Tier 1
215292936 | Central HP <5.4 tons | AIRQUEST | HRCU-A-CB (Split System: Heat Pump with Remote Outdoor Unit-Air-Source) | DLCURAH24ABK | ADP |  | H,GG32936 | *96VTN0801716A* | 23800 | 16 | 8.5 | 25200 | 23000 | 91.27% | 1.92 | 0 | 10 |  |  |  | No | R-410A | 1.9833 | Residential & Commercial | Ducted CEE Tier 1
215292939 | Central HP <5.4 tons | AIRQUEST | HRCU-A-CB (Split System: Heat Pump with Remote Outdoor Unit-Air-Source) | DLCURAH24ABK | ADP |  | H,GE32930 | *96VTN0801716A* | 23800 | 16 | 8.5 | 25200 | 23000 | 91.27% | 1.92 | 0 | 10 |  |  |  | No | R-410A | 1.9833 | Residential & Commercial | Ducted CEE Tier 1
215292953 | Central HP <5.4 tons | AIRQUEST | HRCU-A-CB (Split System: Heat Pump with Remote Outdoor Unit-Air-Source) | DLCURAH24ABK | ADP |  | H,GG36936 | *96VTN0801716A* | 24200 | 16 | 8.1 | 24600 | 22600 | 91.87% | 1.9 | 0 | 10.5 |  |  |  | No | R-410A | 2.0167 | Residential & Commercial | Ducted CEE Tier 1
215292956 | Central HP <5.4 tons | AIRQUEST | HRCU-A-CB (Split System: Heat Pump with Remote Outdoor Unit-Air-Source) | DLCURAH24ABK | ADP |  | H,GE30924 | *96VTN0801716A* | 23000 | 16 | 8.1 | 24600 | 22600 | 91.87% | 1.9 | 0 | 10 |  |  |  | No | R-410A | 1.9167 | Residential & Commercial | Ducted CEE Tier 1
215292970 | Central HP <5.4 tons | AIRQUEST | HRCU-A-CB (Split System: Heat Pump with Remote Outdoor Unit-Air-Source) | DLCURAH24ABK | ADP |  | HG80936 | *96VTN0801716A* | 24200 | 16 | 8.1 | 24600 | 22600 | 91.87% | 1.9 | 0 | 10.5 |  |  |  | No | R-410A | 2.0167 | Residential & Commercial | Ducted CEE Tier 1
212624901 | Central HP <5.4 tons | COLEMAN | HRCU-A-CB (Split System: Heat Pump with Remote Outdoor Unit-Air-Source) | HMH72B341 | ASPEN |  | D(A,C,E)48D34+TDR | CP9C100C16MP13 | 33400 | 17.5 | 8.1 | 34000 | 27400 | 80.59% | 2.47 | 0 | 10 |  |  |  | No | R-410A | 2.7833 | Residential & Commercial | Ducted CEE Tier 1
214385716 | Central HP <5.4 tons | COMFORTMAKER | HRCU-A-CB (Split System: Heat Pump with Remote Outdoor Unit-Air-Source) | CVH825GKA3* | ADP |  | H,YA10936 | *80CSU0401712A* | 23200 | 16 | 8.1 | 20400 | 16400 | 80.39% | 1.9 | 0 | 10.5 |  |  |  | No | R-410A | 1.9333 | Residential & Commercial | Ducted CEE Tier 1
212383445 | Central HP <5.4 tons | GRANDAIRE | HRCU-A-CB (Split System: Heat Pump with Remote Outdoor Unit-Air-Source) | WDLCURAH36ABK |  |  | WLA*374CA* | WFAX100C060A* | 37200 | 16 | 8.5 | 39000 | 34800 | 89.23% | 2.12 | 0 | 10 |  |  |  | No | R-410A | 3.1 | Residential & Commercial | Ducted CEE Tier 1
212384797 | Central HP <5.4 tons | GRANDAIRE | HRCU-A-CB (Split System: Heat Pump with Remote Outdoor Unit-Air-Source) | WDLCURAH36ABK |  |  | WLN(C,W)484CA* | WFAX080B048A* | 36200 | 16.5 | 8.1 | 39000 | 34800 | 89.23% | 2.02 | 0 | 10.5 |  |  |  | No | R-410A | 3.0167 | Residential & Commercial | Ducted CEE Tier 1
211230243 | Central HP <5.4 tons | ARCOAIRE | HRCU-A-CB (Split System: Heat Pump with Remote Outdoor Unit-Air-Source) | DLCURAH36ABK |  |  | EN(A,D,W)4X48L21** | *96VSN0802120A* | 36200 | 16 | 8.1 | 38500 | 34800 | 90.39% | 2.02 | 0 | 10 |  |  |  | No | R-410A | 3.0167 | Residential & Commercial | Ducted CEE Tier 1
211229641 | Central HP <5.4 tons | ARCOAIRE | HRCU-A-CB (Split System: Heat Pump with Remote Outdoor Unit-Air-Source) | DLCURAH36ABK |  |  | EA*4X48L24A* | OLV154F20A | 37400 | 15.2 | 8.5 | 39000 | 35000 | 89.74% | 2.14 | 0 | 10 |  |  |  | No | R-410A | 3.1167 | Residential & Commercial | Ducted CEE Tier 1
211228996 | Central HP <5.4 tons | ARCOAIRE | HRCU-A-CB (Split System: Heat Pump with Remote Outdoor Unit-Air-Source) | DLCURAH36ABK |  |  | EA*4X48L21A* | *92ESN1002120A* | 35600 | 16.5 | 8.5 | 37800 | 34600 | 91.53% | 2.04 | 0 | 10 |  |  |  | No | R-410A | 2.9667 | Residential & Commercial | Ducted CEE Tier 1
211228262 | Central HP <5.4 tons | ARCOAIRE | HRCU-A-CB (Split System: Heat Pump with Remote Outdoor Unit-Air-Source) | DLCURAH36ABK |  |  | EA*4X43L21A* | *80ES(N,L)0902116A* | 36800 | 16 | 8.5 | 38500 | 34800 | 90.39% | 2.1 | 0 | 10 |  |  |  | No | R-410A | 3.0667 | Residential & Commercial | Ducted CEE Tier 1
211228092 | Central HP <5.4 tons | ARCOAIRE | HRCU-A-CB (Split System: Heat Pump with Remote Outdoor Unit-Air-Source) | DLCURAH36ABK |  |  | EA*4X42L24A* | *95ESU1002120A* | 35800 | 16 | 8.1 | 38500 | 35000 | 90.91% | 1.9 | 0 | 10 |  |  |  | No | R-410A | 2.9833 | Residential & Commercial | Ducted CEE Tier 1
215293023 | Central HP <5.4 tons | AIRQUEST | HRCU-A-CB (Split System: Heat Pump with Remote Outdoor Unit-Air-Source) | DLCURAH24ABK | ADP |  | HG81936 | *96VTN0801716B* | 23600 | 17 | 8.5 | 24600 | 23600 | 95.93% | 2 | 0 | 10 |  |  |  | No | R-410A | 1.9667 | Residential & Commercial | Ducted CEE Tier 1
213205023 | Central HP <5.4 tons | TEMPSTAR | HRCU-A-CB (Split System: Heat Pump with Remote Outdoor Unit-Air-Source) | DLCURAH24ABK | ASPEN |  | D(A,C,E)36C34+TDR | *96VTN0601412A* | 23600 | 16.5 | 8.5 | 25800 | 20000 | 77.52% | 2.86 | 0 | 10 |  |  |  | No | R-410A | 1.9667 | Residential & Commercial | Ducted CEE Tier 1
211243166 | Central HP <5.4 tons | ARCOAIRE | HRCU-A-CB (Split System: Heat Pump with Remote Outdoor Unit-Air-Source) | DLCURAH24ABK |  |  | EA*4X37L17A* | OMV098J12* | 24200 | 16.5 | 8.5 | 25400 | 21800 | 85.83% | 1.82 | 0 | 10 |  |  |  | No | R-410A | 2.0167 | Residential & Commercial | Ducted CEE Tier 1
211243247 | Central HP <5.4 tons | ARCOAIRE | HRCU-A-CB (Split System: Heat Pump with Remote Outdoor Unit-Air-Source) | DLCURAH24ABK |  |  | EA*4X37L21A* | *96VSN0401712A* | 24000 | 16 | 8.1 | 25000 | 21600 | 86.4% | 1.8 | 0 | 10 |  |  |  | No | R-410A | 2 | Residential & Commercial | Ducted CEE Tier 1
211242611 | Central HP <5.4 tons | ARCOAIRE | HRCU-A-CB (Split System: Heat Pump with Remote Outdoor Unit-Air-Source) | DLCURAH24ABK |  |  | EA*4X36L21A* | *80ES(N,L)1102120A* | 25200 | 16.5 | 8.5 | 26800 | 21800 | 81.34% | 1.8 | 0 | 10 |  |  |  | No | R-410A | 2.1 | Residential & Commercial | Ducted CEE Tier 1
213774562 | Central HP <5.4 tons | KEEPRITE | HRCU-A-CB (Split System: Heat Pump with Remote Outdoor Unit-Air-Source) | CVH825GKA3* |  |  | EHD4X48AAL+WALLCON | *80CTL0451712B* | 24200 | 16 | 8.1 | 21400 | 16700 | 78.04% | 2 | 0 | 10.5 |  |  |  | No | R-410A | 2.0167 | Residential & Commercial | Ducted CEE Tier 1
212383325 | Central HP <5.4 tons | GRANDAIRE | HRCU-A-CB (Split System: Heat Pump with Remote Outdoor Unit-Air-Source) | WDLCURAH36ABK |  |  | WLA*364CA* | WFEL090C060B* | 35600 | 16 | 8.1 | 39500 | 35200 | 89.11% | 1.84 | 0 | 10 |  |  |  | No | R-410A | 2.9667 | Residential & Commercial | Ducted CEE Tier 1
211260559 | Central HP <5.4 tons | GRANDAIRE | HRCU-A-CB (Split System: Heat Pump with Remote Outdoor Unit-Air-Source) | WDLCURAH18ABK |  |  | WLA*244BA* | WFER045B036A* | 18500 | 15.5 | 9 | 19400 | 18600 | 95.88% | 2.24 | 0 | 10.5 |  |  |  | No | R-410A | 1.5417 | Residential & Commercial | Ducted CEE Tier 1
214239720 | Central HP <5.4 tons | KEEPRITE | HRCU-A-CB (Split System: Heat Pump with Remote Outdoor Unit-Air-Source) | CVH837GKA** |  |  | END4X42L17**+WALLCON | *96CTN0801714B* | 32000 | 16.5 | 8.1 | 33000 | 24800 | 75.15% | 1.9 | 0 | 11 |  |  |  | No | R-410A | 2.6667 | Residential & Commercial | Ducted CEE Tier 1
211245229 | Central HP <5.4 tons | KEEPRITE | HRCU-A-CB (Split System: Heat Pump with Remote Outdoor Unit-Air-Source) | DLCURAH24ABK |  |  | EN(A,D,W)4X36L17** | *92ESN0401712A* | 23600 | 15.5 | 8.1 | 26200 | 23400 | 89.31% | 1.92 | 0 | 10 |  |  |  | No | R-410A | 1.9667 | Residential & Commercial | Ducted CEE Tier 1
211243071 | Central HP <5.4 tons | KEEPRITE | HRCU-A-CB (Split System: Heat Pump with Remote Outdoor Unit-Air-Source) | DLCURAH24ABK |  |  | EA*4X37L17A* | *92ESN0601412A* | 25200 | 16.5 | 8.5 | 26200 | 21000 | 80.15% | 1.76 | 0 | 10 |  |  |  | No | R-410A | 2.1 | Residential & Commercial | Ducted CEE Tier 1
211244928 | Central HP <5.4 tons | KEEPRITE | HRCU-A-CB (Split System: Heat Pump with Remote Outdoor Unit-Air-Source) | DLCURAH24ABK |  |  | EN(A,D,W)4X36L17** | *80ES(N,L)0701716A* | 24800 | 16 | 8.1 | 26800 | 22200 | 82.84% | 1.82 | 0 | 10.5 |  |  |  | No | R-410A | 2.0667 | Residential & Commercial | Ducted CEE Tier 1
213774442 | Central HP <5.4 tons | KEEPRITE | HRCU-A-CB (Split System: Heat Pump with Remote Outdoor Unit-Air-Source) | CVH825GKA3* |  |  | EHD4X42AAL+WALLCON | *80CTL1102120B* | 24200 | 16 | 8.1 | 21400 | 16600 | 77.57% | 2 | 0 | 10.5 |  |  |  | No | R-410A | 2.0167 | Residential & Commercial | Ducted CEE Tier 1
214242292 | Central HP <5.4 tons | KEEPRITE | HRCU-A-CB (Split System: Heat Pump with Remote Outdoor Unit-Air-Source) | CVH825GKA3* |  |  | EN(A,D,W)4X48L21**+WALLCON | *97CMN1002122B* | 24200 | 17 | 8.1 | 21200 | 16500 | 77.83% | 2 | 0 | 11.5 |  |  |  | No | R-410A | 2.0167 | Residential & Commercial | Ducted CEE Tier 1
214242242 | Central HP <5.4 tons | KEEPRITE | HRCU-A-CB (Split System: Heat Pump with Remote Outdoor Unit-Air-Source) | CVH825GKA3* |  |  | EN(A,D,W)4X48L21**+WALLCON | *80CTL0902120B* | 24200 | 17 | 8.1 | 21200 | 16600 | 78.3% | 2 | 0 | 11 |  |  |  | No | R-410A | 2.0167 | Residential & Commercial | Ducted CEE Tier 1
214241642 | Central HP <5.4 tons | KEEPRITE | HRCU-A-CB (Split System: Heat Pump with Remote Outdoor Unit-Air-Source) | CVH825GKA3* |  |  | EN(A,D)4X24L17**+WALLCON | *96CTN0801714B* | 23200 | 16 | 8.1 | 22000 | 16900 | 76.82% | 1.92 | 0 | 10.5 |  |  |  | No | R-410A | 1.9333 | Residential & Commercial | Ducted CEE Tier 1
213773222 | Central HP <5.4 tons | KEEPRITE | HRCU-A-CB (Split System: Heat Pump with Remote Outdoor Unit-Air-Source) | CVH825GKA3* |  |  | EA*4X37L17A*+WALLCON | *97CMN0801714B* | 24200 | 16 | 8.1 | 21400 | 16700 | 78.04% | 1.98 | 0 | 10.5 |  |  |  | No | R-410A | 2.0167 | Residential & Commercial | Ducted CEE Tier 1
213773372 | Central HP <5.4 tons | KEEPRITE | HRCU-A-CB (Split System: Heat Pump with Remote Outdoor Unit-Air-Source) | CVH825GKA3* |  |  | EA*4X37L21A*+WALLCON | *96CTN1002122B* | 24400 | 16.5 | 8.5 | 21200 | 16600 | 78.3% | 2.02 | 0 | 11 |  |  |  | No | R-410A | 2.0333 | Residential & Commercial | Ducted CEE Tier 1
213773392 | Central HP <5.4 tons | KEEPRITE | HRCU-A-CB (Split System: Heat Pump with Remote Outdoor Unit-Air-Source) | CVH825GKA3* |  |  | EA*4X42L21A*+WALLCON | *80CTL0701716B* | 23800 | 16.5 | 8.1 | 21400 | 16600 | 77.57% | 1.94 | 0 | 10.5 |  |  |  | No | R-410A | 1.9833 | Residential & Commercial | Ducted CEE Tier 1
211227774 | Central HP <5.4 tons | GRANDAIRE | HRCU-A-CB (Split System: Heat Pump with Remote Outdoor Unit-Air-Source) | WDLCURAH36ABK |  |  | WLA*424DA* | WFEL070C048B* | 35200 | 16 | 8.1 | 38500 | 35000 | 90.91% | 1.88 | 0 | 10 |  |  |  | No | R-410A | 2.9333 | Residential & Commercial | Ducted CEE Tier 1
213773422 | Central HP <5.4 tons | KEEPRITE | HRCU-A-CB (Split System: Heat Pump with Remote Outdoor Unit-Air-Source) | CVH825GKA3* |  |  | EA*4X42L21A*+WALLCON | *80CTL1102120B* | 23800 | 16.5 | 8.1 | 21400 | 16600 | 77.57% | 1.96 | 0 | 10.5 |  |  |  | No | R-410A | 1.9833 | Residential & Commercial | Ducted CEE Tier 1
213773442 | Central HP <5.4 tons | KEEPRITE | HRCU-A-CB (Split System: Heat Pump with Remote Outdoor Unit-Air-Source) | CVH825GKA3* |  |  | EA*4X42L21A*+WALLCON | *97CMN0601714B* | 23600 | 16 | 8.1 | 21600 | 16700 | 77.31% | 1.94 | 0 | 10.5 |  |  |  | No | R-410A | 1.9667 | Residential & Commercial | Ducted CEE Tier 1
213773472 | Central HP <5.4 tons | KEEPRITE | HRCU-A-CB (Split System: Heat Pump with Remote Outdoor Unit-Air-Source) | CVH825GKA3* |  |  | EA*4X42L21A*+WALLCON | *96CTN0601714B* | 23600 | 16.5 | 8.1 | 21400 | 16700 | 78.04% | 1.94 | 0 | 10.5 |  |  |  | No | R-410A | 1.9667 | Residential & Commercial | Ducted CEE Tier 1
213773692 | Central HP <5.4 tons | KEEPRITE | HRCU-A-CB (Split System: Heat Pump with Remote Outdoor Unit-Air-Source) | CVH825GKA3* |  |  | EA*4X48L21A*+WALLCON | *80CTL0451712B* | 24000 | 16.5 | 8.1 | 21000 | 16700 | 79.52% | 2 | 0 | 10.5 |  |  |  | No | R-410A | 2 | Residential & Commercial | Ducted CEE Tier 1
211226919 | Central HP <5.4 tons | GRANDAIRE | HRCU-A-CB (Split System: Heat Pump with Remote Outdoor Unit-Air-Source) | WDLCURAH36ABK |  |  | WLA*374CA* | WFEU060B048A* | 37000 | 16 | 8.5 | 38500 | 34800 | 90.39% | 2.12 | 0 | 10 |  |  |  | No | R-410A | 3.0833 | Residential & Commercial | Ducted CEE Tier 1
211226941 | Central HP <5.4 tons | GRANDAIRE | HRCU-A-CB (Split System: Heat Pump with Remote Outdoor Unit-Air-Source) | WDLCURAH36ABK |  |  | WLA*374CA* | WFEU100C060A* | 36200 | 16 | 8.5 | 38500 | 34800 | 90.39% | 2.08 | 0 | 10 |  |  |  | No | R-410A | 3.0167 | Residential & Commercial | Ducted CEE Tier 1
211227977 | Central HP <5.4 tons | GRANDAIRE | HRCU-A-CB (Split System: Heat Pump with Remote Outdoor Unit-Air-Source) | WDLCURAH36ABK |  |  | WLA*424DA* | WFAX100C060A* | 35200 | 16.5 | 8.1 | 38500 | 35000 | 90.91% | 1.88 | 0 | 10 |  |  |  | No | R-410A | 2.9333 | Residential & Commercial | Ducted CEE Tier 1
211227457 | Central HP <5.4 tons | GRANDAIRE | HRCU-A-CB (Split System: Heat Pump with Remote Outdoor Unit-Air-Source) | WDLCURAH36ABK |  |  | WLA*424CA* | WFEU100C060A* | 35400 | 16 | 8.1 | 38500 | 35000 | 90.91% | 1.88 | 0 | 10 |  |  |  | No | R-410A | 2.95 | Residential & Commercial | Ducted CEE Tier 1
216054639 | Central HP <5.4 tons | COLEMAN | HRCU-A-CB (Split System: Heat Pump with Remote Outdoor Unit-Air-Source) | HH824E2S11 | ASPEN |  | D(A,C,E)24B4K+TDR | Z8ES060A12SMPS1 | 21000 | 17.5 | 9 | 22600 | 17300 | 76.55% | 2 | 0 | 11.7 |  |  |  | No | R-454B | 1.75 | Residential & Commercial | Ducted CEE Tier 1
216054662 | Central HP <5.4 tons | COLEMAN | HRCU-A-CB (Split System: Heat Pump with Remote Outdoor Unit-Air-Source) | HH824E2S11 | ASPEN |  | D(A,C,E)24B3K+TDR | Z9ES040A10SMPS1 | 20600 | 17.5 | 8.1 | 22800 | 17800 | 78.07% | 2 | 0 | 11 |  |  |  | No | R-454B | 1.7167 | Residential & Commercial | Ducted CEE Tier 1
213548637 | Central HP <5.4 tons | LENNOX | HRCU-A-CB (Split System: Heat Pump with Remote Outdoor Unit-Air-Source) | SL25XPV-036-230A** | ADP |  | L*35/36U9 | SLP98UH090XV36C* | 34000 | 22 | 8.8 | 34000 | 27200 | 80% | 1.82 | 0 | 13 |  |  |  | No | R-410A | 2.8333 | Residential & Commercial | Ducted CEE Tier 1
213360251 | Central HP <5.4 tons | LENNOX | HRCU-A-CB (Split System: Heat Pump with Remote Outdoor Unit-Air-Source) | SL25XPV-036-230A** | ADP |  | L*23/37Z9 | EL297UH045XV36B* | 33600 | 21 | 8.8 | 33200 | 25800 | 77.71% | 1.82 | 0 | 13 |  |  |  | No | R-410A | 2.8 | Residential & Commercial | Ducted CEE Tier 1
211245642 | Central HP <5.4 tons | GRANDAIRE | HRCU-A-CB (Split System: Heat Pump with Remote Outdoor Unit-Air-Source) | WDLCURAH24ABK |  |  | WLNC364CA* | WFEL090C060B* | 24600 | 16.5 | 8.5 | 26600 | 22400 | 84.21% | 1.84 | 0 | 10.5 |  |  |  | No | R-410A | 2.05 | Residential & Commercial | Ducted CEE Tier 1
211260000 | Central HP <5.4 tons | ARCOAIRE | HRCU-A-CB (Split System: Heat Pump with Remote Outdoor Unit-Air-Source) | DLCURAH18ABK |  |  | EA*4X19L17A* | *80ES(N,L)0701412A* | 18100 | 16.5 | 8.5 | 18000 | 17700 | 98.33% | 2.14 | 0 | 11 |  |  |  | No | R-410A | 1.5083 | Residential & Commercial | Ducted CEE Tier 1
211260205 | Central HP <5.4 tons | ARCOAIRE | HRCU-A-CB (Split System: Heat Pump with Remote Outdoor Unit-Air-Source) | DLCURAH18ABK |  |  | EA*4X24L14A* | *92ESN0601412A* | 18100 | 16 | 9 | 18900 | 18900 | 100% | 2.28 | 0 | 10.5 |  |  |  | No | R-410A | 1.5083 | Residential & Commercial | Ducted CEE Tier 1
211259748 | Central HP <5.4 tons | ARCOAIRE | HRCU-A-CB (Split System: Heat Pump with Remote Outdoor Unit-Air-Source) | DLCURAH18ABK |  |  | EA*4X19L17A* | *80VTL0451412A* | 18100 | 16.5 | 8.5 | 18000 | 17600 | 97.78% | 2.14 | 0 | 11 |  |  |  | No | R-410A | 1.5083 | Residential & Commercial | Ducted CEE Tier 1
211259823 | Central HP <5.4 tons | ARCOAIRE | HRCU-A-CB (Split System: Heat Pump with Remote Outdoor Unit-Air-Source) | DLCURAH18ABK |  |  | EA*4X19L17A* | *95ESN0601412A* | 18400 | 16.5 | 8.5 | 18300 | 17600 | 96.17% | 2.14 | 0 | 11 |  |  |  | No | R-410A | 1.5333 | Residential & Commercial | Ducted CEE Tier 1
211245376 | Central HP <5.4 tons | GRANDAIRE | HRCU-A-CB (Split System: Heat Pump with Remote Outdoor Unit-Air-Source) | WDLCURAH24ABK |  |  | WLNC364CA* | WFER070B048A* | 24800 | 16 | 8.1 | 26800 | 22200 | 82.84% | 1.82 | 0 | 10.5 |  |  |  | No | R-410A | 2.0667 | Residential & Commercial | Ducted CEE Tier 1
211228878 | Central HP <5.4 tons | GRANDAIRE | HRCU-A-CB (Split System: Heat Pump with Remote Outdoor Unit-Air-Source) | WDLCURAH36ABK |  |  | WLA*484CA* | WFEU060B048A* | 36600 | 16 | 8.5 | 38500 | 34800 | 90.39% | 2.08 | 0 | 10 |  |  |  | No | R-410A | 3.05 | Residential & Commercial | Ducted CEE Tier 1
211229257 | Central HP <5.4 tons | GRANDAIRE | HRCU-A-CB (Split System: Heat Pump with Remote Outdoor Unit-Air-Source) | WDLCURAH36ABK |  |  | WLA*484DA* | WFER070C048A* | 35800 | 16.5 | 8.5 | 37800 | 34600 | 91.53% | 2.04 | 0 | 10 |  |  |  | No | R-410A | 2.9833 | Residential & Commercial | Ducted CEE Tier 1
211229305 | Central HP <5.4 tons | GRANDAIRE | HRCU-A-CB (Split System: Heat Pump with Remote Outdoor Unit-Air-Source) | WDLCURAH36ABK |  |  | WLA*484DA* | WFER110C060A* | 36000 | 16.5 | 8.5 | 38500 | 34600 | 89.87% | 2.06 | 0 | 10 |  |  |  | No | R-410A | 3 | Residential & Commercial | Ducted CEE Tier 1
212384335 | Central HP <5.4 tons | GRANDAIRE | HRCU-A-CB (Split System: Heat Pump with Remote Outdoor Unit-Air-Source) | WDLCURAH36ABK |  |  | WLNC424BA* | WFAX080B048A* | 35600 | 16 | 8.1 | 39000 | 35000 | 89.74% | 1.96 | 0 | 10 |  |  |  | No | R-410A | 2.9667 | Residential & Commercial | Ducted CEE Tier 1
214625055 | Central HP <5.4 tons | PAYNE | HRCU-A-C (Split System: Heat Pump with Remote Outdoor Unit with No Indoor Fan --Air Source) | 38MURAQ30AB3 | ASPEN |  | D(A,C,E)42D24+TDR |  | 28000 | 15.2 | 9.5 | 22800 | 27000 | 118.4% | 1.85 | 0 | 10.3 |  |  |  | No | R-410A | 2.3333 | Residential & Commercial | Ducted CEE Tier 1
215731578 | Central HP <5.4 tons | YORK | HRCU-A-CB (Split System: Heat Pump with Remote Outdoor Unit-Air-Source) | HH860E2S11 | ADP |  | H,YG54*60+TXV | TM9Y100C20MP11 | 52500 | 18 | 8.5 | 52500 | 39000 | 74.29% | 2 | 0 | 11 |  |  |  | No | R-454B | 4.375 | Residential & Commercial | Ducted CEE Tier 1
216035485 | Central HP <5.4 tons | COLEMAN | HRCU-A-CB (Split System: Heat Pump with Remote Outdoor Unit-Air-Source) | HH860E2S11 | ASPEN |  | AE*L+CM48E4J+TDR |  | 43000 | 18 | 8.5 | 45500 | 39000 | 85.71% | 2.86 | 0 | 11.7 |  |  |  | No | R-454B | 3.5833 | Residential & Commercial | Ducted CEE Tier 1
215731587 | Central HP <5.4 tons | YORK | HRCU-A-CB (Split System: Heat Pump with Remote Outdoor Unit-Air-Source) | HH860E2S11 | ADP |  | H,YG72*48+TXV-BLEED | TM9Y120D20MP11 | 44000 | 18 | 8.5 | 42000 | 33000 | 78.57% | 2 | 0 | 11.7 |  |  |  | No | R-454B | 3.6667 | Residential & Commercial | Ducted CEE Tier 1
215731603 | Central HP <5.4 tons | YORK | HRCU-A-CB (Split System: Heat Pump with Remote Outdoor Unit-Air-Source) | HH860E2S11 | ADP |  | H,YG72*48+TXV-BLEED | Y81E080C16SMPS1 | 44500 | 18 | 8.5 | 42500 | 33000 | 77.65% | 2 | 0 | 12 |  |  |  | No | R-454B | 3.7083 | Residential & Commercial | Ducted CEE Tier 1
215731612 | Central HP <5.4 tons | YORK | HRCU-A-CB (Split System: Heat Pump with Remote Outdoor Unit-Air-Source) | HH860E2S11 | ADP |  | H,YG54*60+TXV-BLEED | Y81E080C16SMPS1 | 44500 | 18 | 8.5 | 42500 | 33000 | 77.65% | 2 | 0 | 12 |  |  |  | No | R-454B | 3.7083 | Residential & Commercial | Ducted CEE Tier 1
215731646 | Central HP <5.4 tons | YORK | HRCU-A-CB (Split System: Heat Pump with Remote Outdoor Unit-Air-Source) | HH860E2S11 | ADP |  | H,YG55*60+TXV | Y81E080C20SMPS1 | 53000 | 19 | 8.5 | 52000 | 38500 | 74.04% | 2 | 0 | 11 |  |  |  | No | R-454B | 4.4167 | Residential & Commercial | Ducted CEE Tier 1
207573709 | Central HP <5.4 tons | DAY & NIGHT | HRCU-A-CB (Split System: Heat Pump with Remote Outdoor Unit-Air-Source) | CVH848GKA2* | ADP |  | FG48960 | *80CTL1102120A* | 46000 | 17 | 8.1 | 44000 | 31600 | 71.82% | 2.26 | 10 | 10 |  |  |  | No | R-410A | 3.8333 | Residential & Commercial | Ducted CEE Tier 1
211227353 | Central HP <5.4 tons | GRANDAIRE | HRCU-A-CB (Split System: Heat Pump with Remote Outdoor Unit-Air-Source) | WDLCURAH36ABK |  |  | WLA*424CA* | WFER090C048A* | 35800 | 16 | 8.1 | 38500 | 35000 | 90.91% | 1.9 | 0 | 10 |  |  |  | No | R-410A | 2.9833 | Residential & Commercial | Ducted CEE Tier 1
212383374 | Central HP <5.4 tons | GRANDAIRE | HRCU-A-CB (Split System: Heat Pump with Remote Outdoor Unit-Air-Source) | WDLCURAH36ABK |  |  | WLA*364CA* | WFEU080C060A* | 36600 | 15.2 | 8.1 | 40000 | 35400 | 88.5% | 1.88 | 0 | 10 |  |  |  | No | R-410A | 3.05 | Residential & Commercial | Ducted CEE Tier 1
211227518 | Central HP <5.4 tons | GRANDAIRE | HRCU-A-CB (Split System: Heat Pump with Remote Outdoor Unit-Air-Source) | WDLCURAH36ABK |  |  | WLA*424CA* | WFAX060B042A* | 35400 | 16 | 8.1 | 38500 | 35000 | 90.91% | 1.88 | 0 | 10 |  |  |  | No | R-410A | 2.95 | Residential & Commercial | Ducted CEE Tier 1
211228245 | Central HP <5.4 tons | GRANDAIRE | HRCU-A-CB (Split System: Heat Pump with Remote Outdoor Unit-Air-Source) | WDLCURAH36ABK |  |  | WLA*434CA* | WFEL070C048B* | 37200 | 15.5 | 8.5 | 38500 | 35000 | 90.91% | 2.12 | 0 | 10 |  |  |  | No | R-410A | 3.1 | Residential & Commercial | Ducted CEE Tier 1
211228352 | Central HP <5.4 tons | GRANDAIRE | HRCU-A-CB (Split System: Heat Pump with Remote Outdoor Unit-Air-Source) | WDLCURAH36ABK |  |  | WLA*434CA* | WFEU060B048A* | 37200 | 16 | 8.5 | 38500 | 34800 | 90.39% | 2.12 | 0 | 10 |  |  |  | No | R-410A | 3.1 | Residential & Commercial | Ducted CEE Tier 1
211227915 | Central HP <5.4 tons | GRANDAIRE | HRCU-A-CB (Split System: Heat Pump with Remote Outdoor Unit-Air-Source) | WDLCURAH36ABK |  |  | WLA*424DA* | WFEU100C060A* | 35600 | 16 | 8.1 | 38500 | 35000 | 90.91% | 1.88 | 0 | 10 |  |  |  | No | R-410A | 2.9667 | Residential & Commercial | Ducted CEE Tier 1
211230439 | Central HP <5.4 tons | GRANDAIRE | HRCU-A-CB (Split System: Heat Pump with Remote Outdoor Unit-Air-Source) | WDLCURAH36ABK |  |  | WLNC484DA* | WFER090C060A* | 36600 | 16 | 8.1 | 39500 | 34800 | 88.1% | 2.04 | 0 | 10.5 |  |  |  | No | R-410A | 3.05 | Residential & Commercial | Ducted CEE Tier 1
211230487 | Central HP <5.4 tons | GRANDAIRE | HRCU-A-CB (Split System: Heat Pump with Remote Outdoor Unit-Air-Source) | WDLCURAH36ABK |  |  | WLNC484DA* | WFER135D060A* | 36200 | 16 | 8.1 | 38500 | 34800 | 90.39% | 2.02 | 0 | 10 |  |  |  | No | R-410A | 3.0167 | Residential & Commercial | Ducted CEE Tier 1
211230606 | Central HP <5.4 tons | GRANDAIRE | HRCU-A-CB (Split System: Heat Pump with Remote Outdoor Unit-Air-Source) | WDLCURAH36ABK |  |  | WLNC484DA* | WFAX080C060A* | 35800 | 16.5 | 8.1 | 38500 | 34800 | 90.39% | 2.02 | 0 | 10.5 |  |  |  | No | R-410A | 2.9833 | Residential & Commercial | Ducted CEE Tier 1
211230637 | Central HP <5.4 tons | GRANDAIRE | HRCU-A-CB (Split System: Heat Pump with Remote Outdoor Unit-Air-Source) | WDLCURAH36ABK |  |  | WLNC484DA* | WFAX120D060A* | 36400 | 16 | 8.1 | 38500 | 34800 | 90.39% | 2.04 | 0 | 10.5 |  |  |  | No | R-410A | 3.0333 | Residential & Commercial | Ducted CEE Tier 1
211230690 | Central HP <5.4 tons | GRANDAIRE | HRCU-A-CB (Split System: Heat Pump with Remote Outdoor Unit-Air-Source) | WDLCURAH36ABK |  |  | WLNC484DA* | WFSX140D066A* | 37400 | 15.2 | 8.1 | 40000 | 35200 | 88% | 2.08 | 0 | 10 |  |  |  | No | R-410A | 3.1167 | Residential & Commercial | Ducted CEE Tier 1
211230871 | Central HP <5.4 tons | GRANDAIRE | HRCU-A-CB (Split System: Heat Pump with Remote Outdoor Unit-Air-Source) | WDLCURAH36ABK |  |  | FM(C,U)4Z36**AL* |  | 36000 | 16.5 | 8.1 | 40000 | 35400 | 88.5% | 1.82 | 0 | 10 |  |  |  | No | R-410A | 3 | Residential & Commercial | Ducted CEE Tier 1
207573726 | Central HP <5.4 tons | DAY & NIGHT | HRCU-A-CB (Split System: Heat Pump with Remote Outdoor Unit-Air-Source) | CVH848GKA2* | ADP |  | FG35948 | *95CSU1002122A* | 45000 | 17 | 8.5 | 45000 | 32400 | 72% | 2.28 | 10.5 | 10 |  |  |  | No | R-410A | 3.75 | Residential & Commercial | Ducted CEE Tier 1
207573743 | Central HP <5.4 tons | DAY & NIGHT | HRCU-A-CB (Split System: Heat Pump with Remote Outdoor Unit-Air-Source) | CVH848GKA2* | ADP |  | PL60H210P299 | *96CTN1002122A* | 44500 | 17 | 8.5 | 44500 | 34600 | 77.75% | 2 | 10.5 | 10 |  |  |  | No | R-410A | 3.7083 | Residential & Commercial | Ducted CEE Tier 1
207573777 | Central HP <5.4 tons | DAY & NIGHT | HRCU-A-CB (Split System: Heat Pump with Remote Outdoor Unit-Air-Source) | CVH848GKA2* | ADP |  | FG84948 | *97CMN1002122A* | 45500 | 17 | 8.5 | 43500 | 34400 | 79.08% | 2 | 10.5 | 10 |  |  |  | No | R-410A | 3.7917 | Residential & Commercial | Ducted CEE Tier 1
215731513 | Central HP <5.4 tons | YORK | HRCU-A-CB (Split System: Heat Pump with Remote Outdoor Unit-Air-Source) | HH860E2S11 | ADP |  | H,YG54*48+TXV | TM9Y080C16MP11 | 44000 | 17 | 8.5 | 42500 | 33400 | 78.59% | 2 | 0 | 11 |  |  |  | No | R-454B | 3.6667 | Residential & Commercial | Ducted CEE Tier 1
215731548 | Central HP <5.4 tons | YORK | HRCU-A-CB (Split System: Heat Pump with Remote Outdoor Unit-Air-Source) | HH860E2S11 | ADP |  | H,YG54*60+TXV | TM9Y100C16MP11 | 44000 | 17 | 8.5 | 42500 | 33400 | 78.59% | 2 | 0 | 11 |  |  |  | No | R-454B | 3.6667 | Residential & Commercial | Ducted CEE Tier 1
215731550 | Central HP <5.4 tons | YORK | HRCU-A-CB (Split System: Heat Pump with Remote Outdoor Unit-Air-Source) | HH860E2S11 | ADP |  | H,YG55*60+TXV-BLEED | TM9Y100C16MP11 | 44000 | 17 | 8.5 | 42500 | 33400 | 78.59% | 2 | 0 | 11 |  |  |  | No | R-454B | 3.6667 | Residential & Commercial | Ducted CEE Tier 1
215731564 | Central HP <5.4 tons | YORK | HRCU-A-CB (Split System: Heat Pump with Remote Outdoor Unit-Air-Source) | HH860E2S11 | ADP |  | H,YG52*48+TXV | TM9Y100C16MP11 | 44000 | 17 | 8.5 | 42500 | 33400 | 78.59% | 2 | 0 | 11 |  |  |  | No | R-454B | 3.6667 | Residential & Commercial | Ducted CEE Tier 1
211227446 | Central HP <5.4 tons | GRANDAIRE | HRCU-A-CB (Split System: Heat Pump with Remote Outdoor Unit-Air-Source) | WDLCURAH36ABK |  |  | WLA*424CA* | WFEU080C060A* | 36800 | 15.5 | 8.5 | 40000 | 35200 | 88% | 1.96 | 0 | 10 |  |  |  | No | R-410A | 3.0667 | Residential & Commercial | Ducted CEE Tier 1
211228889 | Central HP <5.4 tons | GRANDAIRE | HRCU-A-CB (Split System: Heat Pump with Remote Outdoor Unit-Air-Source) | WDLCURAH36ABK |  |  | WLA*484CA* | WFEU080C060A* | 37400 | 15.5 | 8.5 | 38500 | 35000 | 90.91% | 2.14 | 0 | 10 |  |  |  | No | R-410A | 3.1167 | Residential & Commercial | Ducted CEE Tier 1
211229521 | Central HP <5.4 tons | GRANDAIRE | HRCU-A-CB (Split System: Heat Pump with Remote Outdoor Unit-Air-Source) | WDLCURAH36ABK |  |  | WLA*484DA* | WFSX120D066A* | 37200 | 15.5 | 8.5 | 38500 | 35000 | 90.91% | 2.12 | 0 | 10 |  |  |  | No | R-410A | 3.1 | Residential & Commercial | Ducted CEE Tier 1
211230182 | Central HP <5.4 tons | GRANDAIRE | HRCU-A-CB (Split System: Heat Pump with Remote Outdoor Unit-Air-Source) | WDLCURAH36ABK |  |  | WLN(C,W)484CA* | WFSX080B048A* | 35600 | 15.5 | 8.1 | 38500 | 35000 | 90.91% | 2 | 0 | 10 |  |  |  | No | R-410A | 2.9667 | Residential & Commercial | Ducted CEE Tier 1
215731613 | Central HP <5.4 tons | YORK | HRCU-A-CB (Split System: Heat Pump with Remote Outdoor Unit-Air-Source) | HH860E2S11 | ADP |  | H,YG54*48+TXV | Y81E080C16SMPS1 | 44500 | 18 | 8.5 | 42500 | 33000 | 77.65% | 2 | 0 | 12 |  |  |  | No | R-454B | 3.7083 | Residential & Commercial | Ducted CEE Tier 1
215731614 | Central HP <5.4 tons | YORK | HRCU-A-CB (Split System: Heat Pump with Remote Outdoor Unit-Air-Source) | HH860E2S11 | ADP |  | H,YG54*60+TXV | Y81E080C16SMPS1 | 44500 | 18 | 8.5 | 42500 | 33000 | 77.65% | 2 | 0 | 12 |  |  |  | No | R-454B | 3.7083 | Residential & Commercial | Ducted CEE Tier 1
215731664 | Central HP <5.4 tons | YORK | HRCU-A-CB (Split System: Heat Pump with Remote Outdoor Unit-Air-Source) | HH860E2S11 | ADP |  | H,YG54*60+TXV | Y81E100C16SMPS1 | 44000 | 18 | 8.5 | 42000 | 32800 | 78.1% | 2 | 0 | 12 |  |  |  | No | R-454B | 3.6667 | Residential & Commercial | Ducted CEE Tier 1
215731666 | Central HP <5.4 tons | YORK | HRCU-A-CB (Split System: Heat Pump with Remote Outdoor Unit-Air-Source) | HH860E2S11 | ADP |  | H,YG55*60+TXV-BLEED | Y81E100C16SMPS1 | 44000 | 18 | 8.5 | 42000 | 32800 | 78.1% | 2 | 0 | 12 |  |  |  | No | R-454B | 3.6667 | Residential & Commercial | Ducted CEE Tier 1
215731697 | Central HP <5.4 tons | YORK | HRCU-A-CB (Split System: Heat Pump with Remote Outdoor Unit-Air-Source) | HH860E2S11 | ADP |  | H,YG55*60+TXV-BLEED | Y81E100C20SMPS1 | 53000 | 19 | 8.5 | 51500 | 38000 | 73.79% | 2 | 0 | 11.7 |  |  |  | No | R-454B | 4.4167 | Residential & Commercial | Ducted CEE Tier 1
215731698 | Central HP <5.4 tons | YORK | HRCU-A-CB (Split System: Heat Pump with Remote Outdoor Unit-Air-Source) | HH860E2S11 | ADP |  | H,YG55*60+TXV | Y81E100C20SMPS1 | 53000 | 19 | 8.5 | 51500 | 38000 | 73.79% | 2 | 0 | 11.7 |  |  |  | No | R-454B | 4.4167 | Residential & Commercial | Ducted CEE Tier 1
215731315 | Central HP <5.4 tons | YORK | HRCU-A-CB (Split System: Heat Pump with Remote Outdoor Unit-Air-Source) | HH860E2S11 | ADP |  | H,YG37*60+TXV-BLEED | TM8V080C16MP12 | 43500 | 17 | 8.5 | 42000 | 32800 | 78.1% | 2 | 0 | 11.7 |  |  |  | No | R-454B | 3.625 | Residential & Commercial | Ducted CEE Tier 1
215731605 | Central HP <5.4 tons | YORK | HRCU-A-CB (Split System: Heat Pump with Remote Outdoor Unit-Air-Source) | HH860E2S11 | ADP |  | H,YG72*48+TXV | Y81E080C16SMPS1 | 44500 | 18 | 8.5 | 42500 | 33000 | 77.65% | 2 | 0 | 12 |  |  |  | No | R-454B | 3.7083 | Residential & Commercial | Ducted CEE Tier 1
212507773 | Central HP <5.4 tons | BOSCH | HRCU-A-CB (Split System: Heat Pump with Remote Outdoor Unit-Air-Source) | BOVA-60HDN1-M20G | ASPEN |  | L(E,G)M60B4 |  | 51500 | 17 | 9 | 54000 | 48000 | 88.89% | 2.36 | 0 | 11.2 |  |  |  | No | R-410A | 4.2917 | Residential & Commercial | Ducted CEE Tier 1
212624246 | Central HP <5.4 tons | COLEMAN | HRCU-A-CB (Split System: Heat Pump with Remote Outdoor Unit-Air-Source) | HMH72B341 | ASPEN |  | C(A,C,D,E)36D24+TDR | TM8E080C16MP11 | 31800 | 18 | 8.5 | 34000 | 28400 | 83.53% | 2.77 | 0 | 10 |  |  |  | No | R-410A | 2.65 | Residential & Commercial | Ducted CEE Tier 1
212627397 | Central HP <5.4 tons | COLEMAN | HRCU-A-CB (Split System: Heat Pump with Remote Outdoor Unit-Air-Source) | HMH72B341 | ASPEN |  | D(A,C,E)42C36+TDR | TM9Y100C16MP11 | 32800 | 18 | 8.4 | 34000 | 28400 | 83.53% | 2.72 | 0 | 10 |  |  |  | No | R-410A | 2.7333 | Residential & Commercial | Ducted CEE Tier 1
215735535 | Central HP <5.4 tons | YORK | HRCU-A-CB (Split System: Heat Pump with Remote Outdoor Unit-Air-Source) | HH824E2S11 | ADP |  | H,YE31*30+TXV-BLEED | TM9V060B12MP12 | 21800 | 17 | 8.5 | 21200 | 17200 | 81.13% | 1.9 | 0 | 11 |  |  |  | No | R-454B | 1.8167 | Residential & Commercial | Ducted CEE Tier 1
211228053 | Central HP <5.4 tons | ARCOAIRE | HRCU-A-CB (Split System: Heat Pump with Remote Outdoor Unit-Air-Source) | DLCURAH36ABK |  |  | EA*4X42L24A* | *96VSN0802120A* | 35600 | 16 | 8.1 | 38500 | 35000 | 90.91% | 1.9 | 0 | 10 |  |  |  | No | R-410A | 2.9667 | Residential & Commercial | Ducted CEE Tier 1
211228062 | Central HP <5.4 tons | ARCOAIRE | HRCU-A-CB (Split System: Heat Pump with Remote Outdoor Unit-Air-Source) | DLCURAH36ABK |  |  | EA*4X42L24A* | *96VSN1002120A* | 35600 | 16 | 8.1 | 38500 | 35000 | 90.91% | 1.9 | 0 | 10 |  |  |  | No | R-410A | 2.9667 | Residential & Commercial | Ducted CEE Tier 1
211227887 | Central HP <5.4 tons | ARCOAIRE | HRCU-A-CB (Split System: Heat Pump with Remote Outdoor Unit-Air-Source) | DLCURAH36ABK |  |  | EA*4X42L24A* | *80VSL1102422A* | 35400 | 16.5 | 8.1 | 38500 | 35000 | 90.91% | 1.88 | 0 | 10 |  |  |  | No | R-410A | 2.95 | Residential & Commercial | Ducted CEE Tier 1
211227369 | Central HP <5.4 tons | ARCOAIRE | HRCU-A-CB (Split System: Heat Pump with Remote Outdoor Unit-Air-Source) | DLCURAH36ABK |  |  | EA*4X42L21A* | *80ES(N,L)1102120A* | 35400 | 16 | 8.1 | 38500 | 35000 | 90.91% | 1.88 | 0 | 10 |  |  |  | No | R-410A | 2.95 | Residential & Commercial | Ducted CEE Tier 1
211227533 | Central HP <5.4 tons | ARCOAIRE | HRCU-A-CB (Split System: Heat Pump with Remote Outdoor Unit-Air-Source) | DLCURAH36ABK |  |  | EA*4X42L21A* | *92ESN0802120A* | 35200 | 16.5 | 8.1 | 38500 | 35000 | 90.91% | 1.88 | 0 | 10 |  |  |  | No | R-410A | 2.9333 | Residential & Commercial | Ducted CEE Tier 1
211227240 | Central HP <5.4 tons | ARCOAIRE | HRCU-A-CB (Split System: Heat Pump with Remote Outdoor Unit-Air-Source) | DLCURAH36ABK |  |  | EA*4X37L21A* | OMV112K14A | 36200 | 15.5 | 8.5 | 38500 | 34800 | 90.39% | 2.06 | 0 | 10 |  |  |  | No | R-410A | 3.0167 | Residential & Commercial | Ducted CEE Tier 1
211227026 | Central HP <5.4 tons | ARCOAIRE | HRCU-A-CB (Split System: Heat Pump with Remote Outdoor Unit-Air-Source) | DLCURAH36ABK |  |  | EA*4X37L21A* | *92ESN1002122A* | 37400 | 15.5 | 8.5 | 39000 | 35000 | 89.74% | 2.16 | 0 | 10 |  |  |  | No | R-410A | 3.1167 | Residential & Commercial | Ducted CEE Tier 1
212982095 | Central HP <5.4 tons | GRANDAIRE | HRCU-A-CB (Split System: Heat Pump with Remote Outdoor Unit-Air-Source) | WDLCURAH36ABK |  |  | WLA*484CA* | WFEU040B036B* | 35600 | 16 | 8.5 | 37800 | 34600 | 91.53% | 2.04 | 0 | 10 |  |  |  | No | R-410A | 2.9667 | Residential & Commercial | Ducted CEE Tier 1
212383422 | Central HP <5.4 tons | GRANDAIRE | HRCU-A-CB (Split System: Heat Pump with Remote Outdoor Unit-Air-Source) | WDLCURAH36ABK |  |  | WLA*374CA* | WFSU060B048A* | 36800 | 15.5 | 8.5 | 39000 | 34800 | 89.23% | 2.1 | 0 | 10 |  |  |  | No | R-410A | 3.0667 | Residential & Commercial | Ducted CEE Tier 1
212383491 | Central HP <5.4 tons | GRANDAIRE | HRCU-A-CB (Split System: Heat Pump with Remote Outdoor Unit-Air-Source) | WDLCURAH36ABK |  |  | WLA*484CA* | WFER070B048A* | 35600 | 16 | 8.5 | 37800 | 34600 | 91.53% | 2.04 | 0 | 10 |  |  |  | No | R-410A | 2.9667 | Residential & Commercial | Ducted CEE Tier 1
213077944 | Central HP <5.4 tons | GRANDAIRE | HRCU-A-CB (Split System: Heat Pump with Remote Outdoor Unit-Air-Source) | WDLCURAH36ABK |  |  | WLA*374BA* | WFE*070B036C* | 36200 | 15.5 | 8.5 | 38500 | 34800 | 90.39% | 2.04 | 0 | 10 |  |  |  | No | R-410A | 3.0167 | Residential & Commercial | Ducted CEE Tier 1
212384285 | Central HP <5.4 tons | GRANDAIRE | HRCU-A-CB (Split System: Heat Pump with Remote Outdoor Unit-Air-Source) | WDLCURAH36ABK |  |  | WLNC424BA* | WFEL070B036B* | 35800 | 15.2 | 8.1 | 39500 | 35000 | 88.61% | 1.96 | 0 | 10 |  |  |  | No | R-410A | 2.9833 | Residential & Commercial | Ducted CEE Tier 1
212624280 | Central HP <5.4 tons | COLEMAN | HRCU-A-CB (Split System: Heat Pump with Remote Outdoor Unit-Air-Source) | HMH72B341 | ASPEN |  | D(A,C,E)42C34+TDR | TM8E120C16MP11 | 33200 | 18 | 8.4 | 34000 | 28800 | 84.71% | 2.77 | 0 | 10 |  |  |  | No | R-410A | 2.7667 | Residential & Commercial | Ducted CEE Tier 1
212624310 | Central HP <5.4 tons | COLEMAN | HRCU-A-CB (Split System: Heat Pump with Remote Outdoor Unit-Air-Source) | HMH72B341 | ASPEN |  | D(A,C,E)48C34+TDR | TM8E100C16MP11 | 33000 | 18 | 8.5 | 34000 | 28400 | 83.53% | 2.76 | 0 | 10 |  |  |  | No | R-410A | 2.75 | Residential & Commercial | Ducted CEE Tier 1
215941615 | Central HP <5.4 tons | BRYANT HEATING AND COOLING SYSTEMS | HRCU-A-CB (Split System: Heat Pump with Remote Outdoor Unit-Air-Source) | 293VAN048**AA* |  |  | CVAVA4824XMA*+UI | 987TA66120C24*** | 45000 | 20.5 | 8.1 | 52000 | 38000 | 73.08% | 1.9 | 0 | 11 |  |  |  | No | R-454B | 3.75 | Residential & Commercial | Ducted CEE Tier 1
211260848 | Central HP <5.4 tons | ARCOAIRE | HRCU-A-CB (Split System: Heat Pump with Remote Outdoor Unit-Air-Source) | DLCURAH18ABK |  |  | EA*4X25L17A* | *96VTN0401712A* | 18200 | 15.5 | 8.5 | 18200 | 17500 | 96.15% | 2.12 | 0 | 10.5 |  |  |  | No | R-410A | 1.5167 | Residential & Commercial | Ducted CEE Tier 1
211261264 | Central HP <5.4 tons | ARCOAIRE | HRCU-A-CB (Split System: Heat Pump with Remote Outdoor Unit-Air-Source) | DLCURAH18ABK |  |  | EA*4X30L14A* | *96VSN0401410A* | 17500 | 16 | 8.5 | 18100 | 18600 | 102.8% | 2.24 | 0 | 10.5 |  |  |  | No | R-410A | 1.4583 | Residential & Commercial | Ducted CEE Tier 1
211261951 | Central HP <5.4 tons | ARCOAIRE | HRCU-A-CB (Split System: Heat Pump with Remote Outdoor Unit-Air-Source) | DLCURAH18ABK |  |  | EA*4X30L17A* | *95ESN0261410A* | 18200 | 15.5 | 8.5 | 18800 | 18400 | 97.87% | 2.22 | 0 | 10.5 |  |  |  | No | R-410A | 1.5167 | Residential & Commercial | Ducted CEE Tier 1
212384785 | Central HP <5.4 tons | GRANDAIRE | HRCU-A-CB (Split System: Heat Pump with Remote Outdoor Unit-Air-Source) | WDLCURAH36ABK |  |  | WLN(C,W)484CA* | WFER070B048A* | 35800 | 16 | 8.1 | 39000 | 34800 | 89.23% | 2 | 0 | 10 |  |  |  | No | R-410A | 2.9833 | Residential & Commercial | Ducted CEE Tier 1
212383312 | Central HP <5.4 tons | GRANDAIRE | HRCU-A-CB (Split System: Heat Pump with Remote Outdoor Unit-Air-Source) | WDLCURAH36ABK |  |  | WLA*364CA* | WFEL090C048B* | 35600 | 16 | 8.1 | 39500 | 35200 | 89.11% | 1.84 | 0 | 10 |  |  |  | No | R-410A | 2.9667 | Residential & Commercial | Ducted CEE Tier 1
215935768 | Central HP <5.4 tons | ARCOAIRE | HRCU-A-CB (Split System: Heat Pump with Remote Outdoor Unit-Air-Source) | H5H3V36*K*AAA* |  |  | EVD5X36M21A*+WALLCON | *96CTN0801714B* | 34200 | 20.5 | 8.5 | 39000 | 28400 | 72.82% | 2.02 | 0 | 11.5 |  |  |  | No | R-454B | 2.85 | Residential & Commercial | Ducted CEE Tier 1
215935868 | Central HP <5.4 tons | ARCOAIRE | HRCU-A-CB (Split System: Heat Pump with Remote Outdoor Unit-Air-Source) | H5H3V36*K*AAA* |  |  | EVD5X38M17A*+WALLCON | *95CSU0601716B* | 35200 | 21 | 8.5 | 38500 | 29200 | 75.84% | 2.02 | 0 | 11.7 |  |  |  | No | R-454B | 2.9333 | Residential & Commercial | Ducted CEE Tier 1
215935948 | Central HP <5.4 tons | ARCOAIRE | HRCU-A-CB (Split System: Heat Pump with Remote Outdoor Unit-Air-Source) | H5H3V36*K*AAA* |  |  | EVD5X42M21A*+WALLCON | *80CSU0401712A* | 34400 | 21 | 8.5 | 38500 | 28400 | 73.77% | 2.04 | 0 | 11.7 |  |  |  | No | R-454B | 2.8667 | Residential & Commercial | Ducted CEE Tier 1
215936468 | Central HP <5.4 tons | ARCOAIRE | HRCU-A-CB (Split System: Heat Pump with Remote Outdoor Unit-Air-Source) | H5H3V36*K*AAA* |  |  | EVD5X49M24A*+WALLCON | *80CTL1352422B* | 35600 | 22 | 8.5 | 38000 | 28400 | 74.74% | 2.04 | 0 | 12.5 |  |  |  | No | R-454B | 2.9667 | Residential & Commercial | Ducted CEE Tier 1
215935698 | Central HP <5.4 tons | ARCOAIRE | HRCU-A-CB (Split System: Heat Pump with Remote Outdoor Unit-Air-Source) | H5H3V36*K*AAA* |  |  | EVD5X36M21A*+WALLCON | *95CSU1002122B* | 34400 | 21 | 8.5 | 38500 | 28000 | 72.73% | 2.04 | 0 | 12 |  |  |  | No | R-454B | 2.8667 | Residential & Commercial | Ducted CEE Tier 1
212623923 | Central HP <5.4 tons | COLEMAN | HRCU-A-CB (Split System: Heat Pump with Remote Outdoor Unit-Air-Source) | HMH72B341 | ASPEN |  | D(A,C,E)42C34+TDR | TM9Y100C16MP11 | 32800 | 18 | 8.4 | 34000 | 28400 | 83.53% | 2.72 | 0 | 10 |  |  |  | No | R-410A | 2.7333 | Residential & Commercial | Ducted CEE Tier 1
212627486 | Central HP <5.4 tons | COLEMAN | HRCU-A-CB (Split System: Heat Pump with Remote Outdoor Unit-Air-Source) | HMH72B341 | ASPEN |  | D(A,C,E)36B46+TDR | TM9Y100C16MP11 | 32800 | 18 | 8.4 | 34000 | 28400 | 83.53% | 2.72 | 0 | 10 |  |  |  | No | R-410A | 2.7333 | Residential & Commercial | Ducted CEE Tier 1
207455309 | Central HP <5.4 tons | LENNOX | HRCU-A-CB (Split System: Heat Pump with Remote Outdoor Unit-Air-Source) | SL25XPV-024-230A** | ADP |  | LH35/36F9 | SL280UH090V36B* | 22400 | 23 | 9.3 | 19800 | 20000 | 101% | 1.84 | 14 | 14.5 |  |  |  | No | R-410A | 1.8667 | Residential & Commercial | Ducted CEE Tier 1
207455324 | Central HP <5.4 tons | LENNOX | HRCU-A-CB (Split System: Heat Pump with Remote Outdoor Unit-Air-Source) | SL25XPV-024-230A** | ADP |  | L*35/36S9 | SLP99UH070XV36B* | 22200 | 22 | 10 | 20000 | 20000 | 100% | 1.84 | 14 | 14 |  |  |  | No | R-410A | 1.85 | Residential & Commercial | Ducted CEE Tier 1
214243042 | Central HP <5.4 tons | KEEPRITE | HRCU-A-CB (Split System: Heat Pump with Remote Outdoor Unit-Air-Source) | CVH825GKA2* |  |  | EN(A,D,W)4X42L21**+WALLCON | *97CMN1002122B* | 23800 | 16.5 | 8.1 | 21400 | 16600 | 77.57% | 1.96 | 0 | 11 |  |  |  | No | R-410A | 1.9833 | Residential & Commercial | Ducted CEE Tier 1
212624496 | Central HP <5.4 tons | COLEMAN | HRCU-A-CB (Split System: Heat Pump with Remote Outdoor Unit-Air-Source) | HMH72B341 | ASPEN |  | D(A,C,E)48B34+TDR | CPLC080C16MP13 | 32600 | 17.5 | 8.1 | 33800 | 27400 | 81.07% | 2.47 | 0 | 10 |  |  |  | No | R-410A | 2.7167 | Residential & Commercial | Ducted CEE Tier 1
214243162 | Central HP <5.4 tons | KEEPRITE | HRCU-A-CB (Split System: Heat Pump with Remote Outdoor Unit-Air-Source) | CVH825GKA2* |  |  | EN(A,D,W)4X48L21**+WALLCON | *97CMN1002122B* | 24200 | 17 | 8.1 | 21200 | 16600 | 78.3% | 2.02 | 0 | 11.5 |  |  |  | No | R-410A | 2.0167 | Residential & Commercial | Ducted CEE Tier 1
214243012 | Central HP <5.4 tons | KEEPRITE | HRCU-A-CB (Split System: Heat Pump with Remote Outdoor Unit-Air-Source) | CVH825GKA2* |  |  | EN(A,D,W)4X42L21**+WALLCON | *95CSU0601716B* | 23600 | 16.5 | 8.1 | 21400 | 16700 | 78.04% | 1.96 | 0 | 11 |  |  |  | No | R-410A | 1.9667 | Residential & Commercial | Ducted CEE Tier 1
214242942 | Central HP <5.4 tons | KEEPRITE | HRCU-A-CB (Split System: Heat Pump with Remote Outdoor Unit-Air-Source) | CVH825GKA2* |  |  | END4X42L17**+WALLCON | *96CTN0601714B* | 23800 | 16.5 | 8.1 | 21400 | 16700 | 78.04% | 1.98 | 0 | 11 |  |  |  | No | R-410A | 1.9833 | Residential & Commercial | Ducted CEE Tier 1
214242812 | Central HP <5.4 tons | KEEPRITE | HRCU-A-CB (Split System: Heat Pump with Remote Outdoor Unit-Air-Source) | CVH825GKA2* |  |  | EN(A,D)4X36L21**+WALLCON | *97CMN0801714B* | 23400 | 16.5 | 8.1 | 21600 | 16700 | 77.31% | 1.92 | 0 | 10.5 |  |  |  | No | R-410A | 1.95 | Residential & Commercial | Ducted CEE Tier 1
212624578 | Central HP <5.4 tons | COLEMAN | HRCU-A-CB (Split System: Heat Pump with Remote Outdoor Unit-Air-Source) | HMH72B341 | ASPEN |  | D(A,C,E)36B44+TDR | TM8V080C16MP12 | 33000 | 17.5 | 8.5 | 34000 | 27400 | 80.59% | 2.67 | 0 | 10 |  |  |  | No | R-410A | 2.75 | Residential & Commercial | Ducted CEE Tier 1
212624598 | Central HP <5.4 tons | COLEMAN | HRCU-A-CB (Split System: Heat Pump with Remote Outdoor Unit-Air-Source) | HMH72B341 | ASPEN |  | D(A,C,E)48D34+TDR | TM8V080C16MP12 | 33400 | 17.5 | 8.5 | 34000 | 27400 | 80.59% | 2.67 | 0 | 10 |  |  |  | No | R-410A | 2.7833 | Residential & Commercial | Ducted CEE Tier 1
212624621 | Central HP <5.4 tons | COLEMAN | HRCU-A-CB (Split System: Heat Pump with Remote Outdoor Unit-Air-Source) | HMH72B341 | ASPEN |  | D(A,C,E)36D34+TDR | TM8V100C16MP12 | 32800 | 17.5 | 8.5 | 34000 | 27400 | 80.59% | 2.67 | 0 | 10 |  |  |  | No | R-410A | 2.7333 | Residential & Commercial | Ducted CEE Tier 1
212626086 | Central HP <5.4 tons | COLEMAN | HRCU-A-CB (Split System: Heat Pump with Remote Outdoor Unit-Air-Source) | HMH72B341 | ASPEN |  | D(A,C,E)48D36+TDR | TM8Y080B12MP11 | 33600 | 18 | 8.5 | 33400 | 27400 | 82.04% | 2.65 | 0 | 10 |  |  |  | No | R-410A | 2.8 | Residential & Commercial | Ducted CEE Tier 1
213772572 | Central HP <5.4 tons | KEEPRITE | HRCU-A-CB (Split System: Heat Pump with Remote Outdoor Unit-Air-Source) | CVH825GKA2* |  |  | EHD4X48AAL+WALLCON | *96CTN0801714B* | 24200 | 16 | 8.1 | 21400 | 16600 | 77.57% | 2.02 | 0 | 10.5 |  |  |  | No | R-410A | 2.0167 | Residential & Commercial | Ducted CEE Tier 1
212624623 | Central HP <5.4 tons | COLEMAN | HRCU-A-CB (Split System: Heat Pump with Remote Outdoor Unit-Air-Source) | HMH72B341 | ASPEN |  | D(A,C,E)42B34+TDR | TM8V100C16MP12 | 32400 | 17.5 | 8.5 | 34000 | 27400 | 80.59% | 2.67 | 0 | 10 |  |  |  | No | R-410A | 2.7 | Residential & Commercial | Ducted CEE Tier 1
212624696 | Central HP <5.4 tons | COLEMAN | HRCU-A-CB (Split System: Heat Pump with Remote Outdoor Unit-Air-Source) | HMH72B341 | ASPEN |  | D(A,C,E)42A44+TDR | TPLC080C16MP13 | 32400 | 17.5 | 8.1 | 33800 | 27400 | 81.07% | 2.47 | 0 | 10 |  |  |  | No | R-410A | 2.7 | Residential & Commercial | Ducted CEE Tier 1
212626287 | Central HP <5.4 tons | COLEMAN | HRCU-A-CB (Split System: Heat Pump with Remote Outdoor Unit-Air-Source) | HMH72B341 | ASPEN |  | D(A,C,E)36A36+TDR | TM8E120C16MP11 | 33200 | 18 | 8.1 | 33600 | 28600 | 85.12% | 2.67 | 0 | 10 |  |  |  | No | R-410A | 2.7667 | Residential & Commercial | Ducted CEE Tier 1
212624887 | Central HP <5.4 tons | COLEMAN | HRCU-A-CB (Split System: Heat Pump with Remote Outdoor Unit-Air-Source) | HMH72B341 | ASPEN |  | D(A,C,E)42A44+TDR | CP9C100C16MP13 | 32400 | 17.5 | 8.1 | 34000 | 27400 | 80.59% | 2.47 | 0 | 10 |  |  |  | No | R-410A | 2.7 | Residential & Commercial | Ducted CEE Tier 1
212626389 | Central HP <5.4 tons | COLEMAN | HRCU-A-CB (Split System: Heat Pump with Remote Outdoor Unit-Air-Source) | HMH72B341 | ASPEN |  | D(A,C,E)36C36+TDR | TM9E100C16MP12 | 32600 | 18 | 8.5 | 33600 | 27200 | 80.95% | 2.66 | 0 | 10 |  |  |  | No | R-410A | 2.7167 | Residential & Commercial | Ducted CEE Tier 1
212624948 | Central HP <5.4 tons | COLEMAN | HRCU-A-CB (Split System: Heat Pump with Remote Outdoor Unit-Air-Source) | HMH72B341 | ASPEN |  | D(A,C,E)42D34+TDR | TM8Y080C16MP11 | 33200 | 18.5 | 8.5 | 34000 | 27400 | 80.59% | 2.67 | 0 | 10 |  |  |  | No | R-410A | 2.7667 | Residential & Commercial | Ducted CEE Tier 1
211227115 | Central HP <5.4 tons | ARCOAIRE | HRCU-A-CB (Split System: Heat Pump with Remote Outdoor Unit-Air-Source) | DLCURAH36ABK |  |  | EA*4X37L21A* | *96VSN0802120A* | 36400 | 16 | 8.5 | 38500 | 34800 | 90.39% | 2.08 | 0 | 10 |  |  |  | No | R-410A | 3.0333 | Residential & Commercial | Ducted CEE Tier 1
215295097 | Central HP <5.4 tons | AIRQUEST | HRCU-A-CB (Split System: Heat Pump with Remote Outdoor Unit-Air-Source) | DLCURAH36ABK | ADP |  | HE33936 | *96MSN1002120A* | 35200 | 16 | 8.1 | 36800 | 34600 | 94.02% | 1.88 | 0 | 10 |  |  |  | No | R-410A | 2.9333 | Residential & Commercial | Ducted CEE Tier 1
215295099 | Central HP <5.4 tons | AIRQUEST | HRCU-A-CB (Split System: Heat Pump with Remote Outdoor Unit-Air-Source) | DLCURAH36ABK | ADP |  | HG34936 | *96MSN1002120A* | 35400 | 16 | 8.1 | 36800 | 34600 | 94.02% | 1.88 | 0 | 10 |  |  |  | No | R-410A | 2.95 | Residential & Commercial | Ducted CEE Tier 1
215295108 | Central HP <5.4 tons | AIRQUEST | HRCU-A-CB (Split System: Heat Pump with Remote Outdoor Unit-Air-Source) | DLCURAH36ABK | ADP |  | HE36936 | *96MSN1002120A* | 35800 | 16 | 8.5 | 36200 | 34200 | 94.48% | 2.04 | 0 | 10 |  |  |  | No | R-410A | 2.9833 | Residential & Commercial | Ducted CEE Tier 1
215295115 | Central HP <5.4 tons | AIRQUEST | HRCU-A-CB (Split System: Heat Pump with Remote Outdoor Unit-Air-Source) | DLCURAH36ABK | ADP |  | HG8J936 | *96MSN1002120A* | 35400 | 16 | 8.1 | 36800 | 34600 | 94.02% | 1.88 | 0 | 10 |  |  |  | No | R-410A | 2.95 | Residential & Commercial | Ducted CEE Tier 1
215295122 | Central HP <5.4 tons | AIRQUEST | HRCU-A-CB (Split System: Heat Pump with Remote Outdoor Unit-Air-Source) | DLCURAH36ABK | ADP |  | H,GE1K936 | *96MSN1002120A* | 35400 | 16 | 8.1 | 36800 | 34600 | 94.02% | 1.88 | 0 | 10 |  |  |  | No | R-410A | 2.95 | Residential & Commercial | Ducted CEE Tier 1
215295140 | Central HP <5.4 tons | AIRQUEST | HRCU-A-CB (Split System: Heat Pump with Remote Outdoor Unit-Air-Source) | DLCURAH36ABK | ADP |  | HE33936 | *96MSN1002122A* | 35200 | 16 | 8.5 | 36800 | 34600 | 94.02% | 1.88 | 0 | 10 |  |  |  | No | R-410A | 2.9333 | Residential & Commercial | Ducted CEE Tier 1
215295147 | Central HP <5.4 tons | AIRQUEST | HRCU-A-CB (Split System: Heat Pump with Remote Outdoor Unit-Air-Source) | DLCURAH36ABK | ADP |  | H,GE35936 | *96MSN1002122A* | 35400 | 16 | 8.5 | 36800 | 34600 | 94.02% | 1.88 | 0 | 10 |  |  |  | No | R-410A | 2.95 | Residential & Commercial | Ducted CEE Tier 1
215295213 | Central HP <5.4 tons | AIRQUEST | HRCU-A-CB (Split System: Heat Pump with Remote Outdoor Unit-Air-Source) | DLCURAH36ABK | ADP |  | HG81936 | *96MSN1202422A* | 35600 | 16 | 8.5 | 36200 | 34200 | 94.48% | 2.02 | 0 | 10 |  |  |  | No | R-410A | 2.9667 | Residential & Commercial | Ducted CEE Tier 1
212625130 | Central HP <5.4 tons | COLEMAN | HRCU-A-CB (Split System: Heat Pump with Remote Outdoor Unit-Air-Source) | HMH72B341 | ASPEN |  | D(A,C,E)42B34+TDR | TP9C100C16MP13 | 32400 | 17.5 | 8.1 | 34000 | 27400 | 80.59% | 2.47 | 0 | 10 |  |  |  | No | R-410A | 2.7 | Residential & Commercial | Ducted CEE Tier 1
215731606 | Central HP <5.4 tons | YORK | HRCU-A-CB (Split System: Heat Pump with Remote Outdoor Unit-Air-Source) | HH860E2S11 | ADP |  | H,YG72*60+TXV | Y81E080C16SMPS1 | 44500 | 18 | 8.5 | 42500 | 33000 | 77.65% | 2 | 0 | 12 |  |  |  | No | R-454B | 3.7083 | Residential & Commercial | Ducted CEE Tier 1
215731639 | Central HP <5.4 tons | YORK | HRCU-A-CB (Split System: Heat Pump with Remote Outdoor Unit-Air-Source) | HH860E2S11 | ADP |  | H,YG72*48+TXV | Y81E080C20SMPS1 | 44000 | 18 | 8.5 | 42500 | 33000 | 77.65% | 2 | 0 | 12 |  |  |  | No | R-454B | 3.6667 | Residential & Commercial | Ducted CEE Tier 1
215731640 | Central HP <5.4 tons | YORK | HRCU-A-CB (Split System: Heat Pump with Remote Outdoor Unit-Air-Source) | HH860E2S11 | ADP |  | H,YG72*60+TXV | Y81E080C20SMPS1 | 44000 | 18 | 8.5 | 42500 | 33000 | 77.65% | 2 | 0 | 12 |  |  |  | No | R-454B | 3.6667 | Residential & Commercial | Ducted CEE Tier 1
215731323 | Central HP <5.4 tons | YORK | HRCU-A-CB (Split System: Heat Pump with Remote Outdoor Unit-Air-Source) | HH860E2S11 | ADP |  | H,YG72*60+TXV | TM8V080C16MP12 | 43500 | 18 | 8.5 | 42000 | 32800 | 78.1% | 2 | 0 | 11.7 |  |  |  | No | R-454B | 3.625 | Residential & Commercial | Ducted CEE Tier 1
215731471 | Central HP <5.4 tons | YORK | HRCU-A-CB (Split System: Heat Pump with Remote Outdoor Unit-Air-Source) | HH860E2S11 | ADP |  | H,YG3K*60+TXV-BLEED | TM8V120C20MP12 | 44500 | 18 | 8.5 | 43000 | 33400 | 77.67% | 2 | 0 | 11 |  |  |  | No | R-454B | 3.7083 | Residential & Commercial | Ducted CEE Tier 1
215731489 | Central HP <5.4 tons | YORK | HRCU-A-CB (Split System: Heat Pump with Remote Outdoor Unit-Air-Source) | HH860E2S11 | ADP |  | H,YG72*60+TXV-BLEED | TM9V120D20MP12 | 53000 | 19 | 8.5 | 52500 | 39000 | 74.29% | 2 | 0 | 11 |  |  |  | No | R-454B | 4.4167 | Residential & Commercial | Ducted CEE Tier 1
215731521 | Central HP <5.4 tons | YORK | HRCU-A-CB (Split System: Heat Pump with Remote Outdoor Unit-Air-Source) | HH860E2S11 | ADP |  | H,YG51*48+TXV-BLEED | TM9Y080C16MP11 | 44000 | 17 | 8.5 | 42500 | 33400 | 78.59% | 2 | 0 | 11 |  |  |  | No | R-454B | 3.6667 | Residential & Commercial | Ducted CEE Tier 1
212625157 | Central HP <5.4 tons | COLEMAN | HRCU-A-CB (Split System: Heat Pump with Remote Outdoor Unit-Air-Source) | HMH72B341 | ASPEN |  | C(A,C,D,E)42C24+TDR | TL9E100C20UH11 | 32000 | 17 | 8.5 | 34000 | 29200 | 85.88% | 2.81 | 0 | 10 |  |  |  | No | R-410A | 2.6667 | Residential & Commercial | Ducted CEE Tier 1
212624202 | Central HP <5.4 tons | COLEMAN | HRCU-A-CB (Split System: Heat Pump with Remote Outdoor Unit-Air-Source) | HMH72B341 | ASPEN |  | D(A,C,E)48C34+TDR | TM9Y100C16MP11 | 32800 | 18 | 8.5 | 34000 | 28400 | 83.53% | 2.74 | 0 | 10 |  |  |  | No | R-410A | 2.7333 | Residential & Commercial | Ducted CEE Tier 1
212624220 | Central HP <5.4 tons | COLEMAN | HRCU-A-CB (Split System: Heat Pump with Remote Outdoor Unit-Air-Source) | HMH72B341 | ASPEN |  | D(A,C,E)48D34+TDR | TM8E040A12MP11 | 32800 | 18 | 8.1 | 33400 | 29000 | 86.83% | 2.48 | 0 | 10 |  |  |  | No | R-410A | 2.7333 | Residential & Commercial | Ducted CEE Tier 1
212624201 | Central HP <5.4 tons | COLEMAN | HRCU-A-CB (Split System: Heat Pump with Remote Outdoor Unit-Air-Source) | HMH72B341 | ASPEN |  | D(A,C,E)42D34+TDR | TM9Y100C16MP11 | 32800 | 18 | 8.5 | 34000 | 28400 | 83.53% | 2.74 | 0 | 10 |  |  |  | No | R-410A | 2.7333 | Residential & Commercial | Ducted CEE Tier 1
212624214 | Central HP <5.4 tons | COLEMAN | HRCU-A-CB (Split System: Heat Pump with Remote Outdoor Unit-Air-Source) | HMH72B341 | ASPEN |  | C(A,C,D,E)42C24+TDR | TM8E040A12MP11 | 31600 | 18 | 8.1 | 33400 | 29000 | 86.83% | 2.48 | 0 | 10 |  |  |  | No | R-410A | 2.6333 | Residential & Commercial | Ducted CEE Tier 1
216054714 | Central HP <5.4 tons | COLEMAN | HRCU-A-CB (Split System: Heat Pump with Remote Outdoor Unit-Air-Source) | HH836E2S11 | ASPEN |  | D(A,C,E)36A4K+TDR | TM9V100C16MP12 | 30800 | 18 | 8.5 | 31000 | 25200 | 81.29% | 2 | 0 | 10.5 |  |  |  | No | R-454B | 2.5667 | Residential & Commercial | Ducted CEE Tier 1
216054721 | Central HP <5.4 tons | COLEMAN | HRCU-A-CB (Split System: Heat Pump with Remote Outdoor Unit-Air-Source) | HH836E2S11 | ASPEN |  | D(A,C,E)36A4K+TDR | TMLE080B12MP11 | 30600 | 18 | 8.5 | 31400 | 25400 | 80.89% | 2 | 0 | 10.5 |  |  |  | No | R-454B | 2.55 | Residential & Commercial | Ducted CEE Tier 1
216054746 | Central HP <5.4 tons | COLEMAN | HRCU-A-CB (Split System: Heat Pump with Remote Outdoor Unit-Air-Source) | HH836E2S11 | ASPEN |  | D(A,C,E)36A4K+TDR | Z8ET080B12LMPS1 | 30400 | 19 | 8.5 | 30000 | 24800 | 82.67% | 2 | 0 | 11.2 |  |  |  | No | R-454B | 2.5333 | Residential & Commercial | Ducted CEE Tier 1
212624438 | Central HP <5.4 tons | COLEMAN | HRCU-A-CB (Split System: Heat Pump with Remote Outdoor Unit-Air-Source) | HMH72B341 | ASPEN |  | C(A,C,D,E)42C24+TDR | TMLE120C16MP11 | 32000 | 18 | 8.1 | 33000 | 29200 | 88.48% | 2.5 | 0 | 10 |  |  |  | No | R-410A | 2.6667 | Residential & Commercial | Ducted CEE Tier 1
212624445 | Central HP <5.4 tons | COLEMAN | HRCU-A-CB (Split System: Heat Pump with Remote Outdoor Unit-Air-Source) | HMH72B341 | ASPEN |  | D(A,C,E)36D34+TDR | TL9E100C20UH11 | 33400 | 17 | 8.4 | 34000 | 29200 | 85.88% | 2.79 | 0 | 10 |  |  |  | No | R-410A | 2.7833 | Residential & Commercial | Ducted CEE Tier 1
212624217 | Central HP <5.4 tons | COLEMAN | HRCU-A-CB (Split System: Heat Pump with Remote Outdoor Unit-Air-Source) | HMH72B341 | ASPEN |  | C(A,C,D,E)48D24+TDR | TM8E040A12MP11 | 32400 | 18 | 8.1 | 33400 | 29000 | 86.83% | 2.48 | 0 | 10 |  |  |  | No | R-410A | 2.7 | Residential & Commercial | Ducted CEE Tier 1
212624234 | Central HP <5.4 tons | COLEMAN | HRCU-A-CB (Split System: Heat Pump with Remote Outdoor Unit-Air-Source) | HMH72B341 | ASPEN |  | D(A,C,E)48C34+TDR | TMLE040A12MP11 | 32800 | 18 | 8.1 | 33400 | 29000 | 86.83% | 2.48 | 0 | 10 |  |  |  | No | R-410A | 2.7333 | Residential & Commercial | Ducted CEE Tier 1
212624249 | Central HP <5.4 tons | COLEMAN | HRCU-A-CB (Split System: Heat Pump with Remote Outdoor Unit-Air-Source) | HMH72B341 | ASPEN |  | C(A,C,D,E)42C24+TDR | TM8E080C16MP11 | 31800 | 18 | 8.5 | 34000 | 28400 | 83.53% | 2.77 | 0 | 10 |  |  |  | No | R-410A | 2.65 | Residential & Commercial | Ducted CEE Tier 1
212624267 | Central HP <5.4 tons | COLEMAN | HRCU-A-CB (Split System: Heat Pump with Remote Outdoor Unit-Air-Source) | HMH72B341 | ASPEN |  | C(A,C,D,E)48D24+TDR | TMLE080C16MP11 | 32600 | 18 | 8.1 | 33000 | 29000 | 87.88% | 2.49 | 0 | 10 |  |  |  | No | R-410A | 2.7167 | Residential & Commercial | Ducted CEE Tier 1
215731300 | Central HP <5.4 tons | YORK | HRCU-A-CB (Split System: Heat Pump with Remote Outdoor Unit-Air-Source) | HH836E2S11 | ADP |  | H,YG48*36+TXV | TM9Y100C16MP11 | 32800 | 19 | 8.5 | 29400 | 23800 | 80.95% | 2 | 0 | 11 |  |  |  | No | R-454B | 2.7333 | Residential & Commercial | Ducted CEE Tier 1
212628057 | Central HP <5.4 tons | COLEMAN | HRCU-A-CB (Split System: Heat Pump with Remote Outdoor Unit-Air-Source) | HMH72B341 | ASPEN |  | D(A,C,E)42B36+TDR | TL8E100C20UH11 | 32400 | 17.5 | 8.5 | 34000 | 27400 | 80.59% | 2.69 | 0 | 10 |  |  |  | No | R-410A | 2.7 | Residential & Commercial | Ducted CEE Tier 1
212624545 | Central HP <5.4 tons | COLEMAN | HRCU-A-CB (Split System: Heat Pump with Remote Outdoor Unit-Air-Source) | HMH72B341 | ASPEN |  | D(A,C,E)48B34+TDR | CPLC100C16MP13 | 32600 | 17.5 | 8.1 | 33800 | 27400 | 81.07% | 2.47 | 0 | 10 |  |  |  | No | R-410A | 2.7167 | Residential & Commercial | Ducted CEE Tier 1
212624281 | Central HP <5.4 tons | COLEMAN | HRCU-A-CB (Split System: Heat Pump with Remote Outdoor Unit-Air-Source) | HMH72B341 | ASPEN |  | C(A,C,D,E)36D24+TDR | TM9E080C16MP12 | 31800 | 18 | 8.1 | 33000 | 29200 | 88.48% | 2.49 | 0 | 10 |  |  |  | No | R-410A | 2.65 | Residential & Commercial | Ducted CEE Tier 1
212624316 | Central HP <5.4 tons | COLEMAN | HRCU-A-CB (Split System: Heat Pump with Remote Outdoor Unit-Air-Source) | HMH72B341 | ASPEN |  | C(A,C,D,E)48D24+TDR | TMLE100C16MP11 | 32600 | 18 | 8.1 | 33000 | 29000 | 87.88% | 2.49 | 0 | 10 |  |  |  | No | R-410A | 2.7167 | Residential & Commercial | Ducted CEE Tier 1
212624579 | Central HP <5.4 tons | COLEMAN | HRCU-A-CB (Split System: Heat Pump with Remote Outdoor Unit-Air-Source) | HMH72B341 | ASPEN |  | D(A,C,E)36C34+TDR | TM8V080C16MP12 | 32400 | 17.5 | 8.5 | 34000 | 27400 | 80.59% | 2.67 | 0 | 10 |  |  |  | No | R-410A | 2.7 | Residential & Commercial | Ducted CEE Tier 1
212624663 | Central HP <5.4 tons | COLEMAN | HRCU-A-CB (Split System: Heat Pump with Remote Outdoor Unit-Air-Source) | HMH72B341 | ASPEN |  | D(A,C,E)36B44+TDR | TMLV100C16MP12 | 33000 | 17.5 | 8.1 | 33800 | 27400 | 81.07% | 2.47 | 0 | 10 |  |  |  | No | R-410A | 2.75 | Residential & Commercial | Ducted CEE Tier 1
215425808 | Central HP <5.4 tons | YORK | HRCU-A-CB (Split System: Heat Pump with Remote Outdoor Unit-Air-Source) | HH824E2S11 | ADP |  | H,YE33*30+TXV | Y91E026A08SMPS1 | 22400 | 17 | 8.3 | 21400 | 16900 | 78.97% | 1.96 | 0 | 11.5 |  |  |  | No | R-454B | 1.8667 | Residential & Commercial | Ducted CEE Tier 1
212626266 | Central HP <5.4 tons | COLEMAN | HRCU-A-CB (Split System: Heat Pump with Remote Outdoor Unit-Air-Source) | HMH72B341 | ASPEN |  | D(A,C,E)48A36+TDR | TM8E100C16MP11 | 33000 | 18 | 8.1 | 33600 | 28200 | 83.93% | 2.64 | 0 | 10 |  |  |  | No | R-410A | 2.75 | Residential & Commercial | Ducted CEE Tier 1
212624772 | Central HP <5.4 tons | COLEMAN | HRCU-A-CB (Split System: Heat Pump with Remote Outdoor Unit-Air-Source) | HMH72B341 | ASPEN |  | C(A,C,D,E)36C34+TDR | TL8E080C16UH11 | 32400 | 17.5 | 8.5 | 34000 | 27800 | 81.76% | 2.68 | 0 | 10 |  |  |  | No | R-410A | 2.7 | Residential & Commercial | Ducted CEE Tier 1
212624804 | Central HP <5.4 tons | COLEMAN | HRCU-A-CB (Split System: Heat Pump with Remote Outdoor Unit-Air-Source) | HMH72B341 | ASPEN |  | D(A,C,E)42D34+TDR | TL8E080C16UH11 | 33200 | 17.5 | 8.5 | 34000 | 27800 | 81.76% | 2.68 | 0 | 10 |  |  |  | No | R-410A | 2.7667 | Residential & Commercial | Ducted CEE Tier 1
212627572 | Central HP <5.4 tons | COLEMAN | HRCU-A-CB (Split System: Heat Pump with Remote Outdoor Unit-Air-Source) | HMH72B341 | ASPEN |  | D(A,C,E)48D36+TDR | TM8E040A12MP11 | 32800 | 18 | 8.1 | 33400 | 29000 | 86.83% | 2.48 | 0 | 10 |  |  |  | No | R-410A | 2.7333 | Residential & Commercial | Ducted CEE Tier 1
212627597 | Central HP <5.4 tons | COLEMAN | HRCU-A-CB (Split System: Heat Pump with Remote Outdoor Unit-Air-Source) | HMH72B341 | ASPEN |  | D(A,C,E)48D36+TDR | TM9E080C16MP12 | 33000 | 18 | 8.1 | 33000 | 29200 | 88.48% | 2.49 | 0 | 10 |  |  |  | No | R-410A | 2.75 | Residential & Commercial | Ducted CEE Tier 1
212628064 | Central HP <5.4 tons | COLEMAN | HRCU-A-CB (Split System: Heat Pump with Remote Outdoor Unit-Air-Source) | HMH72B341 | ASPEN |  | D(A,C,E)48C36+TDR | TL8E100C20UH11 | 33200 | 17.5 | 8.5 | 34000 | 27400 | 80.59% | 2.69 | 0 | 10 |  |  |  | No | R-410A | 2.7667 | Residential & Commercial | Ducted CEE Tier 1
212624956 | Central HP <5.4 tons | COLEMAN | HRCU-A-CB (Split System: Heat Pump with Remote Outdoor Unit-Air-Source) | HMH72B341 | ASPEN |  | D(A,C,E)48C34+TDR | TM8Y080C16MP11 | 33200 | 18.5 | 8.5 | 34000 | 27400 | 80.59% | 2.67 | 0 | 10 |  |  |  | No | R-410A | 2.7667 | Residential & Commercial | Ducted CEE Tier 1
212625283 | Central HP <5.4 tons | COLEMAN | HRCU-A-CB (Split System: Heat Pump with Remote Outdoor Unit-Air-Source) | HMH72B341 | ASPEN |  | D(A,C,E)48B34+TDR | TL8E100C20UH11 | 32600 | 17.5 | 8.5 | 34000 | 27400 | 80.59% | 2.69 | 0 | 10 |  |  |  | No | R-410A | 2.7167 | Residential & Commercial | Ducted CEE Tier 1
212624668 | Central HP <5.4 tons | COLEMAN | HRCU-A-CB (Split System: Heat Pump with Remote Outdoor Unit-Air-Source) | HMH72B341 | ASPEN |  | D(A,C,E)42B34+TDR | TMLV100C16MP12 | 32400 | 17.5 | 8.1 | 33800 | 27400 | 81.07% | 2.47 | 0 | 10 |  |  |  | No | R-410A | 2.7 | Residential & Commercial | Ducted CEE Tier 1
212626802 | Central HP <5.4 tons | COLEMAN | HRCU-A-CB (Split System: Heat Pump with Remote Outdoor Unit-Air-Source) | HMH72B341 | ASPEN |  | D(A,C,E)36D26+TDR | TM8E120C16MP11 | 32000 | 18 | 8.3 | 33800 | 28800 | 85.21% | 2.73 | 0 | 10 |  |  |  | No | R-410A | 2.6667 | Residential & Commercial | Ducted CEE Tier 1
212627704 | Central HP <5.4 tons | COLEMAN | HRCU-A-CB (Split System: Heat Pump with Remote Outdoor Unit-Air-Source) | HMH72B341 | ASPEN |  | D(A,C,E)36D36+TDR | CPLC080C16MP13 | 32800 | 17.5 | 8.1 | 33800 | 27400 | 81.07% | 2.47 | 0 | 10 |  |  |  | No | R-410A | 2.7333 | Residential & Commercial | Ducted CEE Tier 1
212627706 | Central HP <5.4 tons | COLEMAN | HRCU-A-CB (Split System: Heat Pump with Remote Outdoor Unit-Air-Source) | HMH72B341 | ASPEN |  | D(A,C,E)42B36+TDR | CPLC080C16MP13 | 32400 | 17.5 | 8.1 | 33800 | 27400 | 81.07% | 2.47 | 0 | 10 |  |  |  | No | R-410A | 2.7 | Residential & Commercial | Ducted CEE Tier 1
212627711 | Central HP <5.4 tons | COLEMAN | HRCU-A-CB (Split System: Heat Pump with Remote Outdoor Unit-Air-Source) | HMH72B341 | ASPEN |  | D(A,C,E)48B36+TDR | CPLC080C16MP13 | 32600 | 17.5 | 8.1 | 33800 | 27400 | 81.07% | 2.47 | 0 | 10 |  |  |  | No | R-410A | 2.7167 | Residential & Commercial | Ducted CEE Tier 1
212624950 | Central HP <5.4 tons | COLEMAN | HRCU-A-CB (Split System: Heat Pump with Remote Outdoor Unit-Air-Source) | HMH72B341 | ASPEN |  | D(A,C,E)48B34+TDR | TM8Y080C16MP11 | 32600 | 18.5 | 8.5 | 34000 | 27400 | 80.59% | 2.67 | 0 | 10 |  |  |  | No | R-410A | 2.7167 | Residential & Commercial | Ducted CEE Tier 1
212384311 | Central HP <5.4 tons | GRANDAIRE | HRCU-A-CB (Split System: Heat Pump with Remote Outdoor Unit-Air-Source) | WDLCURAH36ABK |  |  | WLNC424BA* | WFAX060A036A* | 36000 | 15.2 | 8.1 | 39500 | 35000 | 88.61% | 1.96 | 0 | 10 |  |  |  | No | R-410A | 3 | Residential & Commercial | Ducted CEE Tier 1
211227023 | Central HP <5.4 tons | GRANDAIRE | HRCU-A-CB (Split System: Heat Pump with Remote Outdoor Unit-Air-Source) | WDLCURAH36ABK |  |  | WLA*374CA* | WFAX080C060A* | 37400 | 16 | 8.5 | 38500 | 34800 | 90.39% | 2.14 | 0 | 10 |  |  |  | No | R-410A | 3.1167 | Residential & Commercial | Ducted CEE Tier 1
212383479 | Central HP <5.4 tons | GRANDAIRE | HRCU-A-CB (Split System: Heat Pump with Remote Outdoor Unit-Air-Source) | WDLCURAH36ABK |  |  | WLA*434CA* | WFAX080B048A* | 36400 | 16 | 8.5 | 38500 | 34800 | 90.39% | 2.08 | 0 | 10 |  |  |  | No | R-410A | 3.0333 | Residential & Commercial | Ducted CEE Tier 1
212384286 | Central HP <5.4 tons | GRANDAIRE | HRCU-A-CB (Split System: Heat Pump with Remote Outdoor Unit-Air-Source) | WDLCURAH36ABK |  |  | WLNC424BA* | WFER070B036A* | 35800 | 15.2 | 8.1 | 39500 | 35000 | 88.61% | 1.96 | 0 | 10 |  |  |  | No | R-410A | 2.9833 | Residential & Commercial | Ducted CEE Tier 1
211227786 | Central HP <5.4 tons | GRANDAIRE | HRCU-A-CB (Split System: Heat Pump with Remote Outdoor Unit-Air-Source) | WDLCURAH36ABK |  |  | WLA*424DA* | WFEL090C048B* | 35800 | 16 | 8.1 | 39500 | 35000 | 88.61% | 1.9 | 0 | 10 |  |  |  | No | R-410A | 2.9833 | Residential & Commercial | Ducted CEE Tier 1
212986719 | Central HP <5.4 tons | ARCOAIRE | HRCU-A-CB (Split System: Heat Pump with Remote Outdoor Unit-Air-Source) | DLCURAH18ABK |  |  | EN(A,D)4X30L17** | *96MSN0401712A* | 17400 | 15.5 | 8.1 | 18100 | 18700 | 103.3% | 2.24 | 0 | 10.5 |  |  |  | No | R-410A | 1.45 | Residential & Commercial | Ducted CEE Tier 1
211240449 | Central HP <5.4 tons | GRANDAIRE | HRCU-A-CB (Split System: Heat Pump with Remote Outdoor Unit-Air-Source) | WDLCURAH24ABK |  |  | WLA*244BA* | WFER070B048A* | 24600 | 16 | 8.5 | 27400 | 23000 | 83.94% | 1.88 | 0 | 10 |  |  |  | No | R-410A | 2.05 | Residential & Commercial | Ducted CEE Tier 1
211245468 | Central HP <5.4 tons | GRANDAIRE | HRCU-A-CB (Split System: Heat Pump with Remote Outdoor Unit-Air-Source) | WDLCURAH24ABK |  |  | WLNC364CA* | WFSU060B048A* | 24200 | 16.5 | 8.1 | 26200 | 22800 | 87.02% | 1.9 | 0 | 10.5 |  |  |  | No | R-410A | 2.0167 | Residential & Commercial | Ducted CEE Tier 1
211245666 | Central HP <5.4 tons | GRANDAIRE | HRCU-A-CB (Split System: Heat Pump with Remote Outdoor Unit-Air-Source) | WDLCURAH24ABK |  |  | WLNC364CA* | WFAX060B042A* | 24400 | 16.5 | 8.1 | 26400 | 22800 | 86.36% | 1.88 | 0 | 10.5 |  |  |  | No | R-410A | 2.0333 | Residential & Commercial | Ducted CEE Tier 1
213146401 | Central HP <5.4 tons | BRYANT HEATING AND COOLING SYSTEMS | HRCU-A-CB (Split System: Heat Pump with Remote Outdoor Unit-Air-Source) | 38MURAQ24AB3* | ADP |  | PL36H***P449+AEFE3A* |  | 24200 | 18 | 9 | 25000 | 22600 | 90.4% | 1.92 | 0 | 10.5 |  |  |  | No | R-410A | 2.0167 | Residential & Commercial | Ducted CEE Tier 1
212625003 | Central HP <5.4 tons | COLEMAN | HRCU-A-CB (Split System: Heat Pump with Remote Outdoor Unit-Air-Source) | HMH72B341 | ASPEN |  | D(A,C,E)36D34+TDR | TM8Y100C16MP11 | 32800 | 18.5 | 8.5 | 34000 | 27400 | 80.59% | 2.67 | 0 | 10 |  |  |  | No | R-410A | 2.7333 | Residential & Commercial | Ducted CEE Tier 1
212627840 | Central HP <5.4 tons | COLEMAN | HRCU-A-CB (Split System: Heat Pump with Remote Outdoor Unit-Air-Source) | HMH72B341 | ASPEN |  | C(A,C,D,E)36C36+TDR | TPLC100C16MP13 | 32400 | 17.5 | 8.1 | 33800 | 27400 | 81.07% | 2.47 | 0 | 10 |  |  |  | No | R-410A | 2.7 | Residential & Commercial | Ducted CEE Tier 1
212627845 | Central HP <5.4 tons | COLEMAN | HRCU-A-CB (Split System: Heat Pump with Remote Outdoor Unit-Air-Source) | HMH72B341 | ASPEN |  | D(A,C,E)36C36+TDR | TPLC100C16MP13 | 32400 | 17.5 | 8.1 | 33800 | 27400 | 81.07% | 2.47 | 0 | 10 |  |  |  | No | R-410A | 2.7 | Residential & Commercial | Ducted CEE Tier 1
212625069 | Central HP <5.4 tons | COLEMAN | HRCU-A-CB (Split System: Heat Pump with Remote Outdoor Unit-Air-Source) | HMH72B341 | ASPEN |  | D(A,C,E)42C34+TDR | TM9V100C16MP12 | 32800 | 17.5 | 8.5 | 34000 | 27400 | 80.59% | 2.67 | 0 | 10 |  |  |  | No | R-410A | 2.7333 | Residential & Commercial | Ducted CEE Tier 1
212625085 | Central HP <5.4 tons | COLEMAN | HRCU-A-CB (Split System: Heat Pump with Remote Outdoor Unit-Air-Source) | HMH72B341 | ASPEN |  | D(A,C,E)48D34+TDR | TM9V100C16MP12 | 33400 | 17.5 | 8.5 | 34000 | 27400 | 80.59% | 2.67 | 0 | 10 |  |  |  | No | R-410A | 2.7833 | Residential & Commercial | Ducted CEE Tier 1
212627949 | Central HP <5.4 tons | COLEMAN | HRCU-A-CB (Split System: Heat Pump with Remote Outdoor Unit-Air-Source) | HMH72B341 | ASPEN |  | D(A,C,E)48B36+TDR | TM8Y080C16MP11 | 32600 | 18.5 | 8.5 | 34000 | 27400 | 80.59% | 2.67 | 0 | 10 |  |  |  | No | R-410A | 2.7167 | Residential & Commercial | Ducted CEE Tier 1
212627965 | Central HP <5.4 tons | COLEMAN | HRCU-A-CB (Split System: Heat Pump with Remote Outdoor Unit-Air-Source) | HMH72B341 | ASPEN |  | D(A,C,E)36D36+TDR | TM8Y100C16MP11 | 32800 | 18.5 | 8.5 | 34000 | 27400 | 80.59% | 2.67 | 0 | 10 |  |  |  | No | R-410A | 2.7333 | Residential & Commercial | Ducted CEE Tier 1
212625167 | Central HP <5.4 tons | COLEMAN | HRCU-A-CB (Split System: Heat Pump with Remote Outdoor Unit-Air-Source) | HMH72B341 | ASPEN |  | D(A,C,E)36B44+TDR | TL9E100C20UH11 | 33400 | 17 | 8.5 | 34000 | 29200 | 85.88% | 2.81 | 0 | 10 |  |  |  | No | R-410A | 2.7833 | Residential & Commercial | Ducted CEE Tier 1
212626601 | Central HP <5.4 tons | COLEMAN | HRCU-A-CB (Split System: Heat Pump with Remote Outdoor Unit-Air-Source) | HMH72B341 | ASPEN |  | D(A,C,E)36A46+TDR | TM8E080C16MP11 | 33000 | 18 | 8.2 | 33800 | 28200 | 83.43% | 2.68 | 0 | 10 |  |  |  | No | R-410A | 2.75 | Residential & Commercial | Ducted CEE Tier 1
212626694 | Central HP <5.4 tons | COLEMAN | HRCU-A-CB (Split System: Heat Pump with Remote Outdoor Unit-Air-Source) | HMH72B341 | ASPEN |  | C(A,C,D,E)36C36+TDR | TM9Y100C16MP11 | 32800 | 18 | 8.3 | 33800 | 28600 | 84.62% | 2.68 | 0 | 10 |  |  |  | No | R-410A | 2.7333 | Residential & Commercial | Ducted CEE Tier 1
212626701 | Central HP <5.4 tons | COLEMAN | HRCU-A-CB (Split System: Heat Pump with Remote Outdoor Unit-Air-Source) | HMH72B341 | ASPEN |  | D(A,C,E)42C26+TDR | TM8E080C16MP11 | 31800 | 18 | 8.3 | 33800 | 28600 | 84.62% | 2.71 | 0 | 10 |  |  |  | No | R-410A | 2.65 | Residential & Commercial | Ducted CEE Tier 1
212627974 | Central HP <5.4 tons | COLEMAN | HRCU-A-CB (Split System: Heat Pump with Remote Outdoor Unit-Air-Source) | HMH72B341 | ASPEN |  | D(A,C,E)48C36+TDR | TM8Y100C16MP11 | 33200 | 18.5 | 8.5 | 34000 | 27400 | 80.59% | 2.67 | 0 | 10 |  |  |  | No | R-410A | 2.7667 | Residential & Commercial | Ducted CEE Tier 1
212627981 | Central HP <5.4 tons | COLEMAN | HRCU-A-CB (Split System: Heat Pump with Remote Outdoor Unit-Air-Source) | HMH72B341 | ASPEN |  | C(A,C,D,E)36C36+TDR | TM9V100C16MP12 | 32400 | 17.5 | 8.5 | 34000 | 27400 | 80.59% | 2.67 | 0 | 10 |  |  |  | No | R-410A | 2.7 | Residential & Commercial | Ducted CEE Tier 1
212627990 | Central HP <5.4 tons | COLEMAN | HRCU-A-CB (Split System: Heat Pump with Remote Outdoor Unit-Air-Source) | HMH72B341 | ASPEN |  | D(A,C,E)42B36+TDR | TM9V100C16MP12 | 32400 | 17.5 | 8.5 | 34000 | 27400 | 80.59% | 2.67 | 0 | 10 |  |  |  | No | R-410A | 2.7 | Residential & Commercial | Ducted CEE Tier 1
212627997 | Central HP <5.4 tons | COLEMAN | HRCU-A-CB (Split System: Heat Pump with Remote Outdoor Unit-Air-Source) | HMH72B341 | ASPEN |  | D(A,C,E)48C36+TDR | TM9V100C16MP12 | 33200 | 17.5 | 8.5 | 34000 | 27400 | 80.59% | 2.67 | 0 | 10 |  |  |  | No | R-410A | 2.7667 | Residential & Commercial | Ducted CEE Tier 1
212626844 | Central HP <5.4 tons | COLEMAN | HRCU-A-CB (Split System: Heat Pump with Remote Outdoor Unit-Air-Source) | HMH72B341 | ASPEN |  | D(A,C,E)42A46+TDR | TM9E080B12MP12 | 32600 | 17.5 | 8.5 | 33800 | 27400 | 81.07% | 2.65 | 0 | 10 |  |  |  | No | R-410A | 2.7167 | Residential & Commercial | Ducted CEE Tier 1
212626862 | Central HP <5.4 tons | COLEMAN | HRCU-A-CB (Split System: Heat Pump with Remote Outdoor Unit-Air-Source) | HMH72B341 | ASPEN |  | C(A,C,D,E)36A46+TDR | TL9E100C20UH11 | 33400 | 17 | 8.3 | 33800 | 28800 | 85.21% | 2.73 | 0 | 10 |  |  |  | No | R-410A | 2.7833 | Residential & Commercial | Ducted CEE Tier 1
212626902 | Central HP <5.4 tons | COLEMAN | HRCU-A-CB (Split System: Heat Pump with Remote Outdoor Unit-Air-Source) | HMH72B341 | ASPEN |  | D(A,C,E)48C36+TDR | TM8E060A12MP11 | 33200 | 18 | 8.1 | 33800 | 27400 | 81.07% | 2.44 | 0 | 10 |  |  |  | No | R-410A | 2.7667 | Residential & Commercial | Ducted CEE Tier 1
212626918 | Central HP <5.4 tons | COLEMAN | HRCU-A-CB (Split System: Heat Pump with Remote Outdoor Unit-Air-Source) | HMH72B341 | ASPEN |  | D(A,C,E)42B36+TDR | TM8E100B12MP11 | 32600 | 18 | 8.5 | 33800 | 27400 | 81.07% | 2.64 | 0 | 10 |  |  |  | No | R-410A | 2.7167 | Residential & Commercial | Ducted CEE Tier 1
212626945 | Central HP <5.4 tons | COLEMAN | HRCU-A-CB (Split System: Heat Pump with Remote Outdoor Unit-Air-Source) | HMH72B341 | ASPEN |  | D(A,C,E)42D36+TDR | TMLE060A12MP11 | 33200 | 18 | 8.1 | 33800 | 27400 | 81.07% | 2.44 | 0 | 10 |  |  |  | No | R-410A | 2.7667 | Residential & Commercial | Ducted CEE Tier 1
212626963 | Central HP <5.4 tons | COLEMAN | HRCU-A-CB (Split System: Heat Pump with Remote Outdoor Unit-Air-Source) | HMH72B341 | ASPEN |  | D(A,C,E)42A46+TDR | TMLE100B12MP11 | 32600 | 18 | 8.1 | 33800 | 27400 | 81.07% | 2.44 | 0 | 10 |  |  |  | No | R-410A | 2.7167 | Residential & Commercial | Ducted CEE Tier 1
211245607 | Central HP <5.4 tons | GRANDAIRE | HRCU-A-CB (Split System: Heat Pump with Remote Outdoor Unit-Air-Source) | WDLCURAH24ABK |  |  | WLNC364CA* | WFER070B036A* | 24400 | 16.5 | 8.1 | 26400 | 22600 | 85.61% | 1.88 | 0 | 10.5 |  |  |  | No | R-410A | 2.0333 | Residential & Commercial | Ducted CEE Tier 1
211245643 | Central HP <5.4 tons | GRANDAIRE | HRCU-A-CB (Split System: Heat Pump with Remote Outdoor Unit-Air-Source) | WDLCURAH24ABK |  |  | WLNC364CA* | WFER090C060A* | 24600 | 16.5 | 8.5 | 26600 | 22400 | 84.21% | 1.84 | 0 | 10.5 |  |  |  | No | R-410A | 2.05 | Residential & Commercial | Ducted CEE Tier 1
211245677 | Central HP <5.4 tons | GRANDAIRE | HRCU-A-CB (Split System: Heat Pump with Remote Outdoor Unit-Air-Source) | WDLCURAH24ABK |  |  | WLNC364CA* | WFAX080B048A* | 24200 | 17 | 8.1 | 26200 | 22800 | 87.02% | 1.88 | 0 | 10.5 |  |  |  | No | R-410A | 2.0167 | Residential & Commercial | Ducted CEE Tier 1
211245606 | Central HP <5.4 tons | GRANDAIRE | HRCU-A-CB (Split System: Heat Pump with Remote Outdoor Unit-Air-Source) | WDLCURAH24ABK |  |  | WLNC364CA* | WFEL070B036B* | 24400 | 16.5 | 8.1 | 26400 | 22600 | 85.61% | 1.88 | 0 | 10.5 |  |  |  | No | R-410A | 2.0333 | Residential & Commercial | Ducted CEE Tier 1
211245721 | Central HP <5.4 tons | GRANDAIRE | HRCU-A-CB (Split System: Heat Pump with Remote Outdoor Unit-Air-Source) | WDLCURAH24ABK |  |  | WLNC364CA* | WFSX080B048A* | 24600 | 15.5 | 8.1 | 26800 | 22200 | 82.84% | 1.82 | 0 | 10 |  |  |  | No | R-410A | 2.05 | Residential & Commercial | Ducted CEE Tier 1
212626869 | Central HP <5.4 tons | COLEMAN | HRCU-A-CB (Split System: Heat Pump with Remote Outdoor Unit-Air-Source) | HMH72B341 | ASPEN |  | D(A,C,E)42A46+TDR | TM8E120C16MP11 | 33200 | 18 | 8.3 | 33800 | 28800 | 85.21% | 2.73 | 0 | 10 |  |  |  | No | R-410A | 2.7667 | Residential & Commercial | Ducted CEE Tier 1
212627062 | Central HP <5.4 tons | COLEMAN | HRCU-A-CB (Split System: Heat Pump with Remote Outdoor Unit-Air-Source) | HMH72B341 | ASPEN |  | D(A,C,E)36C36+TDR | TM9V080C16MP12 | 32600 | 17.5 | 8.5 | 33800 | 27400 | 81.07% | 2.66 | 0 | 10 |  |  |  | No | R-410A | 2.7167 | Residential & Commercial | Ducted CEE Tier 1
212625952 | Central HP <5.4 tons | COLEMAN | HRCU-A-CB (Split System: Heat Pump with Remote Outdoor Unit-Air-Source) | HMH72B341 | ASPEN |  | D(A,C,E)36C36+TDR | TM9E100C20MP12 | 32400 | 15.5 | 8.1 | 33200 | 27000 | 81.33% | 2.43 | 0 | 10 |  |  |  | No | R-410A | 2.7 | Residential & Commercial | Ducted CEE Tier 1
212626239 | Central HP <5.4 tons | COLEMAN | HRCU-A-CB (Split System: Heat Pump with Remote Outdoor Unit-Air-Source) | HMH72B341 | ASPEN |  | D(A,C,E)48A36+TDR | TM8E080C16MP11 | 33000 | 18 | 8.1 | 33600 | 28200 | 83.93% | 2.64 | 0 | 10 |  |  |  | No | R-410A | 2.75 | Residential & Commercial | Ducted CEE Tier 1
212627561 | Central HP <5.4 tons | COLEMAN | HRCU-A-CB (Split System: Heat Pump with Remote Outdoor Unit-Air-Source) | HMH72B341 | ASPEN |  | D(A,C,E)48C36+TDR | TM9Y100C16MP11 | 32800 | 18 | 8.5 | 34000 | 28400 | 83.53% | 2.74 | 0 | 10 |  |  |  | No | R-410A | 2.7333 | Residential & Commercial | Ducted CEE Tier 1
212627581 | Central HP <5.4 tons | COLEMAN | HRCU-A-CB (Split System: Heat Pump with Remote Outdoor Unit-Air-Source) | HMH72B341 | ASPEN |  | C(A,C,D,E)48C26+TDR | TM8E080C16MP11 | 32200 | 18 | 8.5 | 34000 | 28400 | 83.53% | 2.77 | 0 | 10 |  |  |  | No | R-410A | 2.6833 | Residential & Commercial | Ducted CEE Tier 1
212627555 | Central HP <5.4 tons | COLEMAN | HRCU-A-CB (Split System: Heat Pump with Remote Outdoor Unit-Air-Source) | HMH72B341 | ASPEN |  | D(A,C,E)36B46+TDR | TM8E080C16MP11 | 33000 | 18 | 8.4 | 34000 | 28400 | 83.53% | 2.74 | 0 | 10 |  |  |  | No | R-410A | 2.75 | Residential & Commercial | Ducted CEE Tier 1
212627586 | Central HP <5.4 tons | COLEMAN | HRCU-A-CB (Split System: Heat Pump with Remote Outdoor Unit-Air-Source) | HMH72B341 | ASPEN |  | C(A,C,D,E)48C26+TDR | TMLE080C16MP11 | 32200 | 18 | 8.1 | 33000 | 29000 | 87.88% | 2.49 | 0 | 10 |  |  |  | No | R-410A | 2.6833 | Residential & Commercial | Ducted CEE Tier 1
212627595 | Central HP <5.4 tons | COLEMAN | HRCU-A-CB (Split System: Heat Pump with Remote Outdoor Unit-Air-Source) | HMH72B341 | ASPEN |  | D(A,C,E)42D36+TDR | TM9E080C16MP12 | 33000 | 18 | 8.1 | 33000 | 29200 | 88.48% | 2.49 | 0 | 10 |  |  |  | No | R-410A | 2.75 | Residential & Commercial | Ducted CEE Tier 1
212627571 | Central HP <5.4 tons | COLEMAN | HRCU-A-CB (Split System: Heat Pump with Remote Outdoor Unit-Air-Source) | HMH72B341 | ASPEN |  | D(A,C,E)48C36+TDR | TM8E040A12MP11 | 32800 | 18 | 8.1 | 33400 | 29000 | 86.83% | 2.48 | 0 | 10 |  |  |  | No | R-410A | 2.7333 | Residential & Commercial | Ducted CEE Tier 1
212627603 | Central HP <5.4 tons | COLEMAN | HRCU-A-CB (Split System: Heat Pump with Remote Outdoor Unit-Air-Source) | HMH72B341 | ASPEN |  | D(A,C,E)48C36+TDR | TM8E100C16MP11 | 33000 | 18 | 8.5 | 34000 | 28400 | 83.53% | 2.76 | 0 | 10 |  |  |  | No | R-410A | 2.75 | Residential & Commercial | Ducted CEE Tier 1
212627697 | Central HP <5.4 tons | COLEMAN | HRCU-A-CB (Split System: Heat Pump with Remote Outdoor Unit-Air-Source) | HMH72B341 | ASPEN |  | C(A,C,D,E)36C36+TDR | CPLC080C16MP13 | 32400 | 17.5 | 8.1 | 33800 | 27400 | 81.07% | 2.47 | 0 | 10 |  |  |  | No | R-410A | 2.7 | Residential & Commercial | Ducted CEE Tier 1
212627748 | Central HP <5.4 tons | COLEMAN | HRCU-A-CB (Split System: Heat Pump with Remote Outdoor Unit-Air-Source) | HMH72B341 | ASPEN |  | D(A,C,E)36B46+TDR | TM8V080C16MP12 | 33000 | 17.5 | 8.5 | 34000 | 27400 | 80.59% | 2.67 | 0 | 10 |  |  |  | No | R-410A | 2.75 | Residential & Commercial | Ducted CEE Tier 1
212627772 | Central HP <5.4 tons | COLEMAN | HRCU-A-CB (Split System: Heat Pump with Remote Outdoor Unit-Air-Source) | HMH72B341 | ASPEN |  | D(A,C,E)36C36+TDR | TM8V100C16MP12 | 32400 | 17.5 | 8.5 | 34000 | 27400 | 80.59% | 2.67 | 0 | 10 |  |  |  | No | R-410A | 2.7 | Residential & Commercial | Ducted CEE Tier 1
212627831 | Central HP <5.4 tons | COLEMAN | HRCU-A-CB (Split System: Heat Pump with Remote Outdoor Unit-Air-Source) | HMH72B341 | ASPEN |  | D(A,C,E)48B36+TDR | TPLC080C16MP13 | 32600 | 17.5 | 8.1 | 33800 | 27400 | 81.07% | 2.47 | 0 | 10 |  |  |  | No | R-410A | 2.7167 | Residential & Commercial | Ducted CEE Tier 1
212627847 | Central HP <5.4 tons | COLEMAN | HRCU-A-CB (Split System: Heat Pump with Remote Outdoor Unit-Air-Source) | HMH72B341 | ASPEN |  | D(A,C,E)36D36+TDR | TPLC100C16MP13 | 32800 | 17.5 | 8.1 | 33800 | 27400 | 81.07% | 2.47 | 0 | 10 |  |  |  | No | R-410A | 2.7333 | Residential & Commercial | Ducted CEE Tier 1
212627865 | Central HP <5.4 tons | COLEMAN | HRCU-A-CB (Split System: Heat Pump with Remote Outdoor Unit-Air-Source) | HMH72B341 | ASPEN |  | C(A,C,D,E)36C36+TDR | TL8E080C16UH11 | 32400 | 17.5 | 8.5 | 34000 | 27800 | 81.76% | 2.68 | 0 | 10 |  |  |  | No | R-410A | 2.7 | Residential & Commercial | Ducted CEE Tier 1
212627872 | Central HP <5.4 tons | COLEMAN | HRCU-A-CB (Split System: Heat Pump with Remote Outdoor Unit-Air-Source) | HMH72B341 | ASPEN |  | D(A,C,E)36D36+TDR | TL8E080C16UH11 | 32800 | 17.5 | 8.5 | 34000 | 27800 | 81.76% | 2.68 | 0 | 10 |  |  |  | No | R-410A | 2.7333 | Residential & Commercial | Ducted CEE Tier 1
211244561 | Central HP <5.4 tons | KEEPRITE | HRCU-A-CB (Split System: Heat Pump with Remote Outdoor Unit-Air-Source) | DLCURAH24ABK |  |  | EN(A,D)4X30L17** | *80VTL0451412A* | 24200 | 16.5 | 8.1 | 26200 | 22800 | 87.02% | 1.88 | 0 | 10.5 |  |  |  | No | R-410A | 2.0167 | Residential & Commercial | Ducted CEE Tier 1
211244444 | Central HP <5.4 tons | KEEPRITE | HRCU-A-CB (Split System: Heat Pump with Remote Outdoor Unit-Air-Source) | DLCURAH24ABK |  |  | EN(A,D)4X30L17** | *96VSN0401410A* | 23400 | 16 | 8.1 | 25800 | 24000 | 93.02% | 2 | 0 | 10 |  |  |  | No | R-410A | 1.95 | Residential & Commercial | Ducted CEE Tier 1
211242939 | Central HP <5.4 tons | KEEPRITE | HRCU-A-CB (Split System: Heat Pump with Remote Outdoor Unit-Air-Source) | DLCURAH24ABK |  |  | EA*4X37L17A* | *80VTL0701716A* | 24600 | 17 | 8.5 | 25600 | 21600 | 84.38% | 1.8 | 0 | 10.5 |  |  |  | No | R-410A | 2.05 | Residential & Commercial | Ducted CEE Tier 1
213740008 | Central HP <5.4 tons | DAY & NIGHT | HRCU-A-CB (Split System: Heat Pump with Remote Outdoor Unit-Air-Source) | DLCURAH24ABK | ADP |  | V,G36H***P449 | *96VTN0601412B* | 23600 | 17 | 8.5 | 24600 | 23600 | 95.93% | 2 | 0 | 10 |  |  |  | No | R-410A | 1.9667 | Residential & Commercial | Ducted CEE Tier 1
212981831 | Central HP <5.4 tons | GRANDAIRE | HRCU-A-CB (Split System: Heat Pump with Remote Outdoor Unit-Air-Source) | WDLCURAH18ABK |  |  | WLA*194BA* | WFEU100C060B* | 17800 | 16 | 8.1 | 17900 | 19400 | 108.4% | 2.32 | 0 | 10.5 |  |  |  | No | R-410A | 1.4833 | Residential & Commercial | Ducted CEE Tier 1
214229163 | Central HP <5.4 tons | KEEPRITE | HRCU-A-CB (Split System: Heat Pump with Remote Outdoor Unit-Air-Source) | DLCURAH24ABK |  |  | EA*4X36L17A* | *80MSU0601716A* | 23800 | 17.5 | 8.5 | 25600 | 23600 | 92.19% | 1.96 | 0 | 10 |  |  |  | No | R-410A | 1.9833 | Residential & Commercial | Ducted CEE Tier 1
212627920 | Central HP <5.4 tons | COLEMAN | HRCU-A-CB (Split System: Heat Pump with Remote Outdoor Unit-Air-Source) | HMH72B341 | ASPEN |  | D(A,C,E)42A46+TDR | CP9C100C16MP13 | 32400 | 17.5 | 8.1 | 34000 | 27400 | 80.59% | 2.47 | 0 | 10 |  |  |  | No | R-410A | 2.7 | Residential & Commercial | Ducted CEE Tier 1
212627963 | Central HP <5.4 tons | COLEMAN | HRCU-A-CB (Split System: Heat Pump with Remote Outdoor Unit-Air-Source) | HMH72B341 | ASPEN |  | D(A,C,E)36C36+TDR | TM8Y100C16MP11 | 32400 | 18.5 | 8.5 | 34000 | 27400 | 80.59% | 2.67 | 0 | 10 |  |  |  | No | R-410A | 2.7 | Residential & Commercial | Ducted CEE Tier 1
212628004 | Central HP <5.4 tons | COLEMAN | HRCU-A-CB (Split System: Heat Pump with Remote Outdoor Unit-Air-Source) | HMH72B341 | ASPEN |  | C(A,C,D,E)36C36+TDR | TP9C100C16MP13 | 32400 | 17.5 | 8.1 | 34000 | 27400 | 80.59% | 2.47 | 0 | 10 |  |  |  | No | R-410A | 2.7 | Residential & Commercial | Ducted CEE Tier 1
212628013 | Central HP <5.4 tons | COLEMAN | HRCU-A-CB (Split System: Heat Pump with Remote Outdoor Unit-Air-Source) | HMH72B341 | ASPEN |  | D(A,C,E)42B36+TDR | TP9C100C16MP13 | 32400 | 17.5 | 8.1 | 34000 | 27400 | 80.59% | 2.47 | 0 | 10 |  |  |  | No | R-410A | 2.7 | Residential & Commercial | Ducted CEE Tier 1
212982395 | Central HP <5.4 tons | GRANDAIRE | HRCU-A-CB (Split System: Heat Pump with Remote Outdoor Unit-Air-Source) | WDLCURAH18ABK |  |  | WLA*244BA* | WFEU040B036B* | 17200 | 16 | 8.5 | 18300 | 19100 | 104.4% | 2.3 | 0 | 10 |  |  |  | No | R-410A | 1.4333 | Residential & Commercial | Ducted CEE Tier 1
211245983 | Central HP <5.4 tons | ARCOAIRE | HRCU-A-CB (Split System: Heat Pump with Remote Outdoor Unit-Air-Source) | DLCURAH24ABK |  |  | FVM4X36***L |  | 24400 | 17.5 | 8.5 | 26000 | 22400 | 86.15% | 1.88 | 0 | 10.5 |  |  |  | No | R-410A | 2.0333 | Residential & Commercial | Ducted CEE Tier 1
213204392 | Central HP <5.4 tons | TEMPSTAR | HRCU-A-CB (Split System: Heat Pump with Remote Outdoor Unit-Air-Source) | DLCURAH24ABK | ASPEN |  | D(A,C,E)36C34+TDR | *80ES(N,L)0451412A* | 23800 | 16.5 | 8.5 | 26000 | 24800 | 95.38% | 2.54 | 0 | 10.4 |  |  |  | No | R-410A | 1.9833 | Residential & Commercial | Ducted CEE Tier 1
213204410 | Central HP <5.4 tons | TEMPSTAR | HRCU-A-CB (Split System: Heat Pump with Remote Outdoor Unit-Air-Source) | DLCURAH24ABK | ASPEN |  | D(A,C,E)30C44+TDR | *80ES(N,L)0701412A* | 23800 | 17 | 8.5 | 26200 | 25600 | 97.71% | 2.52 | 0 | 10 |  |  |  | No | R-410A | 1.9833 | Residential & Commercial | Ducted CEE Tier 1
213204803 | Central HP <5.4 tons | TEMPSTAR | HRCU-A-CB (Split System: Heat Pump with Remote Outdoor Unit-Air-Source) | DLCURAH24ABK | ASPEN |  | D(A,C,E)30B34+TDR | *80ES(N,L)0902120A* | 23200 | 16.7 | 8.3 | 25600 | 20000 | 78.12% | 2.92 | 0 | 10 |  |  |  | No | R-410A | 1.9333 | Residential & Commercial | Ducted CEE Tier 1
213204810 | Central HP <5.4 tons | TEMPSTAR | HRCU-A-CB (Split System: Heat Pump with Remote Outdoor Unit-Air-Source) | DLCURAH24ABK | ASPEN |  | D(A,C,E)36C34+TDR | *80ES(N,L)0902120A* | 23800 | 17 | 8.5 | 25800 | 20000 | 77.52% | 2.98 | 0 | 10.3 |  |  |  | No | R-410A | 1.9833 | Residential & Commercial | Ducted CEE Tier 1
213204837 | Central HP <5.4 tons | TEMPSTAR | HRCU-A-CB (Split System: Heat Pump with Remote Outdoor Unit-Air-Source) | DLCURAH24ABK | ASPEN |  | D(A,C,E)24B44+TDR | *92ESN0401712A* | 23400 | 16 | 8.5 | 26000 | 20400 | 78.46% | 2.87 | 0 | 10 |  |  |  | No | R-410A | 1.95 | Residential & Commercial | Ducted CEE Tier 1
213204844 | Central HP <5.4 tons | TEMPSTAR | HRCU-A-CB (Split System: Heat Pump with Remote Outdoor Unit-Air-Source) | DLCURAH24ABK | ASPEN |  | D(A,C,E)36B34+TDR | *92ESN0401712A* | 23800 | 16 | 8.5 | 26000 | 20400 | 78.46% | 2.87 | 0 | 10 |  |  |  | No | R-410A | 1.9833 | Residential & Commercial | Ducted CEE Tier 1
213204846 | Central HP <5.4 tons | TEMPSTAR | HRCU-A-CB (Split System: Heat Pump with Remote Outdoor Unit-Air-Source) | DLCURAH24ABK | ASPEN |  | D(A,C,E)36C34+TDR | *92ESN0401712A* | 23800 | 16 | 8.5 | 26000 | 20400 | 78.46% | 2.87 | 0 | 10 |  |  |  | No | R-410A | 1.9833 | Residential & Commercial | Ducted CEE Tier 1
213204921 | Central HP <5.4 tons | TEMPSTAR | HRCU-A-CB (Split System: Heat Pump with Remote Outdoor Unit-Air-Source) | DLCURAH24ABK | ASPEN |  | D(A,C,E)30B34+TDR | *95ESN0401410A* | 23800 | 15.2 | 8.5 | 26600 | 20600 | 77.44% | 2.84 | 0 | 10 |  |  |  | No | R-410A | 1.9833 | Residential & Commercial | Ducted CEE Tier 1
213204953 | Central HP <5.4 tons | TEMPSTAR | HRCU-A-CB (Split System: Heat Pump with Remote Outdoor Unit-Air-Source) | DLCURAH24ABK | ASPEN |  | D(A,C,E)24B44+TDR | *95ESN0601714A* | 23400 | 16.3 | 8.4 | 26000 | 20200 | 77.69% | 2.94 | 0 | 10.2 |  |  |  | No | R-410A | 1.95 | Residential & Commercial | Ducted CEE Tier 1
215291897 | Central HP <5.4 tons | AIRQUEST | HRCU-A-CB (Split System: Heat Pump with Remote Outdoor Unit-Air-Source) | DLCURAH24ABK | ADP |  | HG9J936 | *92MSN0401712A* | 23600 | 16 | 8.5 | 24800 | 23600 | 95.16% | 1.96 | 0 | 10 |  |  |  | No | R-410A | 1.9667 | Residential & Commercial | Ducted CEE Tier 1
215291915 | Central HP <5.4 tons | AIRQUEST | HRCU-A-CB (Split System: Heat Pump with Remote Outdoor Unit-Air-Source) | DLCURAH24ABK | ADP |  | HE31930 | *92MSN0601412A* | 22800 | 16 | 8.5 | 24800 | 23400 | 94.35% | 1.98 | 0 | 10 |  |  |  | No | R-410A | 1.9 | Residential & Commercial | Ducted CEE Tier 1
215291983 | Central HP <5.4 tons | AIRQUEST | HRCU-A-CB (Split System: Heat Pump with Remote Outdoor Unit-Air-Source) | DLCURAH24ABK | ADP |  | H,GG35936 | *92MSN0601714A* | 23600 | 17 | 8.5 | 24800 | 24000 | 96.77% | 2.02 | 0 | 10.5 |  |  |  | No | R-410A | 1.9667 | Residential & Commercial | Ducted CEE Tier 1
215292015 | Central HP <5.4 tons | AIRQUEST | HRCU-A-CB (Split System: Heat Pump with Remote Outdoor Unit-Air-Source) | DLCURAH24ABK | ADP |  | HG31930 | *92MSN0801716A* | 22400 | 17 | 8.5 | 24600 | 24200 | 98.37% | 2.04 | 0 | 10 |  |  |  | No | R-410A | 1.8667 | Residential & Commercial | Ducted CEE Tier 1
215292049 | Central HP <5.4 tons | AIRQUEST | HRCU-A-CB (Split System: Heat Pump with Remote Outdoor Unit-Air-Source) | DLCURAH24ABK | ADP |  | HG8J936 | *92MSN0801716A* | 23400 | 17 | 8.5 | 24600 | 24200 | 98.37% | 2.04 | 0 | 10.5 |  |  |  | No | R-410A | 1.95 | Residential & Commercial | Ducted CEE Tier 1
215292097 | Central HP <5.4 tons | AIRQUEST | HRCU-A-CB (Split System: Heat Pump with Remote Outdoor Unit-Air-Source) | DLCURAH24ABK | ADP |  | HG7J936 | *92MSN0802120A* | 22800 | 17 | 8.5 | 24600 | 24400 | 99.19% | 2.08 | 0 | 10 |  |  |  | No | R-410A | 1.9 | Residential & Commercial | Ducted CEE Tier 1
215292106 | Central HP <5.4 tons | AIRQUEST | HRCU-A-CB (Split System: Heat Pump with Remote Outdoor Unit-Air-Source) | DLCURAH24ABK | ADP |  | H,GE9J936 | *92MSN0802120A* | 23400 | 17 | 8.5 | 24600 | 24400 | 99.19% | 2.08 | 0 | 10.5 |  |  |  | No | R-410A | 1.95 | Residential & Commercial | Ducted CEE Tier 1
215292122 | Central HP <5.4 tons | AIRQUEST | HRCU-A-CB (Split System: Heat Pump with Remote Outdoor Unit-Air-Source) | DLCURAH24ABK | ADP |  | HE31924 | *92MSN1002120A* | 22600 | 17 | 8.5 | 24800 | 23800 | 95.97% | 2.02 | 0 | 10 |  |  |  | No | R-410A | 1.8833 | Residential & Commercial | Ducted CEE Tier 1
215292649 | Central HP <5.4 tons | AIRQUEST | HRCU-A-CB (Split System: Heat Pump with Remote Outdoor Unit-Air-Source) | DLCURAH24ABK | ADP |  | H,GG34936 | *96VTN0401712A* | 23400 | 16 | 8.5 | 24200 | 23200 | 95.87% | 1.94 | 0 | 10 |  |  |  | No | R-410A | 1.95 | Residential & Commercial | Ducted CEE Tier 1
215292674 | Central HP <5.4 tons | AIRQUEST | HRCU-A-CB (Split System: Heat Pump with Remote Outdoor Unit-Air-Source) | DLCURAH24ABK | ADP |  | H,GG81936 | *96VTN0401712A* | 23400 | 16 | 8.5 | 24200 | 23200 | 95.87% | 1.94 | 0 | 10 |  |  |  | No | R-410A | 1.95 | Residential & Commercial | Ducted CEE Tier 1
215292715 | Central HP <5.4 tons | AIRQUEST | HRCU-A-CB (Split System: Heat Pump with Remote Outdoor Unit-Air-Source) | DLCURAH24ABK | ADP |  | HG8J936 | *96VTN0401712B* | 23200 | 16 | 8.5 | 24600 | 23800 | 96.75% | 2 | 0 | 10 |  |  |  | No | R-410A | 1.9333 | Residential & Commercial | Ducted CEE Tier 1
215292717 | Central HP <5.4 tons | AIRQUEST | HRCU-A-CB (Split System: Heat Pump with Remote Outdoor Unit-Air-Source) | DLCURAH24ABK | ADP |  | HE8J936 | *96VTN0401712B* | 23200 | 16 | 8.5 | 24600 | 23800 | 96.75% | 2 | 0 | 10 |  |  |  | No | R-410A | 1.9333 | Residential & Commercial | Ducted CEE Tier 1
215292726 | Central HP <5.4 tons | AIRQUEST | HRCU-A-CB (Split System: Heat Pump with Remote Outdoor Unit-Air-Source) | DLCURAH24ABK | ADP |  | HG81936 | *96VTN0401712B* | 23400 | 16 | 8.5 | 24600 | 23800 | 96.75% | 2 | 0 | 10 |  |  |  | No | R-410A | 1.95 | Residential & Commercial | Ducted CEE Tier 1
213927966 | Central HP <5.4 tons | WESTINGHOUSE | HRCU-A-C (Split System: Heat Pump with Remote Outdoor Unit with No Indoor Fan --Air Source) | WHM36SZA21S | ASPEN |  | D(A,C,E)37E34+TDR |  | 29800 | 15.5 | 9.4 | 30000 | 24200 | 80.67% | 2.08 | 0 | 11.3 |  |  |  | No | R-410A | 2.4833 | Residential & Commercial | Ducted CEE Tier 1
215291904 | Central HP <5.4 tons | AIRQUEST | HRCU-A-CB (Split System: Heat Pump with Remote Outdoor Unit-Air-Source) | DLCURAH24ABK | ADP |  | HG81936 | *92MSN0401712A* | 23600 | 16 | 8.5 | 24800 | 23600 | 95.16% | 1.96 | 0 | 10 |  |  |  | No | R-410A | 1.9667 | Residential & Commercial | Ducted CEE Tier 1
215291913 | Central HP <5.4 tons | AIRQUEST | HRCU-A-CB (Split System: Heat Pump with Remote Outdoor Unit-Air-Source) | DLCURAH24ABK | ADP |  | H,GE31930 | *92MSN0601412A* | 22800 | 16 | 8.5 | 24800 | 23400 | 94.35% | 1.98 | 0 | 10 |  |  |  | No | R-410A | 1.9 | Residential & Commercial | Ducted CEE Tier 1
215291931 | Central HP <5.4 tons | AIRQUEST | HRCU-A-CB (Split System: Heat Pump with Remote Outdoor Unit-Air-Source) | DLCURAH24ABK | ADP |  | H,GG35936 | *92MSN0601412A* | 23800 | 17 | 8.5 | 24800 | 23400 | 94.35% | 1.98 | 0 | 10.5 |  |  |  | No | R-410A | 1.9833 | Residential & Commercial | Ducted CEE Tier 1
215291947 | Central HP <5.4 tons | AIRQUEST | HRCU-A-CB (Split System: Heat Pump with Remote Outdoor Unit-Air-Source) | DLCURAH24ABK | ADP |  | HE8J936 | *92MSN0601412A* | 23600 | 17 | 8.5 | 24800 | 23400 | 94.35% | 1.98 | 0 | 10.5 |  |  |  | No | R-410A | 1.9667 | Residential & Commercial | Ducted CEE Tier 1
215291949 | Central HP <5.4 tons | AIRQUEST | HRCU-A-CB (Split System: Heat Pump with Remote Outdoor Unit-Air-Source) | DLCURAH24ABK | ADP |  | HG9J936 | *92MSN0601412A* | 23800 | 17 | 8.5 | 24800 | 23400 | 94.35% | 1.98 | 0 | 10.5 |  |  |  | No | R-410A | 1.9833 | Residential & Commercial | Ducted CEE Tier 1
215292088 | Central HP <5.4 tons | AIRQUEST | HRCU-A-CB (Split System: Heat Pump with Remote Outdoor Unit-Air-Source) | DLCURAH24ABK | ADP |  | HG35936 | *92MSN0802120A* | 23400 | 17 | 8.5 | 24600 | 24400 | 99.19% | 2.08 | 0 | 10.5 |  |  |  | No | R-410A | 1.95 | Residential & Commercial | Ducted CEE Tier 1
215292090 | Central HP <5.4 tons | AIRQUEST | HRCU-A-CB (Split System: Heat Pump with Remote Outdoor Unit-Air-Source) | DLCURAH24ABK | ADP |  | HE35936 | *92MSN0802120A* | 23400 | 17 | 8.5 | 24600 | 24400 | 99.19% | 2.08 | 0 | 10.5 |  |  |  | No | R-410A | 1.95 | Residential & Commercial | Ducted CEE Tier 1
215292115 | Central HP <5.4 tons | AIRQUEST | HRCU-A-CB (Split System: Heat Pump with Remote Outdoor Unit-Air-Source) | DLCURAH24ABK | ADP |  | H,GG24936 | *92MSN1002120A* | 23000 | 17 | 8.5 | 24800 | 23800 | 95.97% | 2.02 | 0 | 10 |  |  |  | No | R-410A | 1.9167 | Residential & Commercial | Ducted CEE Tier 1
215292131 | Central HP <5.4 tons | AIRQUEST | HRCU-A-CB (Split System: Heat Pump with Remote Outdoor Unit-Air-Source) | DLCURAH24ABK | ADP |  | H,GG33936 | *92MSN1002120A* | 23200 | 17 | 8.5 | 24800 | 23800 | 95.97% | 2.02 | 0 | 10 |  |  |  | No | R-410A | 1.9333 | Residential & Commercial | Ducted CEE Tier 1
215292156 | Central HP <5.4 tons | AIRQUEST | HRCU-A-CB (Split System: Heat Pump with Remote Outdoor Unit-Air-Source) | DLCURAH24ABK | ADP |  | H,GG9J936 | *92MSN1002120A* | 23600 | 17 | 8.5 | 24800 | 23800 | 95.97% | 2.02 | 0 | 10.5 |  |  |  | No | R-410A | 1.9667 | Residential & Commercial | Ducted CEE Tier 1
215292183 | Central HP <5.4 tons | AIRQUEST | HRCU-A-CB (Split System: Heat Pump with Remote Outdoor Unit-Air-Source) | DLCURAH24ABK | ADP |  | H,GG33936 | *96MSN0261410A* | 23400 | 16 | 8.5 | 25400 | 25800 | 101.6% | 2.2 | 0 | 10 |  |  |  | No | R-410A | 1.95 | Residential & Commercial | Ducted CEE Tier 1
215292190 | Central HP <5.4 tons | AIRQUEST | HRCU-A-CB (Split System: Heat Pump with Remote Outdoor Unit-Air-Source) | DLCURAH24ABK | ADP |  | HE34936 | *96MSN0261410A* | 23400 | 16 | 8.5 | 24800 | 24200 | 97.58% | 2.04 | 0 | 10 |  |  |  | No | R-410A | 1.95 | Residential & Commercial | Ducted CEE Tier 1
215292192 | Central HP <5.4 tons | AIRQUEST | HRCU-A-CB (Split System: Heat Pump with Remote Outdoor Unit-Air-Source) | DLCURAH24ABK | ADP |  | HG35936 | *96MSN0261410A* | 23400 | 16 | 8.5 | 24600 | 24600 | 100% | 2.08 | 0 | 10 |  |  |  | No | R-410A | 1.95 | Residential & Commercial | Ducted CEE Tier 1
215292206 | Central HP <5.4 tons | AIRQUEST | HRCU-A-CB (Split System: Heat Pump with Remote Outdoor Unit-Air-Source) | DLCURAH24ABK | ADP |  | H,GE8J936 | *96MSN0261410A* | 23400 | 16 | 8.5 | 25400 | 25800 | 101.6% | 2.2 | 0 | 10 |  |  |  | No | R-410A | 1.95 | Residential & Commercial | Ducted CEE Tier 1
215292208 | Central HP <5.4 tons | AIRQUEST | HRCU-A-CB (Split System: Heat Pump with Remote Outdoor Unit-Air-Source) | DLCURAH24ABK | ADP |  | H,GG9J936 | *96MSN0261410A* | 23400 | 16 | 8.5 | 24600 | 24600 | 100% | 2.08 | 0 | 10 |  |  |  | No | R-410A | 1.95 | Residential & Commercial | Ducted CEE Tier 1
215292617 | Central HP <5.4 tons | AIRQUEST | HRCU-A-CB (Split System: Heat Pump with Remote Outdoor Unit-Air-Source) | DLCURAH24ABK | ADP |  | H,GE8J936 | *96VTN0401410B* | 23200 | 16 | 8.5 | 24800 | 24400 | 98.39% | 2.06 | 0 | 10 |  |  |  | No | R-410A | 1.9333 | Residential & Commercial | Ducted CEE Tier 1
215292656 | Central HP <5.4 tons | AIRQUEST | HRCU-A-CB (Split System: Heat Pump with Remote Outdoor Unit-Air-Source) | DLCURAH24ABK | ADP |  | H,GG36936 | *96VTN0401712A* | 23400 | 16 | 8.5 | 24200 | 23200 | 95.87% | 1.96 | 0 | 10 |  |  |  | No | R-410A | 1.95 | Residential & Commercial | Ducted CEE Tier 1
215292665 | Central HP <5.4 tons | AIRQUEST | HRCU-A-CB (Split System: Heat Pump with Remote Outdoor Unit-Air-Source) | DLCURAH24ABK | ADP |  | HG8J936 | *96VTN0401712A* | 23200 | 16 | 8.5 | 24200 | 23200 | 95.87% | 1.96 | 0 | 10 |  |  |  | No | R-410A | 1.9333 | Residential & Commercial | Ducted CEE Tier 1
215292699 | Central HP <5.4 tons | AIRQUEST | HRCU-A-CB (Split System: Heat Pump with Remote Outdoor Unit-Air-Source) | DLCURAH24ABK | ADP |  | H,GE34936 | *96VTN0401712B* | 23200 | 16 | 8.5 | 24600 | 23800 | 96.75% | 2 | 0 | 10 |  |  |  | No | R-410A | 1.9333 | Residential & Commercial | Ducted CEE Tier 1
215292724 | Central HP <5.4 tons | AIRQUEST | HRCU-A-CB (Split System: Heat Pump with Remote Outdoor Unit-Air-Source) | DLCURAH24ABK | ADP |  | HG80936 | *96VTN0401712B* | 23400 | 16 | 8.5 | 24600 | 23800 | 96.75% | 2 | 0 | 10 |  |  |  | No | R-410A | 1.95 | Residential & Commercial | Ducted CEE Tier 1
215292767 | Central HP <5.4 tons | AIRQUEST | HRCU-A-CB (Split System: Heat Pump with Remote Outdoor Unit-Air-Source) | DLCURAH24ABK | ADP |  | H,GG9J936 | *96VTN0601412A* | 23600 | 16 | 8.5 | 24200 | 23000 | 95.04% | 1.94 | 0 | 10 |  |  |  | No | R-410A | 1.9667 | Residential & Commercial | Ducted CEE Tier 1
215292790 | Central HP <5.4 tons | AIRQUEST | HRCU-A-CB (Split System: Heat Pump with Remote Outdoor Unit-Air-Source) | DLCURAH24ABK | ADP |  | H,GE32936 | *96VTN0601412B* | 23200 | 16 | 8.5 | 25200 | 26400 | 104.8% | 2.28 | 0 | 10 |  |  |  | No | R-410A | 1.9333 | Residential & Commercial | Ducted CEE Tier 1
215292835 | Central HP <5.4 tons | AIRQUEST | HRCU-A-CB (Split System: Heat Pump with Remote Outdoor Unit-Air-Source) | DLCURAH24ABK | ADP |  | HE31930 | *96VTN0601714A* | 23400 | 16 | 8.5 | 25200 | 24000 | 95.24% | 2.02 | 0 | 10 |  |  |  | No | R-410A | 1.95 | Residential & Commercial | Ducted CEE Tier 1
215292865 | Central HP <5.4 tons | AIRQUEST | HRCU-A-CB (Split System: Heat Pump with Remote Outdoor Unit-Air-Source) | DLCURAH24ABK | ADP |  | HE8J936 | *96VTN0601714A* | 24000 | 16 | 8.5 | 24400 | 22400 | 91.8% | 1.88 | 0 | 10 |  |  |  | No | R-410A | 2 | Residential & Commercial | Ducted CEE Tier 1
215292874 | Central HP <5.4 tons | AIRQUEST | HRCU-A-CB (Split System: Heat Pump with Remote Outdoor Unit-Air-Source) | DLCURAH24ABK | ADP |  | H,GE23936 | *96VTN0601716B* | 23000 | 16 | 9 | 24400 | 22800 | 93.44% | 1.92 | 0 | 10 |  |  |  | No | R-410A | 1.9167 | Residential & Commercial | Ducted CEE Tier 1
215292919 | Central HP <5.4 tons | AIRQUEST | HRCU-A-CB (Split System: Heat Pump with Remote Outdoor Unit-Air-Source) | DLCURAH24ABK | ADP |  | H,GG1K936 | *96VTN0601716B* | 24000 | 16 | 9 | 24400 | 22800 | 93.44% | 1.92 | 0 | 10.5 |  |  |  | No | R-410A | 2 | Residential & Commercial | Ducted CEE Tier 1
215292942 | Central HP <5.4 tons | AIRQUEST | HRCU-A-CB (Split System: Heat Pump with Remote Outdoor Unit-Air-Source) | DLCURAH24ABK | ADP |  | H,GG33936 | *96VTN0801716A* | 24000 | 16 | 8.1 | 24600 | 22600 | 91.87% | 1.9 | 0 | 10.5 |  |  |  | No | R-410A | 2 | Residential & Commercial | Ducted CEE Tier 1
215292949 | Central HP <5.4 tons | AIRQUEST | HRCU-A-CB (Split System: Heat Pump with Remote Outdoor Unit-Air-Source) | DLCURAH24ABK | ADP |  | HE34936 | *96VTN0801716A* | 24200 | 16 | 8.1 | 24600 | 22600 | 91.87% | 1.9 | 0 | 10.5 |  |  |  | No | R-410A | 2.0167 | Residential & Commercial | Ducted CEE Tier 1
215292951 | Central HP <5.4 tons | AIRQUEST | HRCU-A-CB (Split System: Heat Pump with Remote Outdoor Unit-Air-Source) | DLCURAH24ABK | ADP |  | H,GE35936 | *96VTN0801716A* | 24200 | 16 | 8.1 | 24600 | 22600 | 91.87% | 1.9 | 0 | 10.5 |  |  |  | No | R-410A | 2.0167 | Residential & Commercial | Ducted CEE Tier 1
215292965 | Central HP <5.4 tons | AIRQUEST | HRCU-A-CB (Split System: Heat Pump with Remote Outdoor Unit-Air-Source) | DLCURAH24ABK | ADP |  | H,GG9J936 | *96VTN0801716A* | 24200 | 16 | 8.1 | 24600 | 22600 | 91.87% | 1.9 | 0 | 10.5 |  |  |  | No | R-410A | 2.0167 | Residential & Commercial | Ducted CEE Tier 1
215292967 | Central HP <5.4 tons | AIRQUEST | HRCU-A-CB (Split System: Heat Pump with Remote Outdoor Unit-Air-Source) | DLCURAH24ABK | ADP |  | H,GG1K936 | *96VTN0801716A* | 24200 | 16 | 8.1 | 24600 | 22600 | 91.87% | 1.9 | 0 | 10.5 |  |  |  | No | R-410A | 2.0167 | Residential & Commercial | Ducted CEE Tier 1
215292969 | Central HP <5.4 tons | AIRQUEST | HRCU-A-CB (Split System: Heat Pump with Remote Outdoor Unit-Air-Source) | DLCURAH24ABK | ADP |  | H,GG80936 | *96VTN0801716A* | 24200 | 16 | 8.1 | 24600 | 22600 | 91.87% | 1.9 | 0 | 10.5 |  |  |  | No | R-410A | 2.0167 | Residential & Commercial | Ducted CEE Tier 1
215292994 | Central HP <5.4 tons | AIRQUEST | HRCU-A-CB (Split System: Heat Pump with Remote Outdoor Unit-Air-Source) | DLCURAH24ABK | ADP |  | H,GG34936 | *96VTN0801716B* | 23400 | 17 | 8.5 | 24400 | 23800 | 97.54% | 2.02 | 0 | 10 |  |  |  | No | R-410A | 1.95 | Residential & Commercial | Ducted CEE Tier 1
215293026 | Central HP <5.4 tons | AIRQUEST | HRCU-A-CB (Split System: Heat Pump with Remote Outdoor Unit-Air-Source) | DLCURAH24ABK | ADP |  | H,GG24936 | *96VTN0802120A* | 23000 | 17 | 8.1 | 24200 | 23400 | 96.69% | 1.98 | 0 | 10 |  |  |  | No | R-410A | 1.9167 | Residential & Commercial | Ducted CEE Tier 1
215293042 | Central HP <5.4 tons | AIRQUEST | HRCU-A-CB (Split System: Heat Pump with Remote Outdoor Unit-Air-Source) | DLCURAH24ABK | ADP |  | HG33936 | *96VTN0802120A* | 23200 | 17 | 8.1 | 24200 | 23400 | 96.69% | 1.98 | 0 | 10 |  |  |  | No | R-410A | 1.9333 | Residential & Commercial | Ducted CEE Tier 1
215293044 | Central HP <5.4 tons | AIRQUEST | HRCU-A-CB (Split System: Heat Pump with Remote Outdoor Unit-Air-Source) | DLCURAH24ABK | ADP |  | HE33936 | *96VTN0802120A* | 23200 | 17 | 8.1 | 24200 | 23400 | 96.69% | 1.98 | 0 | 10 |  |  |  | No | R-410A | 1.9333 | Residential & Commercial | Ducted CEE Tier 1
215293101 | Central HP <5.4 tons | AIRQUEST | HRCU-A-CB (Split System: Heat Pump with Remote Outdoor Unit-Air-Source) | DLCURAH24ABK | ADP |  | H,GG36936 | *96VTN0802120B* | 23800 | 17 | 8.5 | 24800 | 23600 | 95.16% | 1.98 | 0 | 10.5 |  |  |  | No | R-410A | 1.9833 | Residential & Commercial | Ducted CEE Tier 1
215293110 | Central HP <5.4 tons | AIRQUEST | HRCU-A-CB (Split System: Heat Pump with Remote Outdoor Unit-Air-Source) | DLCURAH24ABK | ADP |  | HE7J936 | *96VTN0802120B* | 23400 | 17 | 8.5 | 24800 | 23600 | 95.16% | 1.98 | 0 | 10 |  |  |  | No | R-410A | 1.95 | Residential & Commercial | Ducted CEE Tier 1
215293117 | Central HP <5.4 tons | AIRQUEST | HRCU-A-CB (Split System: Heat Pump with Remote Outdoor Unit-Air-Source) | DLCURAH24ABK | ADP |  | H,GG1K936 | *96VTN0802120B* | 23800 | 17 | 8.5 | 24800 | 23600 | 95.16% | 1.98 | 0 | 10.5 |  |  |  | No | R-410A | 1.9833 | Residential & Commercial | Ducted CEE Tier 1
215293124 | Central HP <5.4 tons | AIRQUEST | HRCU-A-CB (Split System: Heat Pump with Remote Outdoor Unit-Air-Source) | DLCURAH24ABK | ADP |  | H,GE23936 | *96VTN1002120A* | 22800 | 16 | 8.1 | 24400 | 23000 | 94.26% | 1.94 | 0 | 10 |  |  |  | No | R-410A | 1.9 | Residential & Commercial | Ducted CEE Tier 1
215293210 | Central HP <5.4 tons | AIRQUEST | HRCU-A-CB (Split System: Heat Pump with Remote Outdoor Unit-Air-Source) | DLCURAH24ABK | ADP |  | HG8J936 | *96VTN1002120B* | 23400 | 17 | 8.5 | 24600 | 24200 | 98.37% | 2.04 | 0 | 10.5 |  |  |  | No | R-410A | 1.95 | Residential & Commercial | Ducted CEE Tier 1
215292247 | Central HP <5.4 tons | AIRQUEST | HRCU-A-CB (Split System: Heat Pump with Remote Outdoor Unit-Air-Source) | DLCURAH24ABK | ADP |  | H,GG36936 | *96MSN0401410A* | 23600 | 16 | 8.5 | 24600 | 23600 | 95.93% | 1.98 | 0 | 10 |  |  |  | No | R-410A | 1.9667 | Residential & Commercial | Ducted CEE Tier 1
215292256 | Central HP <5.4 tons | AIRQUEST | HRCU-A-CB (Split System: Heat Pump with Remote Outdoor Unit-Air-Source) | DLCURAH24ABK | ADP |  | HE7J936 | *96MSN0401410A* | 23200 | 16 | 8.5 | 25400 | 24800 | 97.64% | 2.1 | 0 | 10 |  |  |  | No | R-410A | 1.9333 | Residential & Commercial | Ducted CEE Tier 1
215292358 | Central HP <5.4 tons | AIRQUEST | HRCU-A-CB (Split System: Heat Pump with Remote Outdoor Unit-Air-Source) | DLCURAH24ABK | ADP |  | H,GE7J924 | *96MSN0601412A* | 23400 | 16 | 8.5 | 25400 | 26000 | 102.4% | 2.22 | 0 | 10 |  |  |  | No | R-410A | 1.95 | Residential & Commercial | Ducted CEE Tier 1
215292372 | Central HP <5.4 tons | AIRQUEST | HRCU-A-CB (Split System: Heat Pump with Remote Outdoor Unit-Air-Source) | DLCURAH24ABK | ADP |  | HG81936 | *96MSN0601412A* | 23600 | 16 | 8.5 | 24600 | 23400 | 95.12% | 1.98 | 0 | 10 |  |  |  | No | R-410A | 1.9667 | Residential & Commercial | Ducted CEE Tier 1
215292749 | Central HP <5.4 tons | AIRQUEST | HRCU-A-CB (Split System: Heat Pump with Remote Outdoor Unit-Air-Source) | DLCURAH24ABK | ADP |  | HG34936 | *96VTN0601412A* | 23600 | 16 | 8.5 | 24200 | 23000 | 95.04% | 1.94 | 0 | 10 |  |  |  | No | R-410A | 1.9667 | Residential & Commercial | Ducted CEE Tier 1
215292751 | Central HP <5.4 tons | AIRQUEST | HRCU-A-CB (Split System: Heat Pump with Remote Outdoor Unit-Air-Source) | DLCURAH24ABK | ADP |  | HE34936 | *96VTN0601412A* | 23600 | 16 | 8.5 | 24200 | 23000 | 95.04% | 1.94 | 0 | 10 |  |  |  | No | R-410A | 1.9667 | Residential & Commercial | Ducted CEE Tier 1
215292760 | Central HP <5.4 tons | AIRQUEST | HRCU-A-CB (Split System: Heat Pump with Remote Outdoor Unit-Air-Source) | DLCURAH24ABK | ADP |  | HG7J924 | *96VTN0601412A* | 23200 | 16 | 8.5 | 24800 | 24200 | 97.58% | 2.04 | 0 | 10 |  |  |  | No | R-410A | 1.9333 | Residential & Commercial | Ducted CEE Tier 1
215292765 | Central HP <5.4 tons | AIRQUEST | HRCU-A-CB (Split System: Heat Pump with Remote Outdoor Unit-Air-Source) | DLCURAH24ABK | ADP |  | H,GE8J936 | *96VTN0601412A* | 23400 | 16 | 8.5 | 24200 | 23000 | 95.04% | 1.94 | 0 | 10 |  |  |  | No | R-410A | 1.95 | Residential & Commercial | Ducted CEE Tier 1
215292785 | Central HP <5.4 tons | AIRQUEST | HRCU-A-CB (Split System: Heat Pump with Remote Outdoor Unit-Air-Source) | DLCURAH24ABK | ADP |  | H,GG32930 | *96VTN0601412B* | 23200 | 16 | 8.5 | 25200 | 26600 | 105.6% | 2.3 | 0 | 10 |  |  |  | No | R-410A | 1.9333 | Residential & Commercial | Ducted CEE Tier 1
215292815 | Central HP <5.4 tons | AIRQUEST | HRCU-A-CB (Split System: Heat Pump with Remote Outdoor Unit-Air-Source) | DLCURAH24ABK | ADP |  | H,GE8J936 | *96VTN0601412B* | 23400 | 17 | 8.5 | 24600 | 23600 | 95.93% | 2 | 0 | 10 |  |  |  | No | R-410A | 1.95 | Residential & Commercial | Ducted CEE Tier 1
215292851 | Central HP <5.4 tons | AIRQUEST | HRCU-A-CB (Split System: Heat Pump with Remote Outdoor Unit-Air-Source) | DLCURAH24ABK | ADP |  | H,GG35936 | *96VTN0601714A* | 24000 | 16 | 8.5 | 24400 | 22400 | 91.8% | 1.88 | 0 | 10 |  |  |  | No | R-410A | 2 | Residential & Commercial | Ducted CEE Tier 1
215292876 | Central HP <5.4 tons | AIRQUEST | HRCU-A-CB (Split System: Heat Pump with Remote Outdoor Unit-Air-Source) | DLCURAH24ABK | ADP |  | H,GE24936 | *96VTN0601716B* | 23400 | 16 | 9 | 24400 | 22800 | 93.44% | 1.92 | 0 | 10 |  |  |  | No | R-410A | 1.95 | Residential & Commercial | Ducted CEE Tier 1
215292890 | Central HP <5.4 tons | AIRQUEST | HRCU-A-CB (Split System: Heat Pump with Remote Outdoor Unit-Air-Source) | DLCURAH24ABK | ADP |  | HE32936 | *96VTN0601716B* | 23400 | 16 | 9 | 24400 | 22800 | 93.44% | 1.92 | 0 | 10 |  |  |  | No | R-410A | 1.95 | Residential & Commercial | Ducted CEE Tier 1
215292901 | Central HP <5.4 tons | AIRQUEST | HRCU-A-CB (Split System: Heat Pump with Remote Outdoor Unit-Air-Source) | DLCURAH24ABK | ADP |  | H,GE35936 | *96VTN0601716B* | 24000 | 16 | 9 | 24400 | 22800 | 93.44% | 1.92 | 0 | 10.5 |  |  |  | No | R-410A | 2 | Residential & Commercial | Ducted CEE Tier 1
215292910 | Central HP <5.4 tons | AIRQUEST | HRCU-A-CB (Split System: Heat Pump with Remote Outdoor Unit-Air-Source) | DLCURAH24ABK | ADP |  | H,GE7J924 | *96VTN0601716B* | 23600 | 16 | 9 | 24400 | 22800 | 93.44% | 1.92 | 0 | 10 |  |  |  | No | R-410A | 1.9667 | Residential & Commercial | Ducted CEE Tier 1
215293319 | Central HP <5.4 tons | AIRQUEST | HRCU-A-CB (Split System: Heat Pump with Remote Outdoor Unit-Air-Source) | DLCURAH24ABK | ADP |  | H,GG81936 | *96VTN1002122B* | 23800 | 17 | 8.5 | 24800 | 23400 | 94.35% | 1.98 | 0 | 10.5 |  |  |  | No | R-410A | 1.9833 | Residential & Commercial | Ducted CEE Tier 1
215291881 | Central HP <5.4 tons | AIRQUEST | HRCU-A-CB (Split System: Heat Pump with Remote Outdoor Unit-Air-Source) | DLCURAH24ABK | ADP |  | H,GE35936 | *92MSN0401712A* | 23600 | 16 | 8.5 | 24800 | 23600 | 95.16% | 1.96 | 0 | 10 |  |  |  | No | R-410A | 1.9667 | Residential & Commercial | Ducted CEE Tier 1
215291924 | Central HP <5.4 tons | AIRQUEST | HRCU-A-CB (Split System: Heat Pump with Remote Outdoor Unit-Air-Source) | DLCURAH24ABK | ADP |  | HG33936 | *92MSN0601412A* | 23600 | 17 | 8.5 | 24800 | 23400 | 94.35% | 1.98 | 0 | 10.5 |  |  |  | No | R-410A | 1.9667 | Residential & Commercial | Ducted CEE Tier 1
215291929 | Central HP <5.4 tons | AIRQUEST | HRCU-A-CB (Split System: Heat Pump with Remote Outdoor Unit-Air-Source) | DLCURAH24ABK | ADP |  | H,GE34936 | *92MSN0601412A* | 23800 | 17 | 8.5 | 24800 | 23400 | 94.35% | 1.98 | 0 | 10.5 |  |  |  | No | R-410A | 1.9833 | Residential & Commercial | Ducted CEE Tier 1
215291940 | Central HP <5.4 tons | AIRQUEST | HRCU-A-CB (Split System: Heat Pump with Remote Outdoor Unit-Air-Source) | DLCURAH24ABK | ADP |  | HG7J924 | *92MSN0601412A* | 23400 | 17 | 8.5 | 24800 | 23400 | 94.35% | 1.98 | 0 | 10 |  |  |  | No | R-410A | 1.95 | Residential & Commercial | Ducted CEE Tier 1
215291954 | Central HP <5.4 tons | AIRQUEST | HRCU-A-CB (Split System: Heat Pump with Remote Outdoor Unit-Air-Source) | DLCURAH24ABK | ADP |  | HG80936 | *92MSN0601412A* | 23800 | 17 | 8.5 | 24800 | 23400 | 94.35% | 1.98 | 0 | 10.5 |  |  |  | No | R-410A | 1.9833 | Residential & Commercial | Ducted CEE Tier 1
215676080 | Central HP <5.4 tons | KEEPRITE | HRCU-A-CB (Split System: Heat Pump with Remote Outdoor Unit-Air-Source) | C5H0V48*K*AAA* |  |  | EVM5X61M24A*+WALLCON | *96CTN1002122B* | 48500 | 19.5 | 9.5 | 50000 | 36600 | 73.2% | 2.12 | 0 | 10.5 |  |  |  | No | R-454B | 4.0417 | Residential & Commercial | Ducted CEE Tier 1
215675810 | Central HP <5.4 tons | KEEPRITE | HRCU-A-CB (Split System: Heat Pump with Remote Outdoor Unit-Air-Source) | C5H0V48*K*AAA* |  |  | EVM5X60M21A*+WALLCON | *97CMN0802120B* | 48000 | 19 | 9 | 50000 | 36800 | 73.6% | 2 | 0 | 10 |  |  |  | No | R-454B | 4 | Residential & Commercial | Ducted CEE Tier 1
215675880 | Central HP <5.4 tons | KEEPRITE | HRCU-A-CB (Split System: Heat Pump with Remote Outdoor Unit-Air-Source) | C5H0V48*K*AAA* |  |  | EVM5X60M24A*+WALLCON | *80CTL0902120B* | 48000 | 19 | 9 | 50000 | 36400 | 72.8% | 2 | 0 | 10.5 |  |  |  | No | R-454B | 4 | Residential & Commercial | Ducted CEE Tier 1
215675680 | Central HP <5.4 tons | KEEPRITE | HRCU-A-CB (Split System: Heat Pump with Remote Outdoor Unit-Air-Source) | C5H0V48*K*AAA* |  |  | EVM5X60M21A*+WALLCON | *80CSU0802120A* | 48000 | 19 | 9 | 50000 | 36600 | 73.2% | 2.12 | 0 | 10 |  |  |  | No | R-454B | 4 | Residential & Commercial | Ducted CEE Tier 1
215675460 | Central HP <5.4 tons | KEEPRITE | HRCU-A-CB (Split System: Heat Pump with Remote Outdoor Unit-Air-Source) | C5H0V48*K*AAA* |  |  | EVM5X48M21A*+WALLCON | *97CMN1002122B* | 47000 | 18.5 | 9 | 50000 | 36400 | 72.8% | 2 | 0 | 10 |  |  |  | No | R-454B | 3.9167 | Residential & Commercial | Ducted CEE Tier 1
215731595 | Central HP <5.4 tons | YORK | HRCU-A-CB (Split System: Heat Pump with Remote Outdoor Unit-Air-Source) | HH860E2S11 | ADP |  | H,YG55*60+TXV-BLEED | TM9Y120D20MP11 | 53000 | 19 | 8.5 | 52500 | 39000 | 74.29% | 2 | 0 | 11 |  |  |  | No | R-454B | 4.4167 | Residential & Commercial | Ducted CEE Tier 1
215731618 | Central HP <5.4 tons | YORK | HRCU-A-CB (Split System: Heat Pump with Remote Outdoor Unit-Air-Source) | HH860E2S11 | ADP |  | H,YG55*60+TXV | Y81E080C16SMPS1 | 44500 | 18 | 8.5 | 42500 | 33000 | 77.65% | 2 | 0 | 12 |  |  |  | No | R-454B | 3.7083 | Residential & Commercial | Ducted CEE Tier 1
215731636 | Central HP <5.4 tons | YORK | HRCU-A-CB (Split System: Heat Pump with Remote Outdoor Unit-Air-Source) | HH860E2S11 | ADP |  | H,YG37*60+TXV | Y81E080C20SMPS1 | 52000 | 18 | 8.35 | 52000 | 38500 | 74.04% | 1.98 | 0 | 10.5 |  |  |  | No | R-454B | 4.3333 | Residential & Commercial | Ducted CEE Tier 1
215731684 | Central HP <5.4 tons | YORK | HRCU-A-CB (Split System: Heat Pump with Remote Outdoor Unit-Air-Source) | HH860E2S11 | ADP |  | H,YG88*48+TXV | Y81E100C16SMPS1 | 44000 | 18 | 8.5 | 42000 | 32800 | 78.1% | 2 | 0 | 12 |  |  |  | No | R-454B | 3.6667 | Residential & Commercial | Ducted CEE Tier 1
215731693 | Central HP <5.4 tons | YORK | HRCU-A-CB (Split System: Heat Pump with Remote Outdoor Unit-Air-Source) | HH860E2S11 | ADP |  | H,YG3K*48+TXV | Y81E100C20SMPS1 | 44500 | 18 | 8.5 | 42500 | 33000 | 77.65% | 2 | 0 | 12 |  |  |  | No | R-454B | 3.7083 | Residential & Commercial | Ducted CEE Tier 1
215731720 | Central HP <5.4 tons | YORK | HRCU-A-CB (Split System: Heat Pump with Remote Outdoor Unit-Air-Source) | HH860E2S11 | ADP |  | H,YG55*60+TXV | Y81E120C16SMPS1 | 44000 | 18 | 8.5 | 41500 | 32600 | 78.55% | 2 | 0 | 12 |  |  |  | No | R-454B | 3.6667 | Residential & Commercial | Ducted CEE Tier 1
215727973 | Central HP <5.4 tons | CHAMPION HEATING AND COOLING | HRCU-A-CB (Split System: Heat Pump with Remote Outdoor Unit-Air-Source) | HH860E2S11 | ADP |  | H,YE48(1,2)60+TXV | Z8ES100C16SMPS1 | 44000 | 18 | 8.5 | 42000 | 32800 | 78.1% | 2 | 0 | 12 |  |  |  | No | R-454B | 3.6667 | Residential & Commercial | Ducted CEE Tier 1
212628056 | Central HP <5.4 tons | COLEMAN | HRCU-A-CB (Split System: Heat Pump with Remote Outdoor Unit-Air-Source) | HMH72B341 | ASPEN |  | D(A,C,E)42A46+TDR | TL8E100C20UH11 | 32400 | 17.5 | 8.5 | 34000 | 27400 | 80.59% | 2.69 | 0 | 10 |  |  |  | No | R-410A | 2.7 | Residential & Commercial | Ducted CEE Tier 1
213362758 | Central HP <5.4 tons | COLEMAN | HRCU-A-CB (Split System: Heat Pump with Remote Outdoor Unit-Air-Source) | HMH72B341 | ADP |  | H,YG9J936 | TM9E080B12MP12 | 34000 | 17 | 8.1 | 32200 | 23600 | 73.29% | 2.06 | 0 | 10 |  |  |  | No | R-410A | 2.8333 | Residential & Commercial | Ducted CEE Tier 1
215931671 | Central HP <5.4 tons | KEEPRITE | HRCU-A-CB (Split System: Heat Pump with Remote Outdoor Unit-Air-Source) | C5H3V60*K*AAA* |  |  | EA*5X61M24A*+WALLCON | *80CSU0802120A* | 57000 | 19 | 8.5 | 60500 | 46000 | 76.03% | 2.04 | 0 | 11.5 |  |  |  | No | R-454B | 4.75 | Residential & Commercial | Ducted CEE Tier 1
216056571 | Central HP <5.4 tons | YORK | HRCU-A-CB (Split System: Heat Pump with Remote Outdoor Unit-Air-Source) | HH824E2S11 | ASPEN |  | D(A,C,E)36A4K+TDR | TM8E060A12MP11 | 21000 | 17.5 | 9 | 23000 | 17900 | 77.83% | 2 | 0 | 11.2 |  |  |  | No | R-454B | 1.75 | Residential & Commercial | Ducted CEE Tier 1
215728004 | Central HP <5.4 tons | CHAMPION HEATING AND COOLING | HRCU-A-CB (Split System: Heat Pump with Remote Outdoor Unit-Air-Source) | HH824E2S11 | ADP |  | H,YE31(1,2)30+TXV | TM9E026A08MP12 | 21800 | 16 | 8.5 | 21200 | 17200 | 81.13% | 1.9 | 0 | 10 |  |  |  | No | R-454B | 1.8167 | Residential & Commercial | Ducted CEE Tier 1
215728021 | Central HP <5.4 tons | CHAMPION HEATING AND COOLING | HRCU-A-CB (Split System: Heat Pump with Remote Outdoor Unit-Air-Source) | HH824E2S11 | ADP |  | H,YE7J(1,2)36+TXV | TM9Y040A10MP11 | 22400 | 16 | 8.3 | 21000 | 16900 | 80.48% | 1.96 | 0 | 10.5 |  |  |  | No | R-454B | 1.8667 | Residential & Commercial | Ducted CEE Tier 1
215728038 | Central HP <5.4 tons | CHAMPION HEATING AND COOLING | HRCU-A-CB (Split System: Heat Pump with Remote Outdoor Unit-Air-Source) | HH824E2S11 | ADP |  | H,YE7J(1,2)36+TXV | Z9ES040A10SMPS1 | 22400 | 17 | 8.3 | 21400 | 17400 | 81.31% | 1.96 | 0 | 11.5 |  |  |  | No | R-454B | 1.8667 | Residential & Commercial | Ducted CEE Tier 1
215668777 | Central HP <5.4 tons | KEEPRITE | HRCU-A-CB (Split System: Heat Pump with Remote Outdoor Unit-Air-Source) | C5H0V36*K*AAA* |  |  | EA*5X37M21A*+WALLCON | *96CTN0801714B* | 34400 | 18 | 9 | 35400 | 25200 | 71.19% | 1.9 | 0 | 10 |  |  |  | No | R-454B | 2.8667 | Residential & Commercial | Ducted CEE Tier 1
213927972 | Central HP <5.4 tons | WESTINGHOUSE | HRCU-A-C (Split System: Heat Pump with Remote Outdoor Unit with No Indoor Fan --Air Source) | WHM48SZA21S | ASPEN |  | D(A,C,E)49C44+TDR |  | 40500 | 15.55 | 8.55 | 42000 | 34600 | 82.38% | 1.94 | 0 | 11.4 |  |  |  | No | R-410A | 3.375 | Residential & Commercial | Ducted CEE Tier 1
212985957 | Central HP <5.4 tons | ARCOAIRE | HRCU-A-CB (Split System: Heat Pump with Remote Outdoor Unit-Air-Source) | DLCURAH18ABK |  |  | EN(A,D)4X24L17** | *96MSN0261410A* | 17300 | 20 | 8.1 | 18300 | 19200 | 104.9% | 2.3 | 0 | 10.5 |  |  |  | No | R-410A | 1.4417 | Residential & Commercial | Ducted CEE Tier 1
212987511 | Central HP <5.4 tons | ARCOAIRE | HRCU-A-CB (Split System: Heat Pump with Remote Outdoor Unit-Air-Source) | DLCURAH18ABK |  |  | EA*4X24L17A* | *96MSN0801716A* | 17700 | 16 | 8.5 | 18600 | 19400 | 104.3% | 2.32 | 0 | 10.5 |  |  |  | No | R-410A | 1.475 | Residential & Commercial | Ducted CEE Tier 1
215727872 | Central HP <5.4 tons | CHAMPION HEATING AND COOLING | HRCU-A-CB (Split System: Heat Pump with Remote Outdoor Unit-Air-Source) | HH836E2S11 | ADP |  | H,YE9J(1,2)36+TXV | TM8E100C16MP11 | 32400 | 18 | 8.5 | 29400 | 25000 | 85.03% | 2 | 0 | 10.5 |  |  |  | No | R-454B | 2.7 | Residential & Commercial | Ducted CEE Tier 1
215727888 | Central HP <5.4 tons | CHAMPION HEATING AND COOLING | HRCU-A-CB (Split System: Heat Pump with Remote Outdoor Unit-Air-Source) | HH836E2S11 | ADP |  | H,YE9J(1,2)36+TXV | TM9E100C16MP12 | 32600 | 18 | 8.5 | 29400 | 23800 | 80.95% | 2 | 0 | 10.5 |  |  |  | No | R-454B | 2.7167 | Residential & Commercial | Ducted CEE Tier 1
215375423 | Central HP <5.4 tons | BOSCH | HRCU-A-CB (Split System: Heat Pump with Remote Outdoor Unit-Air-Source) | BOVB-60HDN1-M20G | ASPEN |  | D(A,C,E)60B36+TDR | BGH96M080C4B | 41000 | 17 | 8.7 | 44500 | 35000 | 78.65% | 2.37 | 0 | 11.6 |  |  |  | No | R-410A | 3.4167 | Residential & Commercial | Ducted CEE Tier 1
212675689 | Central HP <5.4 tons | BOSCH | HRCU-A-CB (Split System: Heat Pump with Remote Outdoor Unit-Air-Source) | BOVB-60HDN1-M20G | ASPEN |  | L(E,G)M60F4 |  | 52000 | 18 | 9.5 | 55000 | 48500 | 88.18% | 2.48 | 0 | 11.7 |  |  |  | No | R-410A | 4.3333 | Residential & Commercial | Ducted CEE Tier 1
212520149 | Central HP <5.4 tons | CARRIER | HRCU-A-CB (Split System: Heat Pump with Remote Outdoor Unit-Air-Source) | 38MURAQ18AB3* | ADP |  | H,PG32936 | 58S(B,C)*A045E14**12 | 17900 | 16 | 8.5 | 17300 | 18500 | 106.9% | 2.28 | 0 | 10.5 |  |  |  | No | R-410A | 1.4917 | Residential & Commercial | Ducted CEE Tier 1
212520164 | Central HP <5.4 tons | CARRIER | HRCU-A-CB (Split System: Heat Pump with Remote Outdoor Unit-Air-Source) | 38MURAQ18AB3* | ADP |  | H,PG24936 | 58SP*A045V14**12 | 17700 | 16 | 8.5 | 17000 | 18700 | 110% | 2.3 | 0 | 10.5 |  |  |  | No | R-410A | 1.475 | Residential & Commercial | Ducted CEE Tier 1
212520179 | Central HP <5.4 tons | CARRIER | HRCU-A-CB (Split System: Heat Pump with Remote Outdoor Unit-Air-Source) | 38MURAQ18AB3* | ADP |  | H,PG9J936 | 58SU*A040E17**12 | 18600 | 16 | 9 | 17400 | 17800 | 102.3% | 2.22 | 0 | 11 |  |  |  | No | R-410A | 1.55 | Residential & Commercial | Ducted CEE Tier 1
212520182 | Central HP <5.4 tons | CARRIER | HRCU-A-CB (Split System: Heat Pump with Remote Outdoor Unit-Air-Source) | 38MURAQ18AB3* | ADP |  | H,PG34936 | 58SU*A060E17**16 | 18700 | 16 | 8.5 | 17600 | 17800 | 101.1% | 2.2 | 0 | 11 |  |  |  | No | R-410A | 1.5583 | Residential & Commercial | Ducted CEE Tier 1
212624196 | Central HP <5.4 tons | COLEMAN | HRCU-A-CB (Split System: Heat Pump with Remote Outdoor Unit-Air-Source) | HMH72B341 | ASPEN |  | C(A,C,D,E)36D24+TDR | TM9Y100C16MP11 | 31600 | 18 | 8.5 | 34000 | 28400 | 83.53% | 2.74 | 0 | 10 |  |  |  | No | R-410A | 2.6333 | Residential & Commercial | Ducted CEE Tier 1
212624314 | Central HP <5.4 tons | COLEMAN | HRCU-A-CB (Split System: Heat Pump with Remote Outdoor Unit-Air-Source) | HMH72B341 | ASPEN |  | C(A,C,D,E)42D24+TDR | TMLE100C16MP11 | 32200 | 18 | 8.1 | 33000 | 29000 | 87.88% | 2.49 | 0 | 10 |  |  |  | No | R-410A | 2.6833 | Residential & Commercial | Ducted CEE Tier 1
215727987 | Central HP <5.4 tons | CHAMPION HEATING AND COOLING | HRCU-A-CB (Split System: Heat Pump with Remote Outdoor Unit-Air-Source) | HH860E2S11 | ADP |  | H,YE48(1,2)60+TXV | Z9ES100C16SMPS1 | 45500 | 18 | 8.5 | 45000 | 33800 | 75.11% | 2 | 0 | 11.7 |  |  |  | No | R-454B | 3.7917 | Residential & Commercial | Ducted CEE Tier 1
215727990 | Central HP <5.4 tons | CHAMPION HEATING AND COOLING | HRCU-A-CB (Split System: Heat Pump with Remote Outdoor Unit-Air-Source) | HH860E2S11 | ADP |  | H,YE36(1,2)60+TXV | Z9ES120D20SMPS1 | 46000 | 17 | 8.4 | 45000 | 33800 | 75.11% | 1.98 | 0 | 11.5 |  |  |  | No | R-454B | 3.8333 | Residential & Commercial | Ducted CEE Tier 1
215727957 | Central HP <5.4 tons | CHAMPION HEATING AND COOLING | HRCU-A-CB (Split System: Heat Pump with Remote Outdoor Unit-Air-Source) | HH860E2S11 | ADP |  | H,YE48(1,2)60+TXV | TM9V100C20MP12 | 44000 | 18 | 8.5 | 42500 | 33200 | 78.12% | 2 | 0 | 11.7 |  |  |  | No | R-454B | 3.6667 | Residential & Commercial | Ducted CEE Tier 1
215731671 | Central HP <5.4 tons | YORK | HRCU-A-CB (Split System: Heat Pump with Remote Outdoor Unit-Air-Source) | HH860E2S11 | ADP |  | H,YG51*48+TXV-BLEED | Y81E100C16SMPS1 | 44000 | 18 | 8.5 | 42000 | 32800 | 78.1% | 2 | 0 | 12 |  |  |  | No | R-454B | 3.6667 | Residential & Commercial | Ducted CEE Tier 1
215731676 | Central HP <5.4 tons | YORK | HRCU-A-CB (Split System: Heat Pump with Remote Outdoor Unit-Air-Source) | HH860E2S11 | ADP |  | H,YG74*60+TXV-BLEED | Y81E100C16SMPS1 | 44000 | 18 | 8.5 | 42000 | 32800 | 78.1% | 2 | 0 | 12 |  |  |  | No | R-454B | 3.6667 | Residential & Commercial | Ducted CEE Tier 1
215731701 | Central HP <5.4 tons | YORK | HRCU-A-CB (Split System: Heat Pump with Remote Outdoor Unit-Air-Source) | HH860E2S11 | ADP |  | H,YG74*60+TXV-BLEED | Y81E100C20SMPS1 | 53000 | 19 | 8.5 | 51500 | 38000 | 73.79% | 2 | 0 | 11.7 |  |  |  | No | R-454B | 4.4167 | Residential & Commercial | Ducted CEE Tier 1
215731719 | Central HP <5.4 tons | YORK | HRCU-A-CB (Split System: Heat Pump with Remote Outdoor Unit-Air-Source) | HH860E2S11 | ADP |  | H,YG55*48+TXV | Y81E120C16SMPS1 | 44000 | 18 | 8.5 | 41500 | 32600 | 78.55% | 2 | 0 | 12 |  |  |  | No | R-454B | 3.6667 | Residential & Commercial | Ducted CEE Tier 1
207573727 | Central HP <5.4 tons | DAY & NIGHT | HRCU-A-CB (Split System: Heat Pump with Remote Outdoor Unit-Air-Source) | CVH848GKA2* | ADP |  | FG36948 | *95CSU1002122A* | 45000 | 17 | 8.5 | 45000 | 32400 | 72% | 2.28 | 10.5 | 10 |  |  |  | No | R-410A | 3.75 | Residential & Commercial | Ducted CEE Tier 1
212520231 | Central HP <5.4 tons | CARRIER | HRCU-A-CB (Split System: Heat Pump with Remote Outdoor Unit-Air-Source) | 38MURAQ24AB3* | ADP |  | H,PG9J936 | 58S(B,C)*A090E21**20 | 24800 | 17 | 8.5 | 25000 | 21600 | 86.4% | 1.82 | 0 | 10 |  |  |  | No | R-410A | 2.0667 | Residential & Commercial | Ducted CEE Tier 1
212520246 | Central HP <5.4 tons | CARRIER | HRCU-A-CB (Split System: Heat Pump with Remote Outdoor Unit-Air-Source) | 38MURAQ24AB3* | ADP |  | H,PG34936 | 58SP*A070V17**16 | 24000 | 17 | 8.5 | 24400 | 22400 | 91.8% | 1.9 | 0 | 10 |  |  |  | No | R-410A | 2 | Residential & Commercial | Ducted CEE Tier 1
214279902 | Central HP <5.4 tons | GRANDAIRE | HRCU-A-CB (Split System: Heat Pump with Remote Outdoor Unit-Air-Source) | WDLCURAH24ABK |  |  | WLA*304BA* | WFSX060B048B* | 23400 | 16.5 | 9 | 25800 | 24400 | 94.57% | 2.02 | 0 | 10 |  |  |  | No | R-410A | 1.95 | Residential & Commercial | Ducted CEE Tier 1
214279954 | Central HP <5.4 tons | GRANDAIRE | HRCU-A-CB (Split System: Heat Pump with Remote Outdoor Unit-Air-Source) | WDLCURAH24ABK |  |  | WLA*374CA* | WFSX060B048B* | 24600 | 17 | 9 | 25400 | 21200 | 83.46% | 1.78 | 0 | 10 |  |  |  | No | R-410A | 2.05 | Residential & Commercial | Ducted CEE Tier 1
212979154 | Central HP <5.4 tons | GRANDAIRE | HRCU-A-CB (Split System: Heat Pump with Remote Outdoor Unit-Air-Source) | WDLCURAH24ABK |  |  | WLA*304BA* | WFE*070B048C* | 23600 | 17 | 8.5 | 26400 | 23800 | 90.15% | 1.98 | 0 | 10 |  |  |  | No | R-410A | 1.9667 | Residential & Commercial | Ducted CEE Tier 1
211245892 | Central HP <5.4 tons | GRANDAIRE | HRCU-A-CB (Split System: Heat Pump with Remote Outdoor Unit-Air-Source) | WDLCURAH24ABK |  |  | FMA4X24**AL* |  | 23600 | 17 | 9 | 27200 | 25600 | 94.12% | 2.14 | 0 | 10 |  |  |  | No | R-410A | 1.9667 | Residential & Commercial | Ducted CEE Tier 1
213320473 | Central HP <5.4 tons | CHAMPION HEATING AND COOLING | HRCU-A-CB (Split System: Heat Pump with Remote Outdoor Unit-Air-Source) | HMH72B341 | ASPEN |  | D(A,C,E)36D34+TDR | TM9E100C16MP12 | 33000 | 18 | 8.1 | 33600 | 27200 | 80.95% | 2.65 | 0 | 10 |  |  |  | No | R-410A | 2.75 | Residential & Commercial | Ducted CEE Tier 1
212624428 | Central HP <5.4 tons | COLEMAN | HRCU-A-CB (Split System: Heat Pump with Remote Outdoor Unit-Air-Source) | HMH72B341 | ASPEN |  | C(A,C,D,E)48C24+TDR | TM8E120C16MP11 | 32400 | 18 | 8.5 | 34000 | 28800 | 84.71% | 2.79 | 0 | 10 |  |  |  | No | R-410A | 2.7 | Residential & Commercial | Ducted CEE Tier 1
212624439 | Central HP <5.4 tons | COLEMAN | HRCU-A-CB (Split System: Heat Pump with Remote Outdoor Unit-Air-Source) | HMH72B341 | ASPEN |  | C(A,C,D,E)42D24+TDR | TMLE120C16MP11 | 32400 | 18 | 8.1 | 33000 | 29200 | 88.48% | 2.5 | 0 | 10 |  |  |  | No | R-410A | 2.7 | Residential & Commercial | Ducted CEE Tier 1
212624489 | Central HP <5.4 tons | COLEMAN | HRCU-A-CB (Split System: Heat Pump with Remote Outdoor Unit-Air-Source) | HMH72B341 | ASPEN |  | D(A,C,E)42A44+TDR | CPLC080C16MP13 | 32400 | 17.5 | 8.1 | 33800 | 27400 | 81.07% | 2.47 | 0 | 10 |  |  |  | No | R-410A | 2.7 | Residential & Commercial | Ducted CEE Tier 1
212624537 | Central HP <5.4 tons | COLEMAN | HRCU-A-CB (Split System: Heat Pump with Remote Outdoor Unit-Air-Source) | HMH72B341 | ASPEN |  | D(A,C,E)42B34+TDR | CPLC100C16MP13 | 32400 | 17.5 | 8.1 | 33800 | 27400 | 81.07% | 2.47 | 0 | 10 |  |  |  | No | R-410A | 2.7 | Residential & Commercial | Ducted CEE Tier 1
212624664 | Central HP <5.4 tons | COLEMAN | HRCU-A-CB (Split System: Heat Pump with Remote Outdoor Unit-Air-Source) | HMH72B341 | ASPEN |  | D(A,C,E)36C34+TDR | TMLV100C16MP12 | 32400 | 17.5 | 8.1 | 33800 | 27400 | 81.07% | 2.47 | 0 | 10 |  |  |  | No | R-410A | 2.7 | Residential & Commercial | Ducted CEE Tier 1
212624673 | Central HP <5.4 tons | COLEMAN | HRCU-A-CB (Split System: Heat Pump with Remote Outdoor Unit-Air-Source) | HMH72B341 | ASPEN |  | D(A,C,E)48B34+TDR | TMLV100C16MP12 | 32600 | 17.5 | 8.1 | 33800 | 27400 | 81.07% | 2.47 | 0 | 10 |  |  |  | No | R-410A | 2.7167 | Residential & Commercial | Ducted CEE Tier 1
214625049 | Central HP <5.4 tons | PAYNE | HRCU-A-C (Split System: Heat Pump with Remote Outdoor Unit with No Indoor Fan --Air Source) | 38MURAQ24AB3 | ASPEN |  | D(A,C,E)24A24+TDR |  | 20600 | 15.2 | 9.3 | 21000 | 20000 | 95.24% | 1.95 | 0 | 10 |  |  |  | No | R-410A | 1.7167 | Residential & Commercial | Ducted CEE Tier 1
211245969 | Central HP <5.4 tons | GRANDAIRE | HRCU-A-CB (Split System: Heat Pump with Remote Outdoor Unit-Air-Source) | WDLCURAH24ABK |  |  | FM(C,U)4Z36**AL* |  | 24200 | 18 | 9 | 26600 | 23000 | 86.47% | 1.92 | 0 | 10.5 |  |  |  | No | R-410A | 2.0167 | Residential & Commercial | Ducted CEE Tier 1
212979238 | Central HP <5.4 tons | GRANDAIRE | HRCU-A-CB (Split System: Heat Pump with Remote Outdoor Unit-Air-Source) | WDLCURAH24ABK |  |  | WLN(C,W)364BA* | WFE*070B048C* | 23600 | 17 | 8.5 | 26400 | 24200 | 91.67% | 2.02 | 0 | 10.5 |  |  |  | No | R-410A | 1.9667 | Residential & Commercial | Ducted CEE Tier 1
212981795 | Central HP <5.4 tons | GRANDAIRE | HRCU-A-CB (Split System: Heat Pump with Remote Outdoor Unit-Air-Source) | WDLCURAH24ABK |  |  | WLNC304BA* | WFEU100C060B* | 23800 | 16.5 | 8.5 | 26400 | 24000 | 90.91% | 1.98 | 0 | 10.5 |  |  |  | No | R-410A | 1.9833 | Residential & Commercial | Ducted CEE Tier 1
212980993 | Central HP <5.4 tons | GRANDAIRE | HRCU-A-CB (Split System: Heat Pump with Remote Outdoor Unit-Air-Source) | WDLCURAH24ABK |  |  | WLA*364CA* | WFE*110C060C* | 23600 | 17.5 | 8.5 | 26200 | 21200 | 80.92% | 1.8 | 0 | 10 |  |  |  | No | R-410A | 1.9667 | Residential & Commercial | Ducted CEE Tier 1
212983183 | Central HP <5.4 tons | GRANDAIRE | HRCU-A-CB (Split System: Heat Pump with Remote Outdoor Unit-Air-Source) | WDLCURAH24ABK |  |  | WLA*364CA* | WFAX040B036B* | 23600 | 16 | 8.5 | 26400 | 22600 | 85.61% | 1.86 | 0 | 10 |  |  |  | No | R-410A | 1.9667 | Residential & Commercial | Ducted CEE Tier 1
213203970 | Central HP <5.4 tons | TEMPSTAR | HRCU-A-CB (Split System: Heat Pump with Remote Outdoor Unit-Air-Source) | DLCURAH18ABK | ASPEN |  | D(A,C,E)24B44+TDR | *92ESN0801716A* | 18000 | 16 | 8.5 | 19500 | 13700 | 70.26% | 2.29 | 0 | 11 |  |  |  | No | R-410A | 1.5 | Residential & Commercial | Ducted CEE Tier 1
215295508 | Central HP <5.4 tons | AIRQUEST | HRCU-A-CB (Split System: Heat Pump with Remote Outdoor Unit-Air-Source) | DLCURAH36ABK | ADP |  | HG34936 | *96VTN0802120B* | 35600 | 16 | 8.1 | 36800 | 34800 | 94.57% | 1.9 | 0 | 10 |  |  |  | No | R-410A | 2.9667 | Residential & Commercial | Ducted CEE Tier 1
215295517 | Central HP <5.4 tons | AIRQUEST | HRCU-A-CB (Split System: Heat Pump with Remote Outdoor Unit-Air-Source) | DLCURAH36ABK | ADP |  | HE36936 | *96VTN0802120B* | 36000 | 16 | 8.5 | 36400 | 34400 | 94.51% | 2.04 | 0 | 10 |  |  |  | No | R-410A | 3 | Residential & Commercial | Ducted CEE Tier 1
215295531 | Central HP <5.4 tons | AIRQUEST | HRCU-A-CB (Split System: Heat Pump with Remote Outdoor Unit-Air-Source) | DLCURAH36ABK | ADP |  | H,GE1K936 | *96VTN0802120B* | 36000 | 16 | 8.5 | 36400 | 34400 | 94.51% | 2.04 | 0 | 10 |  |  |  | No | R-410A | 3 | Residential & Commercial | Ducted CEE Tier 1
211230641 | Central HP <5.4 tons | ARCOAIRE | HRCU-A-CB (Split System: Heat Pump with Remote Outdoor Unit-Air-Source) | DLCURAH36ABK |  |  | EN(A,D)4X48L24** | *95ESN0802120A* | 36800 | 15.5 | 8.1 | 39500 | 35000 | 88.61% | 2.06 | 0 | 10.5 |  |  |  | No | R-410A | 3.0667 | Residential & Commercial | Ducted CEE Tier 1
207573590 | Central HP <5.4 tons | DAY & NIGHT | HRCU-A-CB (Split System: Heat Pump with Remote Outdoor Unit-Air-Source) | CVH837GKA2* | ADP |  | FG80936 | *80CTL0901716A* | 32400 | 18 | 8.1 | 30800 | 27200 | 88.31% | 2.2 | 12.5 | 11.5 |  |  |  | No | R-410A | 2.7 | Residential & Commercial | Ducted CEE Tier 1
208699678 | Central HP <5.4 tons | CARRIER | HRCU-A-CB (Split System: Heat Pump with Remote Outdoor Unit-Air-Source) | 25VNA436A*031* | ADP |  | H,PG34936 | 59MN7B080C17**14 | 32800 | 19 | 9 | 33800 | 25600 | 75.74% | 2.02 | 12.2 | 11.7 |  |  |  | No | R-410A | 2.7333 | Residential & Commercial | Ducted CEE Tier 1
212624730 | Central HP <5.4 tons | COLEMAN | HRCU-A-CB (Split System: Heat Pump with Remote Outdoor Unit-Air-Source) | HMH72B341 | ASPEN |  | D(A,C,E)42B34+TDR | TPLC100C16MP13 | 32400 | 17.5 | 8.1 | 33800 | 27400 | 81.07% | 2.47 | 0 | 10 |  |  |  | No | R-410A | 2.7 | Residential & Commercial | Ducted CEE Tier 1
212520198 | Central HP <5.4 tons | CARRIER | HRCU-A-CB (Split System: Heat Pump with Remote Outdoor Unit-Air-Source) | 38MURAQ18AB3* | ADP |  | H,PG34936 | 58TP*A090V17**16 | 17600 | 16 | 8.5 | 16900 | 18700 | 110.7% | 2.3 | 0 | 10.5 |  |  |  | No | R-410A | 1.4667 | Residential & Commercial | Ducted CEE Tier 1
215375405 | Central HP <5.4 tons | BOSCH | HRCU-A-CB (Split System: Heat Pump with Remote Outdoor Unit-Air-Source) | BOVA-60HDN1-M20G | ASPEN |  | D(A,C,E)60B36+TDR | BGH96M120D5B | 43500 | 17.5 | 8.9 | 47000 | 35600 | 75.74% | 2.29 | 0 | 11.6 |  |  |  | No | R-410A | 3.625 | Residential & Commercial | Ducted CEE Tier 1
214094160 | Central HP <5.4 tons | BOSCH | HRCU-A-CB (Split System: Heat Pump with Remote Outdoor Unit-Air-Source) | BOVB-60HDN1-M20G | ASPEN |  | DM59A44+TDR | BGH96M080C4A | 40500 | 17 | 8.8 | 44500 | 39000 | 87.64% | 2.39 | 0 | 11.5 |  |  |  | No | R-410A | 3.375 | Residential & Commercial | Ducted CEE Tier 1
214331954 | Central HP <5.4 tons | BOSCH | HRCU-A-CB (Split System: Heat Pump with Remote Outdoor Unit-Air-Source) | BOVB-60HDN1-M20G | ASPEN |  | D(A,C,E)60B4G+TXV+TDR | BGH96M120D5B | 44000 | 17.5 | 9 | 47000 | 38500 | 81.91% | 2.32 | 0 | 11.7 |  |  |  | No | R-410A | 3.6667 | Residential & Commercial | Ducted CEE Tier 1
212626741 | Central HP <5.4 tons | COLEMAN | HRCU-A-CB (Split System: Heat Pump with Remote Outdoor Unit-Air-Source) | HMH72B341 | ASPEN |  | D(A,C,E)42D26+TDR | TM9Y100C16MP11 | 32000 | 18 | 8.4 | 33800 | 28600 | 84.62% | 2.7 | 0 | 10 |  |  |  | No | R-410A | 2.6667 | Residential & Commercial | Ducted CEE Tier 1
212626789 | Central HP <5.4 tons | COLEMAN | HRCU-A-CB (Split System: Heat Pump with Remote Outdoor Unit-Air-Source) | HMH72B341 | ASPEN |  | D(A,C,E)36C36+TDR | TM8E100C16MP11 | 33000 | 18 | 8.3 | 33800 | 28600 | 84.62% | 2.7 | 0 | 10 |  |  |  | No | R-410A | 2.75 | Residential & Commercial | Ducted CEE Tier 1
212626840 | Central HP <5.4 tons | COLEMAN | HRCU-A-CB (Split System: Heat Pump with Remote Outdoor Unit-Air-Source) | HMH72B341 | ASPEN |  | D(A,C,E)36B46+TDR | TM9E080B12MP12 | 33000 | 17.5 | 8.5 | 33800 | 27400 | 81.07% | 2.65 | 0 | 10 |  |  |  | No | R-410A | 2.75 | Residential & Commercial | Ducted CEE Tier 1
212626841 | Central HP <5.4 tons | COLEMAN | HRCU-A-CB (Split System: Heat Pump with Remote Outdoor Unit-Air-Source) | HMH72B341 | ASPEN |  | D(A,C,E)36C36+TDR | TM9E080B12MP12 | 32600 | 17.5 | 8.5 | 33800 | 27400 | 81.07% | 2.65 | 0 | 10 |  |  |  | No | R-410A | 2.7167 | Residential & Commercial | Ducted CEE Tier 1
212626688 | Central HP <5.4 tons | COLEMAN | HRCU-A-CB (Split System: Heat Pump with Remote Outdoor Unit-Air-Source) | HMH72B341 | ASPEN |  | D(A,C,E)36B36+TDR | TM8E100C16MP11 | 33000 | 18 | 8.2 | 33800 | 28200 | 83.43% | 2.68 | 0 | 10 |  |  |  | No | R-410A | 2.75 | Residential & Commercial | Ducted CEE Tier 1
213203972 | Central HP <5.4 tons | TEMPSTAR | HRCU-A-CB (Split System: Heat Pump with Remote Outdoor Unit-Air-Source) | DLCURAH18ABK | ASPEN |  | D(A,C,E)30B34+TDR | *92ESN0801716A* | 18000 | 16 | 8.5 | 19500 | 14100 | 72.31% | 2.22 | 0 | 11 |  |  |  | No | R-410A | 1.5 | Residential & Commercial | Ducted CEE Tier 1
211260276 | Central HP <5.4 tons | ARCOAIRE | HRCU-A-CB (Split System: Heat Pump with Remote Outdoor Unit-Air-Source) | DLCURAH18ABK |  |  | EA*4X24L17A* | *96VSN0401410A* | 17400 | 16 | 8.5 | 18300 | 19200 | 104.9% | 2.3 | 0 | 10.5 |  |  |  | No | R-410A | 1.45 | Residential & Commercial | Ducted CEE Tier 1
211260444 | Central HP <5.4 tons | ARCOAIRE | HRCU-A-CB (Split System: Heat Pump with Remote Outdoor Unit-Air-Source) | DLCURAH18ABK |  |  | EA*4X24L17A* | *95ESN0401410A* | 17700 | 15.5 | 8.5 | 18700 | 19000 | 101.6% | 2.28 | 0 | 10.5 |  |  |  | No | R-410A | 1.475 | Residential & Commercial | Ducted CEE Tier 1
211245699 | Central HP <5.4 tons | GRANDAIRE | HRCU-A-CB (Split System: Heat Pump with Remote Outdoor Unit-Air-Source) | WDLCURAH24ABK |  |  | WLNC364CA* | WFAX100C060A* | 24800 | 16.5 | 8.5 | 26800 | 22200 | 82.84% | 1.84 | 0 | 10.5 |  |  |  | No | R-410A | 2.0667 | Residential & Commercial | Ducted CEE Tier 1
214389237 | Central HP <5.4 tons | YORK | HRCU-A-CB (Split System: Heat Pump with Remote Outdoor Unit-Air-Source) | YH2F42TB21 | ASPEN |  | L(E,G)M48C4 |  | 39000 | 16 | 8.1 | 40500 | 29000 | 71.6% | 3.33 | 0 | 12.5 |  |  |  | No | R-410A | 3.25 | Residential & Commercial | Ducted CEE Tier 1
211245710 | Central HP <5.4 tons | GRANDAIRE | HRCU-A-CB (Split System: Heat Pump with Remote Outdoor Unit-Air-Source) | WDLCURAH24ABK |  |  | WLNC364CA* | WFSX060B042A* | 24600 | 16 | 8.1 | 26600 | 22400 | 84.21% | 1.84 | 0 | 10.5 |  |  |  | No | R-410A | 2.05 | Residential & Commercial | Ducted CEE Tier 1
214094155 | Central HP <5.4 tons | BOSCH | HRCU-A-CB (Split System: Heat Pump with Remote Outdoor Unit-Air-Source) | BOVB-60HDN1-M18M | ASPEN |  | DM59A44+TDR | BGH96M100D5B | 42500 | 17.5 | 8.1 | 47000 | 36200 | 77.02% | 2.48 | 0 | 10.9 |  |  |  | No | R-410A | 3.5417 | Residential & Commercial | Ducted CEE Tier 1
211260831 | Central HP <5.4 tons | ARCOAIRE | HRCU-A-CB (Split System: Heat Pump with Remote Outdoor Unit-Air-Source) | DLCURAH18ABK |  |  | EA*4X25L17A* | *80VTL0451412A* | 18200 | 16.5 | 8.5 | 18000 | 17500 | 97.22% | 2.12 | 0 | 11 |  |  |  | No | R-410A | 1.5167 | Residential & Commercial | Ducted CEE Tier 1
211260111 | Central HP <5.4 tons | ARCOAIRE | HRCU-A-CB (Split System: Heat Pump with Remote Outdoor Unit-Air-Source) | DLCURAH18ABK |  |  | EA*4X24L14A* | *80VTL0451412A* | 17600 | 16 | 8.5 | 18400 | 19100 | 103.8% | 2.3 | 0 | 10.5 |  |  |  | No | R-410A | 1.4667 | Residential & Commercial | Ducted CEE Tier 1
212988797 | Central HP <5.4 tons | ARCOAIRE | HRCU-A-CB (Split System: Heat Pump with Remote Outdoor Unit-Air-Source) | DLCURAH18ABK |  |  | EA*4X25L17A* | *95MSU0401712A* | 17700 | 16.5 | 8.1 | 17700 | 17800 | 100.6% | 2.14 | 0 | 10.5 |  |  |  | No | R-410A | 1.475 | Residential & Commercial | Ducted CEE Tier 1
212988833 | Central HP <5.4 tons | ARCOAIRE | HRCU-A-CB (Split System: Heat Pump with Remote Outdoor Unit-Air-Source) | DLCURAH18ABK |  |  | EN(A,D)4X30L17** | *95MSU0401712A* | 17500 | 16 | 8.1 | 18000 | 18700 | 103.9% | 2.24 | 0 | 11 |  |  |  | No | R-410A | 1.4583 | Residential & Commercial | Ducted CEE Tier 1
212626858 | Central HP <5.4 tons | COLEMAN | HRCU-A-CB (Split System: Heat Pump with Remote Outdoor Unit-Air-Source) | HMH72B341 | ASPEN |  | D(A,C,E)42D26+TDR | TM8E100C16MP11 | 32200 | 18 | 8.4 | 33800 | 28600 | 84.62% | 2.72 | 0 | 10 |  |  |  | No | R-410A | 2.6833 | Residential & Commercial | Ducted CEE Tier 1
212626922 | Central HP <5.4 tons | COLEMAN | HRCU-A-CB (Split System: Heat Pump with Remote Outdoor Unit-Air-Source) | HMH72B341 | ASPEN |  | D(A,C,E)42D36+TDR | TM8E100B12MP11 | 33200 | 18 | 8.5 | 33800 | 27400 | 81.07% | 2.64 | 0 | 10 |  |  |  | No | R-410A | 2.7667 | Residential & Commercial | Ducted CEE Tier 1
212626939 | Central HP <5.4 tons | COLEMAN | HRCU-A-CB (Split System: Heat Pump with Remote Outdoor Unit-Air-Source) | HMH72B341 | ASPEN |  | D(A,C,E)36D36+TDR | TMLE060A12MP11 | 33000 | 18 | 8.1 | 33800 | 27400 | 81.07% | 2.44 | 0 | 10 |  |  |  | No | R-410A | 2.75 | Residential & Commercial | Ducted CEE Tier 1
212627042 | Central HP <5.4 tons | COLEMAN | HRCU-A-CB (Split System: Heat Pump with Remote Outdoor Unit-Air-Source) | HMH72B341 | ASPEN |  | D(A,C,E)42A46+TDR | CP9C080C16MP13 | 32600 | 17.5 | 8.1 | 33800 | 27400 | 81.07% | 2.45 | 0 | 10 |  |  |  | No | R-410A | 2.7167 | Residential & Commercial | Ducted CEE Tier 1
213885827 | Central HP <5.4 tons | BOSCH | HRCU-A-CB (Split System: Heat Pump with Remote Outdoor Unit-Air-Source) | BOVA-24HDN1-M15G | ASPEN |  | AE(D,N,U)+CM30B24+TDR |  | 20800 | 15.6 | 8.5 | 23600 | 23400 | 99.15% | 2.48 | 0 | 11.2 |  |  |  | No | R-410A | 1.7333 | Residential & Commercial | Ducted CEE Tier 1
215678350 | Central HP <5.4 tons | KEEPRITE | HRCU-A-CB (Split System: Heat Pump with Remote Outdoor Unit-Air-Source) | C5H0V24*K*AAA* |  |  | EA*5X37M17A*+WALLCON | *80CSU0401712B* | 23800 | 17 | 9 | 23400 | 16400 | 70.09% | 2 | 0 | 10 |  |  |  | No | R-454B | 1.9833 | Residential & Commercial | Ducted CEE Tier 1
214229031 | Central HP <5.4 tons | KEEPRITE | HRCU-A-CB (Split System: Heat Pump with Remote Outdoor Unit-Air-Source) | DLCURAH18ABK |  |  | EN(A,D)4X30L17** | *80MSU0601716A* | 17800 | 16.5 | 8.1 | 18300 | 18500 | 101.1% | 2.22 | 0 | 11 |  |  |  | No | R-410A | 1.4833 | Residential & Commercial | Ducted CEE Tier 1
212632896 | Central HP <5.4 tons | LENNOX | HRCU-A-CB (Split System: Heat Pump with Remote Outdoor Unit-Air-Source) | SL25XPV-048-230A** | ADP |  | LD42/61Y9 | SL280DF080NV60C* | 45500 | 20 | 9 | 41500 | 35000 | 84.34% | 1.86 | 0 | 12 |  |  |  | No | R-410A | 3.7917 | Residential & Commercial | Ducted CEE Tier 1
212407357 | Central HP <5.4 tons | BRYANT HEATING AND COOLING SYSTEMS | HRCU-A-CB (Split System: Heat Pump with Remote Outdoor Unit-Air-Source) | 284ANV036*0**B* | ADP |  | C36A***C749 | 88*TA36070C14*** | 33400 | 19 | 9 | 33800 | 25800 | 76.33% | 2 | 0 | 12 |  |  |  | No | R-410A | 2.7833 | Residential & Commercial | Ducted CEE Tier 1
212675690 | Central HP <5.4 tons | BOSCH | HRCU-A-CB (Split System: Heat Pump with Remote Outdoor Unit-Air-Source) | BOVA-60HDN1-M20G | ASPEN |  | L(E,G)M48G4 |  | 47000 | 18.5 | 9.5 | 48000 | 46000 | 95.83% | 2.61 | 0 | 12 |  |  |  | No | R-410A | 3.9167 | Residential & Commercial | Ducted CEE Tier 1
212624896 | Central HP <5.4 tons | COLEMAN | HRCU-A-CB (Split System: Heat Pump with Remote Outdoor Unit-Air-Source) | HMH72B341 | ASPEN |  | D(A,C,E)48B34+TDR | CP9C100C16MP13 | 32600 | 17.5 | 8.1 | 34000 | 27400 | 80.59% | 2.47 | 0 | 10 |  |  |  | No | R-410A | 2.7167 | Residential & Commercial | Ducted CEE Tier 1
212624973 | Central HP <5.4 tons | COLEMAN | HRCU-A-CB (Split System: Heat Pump with Remote Outdoor Unit-Air-Source) | HMH72B341 | ASPEN |  | C(A,C,D,E)36C34+TDR | TM8Y100C16MP11 | 32400 | 18.5 | 8.5 | 34000 | 27400 | 80.59% | 2.67 | 0 | 10 |  |  |  | No | R-410A | 2.7 | Residential & Commercial | Ducted CEE Tier 1
212624996 | Central HP <5.4 tons | COLEMAN | HRCU-A-CB (Split System: Heat Pump with Remote Outdoor Unit-Air-Source) | HMH72B341 | ASPEN |  | D(A,C,E)36B44+TDR | TM8Y100C16MP11 | 33000 | 18.5 | 8.5 | 34000 | 27400 | 80.59% | 2.67 | 0 | 10 |  |  |  | No | R-410A | 2.75 | Residential & Commercial | Ducted CEE Tier 1
212625016 | Central HP <5.4 tons | COLEMAN | HRCU-A-CB (Split System: Heat Pump with Remote Outdoor Unit-Air-Source) | HMH72B341 | ASPEN |  | D(A,C,E)42D34+TDR | TM8Y100C16MP11 | 33200 | 18.5 | 8.5 | 34000 | 27400 | 80.59% | 2.67 | 0 | 10 |  |  |  | No | R-410A | 2.7667 | Residential & Commercial | Ducted CEE Tier 1
215057483 | Central HP <5.4 tons | BOSCH | HRCU-A-CB (Split System: Heat Pump with Remote Outdoor Unit-Air-Source) | BOVD-36HDN1-M20G | ASPEN |  | L(E,G)M24H4 |  | 22400 | 18.5 | 8.5 | 23000 | 17600 | 76.52% | 2 | 0 | 12.5 |  |  |  | No | R-410A | 1.8667 | Residential & Commercial | Ducted CEE Tier 1
215375388 | Central HP <5.4 tons | BOSCH | HRCU-A-CB (Split System: Heat Pump with Remote Outdoor Unit-Air-Source) | BOVA-36HDN1-M20G | ASPEN |  | D(A,C,E)36A36+TDR | BGH96M080C4B | 31000 | 17.5 | 8.6 | 33800 | 24800 | 73.37% | 2.41 | 0 | 10.7 |  |  |  | No | R-410A | 2.5833 | Residential & Commercial | Ducted CEE Tier 1
215375390 | Central HP <5.4 tons | BOSCH | HRCU-A-CB (Split System: Heat Pump with Remote Outdoor Unit-Air-Source) | BOVA-36HDN1-M20G | ASPEN |  | D(A,C,E)48A36+TDR | BGH96M060B3B | 30800 | 17.5 | 8.6 | 33600 | 24800 | 73.81% | 2.34 | 0 | 10.5 |  |  |  | No | R-410A | 2.5667 | Residential & Commercial | Ducted CEE Tier 1
215375407 | Central HP <5.4 tons | BOSCH | HRCU-A-CB (Split System: Heat Pump with Remote Outdoor Unit-Air-Source) | BOVB-36HDN1-M20G | ASPEN |  | D(A,C,E)36A36+TDR | BGH96M080B3B | 22200 | 18 | 8.4 | 23600 | 19500 | 82.63% | 2.17 | 0 | 11.8 |  |  |  | No | R-410A | 1.85 | Residential & Commercial | Ducted CEE Tier 1
213076250 | Central HP <5.4 tons | KEEPRITE | HRCU-A-CB (Split System: Heat Pump with Remote Outdoor Unit-Air-Source) | DLCURAH36ABK |  |  | EA*4X36L21A* | *95MSU1002122A* | 35400 | 16 | 8.1 | 38500 | 35200 | 91.43% | 1.84 | 0 | 10 |  |  |  | No | R-410A | 2.95 | Residential & Commercial | Ducted CEE Tier 1
212625155 | Central HP <5.4 tons | COLEMAN | HRCU-A-CB (Split System: Heat Pump with Remote Outdoor Unit-Air-Source) | HMH72B341 | ASPEN |  | C(A,C,D,E)36D24+TDR | TL9E100C20UH11 | 32000 | 17 | 8.5 | 34000 | 29200 | 85.88% | 2.81 | 0 | 10 |  |  |  | No | R-410A | 2.6667 | Residential & Commercial | Ducted CEE Tier 1
212841205 | Central HP <5.4 tons | BOSCH | HRCU-A-CB (Split System: Heat Pump with Remote Outdoor Unit-Air-Source) | BOVB-60HDN1-M20G | ASPEN |  | AFM474+TDR |  | 46500 | 18 | 9 | 47500 | 45000 | 94.74% | 2.47 | 0 | 11.7 |  |  |  | No | R-410A | 3.875 | Residential & Commercial | Ducted CEE Tier 1
213927971 | Central HP <5.4 tons | WESTINGHOUSE | HRCU-A-C (Split System: Heat Pump with Remote Outdoor Unit with No Indoor Fan --Air Source) | WHM48SZA21S | ASPEN |  | D(A,C,E)43E44+TDR |  | 41000 | 15.55 | 8.55 | 42000 | 34600 | 82.38% | 1.94 | 0 | 11.4 |  |  |  | No | R-410A | 3.4167 | Residential & Commercial | Ducted CEE Tier 1
215932391 | Central HP <5.4 tons | KEEPRITE | HRCU-A-CB (Split System: Heat Pump with Remote Outdoor Unit-Air-Source) | C5H3V36*K*AAA* |  |  | EA*5X48M21A*+WALLCON | *80CSU0401712A* | 33400 | 20.5 | 9.5 | 34600 | 26400 | 76.3% | 2.04 | 0 | 11.5 |  |  |  | No | R-454B | 2.7833 | Residential & Commercial | Ducted CEE Tier 1
213078881 | Central HP <5.4 tons | ARCOAIRE | HRCU-A-CB (Split System: Heat Pump with Remote Outdoor Unit-Air-Source) | DLCURAH36ABK |  |  | EA*4X43L21A* | *80MSU1002120A* | 36400 | 16 | 8.5 | 38000 | 34800 | 91.58% | 2.1 | 0 | 10 |  |  |  | No | R-410A | 3.0333 | Residential & Commercial | Ducted CEE Tier 1
213205527 | Central HP <5.4 tons | TEMPSTAR | HRCU-A-CB (Split System: Heat Pump with Remote Outdoor Unit-Air-Source) | DLCURAH36ABK | ASPEN |  | D(A,C,E)36B34+TDR | *80ES(N,L)0902116A* | 35200 | 16 | 8.1 | 38500 | 31800 | 82.6% | 2.72 | 0 | 10.5 |  |  |  | No | R-410A | 2.9333 | Residential & Commercial | Ducted CEE Tier 1
213205541 | Central HP <5.4 tons | TEMPSTAR | HRCU-A-CB (Split System: Heat Pump with Remote Outdoor Unit-Air-Source) | DLCURAH36ABK | ASPEN |  | D(A,C,E)36B34+TDR | *80ES(N,L)0902420A* | 35000 | 16.5 | 8.1 | 38500 | 31800 | 82.6% | 2.72 | 0 | 10.5 |  |  |  | No | R-410A | 2.9167 | Residential & Commercial | Ducted CEE Tier 1
213078917 | Central HP <5.4 tons | ARCOAIRE | HRCU-A-CB (Split System: Heat Pump with Remote Outdoor Unit-Air-Source) | DLCURAH36ABK |  |  | END4X42L17** | *80MSU1002120A* | 36000 | 15.5 | 8.1 | 39000 | 35200 | 90.26% | 1.96 | 0 | 10 |  |  |  | No | R-410A | 3 | Residential & Commercial | Ducted CEE Tier 1
211239231 | Central HP <5.4 tons | GRANDAIRE | HRCU-A-CB (Split System: Heat Pump with Remote Outdoor Unit-Air-Source) | WDLCURAH24ABK |  |  | WBHL244*B* |  | 24000 | 16 | 9 | 26400 | 23400 | 88.64% | 1.92 | 0 | 10 |  |  |  | No | R-410A | 2 | Residential & Commercial | Ducted CEE Tier 1
211240287 | Central HP <5.4 tons | GRANDAIRE | HRCU-A-CB (Split System: Heat Pump with Remote Outdoor Unit-Air-Source) | WDLCURAH24ABK |  |  | WLA*244AA* | WFSX060A036A* | 24000 | 15.5 | 8.5 | 27200 | 23600 | 86.76% | 1.92 | 0 | 10 |  |  |  | No | R-410A | 2 | Residential & Commercial | Ducted CEE Tier 1
212507780 | Central HP <5.4 tons | BOSCH | HRCU-A-CB (Split System: Heat Pump with Remote Outdoor Unit-Air-Source) | BOVA-60HDN1-M15G | ASPEN |  | L(E,G)M36F4 |  | 33800 | 15.2 | 8.1 | 33800 | 25000 | 73.96% | 2.23 | 0 | 10 |  |  |  | No | R-410A | 2.8167 | Residential & Commercial | Ducted CEE Tier 1
212675693 | Central HP <5.4 tons | BOSCH | HRCU-A-CB (Split System: Heat Pump with Remote Outdoor Unit-Air-Source) | BOVA-60HDN1-M15G | ASPEN |  | L(E,G)M48G4 |  | 47000 | 15.5 | 8.2 | 47000 | 41000 | 87.23% | 2.3 | 0 | 10 |  |  |  | No | R-410A | 3.9167 | Residential & Commercial | Ducted CEE Tier 1
212846387 | Central HP <5.4 tons | BOSCH | HRCU-A-CB (Split System: Heat Pump with Remote Outdoor Unit-Air-Source) | BOVA-60HDN1-M15G | ASPEN |  | L(E,G)M48B4 |  | 47000 | 15.5 | 8.2 | 47000 | 41000 | 87.23% | 2.29 | 0 | 10 |  |  |  | No | R-410A | 3.9167 | Residential & Commercial | Ducted CEE Tier 1
212627493 | Central HP <5.4 tons | COLEMAN | HRCU-A-CB (Split System: Heat Pump with Remote Outdoor Unit-Air-Source) | HMH72B341 | ASPEN |  | D(A,C,E)42C36+TDR | TM8E080C16MP11 | 33000 | 18 | 8.4 | 34000 | 28400 | 83.53% | 2.75 | 0 | 10 |  |  |  | No | R-410A | 2.75 | Residential & Commercial | Ducted CEE Tier 1
212627557 | Central HP <5.4 tons | COLEMAN | HRCU-A-CB (Split System: Heat Pump with Remote Outdoor Unit-Air-Source) | HMH72B341 | ASPEN |  | D(A,C,E)36D36+TDR | TM8E100C16MP11 | 33000 | 18 | 8.4 | 34000 | 28400 | 83.53% | 2.74 | 0 | 10 |  |  |  | No | R-410A | 2.75 | Residential & Commercial | Ducted CEE Tier 1
212627574 | Central HP <5.4 tons | COLEMAN | HRCU-A-CB (Split System: Heat Pump with Remote Outdoor Unit-Air-Source) | HMH72B341 | ASPEN |  | C(A,C,D,E)48C26+TDR | TMLE040A12MP11 | 32000 | 18 | 8.1 | 33400 | 29000 | 86.83% | 2.48 | 0 | 10 |  |  |  | No | R-410A | 2.6667 | Residential & Commercial | Ducted CEE Tier 1
212627575 | Central HP <5.4 tons | COLEMAN | HRCU-A-CB (Split System: Heat Pump with Remote Outdoor Unit-Air-Source) | HMH72B341 | ASPEN |  | D(A,C,E)42D36+TDR | TMLE040A12MP11 | 32800 | 18 | 8.1 | 33400 | 29000 | 86.83% | 2.48 | 0 | 10 |  |  |  | No | R-410A | 2.7333 | Residential & Commercial | Ducted CEE Tier 1
212627592 | Central HP <5.4 tons | COLEMAN | HRCU-A-CB (Split System: Heat Pump with Remote Outdoor Unit-Air-Source) | HMH72B341 | ASPEN |  | D(A,C,E)36D36+TDR | TM8E120C16MP11 | 33200 | 18 | 8.4 | 34000 | 28800 | 84.71% | 2.77 | 0 | 10 |  |  |  | No | R-410A | 2.7667 | Residential & Commercial | Ducted CEE Tier 1
212627608 | Central HP <5.4 tons | COLEMAN | HRCU-A-CB (Split System: Heat Pump with Remote Outdoor Unit-Air-Source) | HMH72B341 | ASPEN |  | D(A,C,E)48D36+TDR | TMLE100C16MP11 | 33000 | 18 | 8.1 | 33000 | 29000 | 87.88% | 2.49 | 0 | 10 |  |  |  | No | R-410A | 2.75 | Residential & Commercial | Ducted CEE Tier 1
213079817 | Central HP <5.4 tons | ARCOAIRE | HRCU-A-CB (Split System: Heat Pump with Remote Outdoor Unit-Air-Source) | DLCURAH36ABK |  |  | EN(A,D,W)4X48L21** | *92MSN1002120A* | 36000 | 16.5 | 8.1 | 38500 | 34800 | 90.39% | 2 | 0 | 10.5 |  |  |  | No | R-410A | 3 | Residential & Commercial | Ducted CEE Tier 1
213080828 | Central HP <5.4 tons | ARCOAIRE | HRCU-A-CB (Split System: Heat Pump with Remote Outdoor Unit-Air-Source) | DLCURAH36ABK |  |  | EA*4X43L21A* | *95MSU0802120A* | 36600 | 16 | 8.5 | 38500 | 35000 | 90.91% | 2.08 | 0 | 10 |  |  |  | No | R-410A | 3.05 | Residential & Commercial | Ducted CEE Tier 1
215295710 | Central HP <5.4 tons | AIRQUEST | HRCU-A-CB (Split System: Heat Pump with Remote Outdoor Unit-Air-Source) | DLCURAH36ABK | ADP |  | H,GE33936 | *96VTN1202422A* | 35400 | 16 | 8.1 | 36800 | 34600 | 94.02% | 1.88 | 0 | 10 |  |  |  | No | R-410A | 2.95 | Residential & Commercial | Ducted CEE Tier 1
211241339 | Central HP <5.4 tons | GRANDAIRE | HRCU-A-CB (Split System: Heat Pump with Remote Outdoor Unit-Air-Source) | WDLCURAH24ABK |  |  | WLA*304AA* | WFEL045A036B* | 24400 | 16 | 8.5 | 26600 | 22600 | 84.96% | 1.86 | 0 | 10 |  |  |  | No | R-410A | 2.0333 | Residential & Commercial | Ducted CEE Tier 1
211245631 | Central HP <5.4 tons | GRANDAIRE | HRCU-A-CB (Split System: Heat Pump with Remote Outdoor Unit-Air-Source) | WDLCURAH24ABK |  |  | WLNC364CA* | WFER090B042A* | 24600 | 16.5 | 8.5 | 26400 | 22400 | 84.85% | 1.86 | 0 | 10.5 |  |  |  | No | R-410A | 2.05 | Residential & Commercial | Ducted CEE Tier 1
211245814 | Central HP <5.4 tons | GRANDAIRE | HRCU-A-CB (Split System: Heat Pump with Remote Outdoor Unit-Air-Source) | WDLCURAH24ABK |  |  | WAHL244C* |  | 23800 | 17.5 | 8.5 | 26000 | 23800 | 91.54% | 2 | 0 | 10 |  |  |  | No | R-410A | 1.9833 | Residential & Commercial | Ducted CEE Tier 1
211245881 | Central HP <5.4 tons | GRANDAIRE | HRCU-A-CB (Split System: Heat Pump with Remote Outdoor Unit-Air-Source) | WDLCURAH24ABK |  |  | FMA4P30**AL* |  | 25200 | 15.2 | 9 | 27800 | 21600 | 77.7% | 1.78 | 0 | 10 |  |  |  | No | R-410A | 2.1 | Residential & Commercial | Ducted CEE Tier 1
207573742 | Central HP <5.4 tons | DAY & NIGHT | HRCU-A-CB (Split System: Heat Pump with Remote Outdoor Unit-Air-Source) | CVH848GKA2* | ADP |  | PL48H210P299 | *96CTN1002122A* | 44500 | 17 | 8.5 | 44500 | 34600 | 77.75% | 2 | 10.5 | 10 |  |  |  | No | R-410A | 3.7083 | Residential & Commercial | Ducted CEE Tier 1
207573774 | Central HP <5.4 tons | DAY & NIGHT | HRCU-A-CB (Split System: Heat Pump with Remote Outdoor Unit-Air-Source) | CVH848GKA2* | ADP |  | FG36948 | *97CMN1002122A* | 44500 | 17 | 8.5 | 44500 | 34600 | 77.75% | 2 | 10.5 | 10 |  |  |  | No | R-410A | 3.7083 | Residential & Commercial | Ducted CEE Tier 1
215223254 | Central HP <5.4 tons | COMFORTMAKER | HRCU-A-C (Split System: Heat Pump with Remote Outdoor Unit with No Indoor Fan --Air Source) | DLCURAH30ABK | ADP |  | H,GG32930+TD |  | 29000 | 15.2 | 9.2 | 31200 | 26600 | 85.26% | 1.78 | 0 | 10 |  |  |  | No | R-410A | 2.4167 | Residential & Commercial | Ducted CEE Tier 1
215223256 | Central HP <5.4 tons | COMFORTMAKER | HRCU-A-C (Split System: Heat Pump with Remote Outdoor Unit with No Indoor Fan --Air Source) | DLCURAH30ABK | ADP |  | H,GG33930+TD |  | 29400 | 15.2 | 9.35 | 31200 | 26600 | 85.26% | 1.8 | 0 | 10 |  |  |  | No | R-410A | 2.45 | Residential & Commercial | Ducted CEE Tier 1
215727962 | Central HP <5.4 tons | CHAMPION HEATING AND COOLING | HRCU-A-CB (Split System: Heat Pump with Remote Outdoor Unit-Air-Source) | HH860E2S11 | ADP |  | H,YE36(1,2)60+TXV | TM9Y100C16MP11 | 43500 | 16 | 8.4 | 42500 | 33400 | 78.59% | 1.98 | 0 | 10.5 |  |  |  | No | R-454B | 3.625 | Residential & Commercial | Ducted CEE Tier 1
212627708 | Central HP <5.4 tons | COLEMAN | HRCU-A-CB (Split System: Heat Pump with Remote Outdoor Unit-Air-Source) | HMH72B341 | ASPEN |  | D(A,C,E)42C36+TDR | CPLC080C16MP13 | 32800 | 17.5 | 8.1 | 33800 | 27400 | 81.07% | 2.47 | 0 | 10 |  |  |  | No | R-410A | 2.7333 | Residential & Commercial | Ducted CEE Tier 1
212627727 | Central HP <5.4 tons | COLEMAN | HRCU-A-CB (Split System: Heat Pump with Remote Outdoor Unit-Air-Source) | HMH72B341 | ASPEN |  | D(A,C,E)36D36+TDR | CPLC100C16MP13 | 32800 | 17.5 | 8.1 | 33800 | 27400 | 81.07% | 2.47 | 0 | 10 |  |  |  | No | R-410A | 2.7333 | Residential & Commercial | Ducted CEE Tier 1
212627757 | Central HP <5.4 tons | COLEMAN | HRCU-A-CB (Split System: Heat Pump with Remote Outdoor Unit-Air-Source) | HMH72B341 | ASPEN |  | D(A,C,E)42D36+TDR | TM8V080C16MP12 | 33200 | 17.5 | 8.5 | 34000 | 27400 | 80.59% | 2.67 | 0 | 10 |  |  |  | No | R-410A | 2.7667 | Residential & Commercial | Ducted CEE Tier 1
212627826 | Central HP <5.4 tons | COLEMAN | HRCU-A-CB (Split System: Heat Pump with Remote Outdoor Unit-Air-Source) | HMH72B341 | ASPEN |  | D(A,C,E)42B36+TDR | TPLC080C16MP13 | 32400 | 17.5 | 8.1 | 33800 | 27400 | 81.07% | 2.47 | 0 | 10 |  |  |  | No | R-410A | 2.7 | Residential & Commercial | Ducted CEE Tier 1
212627844 | Central HP <5.4 tons | COLEMAN | HRCU-A-CB (Split System: Heat Pump with Remote Outdoor Unit-Air-Source) | HMH72B341 | ASPEN |  | D(A,C,E)36B46+TDR | TPLC100C16MP13 | 33000 | 17.5 | 8.1 | 33800 | 27400 | 81.07% | 2.47 | 0 | 10 |  |  |  | No | R-410A | 2.75 | Residential & Commercial | Ducted CEE Tier 1
211261022 | Central HP <5.4 tons | ARCOAIRE | HRCU-A-CB (Split System: Heat Pump with Remote Outdoor Unit-Air-Source) | DLCURAH18ABK |  |  | EA*4X25L17A* | *92ESN0601412A* | 18700 | 16.5 | 8.5 | 18500 | 17400 | 94.05% | 2.12 | 0 | 11 |  |  |  | No | R-410A | 1.5583 | Residential & Commercial | Ducted CEE Tier 1
212520200 | Central HP <5.4 tons | CARRIER | HRCU-A-CB (Split System: Heat Pump with Remote Outdoor Unit-Air-Source) | 38MURAQ24AB3* | ADP |  | H,PG24936 | 58S(B,C)*A045E14**12 | 24400 | 16 | 8.5 | 25600 | 22800 | 89.06% | 1.9 | 0 | 10 |  |  |  | No | R-410A | 2.0333 | Residential & Commercial | Ducted CEE Tier 1
211259580 | Central HP <5.4 tons | ARCOAIRE | HRCU-A-CB (Split System: Heat Pump with Remote Outdoor Unit-Air-Source) | DLCURAH18ABK |  |  | EA*4X19L17A* | *80VSL0451412A* | 18200 | 16.5 | 8.5 | 18200 | 17600 | 96.7% | 2.14 | 0 | 11 |  |  |  | No | R-410A | 1.5167 | Residential & Commercial | Ducted CEE Tier 1
213203960 | Central HP <5.4 tons | TEMPSTAR | HRCU-A-CB (Split System: Heat Pump with Remote Outdoor Unit-Air-Source) | DLCURAH18ABK | ASPEN |  | D(A,C,E)24B44+TDR | *92ESN0601412A* | 17300 | 16.3 | 8.5 | 18500 | 13900 | 75.14% | 2.26 | 0 | 10.7 |  |  |  | No | R-410A | 1.4417 | Residential & Commercial | Ducted CEE Tier 1
208663759 | Central HP <5.4 tons | LENNOX | HRCU-A-CB (Split System: Heat Pump with Remote Outdoor Unit-Air-Source) | SL25XPV-036-230A** | ADP |  | LD24/35Y9 | SLP99DF070XV36B* | 33400 | 21 | 8.7 | 34400 | 29400 | 85.47% | 1.76 | 13 | 12.5 |  |  |  | No | R-410A | 2.7833 | Residential & Commercial | Ducted CEE Tier 1
212627928 | Central HP <5.4 tons | COLEMAN | HRCU-A-CB (Split System: Heat Pump with Remote Outdoor Unit-Air-Source) | HMH72B341 | ASPEN |  | D(A,C,E)48C36+TDR | CP9C100C16MP13 | 33200 | 17.5 | 8.1 | 34000 | 27400 | 80.59% | 2.47 | 0 | 10 |  |  |  | No | R-410A | 2.7667 | Residential & Commercial | Ducted CEE Tier 1
212627943 | Central HP <5.4 tons | COLEMAN | HRCU-A-CB (Split System: Heat Pump with Remote Outdoor Unit-Air-Source) | HMH72B341 | ASPEN |  | D(A,C,E)42A46+TDR | TM8Y080C16MP11 | 32400 | 18.5 | 8.5 | 34000 | 27400 | 80.59% | 2.67 | 0 | 10 |  |  |  | No | R-410A | 2.7 | Residential & Commercial | Ducted CEE Tier 1
212627944 | Central HP <5.4 tons | COLEMAN | HRCU-A-CB (Split System: Heat Pump with Remote Outdoor Unit-Air-Source) | HMH72B341 | ASPEN |  | D(A,C,E)42B36+TDR | TM8Y080C16MP11 | 32400 | 18.5 | 8.5 | 34000 | 27400 | 80.59% | 2.67 | 0 | 10 |  |  |  | No | R-410A | 2.7 | Residential & Commercial | Ducted CEE Tier 1
212627958 | Central HP <5.4 tons | COLEMAN | HRCU-A-CB (Split System: Heat Pump with Remote Outdoor Unit-Air-Source) | HMH72B341 | ASPEN |  | C(A,C,D,E)36C36+TDR | TM8Y100C16MP11 | 32400 | 18.5 | 8.5 | 34000 | 27400 | 80.59% | 2.67 | 0 | 10 |  |  |  | No | R-410A | 2.7 | Residential & Commercial | Ducted CEE Tier 1
212628008 | Central HP <5.4 tons | COLEMAN | HRCU-A-CB (Split System: Heat Pump with Remote Outdoor Unit-Air-Source) | HMH72B341 | ASPEN |  | D(A,C,E)36B46+TDR | TP9C100C16MP13 | 33000 | 17.5 | 8.1 | 34000 | 27400 | 80.59% | 2.47 | 0 | 10 |  |  |  | No | R-410A | 2.75 | Residential & Commercial | Ducted CEE Tier 1
212626077 | Central HP <5.4 tons | COLEMAN | HRCU-A-CB (Split System: Heat Pump with Remote Outdoor Unit-Air-Source) | HMH72B341 | ASPEN |  | D(A,C,E)42B36+TDR | TM8Y080B12MP11 | 32600 | 18 | 8.5 | 33400 | 27400 | 82.04% | 2.65 | 0 | 10 |  |  |  | No | R-410A | 2.7167 | Residential & Commercial | Ducted CEE Tier 1
212626241 | Central HP <5.4 tons | COLEMAN | HRCU-A-CB (Split System: Heat Pump with Remote Outdoor Unit-Air-Source) | HMH72B341 | ASPEN |  | D(A,C,E)48B26+TDR | TM8E100C16MP11 | 31800 | 18 | 8.1 | 33600 | 28200 | 83.93% | 2.64 | 0 | 10 |  |  |  | No | R-410A | 2.65 | Residential & Commercial | Ducted CEE Tier 1
212626286 | Central HP <5.4 tons | COLEMAN | HRCU-A-CB (Split System: Heat Pump with Remote Outdoor Unit-Air-Source) | HMH72B341 | ASPEN |  | C(A,C,D,E)48A36+TDR | TM8E120C16MP11 | 33200 | 18 | 8.1 | 33600 | 28600 | 85.12% | 2.67 | 0 | 10 |  |  |  | No | R-410A | 2.7667 | Residential & Commercial | Ducted CEE Tier 1
212626402 | Central HP <5.4 tons | COLEMAN | HRCU-A-CB (Split System: Heat Pump with Remote Outdoor Unit-Air-Source) | HMH72B341 | ASPEN |  | D(A,C,E)48D36+TDR | TM9E100C16MP12 | 33600 | 18 | 8.5 | 33600 | 27200 | 80.95% | 2.66 | 0 | 10 |  |  |  | No | R-410A | 2.8 | Residential & Commercial | Ducted CEE Tier 1
212626600 | Central HP <5.4 tons | COLEMAN | HRCU-A-CB (Split System: Heat Pump with Remote Outdoor Unit-Air-Source) | HMH72B341 | ASPEN |  | C(A,C,D,E)36B36+TDR | TM8E080C16MP11 | 33000 | 18 | 8.2 | 33800 | 28200 | 83.43% | 2.68 | 0 | 10 |  |  |  | No | R-410A | 2.75 | Residential & Commercial | Ducted CEE Tier 1
212626686 | Central HP <5.4 tons | COLEMAN | HRCU-A-CB (Split System: Heat Pump with Remote Outdoor Unit-Air-Source) | HMH72B341 | ASPEN |  | C(A,C,D,E)36B36+TDR | TM8E100C16MP11 | 33000 | 18 | 8.2 | 33800 | 28200 | 83.43% | 2.68 | 0 | 10 |  |  |  | No | R-410A | 2.75 | Residential & Commercial | Ducted CEE Tier 1
212626700 | Central HP <5.4 tons | COLEMAN | HRCU-A-CB (Split System: Heat Pump with Remote Outdoor Unit-Air-Source) | HMH72B341 | ASPEN |  | D(A,C,E)42A46+TDR | TM8E080C16MP11 | 33000 | 18 | 8.3 | 33800 | 28600 | 84.62% | 2.71 | 0 | 10 |  |  |  | No | R-410A | 2.75 | Residential & Commercial | Ducted CEE Tier 1
212626868 | Central HP <5.4 tons | COLEMAN | HRCU-A-CB (Split System: Heat Pump with Remote Outdoor Unit-Air-Source) | HMH72B341 | ASPEN |  | D(A,C,E)36C36+TDR | TM8E120C16MP11 | 33200 | 18 | 8.3 | 33800 | 28800 | 85.21% | 2.73 | 0 | 10 |  |  |  | No | R-410A | 2.7667 | Residential & Commercial | Ducted CEE Tier 1
212626909 | Central HP <5.4 tons | COLEMAN | HRCU-A-CB (Split System: Heat Pump with Remote Outdoor Unit-Air-Source) | HMH72B341 | ASPEN |  | C(A,C,D,E)36C36+TDR | TM8E100B12MP11 | 32600 | 18 | 8.5 | 33800 | 27400 | 81.07% | 2.64 | 0 | 10 |  |  |  | No | R-410A | 2.7167 | Residential & Commercial | Ducted CEE Tier 1
212626943 | Central HP <5.4 tons | COLEMAN | HRCU-A-CB (Split System: Heat Pump with Remote Outdoor Unit-Air-Source) | HMH72B341 | ASPEN |  | D(A,C,E)42C36+TDR | TMLE060A12MP11 | 33000 | 18 | 8.1 | 33800 | 27400 | 81.07% | 2.44 | 0 | 10 |  |  |  | No | R-410A | 2.75 | Residential & Commercial | Ducted CEE Tier 1
212627043 | Central HP <5.4 tons | COLEMAN | HRCU-A-CB (Split System: Heat Pump with Remote Outdoor Unit-Air-Source) | HMH72B341 | ASPEN |  | D(A,C,E)42B36+TDR | CP9C080C16MP13 | 32600 | 17.5 | 8.1 | 33800 | 27400 | 81.07% | 2.45 | 0 | 10 |  |  |  | No | R-410A | 2.7167 | Residential & Commercial | Ducted CEE Tier 1
215223250 | Central HP <5.4 tons | COMFORTMAKER | HRCU-A-C (Split System: Heat Pump with Remote Outdoor Unit with No Indoor Fan --Air Source) | DLCURAH18ABK | ADP |  | H,GG31924+TD |  | 18000 | 16 | 9.2 | 17300 | 14600 | 84.39% | 2.14 | 0 | 11.7 |  |  |  | No | R-410A | 1.5 | Residential & Commercial | Ducted CEE Tier 1
212627093 | Central HP <5.4 tons | COLEMAN | HRCU-A-CB (Split System: Heat Pump with Remote Outdoor Unit-Air-Source) | HMH72B341 | ASPEN |  | D(A,C,E)42D36+TDR | TP9C080C16MP13 | 33200 | 17.5 | 8.1 | 33800 | 27400 | 81.07% | 2.45 | 0 | 10 |  |  |  | No | R-410A | 2.7667 | Residential & Commercial | Ducted CEE Tier 1
212627579 | Central HP <5.4 tons | COLEMAN | HRCU-A-CB (Split System: Heat Pump with Remote Outdoor Unit-Air-Source) | HMH72B341 | ASPEN |  | D(A,C,E)36B46+TDR | TM8E100C16MP11 | 33000 | 18 | 8.4 | 34000 | 28400 | 83.53% | 2.74 | 0 | 10 |  |  |  | No | R-410A | 2.75 | Residential & Commercial | Ducted CEE Tier 1
212627670 | Central HP <5.4 tons | COLEMAN | HRCU-A-CB (Split System: Heat Pump with Remote Outdoor Unit-Air-Source) | HMH72B341 | ASPEN |  | D(A,C,E)48D36+TDR | TM8E120C16MP11 | 33200 | 18 | 8.5 | 34000 | 28800 | 84.71% | 2.79 | 0 | 10 |  |  |  | No | R-410A | 2.7667 | Residential & Commercial | Ducted CEE Tier 1
212627713 | Central HP <5.4 tons | COLEMAN | HRCU-A-CB (Split System: Heat Pump with Remote Outdoor Unit-Air-Source) | HMH72B341 | ASPEN |  | D(A,C,E)48C36+TDR | CPLC080C16MP13 | 33200 | 17.5 | 8.1 | 33800 | 27400 | 81.07% | 2.47 | 0 | 10 |  |  |  | No | R-410A | 2.7667 | Residential & Commercial | Ducted CEE Tier 1
212627715 | Central HP <5.4 tons | COLEMAN | HRCU-A-CB (Split System: Heat Pump with Remote Outdoor Unit-Air-Source) | HMH72B341 | ASPEN |  | D(A,C,E)48D36+TDR | CPLC080C16MP13 | 33400 | 17.5 | 8.1 | 33800 | 27400 | 81.07% | 2.47 | 0 | 10 |  |  |  | No | R-410A | 2.7833 | Residential & Commercial | Ducted CEE Tier 1
212627720 | Central HP <5.4 tons | COLEMAN | HRCU-A-CB (Split System: Heat Pump with Remote Outdoor Unit-Air-Source) | HMH72B341 | ASPEN |  | C(A,C,D,E)36C36+TDR | CPLC100C16MP13 | 32400 | 17.5 | 8.1 | 33800 | 27400 | 81.07% | 2.47 | 0 | 10 |  |  |  | No | R-410A | 2.7 | Residential & Commercial | Ducted CEE Tier 1
212627731 | Central HP <5.4 tons | COLEMAN | HRCU-A-CB (Split System: Heat Pump with Remote Outdoor Unit-Air-Source) | HMH72B341 | ASPEN |  | D(A,C,E)42C36+TDR | CPLC100C16MP13 | 32800 | 17.5 | 8.1 | 33800 | 27400 | 81.07% | 2.47 | 0 | 10 |  |  |  | No | R-410A | 2.7333 | Residential & Commercial | Ducted CEE Tier 1
212627781 | Central HP <5.4 tons | COLEMAN | HRCU-A-CB (Split System: Heat Pump with Remote Outdoor Unit-Air-Source) | HMH72B341 | ASPEN |  | D(A,C,E)48B36+TDR | TM8V100C16MP12 | 32600 | 17.5 | 8.5 | 34000 | 27400 | 80.59% | 2.67 | 0 | 10 |  |  |  | No | R-410A | 2.7167 | Residential & Commercial | Ducted CEE Tier 1
212627797 | Central HP <5.4 tons | COLEMAN | HRCU-A-CB (Split System: Heat Pump with Remote Outdoor Unit-Air-Source) | HMH72B341 | ASPEN |  | D(A,C,E)36B46+TDR | TMLV100C16MP12 | 33000 | 17.5 | 8.1 | 33800 | 27400 | 81.07% | 2.47 | 0 | 10 |  |  |  | No | R-410A | 2.75 | Residential & Commercial | Ducted CEE Tier 1
212627806 | Central HP <5.4 tons | COLEMAN | HRCU-A-CB (Split System: Heat Pump with Remote Outdoor Unit-Air-Source) | HMH72B341 | ASPEN |  | D(A,C,E)42D36+TDR | TMLV100C16MP12 | 33200 | 17.5 | 8.1 | 33800 | 27400 | 81.07% | 2.47 | 0 | 10 |  |  |  | No | R-410A | 2.7667 | Residential & Commercial | Ducted CEE Tier 1
207455277 | Central HP <5.4 tons | LENNOX | HRCU-A-CB (Split System: Heat Pump with Remote Outdoor Unit-Air-Source) | SL25XPV-036-230A** | ADP |  | L*23/37Z9 | SLP99UH110XV60C* | 34000 | 21 | 8.8 | 34000 | 27000 | 79.41% | 1.82 | 14 | 13.5 |  |  |  | No | R-410A | 2.8333 | Residential & Commercial | Ducted CEE Tier 1
215057520 | Central HP <5.4 tons | BOSCH | HRCU-A-CB (Split System: Heat Pump with Remote Outdoor Unit-Air-Source) | BOVD-36HDN1-M20G | ASPEN |  | L(E,G)M48B4 |  | 31600 | 19 | 9.5 | 33200 | 24000 | 72.29% | 1.9 | 0 | 12 |  |  |  | No | R-410A | 2.6333 | Residential & Commercial | Ducted CEE Tier 1
215375436 | Central HP <5.4 tons | BOSCH | HRCU-A-CB (Split System: Heat Pump with Remote Outdoor Unit-Air-Source) | BOVD-36HDN1-M20G | ASPEN |  | D(A,C,E)36C44+TDR | BGH96M060B3B | 23400 | 18.5 | 9 | 20000 | 20000 | 100% | 2.86 | 0 | 12 |  |  |  | No | R-410A | 1.95 | Residential & Commercial | Ducted CEE Tier 1
215375439 | Central HP <5.4 tons | BOSCH | HRCU-A-CB (Split System: Heat Pump with Remote Outdoor Unit-Air-Source) | BOVD-36HDN1-M20G | ASPEN |  | D(A,C,E)36C46+TDR | BGH96M060B3B | 23400 | 18.5 | 9 | 20000 | 20000 | 100% | 2.86 | 0 | 12 |  |  |  | No | R-410A | 1.95 | Residential & Commercial | Ducted CEE Tier 1
212627879 | Central HP <5.4 tons | COLEMAN | HRCU-A-CB (Split System: Heat Pump with Remote Outdoor Unit-Air-Source) | HMH72B341 | ASPEN |  | D(A,C,E)48B36+TDR | TL8E080C16UH11 | 32600 | 17.5 | 8.5 | 34000 | 27800 | 81.76% | 2.68 | 0 | 10 |  |  |  | No | R-410A | 2.7167 | Residential & Commercial | Ducted CEE Tier 1
212627940 | Central HP <5.4 tons | COLEMAN | HRCU-A-CB (Split System: Heat Pump with Remote Outdoor Unit-Air-Source) | HMH72B341 | ASPEN |  | D(A,C,E)36C36+TDR | TM8Y080C16MP11 | 32400 | 18.5 | 8.5 | 34000 | 27400 | 80.59% | 2.67 | 0 | 10 |  |  |  | No | R-410A | 2.7 | Residential & Commercial | Ducted CEE Tier 1
214521904 | Central HP <5.4 tons | COLEMAN | HRCU-A-CB (Split System: Heat Pump with Remote Outdoor Unit-Air-Source) | HMH72B341 | ASPEN |  | C(A,C,D,E)48A34+TDR | Z8ES040A12LMPS1 | 33200 | 18 | 8.1 | 32600 | 29800 | 91.41% | 2.68 | 0 | 10 |  |  |  | No | R-410A | 2.7667 | Residential & Commercial | Ducted CEE Tier 1
214385857 | Central HP <5.4 tons | COMFORTMAKER | HRCU-A-C (Split System: Heat Pump with Remote Outdoor Unit with No Indoor Fan --Air Source) | DLCURAH24ABK | ADP |  | H,YE21924+TD |  | 23000 | 16 | 8.8 | 23000 | 19600 | 85.22% | 1.84 | 0 | 10 |  |  |  | No | R-410A | 1.9167 | Residential & Commercial | Ducted CEE Tier 1
212628027 | Central HP <5.4 tons | COLEMAN | HRCU-A-CB (Split System: Heat Pump with Remote Outdoor Unit-Air-Source) | HMH72B341 | ASPEN |  | D(A,C,E)48D26+TDR | TL9E100C20UH11 | 32800 | 17 | 8.5 | 34000 | 29200 | 85.88% | 2.81 | 0 | 10 |  |  |  | No | R-410A | 2.7333 | Residential & Commercial | Ducted CEE Tier 1
212628059 | Central HP <5.4 tons | COLEMAN | HRCU-A-CB (Split System: Heat Pump with Remote Outdoor Unit-Air-Source) | HMH72B341 | ASPEN |  | D(A,C,E)42C36+TDR | TL8E100C20UH11 | 32800 | 17.5 | 8.5 | 34000 | 27400 | 80.59% | 2.69 | 0 | 10 |  |  |  | No | R-410A | 2.7333 | Residential & Commercial | Ducted CEE Tier 1
214385843 | Central HP <5.4 tons | COMFORTMAKER | HRCU-A-C (Split System: Heat Pump with Remote Outdoor Unit with No Indoor Fan --Air Source) | DLCURAH18ABK | ADP |  | H,YE21924+TD |  | 17700 | 16 | 8.85 | 17100 | 14600 | 85.38% | 2.06 | 0 | 11.5 |  |  |  | No | R-410A | 1.475 | Residential & Commercial | Ducted CEE Tier 1
214385844 | Central HP <5.4 tons | COMFORTMAKER | HRCU-A-C (Split System: Heat Pump with Remote Outdoor Unit with No Indoor Fan --Air Source) | DLCURAH18ABK | ADP |  | H,YA10936+TD |  | 18000 | 16 | 9.15 | 17300 | 14600 | 84.39% | 2.14 | 0 | 11.7 |  |  |  | No | R-410A | 1.5 | Residential & Commercial | Ducted CEE Tier 1
213369644 | Central HP <5.4 tons | ECO-AIR | HRCU-A-C (Split System: Heat Pump with Remote Outdoor Unit with No Indoor Fan --Air Source) | MOX430U-18HFN1-M | ADP |  | *G20924+TD |  | 17100 | 16 | 8.65 | 17000 | 14500 | 85.29% | 2.02 | 0 | 11 |  |  |  | No | R-410A | 1.425 | Residential & Commercial | Ducted CEE Tier 1
212627930 | Central HP <5.4 tons | COLEMAN | HRCU-A-CB (Split System: Heat Pump with Remote Outdoor Unit-Air-Source) | HMH72B341 | ASPEN |  | D(A,C,E)48D36+TDR | CP9C100C16MP13 | 33400 | 17.5 | 8.1 | 34000 | 27400 | 80.59% | 2.47 | 0 | 10 |  |  |  | No | R-410A | 2.7833 | Residential & Commercial | Ducted CEE Tier 1
212627962 | Central HP <5.4 tons | COLEMAN | HRCU-A-CB (Split System: Heat Pump with Remote Outdoor Unit-Air-Source) | HMH72B341 | ASPEN |  | D(A,C,E)36B46+TDR | TM8Y100C16MP11 | 33000 | 18.5 | 8.5 | 34000 | 27400 | 80.59% | 2.67 | 0 | 10 |  |  |  | No | R-410A | 2.75 | Residential & Commercial | Ducted CEE Tier 1
212628062 | Central HP <5.4 tons | COLEMAN | HRCU-A-CB (Split System: Heat Pump with Remote Outdoor Unit-Air-Source) | HMH72B341 | ASPEN |  | D(A,C,E)48B36+TDR | TL8E100C20UH11 | 32600 | 17.5 | 8.5 | 34000 | 27400 | 80.59% | 2.69 | 0 | 10 |  |  |  | No | R-410A | 2.7167 | Residential & Commercial | Ducted CEE Tier 1
212627972 | Central HP <5.4 tons | COLEMAN | HRCU-A-CB (Split System: Heat Pump with Remote Outdoor Unit-Air-Source) | HMH72B341 | ASPEN |  | D(A,C,E)48B36+TDR | TM8Y100C16MP11 | 32600 | 18.5 | 8.5 | 34000 | 27400 | 80.59% | 2.67 | 0 | 10 |  |  |  | No | R-410A | 2.7167 | Residential & Commercial | Ducted CEE Tier 1
212627988 | Central HP <5.4 tons | COLEMAN | HRCU-A-CB (Split System: Heat Pump with Remote Outdoor Unit-Air-Source) | HMH72B341 | ASPEN |  | D(A,C,E)36D36+TDR | TM9V100C16MP12 | 32800 | 17.5 | 8.5 | 34000 | 27400 | 80.59% | 2.67 | 0 | 10 |  |  |  | No | R-410A | 2.7333 | Residential & Commercial | Ducted CEE Tier 1
213548660 | Central HP <5.4 tons | LENNOX | HRCU-A-CB (Split System: Heat Pump with Remote Outdoor Unit-Air-Source) | SL25XPV-036-230A** | ADP |  | LH23/37W9 | SLP98UH090XV60C* | 33600 | 21 | 8.6 | 32800 | 26200 | 79.88% | 1.8 | 0 | 13 |  |  |  | No | R-410A | 2.8 | Residential & Commercial | Ducted CEE Tier 1
214101701 | Central HP <5.4 tons | CONCORD | HRCU-A-CB (Split System: Heat Pump with Remote Outdoor Unit-Air-Source) | 4HP18V36P | ADP |  | H,A,DD06936 | 97G2DF070BE16 | 23600 | 17 | 8.35 | 22400 | 16300 | 72.77% | 2.12 | 0 | 12 |  |  |  | No | R-410A | 1.9667 | Residential & Commercial | Ducted CEE Tier 1
216035143 | Central HP <5.4 tons | COLEMAN | HRCU-A-C (Split System: Heat Pump with Remote Outdoor Unit with No Indoor Fan --Air Source) | HH824E2S11 | ASPEN |  | D(A,C,E)36A3J+TDR |  | 22400 | 15.2 | 8.5 | 22600 | 21200 | 93.81% | 2.65 | 0 | 11 |  |  |  | No | R-454B | 1.8667 | Residential & Commercial | Ducted CEE Tier 1
214849152 | Central HP <5.4 tons | YORK | HRCU-A-CB (Split System: Heat Pump with Remote Outdoor Unit-Air-Source) | HMH72B341 | ADP |  | CX361B935 | Y81E080B12SMPS1 | 33200 | 18 | 8.5 | 31400 | 23000 | 73.25% | 2.04 | 0 | 10 |  |  |  | No | R-410A | 2.7667 | Residential & Commercial | Ducted CEE Tier 1
213203974 | Central HP <5.4 tons | TEMPSTAR | HRCU-A-CB (Split System: Heat Pump with Remote Outdoor Unit-Air-Source) | DLCURAH18ABK | ASPEN |  | D(A,C,E)24B44+TDR | *95ESN0261410A* | 17400 | 15.9 | 8.5 | 18600 | 14200 | 76.34% | 2.24 | 0 | 10.8 |  |  |  | No | R-410A | 1.45 | Residential & Commercial | Ducted CEE Tier 1
212520218 | Central HP <5.4 tons | CARRIER | HRCU-A-CB (Split System: Heat Pump with Remote Outdoor Unit-Air-Source) | 38MURAQ24AB3* | ADP |  | H,PG34936 | 58S(B,C)*A070E17**16 | 24800 | 16 | 8.1 | 25200 | 21800 | 86.51% | 1.82 | 0 | 10.5 |  |  |  | No | R-410A | 2.0667 | Residential & Commercial | Ducted CEE Tier 1
211260737 | Central HP <5.4 tons | ARCOAIRE | HRCU-A-CB (Split System: Heat Pump with Remote Outdoor Unit-Air-Source) | DLCURAH18ABK |  |  | EA*4X25L17A* | *96VSN0601412A* | 18500 | 16 | 8.5 | 18300 | 17400 | 95.08% | 2.12 | 0 | 11 |  |  |  | No | R-410A | 1.5417 | Residential & Commercial | Ducted CEE Tier 1
211260420 | Central HP <5.4 tons | ARCOAIRE | HRCU-A-CB (Split System: Heat Pump with Remote Outdoor Unit-Air-Source) | DLCURAH18ABK |  |  | EA*4X24L17A* | *96VTN0801716A* | 17400 | 16 | 8.5 | 18300 | 19200 | 104.9% | 2.3 | 0 | 10.5 |  |  |  | No | R-410A | 1.45 | Residential & Commercial | Ducted CEE Tier 1
211260320 | Central HP <5.4 tons | ARCOAIRE | HRCU-A-CB (Split System: Heat Pump with Remote Outdoor Unit-Air-Source) | DLCURAH18ABK |  |  | EA*4X24L17A* | *95ESU0401712A* | 17600 | 16 | 8.5 | 18500 | 19100 | 103.2% | 2.3 | 0 | 10.5 |  |  |  | No | R-410A | 1.4667 | Residential & Commercial | Ducted CEE Tier 1
211260085 | Central HP <5.4 tons | ARCOAIRE | HRCU-A-CB (Split System: Heat Pump with Remote Outdoor Unit-Air-Source) | DLCURAH18ABK |  |  | EA*4X24L14A* | *96VSN0401410A* | 17300 | 16 | 8.5 | 18300 | 19200 | 104.9% | 2.3 | 0 | 10.5 |  |  |  | No | R-410A | 1.4417 | Residential & Commercial | Ducted CEE Tier 1
211261370 | Central HP <5.4 tons | ARCOAIRE | HRCU-A-CB (Split System: Heat Pump with Remote Outdoor Unit-Air-Source) | DLCURAH18ABK |  |  | EA*4X30L14A* | *96VTN0401410A* | 17500 | 16 | 8.5 | 18100 | 18600 | 102.8% | 2.24 | 0 | 10.5 |  |  |  | No | R-410A | 1.4583 | Residential & Commercial | Ducted CEE Tier 1
211240496 | Central HP <5.4 tons | GRANDAIRE | HRCU-A-CB (Split System: Heat Pump with Remote Outdoor Unit-Air-Source) | WDLCURAH24ABK |  |  | WLA*244BA* | WFSU060B048A* | 24000 | 16.5 | 8.5 | 26800 | 24000 | 89.55% | 1.98 | 0 | 10 |  |  |  | No | R-410A | 2 | Residential & Commercial | Ducted CEE Tier 1
215037806 | Central HP <5.4 tons | LENNOX | HRCU-A-CB (Split System: Heat Pump with Remote Outdoor Unit-Air-Source) | EL17XP1-048-230A** | ASPEN |  | CH60B34+TDR | ML180UH090E60C* | 45000 | 15.7 | 8.1 | 44500 | 31200 | 70.11% | 2.74 | 0 | 12.4 |  |  |  | No | R-410A | 3.75 | Residential & Commercial | Ducted CEE Tier 1
215727979 | Central HP <5.4 tons | CHAMPION HEATING AND COOLING | HRCU-A-CB (Split System: Heat Pump with Remote Outdoor Unit-Air-Source) | HH860E2S11 | ADP |  | H,YE48(1,2)60+TXV | Z8ES120C20SMPS1 | 52500 | 18 | 8.5 | 51500 | 38000 | 73.79% | 2 | 0 | 11.7 |  |  |  | No | R-454B | 4.375 | Residential & Commercial | Ducted CEE Tier 1
215727934 | Central HP <5.4 tons | CHAMPION HEATING AND COOLING | HRCU-A-CB (Split System: Heat Pump with Remote Outdoor Unit-Air-Source) | HH860E2S11 | ADP |  | H,YE36(1,2)60+TXV | TM8Y080C16MP11 | 43500 | 17 | 8.4 | 42000 | 33000 | 78.57% | 1.98 | 0 | 11.5 |  |  |  | No | R-454B | 3.625 | Residential & Commercial | Ducted CEE Tier 1
215727952 | Central HP <5.4 tons | CHAMPION HEATING AND COOLING | HRCU-A-CB (Split System: Heat Pump with Remote Outdoor Unit-Air-Source) | HH860E2S11 | ADP |  | H,YE36(1,2)60+TXV | TM9V080C16MP12 | 43000 | 17 | 8.4 | 42000 | 33000 | 78.57% | 1.98 | 0 | 10.5 |  |  |  | No | R-454B | 3.5833 | Residential & Commercial | Ducted CEE Tier 1
211240660 | Central HP <5.4 tons | GRANDAIRE | HRCU-A-CB (Split System: Heat Pump with Remote Outdoor Unit-Air-Source) | WDLCURAH24ABK |  |  | WLA*244BA* | WFEL070B036B* | 24000 | 16 | 8.5 | 27000 | 23600 | 87.41% | 1.94 | 0 | 10 |  |  |  | No | R-410A | 2 | Residential & Commercial | Ducted CEE Tier 1
211241682 | Central HP <5.4 tons | GRANDAIRE | HRCU-A-CB (Split System: Heat Pump with Remote Outdoor Unit-Air-Source) | WDLCURAH24ABK |  |  | WLA*304BA* | WFEL090B042B* | 24600 | 16.5 | 8.5 | 26600 | 22600 | 84.96% | 1.86 | 0 | 10 |  |  |  | No | R-410A | 2.05 | Residential & Commercial | Ducted CEE Tier 1
211871491 | Central HP <5.4 tons | CARRIER | HRCU-A-CB (Split System: Heat Pump with Remote Outdoor Unit-Air-Source) | 38MURAQ24AB3* | ADP |  | H,PE31(1,2)30+TXV | 59SC2D080E17**16 | 23800 | 17 | 8.5 | 25200 | 23800 | 94.44% | 1.96 | 0 | 10 |  |  |  | No | R-410A | 1.9833 | Residential & Commercial | Ducted CEE Tier 1
212984684 | Central HP <5.4 tons | GRANDAIRE | HRCU-A-CB (Split System: Heat Pump with Remote Outdoor Unit-Air-Source) | WDLCURAH24ABK |  |  | WLN(C,W)364BA* | WFAX080B048B* | 23600 | 17.5 | 8.5 | 26200 | 24600 | 93.89% | 2.04 | 0 | 10.5 |  |  |  | No | R-410A | 1.9667 | Residential & Commercial | Ducted CEE Tier 1
212985370 | Central HP <5.4 tons | GRANDAIRE | HRCU-A-CB (Split System: Heat Pump with Remote Outdoor Unit-Air-Source) | WDLCURAH24ABK |  |  | WLNC364CA* | WFAX100C060B* | 23600 | 17.5 | 8.5 | 26400 | 28600 | 108.3% | 1.96 | 0 | 10.5 |  |  |  | No | R-410A | 1.9667 | Residential & Commercial | Ducted CEE Tier 1
212987374 | Central HP <5.4 tons | GRANDAIRE | HRCU-A-CB (Split System: Heat Pump with Remote Outdoor Unit-Air-Source) | WDLCURAH24ABK |  |  | WLA*244BA* | WFSX080B048B* | 23400 | 16.5 | 8.5 | 27000 | 21600 | 80% | 1.8 | 0 | 10 |  |  |  | No | R-410A | 1.95 | Residential & Commercial | Ducted CEE Tier 1
211230771 | Central HP <5.4 tons | ARCOAIRE | HRCU-A-CB (Split System: Heat Pump with Remote Outdoor Unit-Air-Source) | DLCURAH36ABK |  |  | EN(A,D)4X48L24** | *96VTN1002122A* | 36000 | 16.5 | 8.1 | 38500 | 34800 | 90.39% | 2.02 | 0 | 10.5 |  |  |  | No | R-410A | 3 | Residential & Commercial | Ducted CEE Tier 1
211230343 | Central HP <5.4 tons | ARCOAIRE | HRCU-A-CB (Split System: Heat Pump with Remote Outdoor Unit-Air-Source) | DLCURAH36ABK |  |  | EN(A,D,W)4X48L21** | *96VTN1002122A* | 36000 | 16.5 | 8.1 | 38500 | 34800 | 90.39% | 2.02 | 0 | 10.5 |  |  |  | No | R-410A | 3 | Residential & Commercial | Ducted CEE Tier 1
211230234 | Central HP <5.4 tons | ARCOAIRE | HRCU-A-CB (Split System: Heat Pump with Remote Outdoor Unit-Air-Source) | DLCURAH36ABK |  |  | EN(A,D,W)4X48L21** | *96VSN0801716A* | 35800 | 16 | 8.1 | 38500 | 34800 | 90.39% | 2 | 0 | 10 |  |  |  | No | R-410A | 2.9833 | Residential & Commercial | Ducted CEE Tier 1
211230284 | Central HP <5.4 tons | ARCOAIRE | HRCU-A-CB (Split System: Heat Pump with Remote Outdoor Unit-Air-Source) | DLCURAH36ABK |  |  | EN(A,D,W)4X48L21** | *95ESU1002120A* | 36400 | 16 | 8.1 | 38500 | 34800 | 90.39% | 2.04 | 0 | 10.5 |  |  |  | No | R-410A | 3.0333 | Residential & Commercial | Ducted CEE Tier 1
215935938 | Central HP <5.4 tons | ARCOAIRE | HRCU-A-CB (Split System: Heat Pump with Remote Outdoor Unit-Air-Source) | H5H3V36*K*AAA* |  |  | EVD5X42M17A*+WALLCON | *96CTN0601714B* | 34200 | 20.5 | 8.5 | 38000 | 27400 | 72.11% | 2 | 0 | 11 |  |  |  | No | R-454B | 2.85 | Residential & Commercial | Ducted CEE Tier 1
215935538 | Central HP <5.4 tons | ARCOAIRE | HRCU-A-CB (Split System: Heat Pump with Remote Outdoor Unit-Air-Source) | H5H3V36*K*AAA* |  |  | EVD5X30M17A*+WALLCON | *96CTN0601714B* | 34000 | 20 | 8.1 | 38000 | 27200 | 71.58% | 2 | 0 | 11 |  |  |  | No | R-454B | 2.8333 | Residential & Commercial | Ducted CEE Tier 1
212520150 | Central HP <5.4 tons | CARRIER | HRCU-A-CB (Split System: Heat Pump with Remote Outdoor Unit-Air-Source) | 38MURAQ18AB3* | ADP |  | H,PG34936 | 58S(B,C)*A045E14**12 | 18100 | 16 | 8.5 | 17100 | 18000 | 105.3% | 2.22 | 0 | 11 |  |  |  | No | R-410A | 1.5083 | Residential & Commercial | Ducted CEE Tier 1
212520168 | Central HP <5.4 tons | CARRIER | HRCU-A-CB (Split System: Heat Pump with Remote Outdoor Unit-Air-Source) | 38MURAQ18AB3* | ADP |  | H,PG24936 | 58SP*A045V17**16 | 17600 | 16 | 8.5 | 16900 | 18700 | 110.7% | 2.3 | 0 | 10.5 |  |  |  | No | R-410A | 1.4667 | Residential & Commercial | Ducted CEE Tier 1
212520170 | Central HP <5.4 tons | CARRIER | HRCU-A-CB (Split System: Heat Pump with Remote Outdoor Unit-Air-Source) | 38MURAQ18AB3* | ADP |  | H,PG34936 | 58SP*A045V17**16 | 17600 | 16 | 8.5 | 16900 | 18700 | 110.7% | 2.3 | 0 | 10.5 |  |  |  | No | R-410A | 1.4667 | Residential & Commercial | Ducted CEE Tier 1
212520184 | Central HP <5.4 tons | CARRIER | HRCU-A-CB (Split System: Heat Pump with Remote Outdoor Unit-Air-Source) | 38MURAQ18AB3* | ADP |  | H,PG24936 | 58TP*A045V14**12 | 17600 | 16 | 8.5 | 16900 | 18400 | 108.9% | 2.26 | 0 | 11 |  |  |  | No | R-410A | 1.4667 | Residential & Commercial | Ducted CEE Tier 1
212520186 | Central HP <5.4 tons | CARRIER | HRCU-A-CB (Split System: Heat Pump with Remote Outdoor Unit-Air-Source) | 38MURAQ18AB3* | ADP |  | H,PG34936 | 58TP*A045V14**12 | 17600 | 16 | 8.5 | 16900 | 18400 | 108.9% | 2.26 | 0 | 11 |  |  |  | No | R-410A | 1.4667 | Residential & Commercial | Ducted CEE Tier 1
214094158 | Central HP <5.4 tons | BOSCH | HRCU-A-CB (Split System: Heat Pump with Remote Outdoor Unit-Air-Source) | BOVB-60HDN1-M20G | ASPEN |  | DM59A44+TDR | BGH96M080B3A | 40500 | 17 | 8.8 | 43500 | 39500 | 90.8% | 2.4 | 0 | 11.5 |  |  |  | No | R-410A | 3.375 | Residential & Commercial | Ducted CEE Tier 1
213885834 | Central HP <5.4 tons | BOSCH | HRCU-A-CB (Split System: Heat Pump with Remote Outdoor Unit-Air-Source) | BOVA-60HDN1-M20G | ASPEN |  | AE(D,N,U)+CM60B34+TDR |  | 43000 | 18.3 | 8.9 | 47000 | 45500 | 96.81% | 2.45 | 0 | 11.7 |  |  |  | No | R-410A | 3.5833 | Residential & Commercial | Ducted CEE Tier 1
214628209 | Central HP <5.4 tons | CARRIER | HRCU-A-CB (Split System: Heat Pump with Remote Outdoor Unit-Air-Source) | 38MURAQ24AB3* | ADP |  | PL36H175P149 | 58S(B,C)*B070M17**16 | 23600 | 17 | 8.5 | 24800 | 24000 | 96.77% | 2.02 | 0 | 10.5 |  |  |  | No | R-410A | 1.9667 | Residential & Commercial | Ducted CEE Tier 1
212520202 | Central HP <5.4 tons | CARRIER | HRCU-A-CB (Split System: Heat Pump with Remote Outdoor Unit-Air-Source) | 38MURAQ24AB3* | ADP |  | H,PG34936 | 58S(B,C)*A045E14**12 | 24600 | 16 | 8.1 | 25000 | 22000 | 88% | 1.84 | 0 | 10.5 |  |  |  | No | R-410A | 2.05 | Residential & Commercial | Ducted CEE Tier 1
212520286 | Central HP <5.4 tons | CARRIER | HRCU-A-CB (Split System: Heat Pump with Remote Outdoor Unit-Air-Source) | 38MURAQ24AB3* | ADP |  | H,PG34936 | 58TP*A090V21**20 | 24200 | 17 | 8.5 | 24400 | 22400 | 91.8% | 1.88 | 0 | 10 |  |  |  | No | R-410A | 2.0167 | Residential & Commercial | Ducted CEE Tier 1
211245732 | Central HP <5.4 tons | GRANDAIRE | HRCU-A-CB (Split System: Heat Pump with Remote Outdoor Unit-Air-Source) | WDLCURAH24ABK |  |  | WLNC364CA* | WFAX040B036A* | 23600 | 15.5 | 8.1 | 26200 | 23400 | 89.31% | 1.92 | 0 | 10 |  |  |  | No | R-410A | 1.9667 | Residential & Commercial | Ducted CEE Tier 1
212384360 | Central HP <5.4 tons | GRANDAIRE | HRCU-A-CB (Split System: Heat Pump with Remote Outdoor Unit-Air-Source) | WDLCURAH36ABK |  |  | WLNC424BA* | WFEU060B048A* | 36400 | 15.5 | 8.1 | 39500 | 35000 | 88.61% | 1.98 | 0 | 10 |  |  |  | No | R-410A | 3.0333 | Residential & Commercial | Ducted CEE Tier 1
211240363 | Central HP <5.4 tons | GRANDAIRE | HRCU-A-CB (Split System: Heat Pump with Remote Outdoor Unit-Air-Source) | WDLCURAH24ABK |  |  | WLA*244AA* | WFEL070A036B* | 24000 | 16.5 | 8.5 | 26800 | 24000 | 89.55% | 1.98 | 0 | 10 |  |  |  | No | R-410A | 2 | Residential & Commercial | Ducted CEE Tier 1
211240438 | Central HP <5.4 tons | GRANDAIRE | HRCU-A-CB (Split System: Heat Pump with Remote Outdoor Unit-Air-Source) | WDLCURAH24ABK |  |  | WLA*244BA* | WFSU040B036A* | 23400 | 16.5 | 8.5 | 26400 | 25200 | 95.45% | 2.1 | 0 | 10 |  |  |  | No | R-410A | 1.95 | Residential & Commercial | Ducted CEE Tier 1
211260265 | Central HP <5.4 tons | ARCOAIRE | HRCU-A-CB (Split System: Heat Pump with Remote Outdoor Unit-Air-Source) | DLCURAH18ABK |  |  | EA*4X24L17A* | *96VSN0601714A* | 17700 | 16 | 8.5 | 18600 | 19100 | 102.7% | 2.3 | 0 | 10.5 |  |  |  | No | R-410A | 1.475 | Residential & Commercial | Ducted CEE Tier 1
211259890 | Central HP <5.4 tons | ARCOAIRE | HRCU-A-CB (Split System: Heat Pump with Remote Outdoor Unit-Air-Source) | DLCURAH18ABK |  |  | EA*4X19L17A* | *80ES(N,L)0451412A* | 18600 | 16.5 | 8.5 | 18500 | 17500 | 94.59% | 2.14 | 0 | 11 |  |  |  | No | R-410A | 1.55 | Residential & Commercial | Ducted CEE Tier 1
211262096 | Central HP <5.4 tons | ARCOAIRE | HRCU-A-CB (Split System: Heat Pump with Remote Outdoor Unit-Air-Source) | DLCURAH18ABK |  |  | EA*4X30L17A* | *92ESN0601714A* | 17900 | 16.5 | 8.5 | 18300 | 18500 | 101.1% | 2.22 | 0 | 10.5 |  |  |  | No | R-410A | 1.4917 | Residential & Commercial | Ducted CEE Tier 1
211261326 | Central HP <5.4 tons | ARCOAIRE | HRCU-A-CB (Split System: Heat Pump with Remote Outdoor Unit-Air-Source) | DLCURAH18ABK |  |  | EA*4X30L14A* | *95ESN0401410A* | 17900 | 15.5 | 8.5 | 18500 | 18500 | 100% | 2.22 | 0 | 10.5 |  |  |  | No | R-410A | 1.4917 | Residential & Commercial | Ducted CEE Tier 1
211260458 | Central HP <5.4 tons | ARCOAIRE | HRCU-A-CB (Split System: Heat Pump with Remote Outdoor Unit-Air-Source) | DLCURAH18ABK |  |  | EA*4X24L17A* | *95ESN0401712A* | 17300 | 15.5 | 8.5 | 18300 | 19300 | 105.5% | 2.3 | 0 | 10 |  |  |  | No | R-410A | 1.4417 | Residential & Commercial | Ducted CEE Tier 1
211229581 | Central HP <5.4 tons | GRANDAIRE | HRCU-A-CB (Split System: Heat Pump with Remote Outdoor Unit-Air-Source) | WDLCURAH36ABK |  |  | WLA*484DA* | WFSU100C060A* | 36200 | 16 | 8.5 | 38500 | 34600 | 89.87% | 2.08 | 0 | 10 |  |  |  | No | R-410A | 3.0167 | Residential & Commercial | Ducted CEE Tier 1
211229045 | Central HP <5.4 tons | GRANDAIRE | HRCU-A-CB (Split System: Heat Pump with Remote Outdoor Unit-Air-Source) | WDLCURAH36ABK |  |  | WLA*484CA* | WFSX080C060A* | 36600 | 15.5 | 8.5 | 38500 | 34800 | 90.39% | 2.08 | 0 | 10 |  |  |  | No | R-410A | 3.05 | Residential & Commercial | Ducted CEE Tier 1
211230426 | Central HP <5.4 tons | GRANDAIRE | HRCU-A-CB (Split System: Heat Pump with Remote Outdoor Unit-Air-Source) | WDLCURAH36ABK |  |  | WLNC484DA* | WFEL090C048B* | 36400 | 16 | 8.1 | 38500 | 34800 | 90.39% | 2.04 | 0 | 10.5 |  |  |  | No | R-410A | 3.0333 | Residential & Commercial | Ducted CEE Tier 1
211229967 | Central HP <5.4 tons | GRANDAIRE | HRCU-A-CB (Split System: Heat Pump with Remote Outdoor Unit-Air-Source) | WDLCURAH36ABK |  |  | WLN(C,W)484CA* | WFER090C060A* | 36600 | 16 | 8.1 | 39500 | 34800 | 88.1% | 2.04 | 0 | 10.5 |  |  |  | No | R-410A | 3.05 | Residential & Commercial | Ducted CEE Tier 1
211227540 | Central HP <5.4 tons | GRANDAIRE | HRCU-A-CB (Split System: Heat Pump with Remote Outdoor Unit-Air-Source) | WDLCURAH36ABK |  |  | WLA*424CA* | WFAX080C060A* | 35200 | 16.5 | 8.1 | 38500 | 35000 | 90.91% | 1.88 | 0 | 10 |  |  |  | No | R-410A | 2.9333 | Residential & Commercial | Ducted CEE Tier 1
211228222 | Central HP <5.4 tons | GRANDAIRE | HRCU-A-CB (Split System: Heat Pump with Remote Outdoor Unit-Air-Source) | WDLCURAH36ABK |  |  | WLA*434CA* | WFER045B036A* | 36000 | 15.5 | 8.5 | 38500 | 34800 | 90.39% | 2.06 | 0 | 10 |  |  |  | No | R-410A | 3 | Residential & Commercial | Ducted CEE Tier 1
211228258 | Central HP <5.4 tons | GRANDAIRE | HRCU-A-CB (Split System: Heat Pump with Remote Outdoor Unit-Air-Source) | WDLCURAH36ABK |  |  | WLA*434CA* | WFER090B042A* | 37000 | 16 | 8.5 | 38500 | 34800 | 90.39% | 2.1 | 0 | 10 |  |  |  | No | R-410A | 3.0833 | Residential & Commercial | Ducted CEE Tier 1
211229979 | Central HP <5.4 tons | GRANDAIRE | HRCU-A-CB (Split System: Heat Pump with Remote Outdoor Unit-Air-Source) | WDLCURAH36ABK |  |  | WLN(C,W)484CA* | WFER110C060A* | 36200 | 16.5 | 8.1 | 38500 | 34800 | 90.39% | 2.02 | 0 | 10.5 |  |  |  | No | R-410A | 3.0167 | Residential & Commercial | Ducted CEE Tier 1
211260817 | Central HP <5.4 tons | ARCOAIRE | HRCU-A-CB (Split System: Heat Pump with Remote Outdoor Unit-Air-Source) | DLCURAH18ABK |  |  | EA*4X25L17A* | *80ESU0401712A* | 19000 | 16.5 | 8.5 | 18600 | 17200 | 92.47% | 2.12 | 0 | 11 |  |  |  | No | R-410A | 1.5833 | Residential & Commercial | Ducted CEE Tier 1
211260390 | Central HP <5.4 tons | ARCOAIRE | HRCU-A-CB (Split System: Heat Pump with Remote Outdoor Unit-Air-Source) | DLCURAH18ABK |  |  | EA*4X24L17A* | *80VTL0451412A* | 17600 | 16.5 | 8.5 | 18500 | 19100 | 103.2% | 2.3 | 0 | 10.5 |  |  |  | No | R-410A | 1.4667 | Residential & Commercial | Ducted CEE Tier 1
211261048 | Central HP <5.4 tons | ARCOAIRE | HRCU-A-CB (Split System: Heat Pump with Remote Outdoor Unit-Air-Source) | DLCURAH18ABK |  |  | EA*4X25L17A* | *92ESN0401410A* | 18400 | 15.5 | 8.5 | 18400 | 17500 | 95.11% | 2.12 | 0 | 10.5 |  |  |  | No | R-410A | 1.5333 | Residential & Commercial | Ducted CEE Tier 1
211260663 | Central HP <5.4 tons | ARCOAIRE | HRCU-A-CB (Split System: Heat Pump with Remote Outdoor Unit-Air-Source) | DLCURAH18ABK |  |  | EA*4X24L17A* | OLV098A12* | 18000 | 15.5 | 8.5 | 19000 | 18900 | 99.47% | 2.26 | 0 | 10.5 |  |  |  | No | R-410A | 1.5 | Residential & Commercial | Ducted CEE Tier 1
214228998 | Central HP <5.4 tons | KEEPRITE | HRCU-A-CB (Split System: Heat Pump with Remote Outdoor Unit-Air-Source) | DLCURAH18ABK |  |  | EA*4X25L17A* | *80MSU0601716A* | 18200 | 16.5 | 8.5 | 18000 | 17500 | 97.22% | 2.12 | 0 | 11 |  |  |  | No | R-410A | 1.5167 | Residential & Commercial | Ducted CEE Tier 1
211260126 | Central HP <5.4 tons | ARCOAIRE | HRCU-A-CB (Split System: Heat Pump with Remote Outdoor Unit-Air-Source) | DLCURAH18ABK |  |  | EA*4X24L14A* | *95ESN0401410A* | 17700 | 15.5 | 8.5 | 18700 | 19000 | 101.6% | 2.28 | 0 | 10.5 |  |  |  | No | R-410A | 1.475 | Residential & Commercial | Ducted CEE Tier 1
211229947 | Central HP <5.4 tons | ARCOAIRE | HRCU-A-CB (Split System: Heat Pump with Remote Outdoor Unit-Air-Source) | DLCURAH36ABK |  |  | EN(A,D,W)4X48L21** | *80ES(N,L)0902116A* | 36400 | 16 | 8.1 | 38500 | 34800 | 90.39% | 2.04 | 0 | 10.5 |  |  |  | No | R-410A | 3.0333 | Residential & Commercial | Ducted CEE Tier 1
211230781 | Central HP <5.4 tons | ARCOAIRE | HRCU-A-CB (Split System: Heat Pump with Remote Outdoor Unit-Air-Source) | DLCURAH36ABK |  |  | EN(A,D)4X48L24** | *96VTN1202422A* | 36200 | 16 | 8.1 | 38500 | 34800 | 90.39% | 2.02 | 0 | 10 |  |  |  | No | R-410A | 3.0167 | Residential & Commercial | Ducted CEE Tier 1
211230662 | Central HP <5.4 tons | ARCOAIRE | HRCU-A-CB (Split System: Heat Pump with Remote Outdoor Unit-Air-Source) | DLCURAH36ABK |  |  | EN(A,D)4X48L24** | *95ESN1002122A* | 37600 | 15.5 | 8.5 | 39500 | 35000 | 88.61% | 2.08 | 0 | 10.5 |  |  |  | No | R-410A | 3.1333 | Residential & Commercial | Ducted CEE Tier 1
211227554 | Central HP <5.4 tons | ARCOAIRE | HRCU-A-CB (Split System: Heat Pump with Remote Outdoor Unit-Air-Source) | DLCURAH36ABK |  |  | EA*4X42L21A* | *92ESN1002122A* | 36600 | 15.2 | 8.5 | 40000 | 35200 | 88% | 1.94 | 0 | 10 |  |  |  | No | R-410A | 3.05 | Residential & Commercial | Ducted CEE Tier 1
211228356 | Central HP <5.4 tons | ARCOAIRE | HRCU-A-CB (Split System: Heat Pump with Remote Outdoor Unit-Air-Source) | DLCURAH36ABK |  |  | EA*4X43L21A* | *80ESU0802120A | 38000 | 15.5 | 8.5 | 39000 | 35000 | 89.74% | 2.16 | 0 | 10 |  |  |  | No | R-410A | 3.1667 | Residential & Commercial | Ducted CEE Tier 1
211227791 | Central HP <5.4 tons | ARCOAIRE | HRCU-A-CB (Split System: Heat Pump with Remote Outdoor Unit-Air-Source) | DLCURAH36ABK |  |  | EA*4X42L24A* | *80ES(N,L)0902120A* | 36000 | 16 | 8.1 | 39500 | 35000 | 88.61% | 1.92 | 0 | 10 |  |  |  | No | R-410A | 3 | Residential & Commercial | Ducted CEE Tier 1
211229329 | Central HP <5.4 tons | GRANDAIRE | HRCU-A-CB (Split System: Heat Pump with Remote Outdoor Unit-Air-Source) | WDLCURAH36ABK |  |  | WLA*484DA* | WFER135D060A* | 36200 | 16 | 8.5 | 38500 | 34600 | 89.87% | 2.06 | 0 | 10 |  |  |  | No | R-410A | 3.0167 | Residential & Commercial | Ducted CEE Tier 1
211228981 | Central HP <5.4 tons | GRANDAIRE | HRCU-A-CB (Split System: Heat Pump with Remote Outdoor Unit-Air-Source) | WDLCURAH36ABK |  |  | WLA*484CA* | WFAX080B048A* | 36000 | 16 | 8.5 | 38500 | 34600 | 89.87% | 2.06 | 0 | 10 |  |  |  | No | R-410A | 3 | Residential & Commercial | Ducted CEE Tier 1
211228772 | Central HP <5.4 tons | GRANDAIRE | HRCU-A-CB (Split System: Heat Pump with Remote Outdoor Unit-Air-Source) | WDLCURAH36ABK |  |  | WLA*484CA* | WFER070C048A* | 35600 | 16.5 | 8.5 | 37800 | 34600 | 91.53% | 2.04 | 0 | 10 |  |  |  | No | R-410A | 2.9667 | Residential & Commercial | Ducted CEE Tier 1
211228795 | Central HP <5.4 tons | GRANDAIRE | HRCU-A-CB (Split System: Heat Pump with Remote Outdoor Unit-Air-Source) | WDLCURAH36ABK |  |  | WLA*484CA* | WFEL090C048B* | 36200 | 16 | 8.5 | 38500 | 34600 | 89.87% | 2.08 | 0 | 10 |  |  |  | No | R-410A | 3.0167 | Residential & Commercial | Ducted CEE Tier 1
212383467 | Central HP <5.4 tons | GRANDAIRE | HRCU-A-CB (Split System: Heat Pump with Remote Outdoor Unit-Air-Source) | WDLCURAH36ABK |  |  | WLA*434CA* | WFER070B048A* | 36800 | 15.5 | 8.5 | 39000 | 34800 | 89.23% | 2.1 | 0 | 10 |  |  |  | No | R-410A | 3.0667 | Residential & Commercial | Ducted CEE Tier 1
212384721 | Central HP <5.4 tons | GRANDAIRE | HRCU-A-CB (Split System: Heat Pump with Remote Outdoor Unit-Air-Source) | WDLCURAH36ABK |  |  | WLN(C,W)424CA* | WFEU080C060A* | 36800 | 15.2 | 8.1 | 40000 | 35200 | 88% | 1.94 | 0 | 10 |  |  |  | No | R-410A | 3.0667 | Residential & Commercial | Ducted CEE Tier 1
211227582 | Central HP <5.4 tons | GRANDAIRE | HRCU-A-CB (Split System: Heat Pump with Remote Outdoor Unit-Air-Source) | WDLCURAH36ABK |  |  | WLA*424CA* | WFSX080C060A* | 36000 | 15.5 | 8.1 | 39500 | 35200 | 89.11% | 1.92 | 0 | 10 |  |  |  | No | R-410A | 3 | Residential & Commercial | Ducted CEE Tier 1
211227997 | Central HP <5.4 tons | GRANDAIRE | HRCU-A-CB (Split System: Heat Pump with Remote Outdoor Unit-Air-Source) | WDLCURAH36ABK |  |  | WLA*424DA* | WFAX120D060A* | 35800 | 16 | 8.1 | 38500 | 35000 | 90.91% | 1.9 | 0 | 10 |  |  |  | No | R-410A | 2.9833 | Residential & Commercial | Ducted CEE Tier 1
211228233 | Central HP <5.4 tons | GRANDAIRE | HRCU-A-CB (Split System: Heat Pump with Remote Outdoor Unit-Air-Source) | WDLCURAH36ABK |  |  | WLA*434CA* | WFEL070B036B* | 36400 | 15.5 | 8.5 | 38500 | 34800 | 90.39% | 2.08 | 0 | 10 |  |  |  | No | R-410A | 3.0333 | Residential & Commercial | Ducted CEE Tier 1
213078722 | Central HP <5.4 tons | GRANDAIRE | HRCU-A-CB (Split System: Heat Pump with Remote Outdoor Unit-Air-Source) | WDLCURAH36ABK |  |  | WLN(C,W)484CA* | WFE*110C060C* | 36400 | 16.5 | 8.1 | 38500 | 35000 | 90.91% | 2.02 | 0 | 10.5 |  |  |  | No | R-410A | 3.0333 | Residential & Commercial | Ducted CEE Tier 1
213079260 | Central HP <5.4 tons | GRANDAIRE | HRCU-A-CB (Split System: Heat Pump with Remote Outdoor Unit-Air-Source) | WDLCURAH36ABK |  |  | WLA*434CA* | WFEU080C060B* | 36600 | 16.5 | 8.5 | 38000 | 34600 | 91.05% | 2.08 | 0 | 10 |  |  |  | No | R-410A | 3.05 | Residential & Commercial | Ducted CEE Tier 1
211229269 | Central HP <5.4 tons | GRANDAIRE | HRCU-A-CB (Split System: Heat Pump with Remote Outdoor Unit-Air-Source) | WDLCURAH36ABK |  |  | WLA*484DA* | WFER090C048A* | 36400 | 16 | 8.5 | 38500 | 34600 | 89.87% | 2.08 | 0 | 10 |  |  |  | No | R-410A | 3.0333 | Residential & Commercial | Ducted CEE Tier 1
211229955 | Central HP <5.4 tons | GRANDAIRE | HRCU-A-CB (Split System: Heat Pump with Remote Outdoor Unit-Air-Source) | WDLCURAH36ABK |  |  | WLN(C,W)484CA* | WFER090C048A* | 36400 | 16 | 8.1 | 38500 | 34800 | 90.39% | 2.04 | 0 | 10.5 |  |  |  | No | R-410A | 3.0333 | Residential & Commercial | Ducted CEE Tier 1
211230171 | Central HP <5.4 tons | GRANDAIRE | HRCU-A-CB (Split System: Heat Pump with Remote Outdoor Unit-Air-Source) | WDLCURAH36ABK |  |  | WLN(C,W)484CA* | WFSX060B042A* | 35600 | 15.5 | 8.1 | 38500 | 35000 | 90.91% | 2 | 0 | 10 |  |  |  | No | R-410A | 2.9667 | Residential & Commercial | Ducted CEE Tier 1
211230486 | Central HP <5.4 tons | GRANDAIRE | HRCU-A-CB (Split System: Heat Pump with Remote Outdoor Unit-Air-Source) | WDLCURAH36ABK |  |  | WLNC484DA* | WFEL135D060B* | 36200 | 16 | 8.1 | 38500 | 34800 | 90.39% | 2.02 | 0 | 10 |  |  |  | No | R-410A | 3.0167 | Residential & Commercial | Ducted CEE Tier 1
213078924 | Central HP <5.4 tons | GRANDAIRE | HRCU-A-CB (Split System: Heat Pump with Remote Outdoor Unit-Air-Source) | WDLCURAH36ABK |  |  | WLNC424BA* | WFEU100C060B* | 36000 | 15.5 | 8.1 | 39000 | 35200 | 90.26% | 1.9 | 0 | 10 |  |  |  | No | R-410A | 3 | Residential & Commercial | Ducted CEE Tier 1
214784851 | Central HP <5.4 tons | COMFORTMAKER | HRCU-A-C (Split System: Heat Pump with Remote Outdoor Unit with No Indoor Fan --Air Source) | DLCURAH24ABK | ADP |  | H,GG31930+TD |  | 24000 | 16 | 9.2 | 23400 | 19600 | 83.76% | 1.9 | 0 | 10.5 |  |  |  | No | R-410A | 2 | Residential & Commercial | Ducted CEE Tier 1
216054733 | Central HP <5.4 tons | COLEMAN | HRCU-A-CB (Split System: Heat Pump with Remote Outdoor Unit-Air-Source) | HH836E2S11 | ASPEN |  | D(A,C,E)36A4K+TDR | TP9C100C16MP13 | 30800 | 18 | 8.5 | 31000 | 25200 | 81.29% | 2 | 0 | 10.5 |  |  |  | No | R-454B | 2.5667 | Residential & Commercial | Ducted CEE Tier 1
215731296 | Central HP <5.4 tons | YORK | HRCU-A-CB (Split System: Heat Pump with Remote Outdoor Unit-Air-Source) | HH836E2S11 | ADP |  | H,YG48*36+TXV | TM9Y080B12MP11 | 33000 | 18 | 8.5 | 29400 | 25000 | 85.03% | 2 | 0 | 11 |  |  |  | No | R-454B | 2.75 | Residential & Commercial | Ducted CEE Tier 1
215223356 | Central HP <5.4 tons | COMFORTMAKER | HRCU-A-C (Split System: Heat Pump with Remote Outdoor Unit with No Indoor Fan --Air Source) | DLCURAH18ABK | ADP |  | H,GG31918+CI |  | 18000 | 16 | 9.2 | 17300 | 14600 | 84.39% | 2.14 | 0 | 11.7 |  |  |  | No | R-410A | 1.5 | Residential & Commercial | Ducted CEE Tier 1
211229317 | Central HP <5.4 tons | GRANDAIRE | HRCU-A-CB (Split System: Heat Pump with Remote Outdoor Unit-Air-Source) | WDLCURAH36ABK |  |  | WLA*484DA* | WFER110D060A* | 35800 | 16.5 | 8.5 | 37800 | 34600 | 91.53% | 2.06 | 0 | 10 |  |  |  | No | R-410A | 2.9833 | Residential & Commercial | Ducted CEE Tier 1
211229386 | Central HP <5.4 tons | GRANDAIRE | HRCU-A-CB (Split System: Heat Pump with Remote Outdoor Unit-Air-Source) | WDLCURAH36ABK |  |  | WLA*484DA* | WFEU080C060A* | 37600 | 15.5 | 8.5 | 39500 | 35000 | 88.61% | 2.14 | 0 | 10 |  |  |  | No | R-410A | 3.1333 | Residential & Commercial | Ducted CEE Tier 1
211230451 | Central HP <5.4 tons | GRANDAIRE | HRCU-A-CB (Split System: Heat Pump with Remote Outdoor Unit-Air-Source) | WDLCURAH36ABK |  |  | WLNC484DA* | WFER090D060A* | 36200 | 16.5 | 8.1 | 38500 | 34800 | 90.39% | 2.02 | 0 | 10.5 |  |  |  | No | R-410A | 3.0167 | Residential & Commercial | Ducted CEE Tier 1
211229490 | Central HP <5.4 tons | GRANDAIRE | HRCU-A-CB (Split System: Heat Pump with Remote Outdoor Unit-Air-Source) | WDLCURAH36ABK |  |  | WLA*484DA* | WFSX080C060A* | 36600 | 15.5 | 8.5 | 38500 | 34800 | 90.39% | 2.1 | 0 | 10 |  |  |  | No | R-410A | 3.05 | Residential & Commercial | Ducted CEE Tier 1
211229397 | Central HP <5.4 tons | GRANDAIRE | HRCU-A-CB (Split System: Heat Pump with Remote Outdoor Unit-Air-Source) | WDLCURAH36ABK |  |  | WLA*484DA* | WFEU100C060A* | 36000 | 16 | 8.5 | 38500 | 34600 | 89.87% | 2.06 | 0 | 10 |  |  |  | No | R-410A | 3 | Residential & Commercial | Ducted CEE Tier 1
214810458 | Central HP <5.4 tons | COMFORTMAKER | HRCU-A-C (Split System: Heat Pump with Remote Outdoor Unit with No Indoor Fan --Air Source) | DLCURAH18ABK | ADP |  | H,GG33930+TD |  | 18000 | 16 | 9.5 | 17400 | 14600 | 83.91% | 2.2 | 0 | 11.7 |  |  |  | No | R-410A | 1.5 | Residential & Commercial | Ducted CEE Tier 1
214810377 | Central HP <5.4 tons | COMFORTMAKER | HRCU-A-C (Split System: Heat Pump with Remote Outdoor Unit with No Indoor Fan --Air Source) | DLCURAH18ABK | ADP |  | H,GG33936+TD |  | 18000 | 16 | 9.5 | 17400 | 14600 | 83.91% | 2.2 | 0 | 11.7 |  |  |  | No | R-410A | 1.5 | Residential & Commercial | Ducted CEE Tier 1
211228819 | Central HP <5.4 tons | GRANDAIRE | HRCU-A-CB (Split System: Heat Pump with Remote Outdoor Unit-Air-Source) | WDLCURAH36ABK |  |  | WLA*484CA* | WFEL110C060B* | 35800 | 16.5 | 8.5 | 38500 | 34600 | 89.87% | 2.04 | 0 | 10 |  |  |  | No | R-410A | 2.9833 | Residential & Commercial | Ducted CEE Tier 1
211229448 | Central HP <5.4 tons | GRANDAIRE | HRCU-A-CB (Split System: Heat Pump with Remote Outdoor Unit-Air-Source) | WDLCURAH36ABK |  |  | WLA*484DA* | WFAX080C060A* | 35800 | 16.5 | 8.5 | 37800 | 34600 | 91.53% | 2.04 | 0 | 10 |  |  |  | No | R-410A | 2.9833 | Residential & Commercial | Ducted CEE Tier 1
211229532 | Central HP <5.4 tons | GRANDAIRE | HRCU-A-CB (Split System: Heat Pump with Remote Outdoor Unit-Air-Source) | WDLCURAH36ABK |  |  | WLA*484DA* | WFSX140D066A* | 37400 | 15.2 | 8.5 | 39500 | 35000 | 88.61% | 2.12 | 0 | 10 |  |  |  | No | R-410A | 3.1167 | Residential & Commercial | Ducted CEE Tier 1
211230059 | Central HP <5.4 tons | GRANDAIRE | HRCU-A-CB (Split System: Heat Pump with Remote Outdoor Unit-Air-Source) | WDLCURAH36ABK |  |  | WLN(C,W)484CA* | WFEU100C060A* | 36200 | 16 | 8.1 | 38500 | 34800 | 90.39% | 2.02 | 0 | 10 |  |  |  | No | R-410A | 3.0167 | Residential & Commercial | Ducted CEE Tier 1
211227835 | Central HP <5.4 tons | GRANDAIRE | HRCU-A-CB (Split System: Heat Pump with Remote Outdoor Unit-Air-Source) | WDLCURAH36ABK |  |  | WLA*424DA* | WFER110D060A* | 35400 | 16.5 | 8.1 | 38500 | 35000 | 90.91% | 1.88 | 0 | 10 |  |  |  | No | R-410A | 2.95 | Residential & Commercial | Ducted CEE Tier 1
211228221 | Central HP <5.4 tons | GRANDAIRE | HRCU-A-CB (Split System: Heat Pump with Remote Outdoor Unit-Air-Source) | WDLCURAH36ABK |  |  | WLA*434CA* | WFEL045B036B* | 36000 | 15.5 | 8.5 | 38500 | 34800 | 90.39% | 2.06 | 0 | 10 |  |  |  | No | R-410A | 3 | Residential & Commercial | Ducted CEE Tier 1
211259859 | Central HP <5.4 tons | ARCOAIRE | HRCU-A-CB (Split System: Heat Pump with Remote Outdoor Unit-Air-Source) | DLCURAH18ABK |  |  | EA*4X19L17A* | *95ESN0261410A* | 18600 | 16 | 8.5 | 18600 | 17500 | 94.09% | 2.12 | 0 | 11 |  |  |  | No | R-410A | 1.55 | Residential & Commercial | Ducted CEE Tier 1
211259876 | Central HP <5.4 tons | ARCOAIRE | HRCU-A-CB (Split System: Heat Pump with Remote Outdoor Unit-Air-Source) | DLCURAH18ABK |  |  | EA*4X19L17A* | *96VTN0601714A* | 18200 | 16 | 8.5 | 18200 | 17700 | 97.25% | 2.14 | 0 | 10.5 |  |  |  | No | R-410A | 1.5167 | Residential & Commercial | Ducted CEE Tier 1
211240874 | Central HP <5.4 tons | GRANDAIRE | HRCU-A-CB (Split System: Heat Pump with Remote Outdoor Unit-Air-Source) | WDLCURAH24ABK |  |  | WLA*254BA* | WFSU040B036A* | 24200 | 17 | 8.5 | 25200 | 21600 | 85.71% | 1.8 | 0 | 10 |  |  |  | No | R-410A | 2.0167 | Residential & Commercial | Ducted CEE Tier 1
211241109 | Central HP <5.4 tons | GRANDAIRE | HRCU-A-CB (Split System: Heat Pump with Remote Outdoor Unit-Air-Source) | WDLCURAH24ABK |  |  | WLA*254BA* | WFER090B042A* | 25200 | 17 | 8.5 | 25800 | 20800 | 80.62% | 1.76 | 0 | 10.5 |  |  |  | No | R-410A | 2.1 | Residential & Commercial | Ducted CEE Tier 1
214771968 | Central HP <5.4 tons | GE | HRCU-A-CB (Split System: Heat Pump with Remote Outdoor Unit-Air-Source) | NS18H36MA4-** | ADP |  | HG9J936 | NF80D070S3B-* | 23600 | 18 | 8.5 | 22400 | 16100 | 71.88% | 2.18 | 0 | 12 |  |  |  | No | R-410A | 1.9667 | Residential & Commercial | Ducted CEE Tier 1
211227834 | Central HP <5.4 tons | GRANDAIRE | HRCU-A-CB (Split System: Heat Pump with Remote Outdoor Unit-Air-Source) | WDLCURAH36ABK |  |  | WLA*424DA* | WFEL110D060B* | 35400 | 16.5 | 8.1 | 38500 | 35000 | 90.91% | 1.88 | 0 | 10 |  |  |  | No | R-410A | 2.95 | Residential & Commercial | Ducted CEE Tier 1
211229906 | Central HP <5.4 tons | GRANDAIRE | HRCU-A-CB (Split System: Heat Pump with Remote Outdoor Unit-Air-Source) | WDLCURAH36ABK |  |  | WLN(C,W)484CA* | WFEL045B036B* | 35800 | 15.5 | 8.1 | 38500 | 35000 | 90.91% | 2 | 0 | 10 |  |  |  | No | R-410A | 2.9833 | Residential & Commercial | Ducted CEE Tier 1
211229931 | Central HP <5.4 tons | GRANDAIRE | HRCU-A-CB (Split System: Heat Pump with Remote Outdoor Unit-Air-Source) | WDLCURAH36ABK |  |  | WLN(C,W)484CA* | WFER070C048A* | 35800 | 16.5 | 8.1 | 38500 | 34800 | 90.39% | 2 | 0 | 10 |  |  |  | No | R-410A | 2.9833 | Residential & Commercial | Ducted CEE Tier 1
211229942 | Central HP <5.4 tons | GRANDAIRE | HRCU-A-CB (Split System: Heat Pump with Remote Outdoor Unit-Air-Source) | WDLCURAH36ABK |  |  | WLN(C,W)484CA* | WFEL090B042B* | 36600 | 16 | 8.1 | 39500 | 35000 | 88.61% | 2.04 | 0 | 10.5 |  |  |  | No | R-410A | 3.05 | Residential & Commercial | Ducted CEE Tier 1
211228363 | Central HP <5.4 tons | GRANDAIRE | HRCU-A-CB (Split System: Heat Pump with Remote Outdoor Unit-Air-Source) | WDLCURAH36ABK |  |  | WLA*434CA* | WFEU080C060A* | 38000 | 15.5 | 8.5 | 39000 | 35000 | 89.74% | 2.16 | 0 | 10 |  |  |  | No | R-410A | 3.1667 | Residential & Commercial | Ducted CEE Tier 1
211230415 | Central HP <5.4 tons | GRANDAIRE | HRCU-A-CB (Split System: Heat Pump with Remote Outdoor Unit-Air-Source) | WDLCURAH36ABK |  |  | WLNC484DA* | WFER070C048A* | 35800 | 16.5 | 8.1 | 38500 | 34800 | 90.39% | 2 | 0 | 10 |  |  |  | No | R-410A | 2.9833 | Residential & Commercial | Ducted CEE Tier 1
211230474 | Central HP <5.4 tons | GRANDAIRE | HRCU-A-CB (Split System: Heat Pump with Remote Outdoor Unit-Air-Source) | WDLCURAH36ABK |  |  | WLNC484DA* | WFEL110D060B* | 36000 | 16.5 | 8.1 | 38500 | 34800 | 90.39% | 2.02 | 0 | 10.5 |  |  |  | No | R-410A | 3 | Residential & Commercial | Ducted CEE Tier 1
211230544 | Central HP <5.4 tons | GRANDAIRE | HRCU-A-CB (Split System: Heat Pump with Remote Outdoor Unit-Air-Source) | WDLCURAH36ABK |  |  | WLNC484DA* | WFEU080C060A* | 37400 | 15.5 | 8.5 | 39500 | 35000 | 88.61% | 2.1 | 0 | 10.5 |  |  |  | No | R-410A | 3.1167 | Residential & Commercial | Ducted CEE Tier 1
212624198 | Central HP <5.4 tons | COLEMAN | HRCU-A-CB (Split System: Heat Pump with Remote Outdoor Unit-Air-Source) | HMH72B341 | ASPEN |  | C(A,C,D,E)42D24+TDR | TM9Y100C16MP11 | 32000 | 18 | 8.5 | 34000 | 28400 | 83.53% | 2.74 | 0 | 10 |  |  |  | No | R-410A | 2.6667 | Residential & Commercial | Ducted CEE Tier 1
212624199 | Central HP <5.4 tons | COLEMAN | HRCU-A-CB (Split System: Heat Pump with Remote Outdoor Unit-Air-Source) | HMH72B341 | ASPEN |  | C(A,C,D,E)48C24+TDR | TM9Y100C16MP11 | 32000 | 18 | 8.5 | 34000 | 28400 | 83.53% | 2.74 | 0 | 10 |  |  |  | No | R-410A | 2.6667 | Residential & Commercial | Ducted CEE Tier 1
212624250 | Central HP <5.4 tons | COLEMAN | HRCU-A-CB (Split System: Heat Pump with Remote Outdoor Unit-Air-Source) | HMH72B341 | ASPEN |  | C(A,C,D,E)42D24+TDR | TM8E080C16MP11 | 32200 | 18 | 8.5 | 34000 | 28400 | 83.53% | 2.77 | 0 | 10 |  |  |  | No | R-410A | 2.6833 | Residential & Commercial | Ducted CEE Tier 1
212624282 | Central HP <5.4 tons | COLEMAN | HRCU-A-CB (Split System: Heat Pump with Remote Outdoor Unit-Air-Source) | HMH72B341 | ASPEN |  | C(A,C,D,E)42C24+TDR | TM9E080C16MP12 | 31800 | 18 | 8.1 | 33000 | 29200 | 88.48% | 2.49 | 0 | 10 |  |  |  | No | R-410A | 2.65 | Residential & Commercial | Ducted CEE Tier 1
212624315 | Central HP <5.4 tons | COLEMAN | HRCU-A-CB (Split System: Heat Pump with Remote Outdoor Unit-Air-Source) | HMH72B341 | ASPEN |  | C(A,C,D,E)48C24+TDR | TMLE100C16MP11 | 32200 | 18 | 8.1 | 33000 | 29000 | 87.88% | 2.49 | 0 | 10 |  |  |  | No | R-410A | 2.6833 | Residential & Commercial | Ducted CEE Tier 1
212624318 | Central HP <5.4 tons | COLEMAN | HRCU-A-CB (Split System: Heat Pump with Remote Outdoor Unit-Air-Source) | HMH72B341 | ASPEN |  | D(A,C,E)42D34+TDR | TMLE100C16MP11 | 33000 | 18 | 8.1 | 33000 | 29000 | 87.88% | 2.49 | 0 | 10 |  |  |  | No | R-410A | 2.75 | Residential & Commercial | Ducted CEE Tier 1
213079128 | Central HP <5.4 tons | GRANDAIRE | HRCU-A-CB (Split System: Heat Pump with Remote Outdoor Unit-Air-Source) | WDLCURAH36ABK |  |  | WLA*424DA* | WFEU060B048B* | 35200 | 16.5 | 8.1 | 38500 | 34800 | 90.39% | 2.06 | 0 | 10 |  |  |  | No | R-410A | 2.9333 | Residential & Commercial | Ducted CEE Tier 1
213078662 | Central HP <5.4 tons | GRANDAIRE | HRCU-A-CB (Split System: Heat Pump with Remote Outdoor Unit-Air-Source) | WDLCURAH36ABK |  |  | WLA*434CA* | WFE*110C060C* | 36600 | 16.5 | 8.5 | 38000 | 34800 | 91.58% | 2.04 | 0 | 10 |  |  |  | No | R-410A | 3.05 | Residential & Commercial | Ducted CEE Tier 1
213079446 | Central HP <5.4 tons | GRANDAIRE | HRCU-A-CB (Split System: Heat Pump with Remote Outdoor Unit-Air-Source) | WDLCURAH36ABK |  |  | WLA*434CA* | WFAX060B042B* | 36600 | 16 | 8.5 | 38500 | 34800 | 90.39% | 2.02 | 0 | 10 |  |  |  | No | R-410A | 3.05 | Residential & Commercial | Ducted CEE Tier 1
213079482 | Central HP <5.4 tons | GRANDAIRE | HRCU-A-CB (Split System: Heat Pump with Remote Outdoor Unit-Air-Source) | WDLCURAH36ABK |  |  | WLNC424BA* | WFAX060B042B* | 35400 | 16 | 8.1 | 38500 | 35200 | 91.43% | 1.86 | 0 | 10 |  |  |  | No | R-410A | 2.95 | Residential & Commercial | Ducted CEE Tier 1
212624501 | Central HP <5.4 tons | COLEMAN | HRCU-A-CB (Split System: Heat Pump with Remote Outdoor Unit-Air-Source) | HMH72B341 | ASPEN |  | D(A,C,E)48D34+TDR | CPLC080C16MP13 | 33400 | 17.5 | 8.1 | 33800 | 27400 | 81.07% | 2.47 | 0 | 10 |  |  |  | No | R-410A | 2.7833 | Residential & Commercial | Ducted CEE Tier 1
212624534 | Central HP <5.4 tons | COLEMAN | HRCU-A-CB (Split System: Heat Pump with Remote Outdoor Unit-Air-Source) | HMH72B341 | ASPEN |  | D(A,C,E)42A44+TDR | CPLC100C16MP13 | 32400 | 17.5 | 8.1 | 33800 | 27400 | 81.07% | 2.47 | 0 | 10 |  |  |  | No | R-410A | 2.7 | Residential & Commercial | Ducted CEE Tier 1
212624619 | Central HP <5.4 tons | COLEMAN | HRCU-A-CB (Split System: Heat Pump with Remote Outdoor Unit-Air-Source) | HMH72B341 | ASPEN |  | D(A,C,E)36C34+TDR | TM8V100C16MP12 | 32400 | 17.5 | 8.5 | 34000 | 27400 | 80.59% | 2.67 | 0 | 10 |  |  |  | No | R-410A | 2.7 | Residential & Commercial | Ducted CEE Tier 1
212624666 | Central HP <5.4 tons | COLEMAN | HRCU-A-CB (Split System: Heat Pump with Remote Outdoor Unit-Air-Source) | HMH72B341 | ASPEN |  | D(A,C,E)36D34+TDR | TMLV100C16MP12 | 32800 | 17.5 | 8.1 | 33800 | 27400 | 81.07% | 2.47 | 0 | 10 |  |  |  | No | R-410A | 2.7333 | Residential & Commercial | Ducted CEE Tier 1
212986911 | Central HP <5.4 tons | ARCOAIRE | HRCU-A-CB (Split System: Heat Pump with Remote Outdoor Unit-Air-Source) | DLCURAH24ABK |  |  | EA*4X36L17A* | *96MSN0601412A* | 23600 | 16.5 | 8.5 | 26200 | 23800 | 90.84% | 1.98 | 0 | 10 |  |  |  | No | R-410A | 1.9667 | Residential & Commercial | Ducted CEE Tier 1
212987463 | Central HP <5.4 tons | ARCOAIRE | HRCU-A-CB (Split System: Heat Pump with Remote Outdoor Unit-Air-Source) | DLCURAH24ABK |  |  | EN(A,D)4X30L17** | *96MSN0801716A* | 23800 | 17 | 8.5 | 26400 | 24000 | 90.91% | 2 | 0 | 10.5 |  |  |  | No | R-410A | 1.9833 | Residential & Commercial | Ducted CEE Tier 1
212987379 | Central HP <5.4 tons | ARCOAIRE | HRCU-A-CB (Split System: Heat Pump with Remote Outdoor Unit-Air-Source) | DLCURAH24ABK |  |  | EA*4X25L17A* | *96MSN0801716A* | 24400 | 17 | 8.5 | 25200 | 21600 | 85.71% | 1.8 | 0 | 10 |  |  |  | No | R-410A | 2.0333 | Residential & Commercial | Ducted CEE Tier 1
212987427 | Central HP <5.4 tons | ARCOAIRE | HRCU-A-CB (Split System: Heat Pump with Remote Outdoor Unit-Air-Source) | DLCURAH24ABK |  |  | EA*4X37L17A* | *96MSN0801716A* | 24200 | 17 | 8.5 | 25200 | 22000 | 87.3% | 1.84 | 0 | 10 |  |  |  | No | R-410A | 2.0167 | Residential & Commercial | Ducted CEE Tier 1
213739838 | Central HP <5.4 tons | DAY & NIGHT | HRCU-A-CB (Split System: Heat Pump with Remote Outdoor Unit-Air-Source) | DLCURAH24ABK | ADP |  | FG35936 | *80MS(N,L)0451412A* | 23600 | 17 | 8.5 | 24800 | 23800 | 95.97% | 2 | 0 | 10.5 |  |  |  | No | R-410A | 1.9667 | Residential & Commercial | Ducted CEE Tier 1
213739840 | Central HP <5.4 tons | DAY & NIGHT | HRCU-A-CB (Split System: Heat Pump with Remote Outdoor Unit-Air-Source) | DLCURAH24ABK | ADP |  | FG80936 | *80MS(N,L)0451412A* | 23600 | 17 | 8.5 | 24800 | 23800 | 95.97% | 2 | 0 | 10.5 |  |  |  | No | R-410A | 1.9667 | Residential & Commercial | Ducted CEE Tier 1
213739856 | Central HP <5.4 tons | DAY & NIGHT | HRCU-A-CB (Split System: Heat Pump with Remote Outdoor Unit-Air-Source) | DLCURAH24ABK | ADP |  | PL36H175P789 | *80MS(N,L)0701712A* | 23400 | 17 | 8.5 | 24600 | 24200 | 98.37% | 2.06 | 0 | 10.5 |  |  |  | No | R-410A | 1.95 | Residential & Commercial | Ducted CEE Tier 1
212624736 | Central HP <5.4 tons | COLEMAN | HRCU-A-CB (Split System: Heat Pump with Remote Outdoor Unit-Air-Source) | HMH72B341 | ASPEN |  | D(A,C,E)42C34+TDR | TPLC100C16MP13 | 32800 | 17.5 | 8.1 | 33800 | 27400 | 81.07% | 2.47 | 0 | 10 |  |  |  | No | R-410A | 2.7333 | Residential & Commercial | Ducted CEE Tier 1
212624750 | Central HP <5.4 tons | COLEMAN | HRCU-A-CB (Split System: Heat Pump with Remote Outdoor Unit-Air-Source) | HMH72B341 | ASPEN |  | D(A,C,E)48C34+TDR | TPLC100C16MP13 | 33200 | 17.5 | 8.1 | 33800 | 27400 | 81.07% | 2.47 | 0 | 10 |  |  |  | No | R-410A | 2.7667 | Residential & Commercial | Ducted CEE Tier 1
212624817 | Central HP <5.4 tons | COLEMAN | HRCU-A-CB (Split System: Heat Pump with Remote Outdoor Unit-Air-Source) | HMH72B341 | ASPEN |  | D(A,C,E)48D34+TDR | TL8E080C16UH11 | 33400 | 17.5 | 8.5 | 34000 | 27800 | 81.76% | 2.68 | 0 | 10 |  |  |  | No | R-410A | 2.7833 | Residential & Commercial | Ducted CEE Tier 1
215731821 | Central HP <5.4 tons | YORK | HRCU-A-CB (Split System: Heat Pump with Remote Outdoor Unit-Air-Source) | HH836E2S11 | ADP |  | H,YG48*36+TXV-BLEED | TM9V080B12MP12 | 33000 | 18 | 8.5 | 29200 | 24800 | 84.93% | 2 | 0 | 11 |  |  |  | No | R-454B | 2.75 | Residential & Commercial | Ducted CEE Tier 1
215293053 | Central HP <5.4 tons | AIRQUEST | HRCU-A-CB (Split System: Heat Pump with Remote Outdoor Unit-Air-Source) | DLCURAH24ABK | ADP |  | H,GG37936 | *96VTN0802120A* | 23600 | 17 | 8.1 | 24200 | 23400 | 96.69% | 1.98 | 0 | 10.5 |  |  |  | No | R-410A | 1.9667 | Residential & Commercial | Ducted CEE Tier 1
211241267 | Central HP <5.4 tons | ARCOAIRE | HRCU-A-CB (Split System: Heat Pump with Remote Outdoor Unit-Air-Source) | DLCURAH24ABK |  |  | EA*4X30L14A* | *80VTL0451412A* | 24000 | 16.5 | 8.5 | 26200 | 23000 | 87.79% | 1.9 | 0 | 10 |  |  |  | No | R-410A | 2 | Residential & Commercial | Ducted CEE Tier 1
211241002 | Central HP <5.4 tons | ARCOAIRE | HRCU-A-CB (Split System: Heat Pump with Remote Outdoor Unit-Air-Source) | DLCURAH24ABK |  |  | EA*4X25L17A* | *95ESN0401712A* | 24600 | 15.2 | 8.5 | 25800 | 21200 | 82.17% | 1.76 | 0 | 10 |  |  |  | No | R-410A | 2.05 | Residential & Commercial | Ducted CEE Tier 1
211242397 | Central HP <5.4 tons | ARCOAIRE | HRCU-A-CB (Split System: Heat Pump with Remote Outdoor Unit-Air-Source) | DLCURAH24ABK |  |  | EA*4X36L21A* | *80VSL0701716A* | 24000 | 17 | 8.5 | 26000 | 22800 | 87.69% | 1.9 | 0 | 10 |  |  |  | No | R-410A | 2 | Residential & Commercial | Ducted CEE Tier 1
211241709 | Central HP <5.4 tons | ARCOAIRE | HRCU-A-CB (Split System: Heat Pump with Remote Outdoor Unit-Air-Source) | DLCURAH24ABK |  |  | EA*4X30L17A* | *92ESN0801716A* | 24200 | 17 | 8.5 | 26400 | 22800 | 86.36% | 1.9 | 0 | 10 |  |  |  | No | R-410A | 2.0167 | Residential & Commercial | Ducted CEE Tier 1
211242044 | Central HP <5.4 tons | ARCOAIRE | HRCU-A-CB (Split System: Heat Pump with Remote Outdoor Unit-Air-Source) | DLCURAH24ABK |  |  | EA*4X36L17A* | *96VTN0601412A* | 23600 | 16.5 | 8.5 | 25800 | 23400 | 90.7% | 1.94 | 0 | 10 |  |  |  | No | R-410A | 1.9667 | Residential & Commercial | Ducted CEE Tier 1
211243983 | Central HP <5.4 tons | ARCOAIRE | HRCU-A-CB (Split System: Heat Pump with Remote Outdoor Unit-Air-Source) | DLCURAH24ABK |  |  | EN(A,D)4X24L17** | *80VTL0451412A* | 23800 | 16 | 8.5 | 26800 | 23200 | 86.57% | 1.92 | 0 | 10 |  |  |  | No | R-410A | 1.9833 | Residential & Commercial | Ducted CEE Tier 1
216054515 | Central HP <5.4 tons | COLEMAN | HRCU-A-CB (Split System: Heat Pump with Remote Outdoor Unit-Air-Source) | HH824E2S11 | ASPEN |  | D(A,C,E)24B4K+TDR | CP9C060B12MP13 | 22600 | 17 | 9 | 22800 | 18000 | 78.95% | 2 | 0 | 12 |  |  |  | No | R-454B | 1.8833 | Residential & Commercial | Ducted CEE Tier 1
215731830 | Central HP <5.4 tons | YORK | HRCU-A-CB (Split System: Heat Pump with Remote Outdoor Unit-Air-Source) | HH836E2S11 | ADP |  | H,YG48*36+TXV-BLEED | Y81E100B12SMPS1 | 33000 | 18 | 8.5 | 28800 | 24400 | 84.72% | 2 | 0 | 11.7 |  |  |  | No | R-454B | 2.75 | Residential & Commercial | Ducted CEE Tier 1
212624883 | Central HP <5.4 tons | COLEMAN | HRCU-A-CB (Split System: Heat Pump with Remote Outdoor Unit-Air-Source) | HMH72B341 | ASPEN |  | D(A,C,E)36B44+TDR | CP9C100C16MP13 | 33000 | 17.5 | 8.1 | 34000 | 27400 | 80.59% | 2.47 | 0 | 10 |  |  |  | No | R-410A | 2.75 | Residential & Commercial | Ducted CEE Tier 1
212624886 | Central HP <5.4 tons | COLEMAN | HRCU-A-CB (Split System: Heat Pump with Remote Outdoor Unit-Air-Source) | HMH72B341 | ASPEN |  | D(A,C,E)36D34+TDR | CP9C100C16MP13 | 32800 | 17.5 | 8.1 | 34000 | 27400 | 80.59% | 2.47 | 0 | 10 |  |  |  | No | R-410A | 2.7333 | Residential & Commercial | Ducted CEE Tier 1
212624936 | Central HP <5.4 tons | COLEMAN | HRCU-A-CB (Split System: Heat Pump with Remote Outdoor Unit-Air-Source) | HMH72B341 | ASPEN |  | D(A,C,E)42A44+TDR | TM8Y080C16MP11 | 32400 | 18.5 | 8.5 | 34000 | 27400 | 80.59% | 2.67 | 0 | 10 |  |  |  | No | R-410A | 2.7 | Residential & Commercial | Ducted CEE Tier 1
211241065 | Central HP <5.4 tons | ARCOAIRE | HRCU-A-CB (Split System: Heat Pump with Remote Outdoor Unit-Air-Source) | DLCURAH24ABK |  |  | EA*4X25L17A* | *80ES(N,L)0451412A* | 25400 | 16.5 | 8.5 | 26000 | 20800 | 80% | 1.76 | 0 | 10.5 |  |  |  | No | R-410A | 2.1167 | Residential & Commercial | Ducted CEE Tier 1
211240598 | Central HP <5.4 tons | ARCOAIRE | HRCU-A-CB (Split System: Heat Pump with Remote Outdoor Unit-Air-Source) | DLCURAH24ABK |  |  | EA*4X24L17A* | *96VTN0601412A* | 23200 | 16.5 | 8.5 | 26400 | 25600 | 96.97% | 2.14 | 0 | 10 |  |  |  | No | R-410A | 1.9333 | Residential & Commercial | Ducted CEE Tier 1
211240665 | Central HP <5.4 tons | ARCOAIRE | HRCU-A-CB (Split System: Heat Pump with Remote Outdoor Unit-Air-Source) | DLCURAH24ABK |  |  | EA*4X24L17A* | *80ES(N,L)0901714A* | 24200 | 16.5 | 8.5 | 27000 | 23400 | 86.67% | 1.94 | 0 | 10 |  |  |  | No | R-410A | 2.0167 | Residential & Commercial | Ducted CEE Tier 1
211240699 | Central HP <5.4 tons | ARCOAIRE | HRCU-A-CB (Split System: Heat Pump with Remote Outdoor Unit-Air-Source) | DLCURAH24ABK |  |  | EA*4X24L17A* | *92ESN0801716A* | 24000 | 17 | 8.5 | 26800 | 23800 | 88.81% | 1.96 | 0 | 10 |  |  |  | No | R-410A | 2 | Residential & Commercial | Ducted CEE Tier 1
211244017 | Central HP <5.4 tons | ARCOAIRE | HRCU-A-CB (Split System: Heat Pump with Remote Outdoor Unit-Air-Source) | DLCURAH24ABK |  |  | EN(A,D)4X24L17** | *80VTL0701716A* | 23600 | 16.5 | 8.5 | 26600 | 23400 | 87.97% | 1.94 | 0 | 10 |  |  |  | No | R-410A | 1.9667 | Residential & Commercial | Ducted CEE Tier 1
211243531 | Central HP <5.4 tons | ARCOAIRE | HRCU-A-CB (Split System: Heat Pump with Remote Outdoor Unit-Air-Source) | DLCURAH24ABK |  |  | EA*4X37L21A* | *80ES(N,L)0901714A* | 25400 | 17 | 8.5 | 25800 | 20600 | 79.84% | 1.76 | 0 | 10.5 |  |  |  | No | R-410A | 2.1167 | Residential & Commercial | Ducted CEE Tier 1
211243567 | Central HP <5.4 tons | ARCOAIRE | HRCU-A-CB (Split System: Heat Pump with Remote Outdoor Unit-Air-Source) | DLCURAH24ABK |  |  | EA*4X37L21A* | *92ESN0601714A* | 25000 | 17 | 8.5 | 25600 | 20800 | 81.25% | 1.76 | 0 | 10.5 |  |  |  | No | R-410A | 2.0833 | Residential & Commercial | Ducted CEE Tier 1
212625018 | Central HP <5.4 tons | COLEMAN | HRCU-A-CB (Split System: Heat Pump with Remote Outdoor Unit-Air-Source) | HMH72B341 | ASPEN |  | D(A,C,E)48B34+TDR | TM8Y100C16MP11 | 32600 | 18.5 | 8.5 | 34000 | 27400 | 80.59% | 2.67 | 0 | 10 |  |  |  | No | R-410A | 2.7167 | Residential & Commercial | Ducted CEE Tier 1
212625036 | Central HP <5.4 tons | COLEMAN | HRCU-A-CB (Split System: Heat Pump with Remote Outdoor Unit-Air-Source) | HMH72B341 | ASPEN |  | C(A,C,D,E)36C34+TDR | TM9V100C16MP12 | 32400 | 17.5 | 8.5 | 34000 | 27400 | 80.59% | 2.67 | 0 | 10 |  |  |  | No | R-410A | 2.7 | Residential & Commercial | Ducted CEE Tier 1
212625117 | Central HP <5.4 tons | COLEMAN | HRCU-A-CB (Split System: Heat Pump with Remote Outdoor Unit-Air-Source) | HMH72B341 | ASPEN |  | D(A,C,E)36B44+TDR | TP9C100C16MP13 | 33000 | 17.5 | 8.1 | 34000 | 27400 | 80.59% | 2.47 | 0 | 10 |  |  |  | No | R-410A | 2.75 | Residential & Commercial | Ducted CEE Tier 1
212625152 | Central HP <5.4 tons | COLEMAN | HRCU-A-CB (Split System: Heat Pump with Remote Outdoor Unit-Air-Source) | HMH72B341 | ASPEN |  | D(A,C,E)48D34+TDR | TP9C100C16MP13 | 33400 | 17.5 | 8.1 | 34000 | 27400 | 80.59% | 2.47 | 0 | 10 |  |  |  | No | R-410A | 2.7833 | Residential & Commercial | Ducted CEE Tier 1
212625267 | Central HP <5.4 tons | COLEMAN | HRCU-A-CB (Split System: Heat Pump with Remote Outdoor Unit-Air-Source) | HMH72B341 | ASPEN |  | D(A,C,E)36D34+TDR | TL8E100C20UH11 | 32800 | 17.5 | 8.5 | 34000 | 27400 | 80.59% | 2.69 | 0 | 10 |  |  |  | No | R-410A | 2.7333 | Residential & Commercial | Ducted CEE Tier 1
212625269 | Central HP <5.4 tons | COLEMAN | HRCU-A-CB (Split System: Heat Pump with Remote Outdoor Unit-Air-Source) | HMH72B341 | ASPEN |  | D(A,C,E)42A44+TDR | TL8E100C20UH11 | 32400 | 17.5 | 8.5 | 34000 | 27400 | 80.59% | 2.69 | 0 | 10 |  |  |  | No | R-410A | 2.7 | Residential & Commercial | Ducted CEE Tier 1
211243951 | Central HP <5.4 tons | ARCOAIRE | HRCU-A-CB (Split System: Heat Pump with Remote Outdoor Unit-Air-Source) | DLCURAH24ABK |  |  | EN(A,D)4X24L17** | *80VSL0701716A* | 23400 | 16 | 8.5 | 26600 | 24000 | 90.23% | 1.98 | 0 | 10 |  |  |  | No | R-410A | 1.95 | Residential & Commercial | Ducted CEE Tier 1
211241510 | Central HP <5.4 tons | ARCOAIRE | HRCU-A-CB (Split System: Heat Pump with Remote Outdoor Unit-Air-Source) | DLCURAH24ABK |  |  | EA*4X30L17A* | *80ESU0401712A* | 24000 | 17 | 8.5 | 26000 | 23200 | 89.23% | 1.94 | 0 | 10 |  |  |  | No | R-410A | 2 | Residential & Commercial | Ducted CEE Tier 1
211241124 | Central HP <5.4 tons | ARCOAIRE | HRCU-A-CB (Split System: Heat Pump with Remote Outdoor Unit-Air-Source) | DLCURAH24ABK |  |  | EA*4X25L17A* | *92ESN0601714A* | 25000 | 17 | 8.5 | 25600 | 21000 | 82.03% | 1.78 | 0 | 10.5 |  |  |  | No | R-410A | 2.0833 | Residential & Commercial | Ducted CEE Tier 1
211241311 | Central HP <5.4 tons | ARCOAIRE | HRCU-A-CB (Split System: Heat Pump with Remote Outdoor Unit-Air-Source) | DLCURAH24ABK |  |  | EA*4X30L14A* | *96VTN0601412A* | 23400 | 16.5 | 8.5 | 25800 | 24200 | 93.8% | 2 | 0 | 10 |  |  |  | No | R-410A | 1.95 | Residential & Commercial | Ducted CEE Tier 1
212984605 | Central HP <5.4 tons | ARCOAIRE | HRCU-A-CB (Split System: Heat Pump with Remote Outdoor Unit-Air-Source) | DLCURAH24ABK |  |  | EA*4X36L17A* | *92MSN0801716A* | 23600 | 17.5 | 8.5 | 26200 | 24000 | 91.6% | 2 | 0 | 10 |  |  |  | No | R-410A | 1.9667 | Residential & Commercial | Ducted CEE Tier 1
212984137 | Central HP <5.4 tons | ARCOAIRE | HRCU-A-CB (Split System: Heat Pump with Remote Outdoor Unit-Air-Source) | DLCURAH24ABK |  |  | EN(A,D,W)4X36L17** | *92MSN0601714A* | 23600 | 17 | 8.5 | 26400 | 24400 | 92.42% | 2.02 | 0 | 10.5 |  |  |  | No | R-410A | 1.9667 | Residential & Commercial | Ducted CEE Tier 1
211240641 | Central HP <5.4 tons | ARCOAIRE | HRCU-A-CB (Split System: Heat Pump with Remote Outdoor Unit-Air-Source) | DLCURAH24ABK |  |  | EA*4X24L17A* | *80ES(N,L)0451712A* | 23800 | 16.5 | 8.5 | 26800 | 24200 | 90.3% | 2 | 0 | 10 |  |  |  | No | R-410A | 1.9833 | Residential & Commercial | Ducted CEE Tier 1
214839588 | Central HP <5.4 tons | GE | HRCU-A-CB (Split System: Heat Pump with Remote Outdoor Unit-Air-Source) | NS22H24MA4-**A | ASPEN |  | L(E,G)M36D4 |  | 22600 | 18.5 | 8.5 | 23000 | 16100 | 70% | 2.32 | 0 | 12.2 |  |  |  | No | R-410A | 1.8833 | Residential & Commercial | Ducted CEE Tier 1
211240322 | Central HP <5.4 tons | ARCOAIRE | HRCU-A-CB (Split System: Heat Pump with Remote Outdoor Unit-Air-Source) | DLCURAH24ABK |  |  | EA*4X24L14A* | *80ES(N,L)0451412A* | 24200 | 16 | 8.5 | 27200 | 23400 | 86.03% | 1.9 | 0 | 10 |  |  |  | No | R-410A | 2.0167 | Residential & Commercial | Ducted CEE Tier 1
211240356 | Central HP <5.4 tons | ARCOAIRE | HRCU-A-CB (Split System: Heat Pump with Remote Outdoor Unit-Air-Source) | DLCURAH24ABK |  |  | EA*4X24L14A* | *80ES(N,L)0701412A* | 24000 | 16.5 | 8.5 | 26800 | 24000 | 89.55% | 1.98 | 0 | 10 |  |  |  | No | R-410A | 2 | Residential & Commercial | Ducted CEE Tier 1
212986961 | Central HP <5.4 tons | ARCOAIRE | HRCU-A-CB (Split System: Heat Pump with Remote Outdoor Unit-Air-Source) | DLCURAH24ABK |  |  | EN(A,D)4X30L17** | *96MSN0601412A* | 23600 | 16.5 | 8.1 | 26400 | 24200 | 91.67% | 2.02 | 0 | 10 |  |  |  | No | R-410A | 1.9667 | Residential & Commercial | Ducted CEE Tier 1
212986191 | Central HP <5.4 tons | ARCOAIRE | HRCU-A-CB (Split System: Heat Pump with Remote Outdoor Unit-Air-Source) | DLCURAH24ABK |  |  | EA*4X36L17A* | *96MSN0401410A* | 23600 | 16 | 8.5 | 26200 | 24000 | 91.6% | 1.98 | 0 | 10 |  |  |  | No | R-410A | 1.9667 | Residential & Commercial | Ducted CEE Tier 1
212985807 | Central HP <5.4 tons | ARCOAIRE | HRCU-A-CB (Split System: Heat Pump with Remote Outdoor Unit-Air-Source) | DLCURAH24ABK |  |  | EA*4X36L17A* | *96MSN0261410A* | 23400 | 16.5 | 8.5 | 26200 | 24400 | 93.13% | 2.02 | 0 | 10 |  |  |  | No | R-410A | 1.95 | Residential & Commercial | Ducted CEE Tier 1
212984569 | Central HP <5.4 tons | ARCOAIRE | HRCU-A-CB (Split System: Heat Pump with Remote Outdoor Unit-Air-Source) | DLCURAH24ABK |  |  | EA*4X24L17A* | *92MSN0801716A* | 23200 | 17 | 9 | 26800 | 26800 | 100% | 2.3 | 0 | 10 |  |  |  | No | R-410A | 1.9333 | Residential & Commercial | Ducted CEE Tier 1
211230361 | Central HP <5.4 tons | ARCOAIRE | HRCU-A-CB (Split System: Heat Pump with Remote Outdoor Unit-Air-Source) | DLCURAH36ABK |  |  | EN(A,D,W)4X48L21** | OLV112A16A | 36000 | 15.5 | 8.1 | 38500 | 35000 | 90.91% | 2.02 | 0 | 10 |  |  |  | No | R-410A | 3 | Residential & Commercial | Ducted CEE Tier 1
211229059 | Central HP <5.4 tons | ARCOAIRE | HRCU-A-CB (Split System: Heat Pump with Remote Outdoor Unit-Air-Source) | DLCURAH36ABK |  |  | EA*4X48L21A* | *95ESN1002122A* | 37200 | 15.5 | 8.5 | 38500 | 35000 | 90.91% | 2.12 | 0 | 10 |  |  |  | No | R-410A | 3.1 | Residential & Commercial | Ducted CEE Tier 1
211228141 | Central HP <5.4 tons | ARCOAIRE | HRCU-A-CB (Split System: Heat Pump with Remote Outdoor Unit-Air-Source) | DLCURAH36ABK |  |  | EA*4X42L24A* | *96VTN1202422A* | 35600 | 16 | 8.1 | 38500 | 35000 | 90.91% | 1.88 | 0 | 10 |  |  |  | No | R-410A | 2.9667 | Residential & Commercial | Ducted CEE Tier 1
214239350 | Central HP <5.4 tons | KEEPRITE | HRCU-A-CB (Split System: Heat Pump with Remote Outdoor Unit-Air-Source) | CVH837GKA2* |  |  | EN(A,D)4X48L24**+WALLCON | *96CTN1202422B* | 32400 | 17 | 8.1 | 32600 | 24600 | 75.46% | 1.96 | 0 | 11.7 |  |  |  | No | R-410A | 2.7 | Residential & Commercial | Ducted CEE Tier 1
212985053 | Central HP <5.4 tons | ARCOAIRE | HRCU-A-CB (Split System: Heat Pump with Remote Outdoor Unit-Air-Source) | DLCURAH24ABK |  |  | EN(A,D)4X36L21** | *92MSN0802120A* | 23400 | 17 | 8.5 | 26200 | 24800 | 94.66% | 2.08 | 0 | 10.5 |  |  |  | No | R-410A | 1.95 | Residential & Commercial | Ducted CEE Tier 1
211240470 | Central HP <5.4 tons | ARCOAIRE | HRCU-A-CB (Split System: Heat Pump with Remote Outdoor Unit-Air-Source) | DLCURAH24ABK |  |  | EA*4X24L17A* | *80VSL0451716A* | 23800 | 16 | 8.5 | 26800 | 24000 | 89.55% | 1.98 | 0 | 10 |  |  |  | No | R-410A | 1.9833 | Residential & Commercial | Ducted CEE Tier 1
211241663 | Central HP <5.4 tons | ARCOAIRE | HRCU-A-CB (Split System: Heat Pump with Remote Outdoor Unit-Air-Source) | DLCURAH24ABK |  |  | EA*4X30L17A* | *80ES(N,L)0701712A* | 24400 | 16.5 | 8.5 | 26400 | 22800 | 86.36% | 1.88 | 0 | 10 |  |  |  | No | R-410A | 2.0333 | Residential & Commercial | Ducted CEE Tier 1
211240229 | Central HP <5.4 tons | ARCOAIRE | HRCU-A-CB (Split System: Heat Pump with Remote Outdoor Unit-Air-Source) | DLCURAH24ABK |  |  | EA*4X24L14A* | *80VSL0451412A* | 24000 | 16 | 8.5 | 27000 | 23800 | 88.15% | 1.96 | 0 | 10 |  |  |  | No | R-410A | 2 | Residential & Commercial | Ducted CEE Tier 1
211241422 | Central HP <5.4 tons | ARCOAIRE | HRCU-A-CB (Split System: Heat Pump with Remote Outdoor Unit-Air-Source) | DLCURAH24ABK |  |  | EA*4X30L17A* | *96VSN0601412A* | 23400 | 16.5 | 8.5 | 26000 | 24000 | 92.31% | 1.98 | 0 | 10 |  |  |  | No | R-410A | 1.95 | Residential & Commercial | Ducted CEE Tier 1
211241452 | Central HP <5.4 tons | ARCOAIRE | HRCU-A-CB (Split System: Heat Pump with Remote Outdoor Unit-Air-Source) | DLCURAH24ABK |  |  | EA*4X30L17A* | *80ES(N,L)0701716A* | 24800 | 16 | 8.5 | 26800 | 22200 | 82.84% | 1.82 | 0 | 10 |  |  |  | No | R-410A | 2.0667 | Residential & Commercial | Ducted CEE Tier 1
211241168 | Central HP <5.4 tons | ARCOAIRE | HRCU-A-CB (Split System: Heat Pump with Remote Outdoor Unit-Air-Source) | DLCURAH24ABK |  |  | EA*4X25L17A* | *92ESN0401410A* | 24800 | 15.5 | 8.5 | 26000 | 21200 | 81.54% | 1.76 | 0 | 10 |  |  |  | No | R-410A | 2.0667 | Residential & Commercial | Ducted CEE Tier 1
211260453 | Central HP <5.4 tons | GRANDAIRE | HRCU-A-CB (Split System: Heat Pump with Remote Outdoor Unit-Air-Source) | WDLCURAH18ABK |  |  | WLA*244BA* | WFSX040A030A* | 17700 | 15.5 | 8.5 | 18700 | 19000 | 101.6% | 2.28 | 0 | 10.5 |  |  |  | No | R-410A | 1.475 | Residential & Commercial | Ducted CEE Tier 1
212625956 | Central HP <5.4 tons | COLEMAN | HRCU-A-CB (Split System: Heat Pump with Remote Outdoor Unit-Air-Source) | HMH72B341 | ASPEN |  | D(A,C,E)42B36+TDR | TM9E100C20MP12 | 32400 | 15.5 | 8.1 | 33200 | 27000 | 81.33% | 2.43 | 0 | 10 |  |  |  | No | R-410A | 2.7 | Residential & Commercial | Ducted CEE Tier 1
212626036 | Central HP <5.4 tons | COLEMAN | HRCU-A-CB (Split System: Heat Pump with Remote Outdoor Unit-Air-Source) | HMH72B341 | ASPEN |  | D(A,C,E)36C36+TDR | TM8Y060A12MP11 | 32400 | 18 | 8.1 | 33400 | 27400 | 82.04% | 2.42 | 0 | 10 |  |  |  | No | R-410A | 2.7 | Residential & Commercial | Ducted CEE Tier 1
211260135 | Central HP <5.4 tons | GRANDAIRE | HRCU-A-CB (Split System: Heat Pump with Remote Outdoor Unit-Air-Source) | WDLCURAH18ABK |  |  | WLA*244AA* | WFSX040A030A* | 17700 | 15.5 | 8.5 | 18700 | 19000 | 101.6% | 2.28 | 0 | 10.5 |  |  |  | No | R-410A | 1.475 | Residential & Commercial | Ducted CEE Tier 1
215293088 | Central HP <5.4 tons | AIRQUEST | HRCU-A-CB (Split System: Heat Pump with Remote Outdoor Unit-Air-Source) | DLCURAH24ABK | ADP |  | HE32936 | *96VTN0802120B* | 23200 | 17 | 8.5 | 24800 | 23600 | 95.16% | 1.98 | 0 | 10 |  |  |  | No | R-410A | 1.9333 | Residential & Commercial | Ducted CEE Tier 1
211260385 | Central HP <5.4 tons | GRANDAIRE | HRCU-A-CB (Split System: Heat Pump with Remote Outdoor Unit-Air-Source) | WDLCURAH18ABK |  |  | WLA*244BA* | WFEU040B036A* | 18400 | 16.5 | 9 | 19200 | 18700 | 97.4% | 2.26 | 0 | 11 |  |  |  | No | R-410A | 1.5333 | Residential & Commercial | Ducted CEE Tier 1
211260989 | Central HP <5.4 tons | GRANDAIRE | HRCU-A-CB (Split System: Heat Pump with Remote Outdoor Unit-Air-Source) | WDLCURAH18ABK |  |  | WLA*254BA* | WFER045A036A* | 18600 | 16.5 | 8.5 | 18400 | 17400 | 94.57% | 2.12 | 0 | 11 |  |  |  | No | R-410A | 1.55 | Residential & Commercial | Ducted CEE Tier 1
211261003 | Central HP <5.4 tons | GRANDAIRE | HRCU-A-CB (Split System: Heat Pump with Remote Outdoor Unit-Air-Source) | WDLCURAH18ABK |  |  | WLA*254BA* | WFER045B036A* | 19100 | 16 | 8.5 | 19000 | 17300 | 91.05% | 2.12 | 0 | 11 |  |  |  | No | R-410A | 1.5917 | Residential & Commercial | Ducted CEE Tier 1
211261138 | Central HP <5.4 tons | GRANDAIRE | HRCU-A-CB (Split System: Heat Pump with Remote Outdoor Unit-Air-Source) | WDLCURAH18ABK |  |  | WLA*254BA* | WFEL070A036B* | 18200 | 16.5 | 8.5 | 17900 | 17500 | 97.77% | 2.12 | 0 | 11 |  |  |  | No | R-410A | 1.5167 | Residential & Commercial | Ducted CEE Tier 1
212626038 | Central HP <5.4 tons | COLEMAN | HRCU-A-CB (Split System: Heat Pump with Remote Outdoor Unit-Air-Source) | HMH72B341 | ASPEN |  | D(A,C,E)36D36+TDR | TM8Y060A12MP11 | 32800 | 18 | 8.1 | 33400 | 27400 | 82.04% | 2.42 | 0 | 10 |  |  |  | No | R-410A | 2.7333 | Residential & Commercial | Ducted CEE Tier 1
212626072 | Central HP <5.4 tons | COLEMAN | HRCU-A-CB (Split System: Heat Pump with Remote Outdoor Unit-Air-Source) | HMH72B341 | ASPEN |  | D(A,C,E)36B46+TDR | TM8Y080B12MP11 | 33000 | 18 | 8.5 | 33400 | 27400 | 82.04% | 2.65 | 0 | 10 |  |  |  | No | R-410A | 2.75 | Residential & Commercial | Ducted CEE Tier 1
212626073 | Central HP <5.4 tons | COLEMAN | HRCU-A-CB (Split System: Heat Pump with Remote Outdoor Unit-Air-Source) | HMH72B341 | ASPEN |  | D(A,C,E)36C36+TDR | TM8Y080B12MP11 | 32600 | 18 | 8.5 | 33400 | 27400 | 82.04% | 2.65 | 0 | 10 |  |  |  | No | R-410A | 2.7167 | Residential & Commercial | Ducted CEE Tier 1
212626237 | Central HP <5.4 tons | COLEMAN | HRCU-A-CB (Split System: Heat Pump with Remote Outdoor Unit-Air-Source) | HMH72B341 | ASPEN |  | C(A,C,D,E)48A36+TDR | TM8E080C16MP11 | 33000 | 18 | 8.1 | 33600 | 28200 | 83.93% | 2.64 | 0 | 10 |  |  |  | No | R-410A | 2.75 | Residential & Commercial | Ducted CEE Tier 1
212626272 | Central HP <5.4 tons | COLEMAN | HRCU-A-CB (Split System: Heat Pump with Remote Outdoor Unit-Air-Source) | HMH72B341 | ASPEN |  | D(A,C,E)48B26+TDR | TM8E120C16MP11 | 32000 | 18 | 8.1 | 33600 | 28600 | 85.12% | 2.64 | 0 | 10 |  |  |  | No | R-410A | 2.6667 | Residential & Commercial | Ducted CEE Tier 1
212626288 | Central HP <5.4 tons | COLEMAN | HRCU-A-CB (Split System: Heat Pump with Remote Outdoor Unit-Air-Source) | HMH72B341 | ASPEN |  | D(A,C,E)48A36+TDR | TM8E120C16MP11 | 33200 | 18 | 8.1 | 33600 | 28600 | 85.12% | 2.67 | 0 | 10 |  |  |  | No | R-410A | 2.7667 | Residential & Commercial | Ducted CEE Tier 1
211261340 | Central HP <5.4 tons | GRANDAIRE | HRCU-A-CB (Split System: Heat Pump with Remote Outdoor Unit-Air-Source) | WDLCURAH18ABK |  |  | WLA*304AA* | WFSX040A030A* | 17900 | 15.5 | 8.5 | 18500 | 18500 | 100% | 2.22 | 0 | 10.5 |  |  |  | No | R-410A | 1.4917 | Residential & Commercial | Ducted CEE Tier 1
213286699 | Central HP <5.4 tons | DAY & NIGHT | HRCU-A-CB (Split System: Heat Pump with Remote Outdoor Unit-Air-Source) | DLCURAH24ABK | ADP |  | CE2403A+TXV |  | 23800 | 17 | 8.85 | 25600 | 25400 | 99.22% | 2.14 | 0 | 10 |  |  |  | No | R-410A | 1.9833 | Residential & Commercial | Ducted CEE Tier 1
212983282 | Central HP <5.4 tons | GRANDAIRE | HRCU-A-CB (Split System: Heat Pump with Remote Outdoor Unit-Air-Source) | WDLCURAH18ABK |  |  | WLA*254BA* | WFAX040B036B* | 17700 | 16 | 8.1 | 17700 | 18800 | 106.2% | 2.24 | 0 | 10.5 |  |  |  | No | R-410A | 1.475 | Residential & Commercial | Ducted CEE Tier 1
211260213 | Central HP <5.4 tons | GRANDAIRE | HRCU-A-CB (Split System: Heat Pump with Remote Outdoor Unit-Air-Source) | WDLCURAH18ABK |  |  | WLA*244AA* | WFAX060A036A* | 18100 | 16 | 9 | 18900 | 18900 | 100% | 2.28 | 0 | 10.5 |  |  |  | No | R-410A | 1.5083 | Residential & Commercial | Ducted CEE Tier 1
211260545 | Central HP <5.4 tons | GRANDAIRE | HRCU-A-CB (Split System: Heat Pump with Remote Outdoor Unit-Air-Source) | WDLCURAH18ABK |  |  | WLA*244BA* | WFER045A036A* | 18000 | 16 | 8.5 | 18900 | 18900 | 100% | 2.28 | 0 | 10.5 |  |  |  | No | R-410A | 1.5 | Residential & Commercial | Ducted CEE Tier 1
211260517 | Central HP <5.4 tons | GRANDAIRE | HRCU-A-CB (Split System: Heat Pump with Remote Outdoor Unit-Air-Source) | WDLCURAH18ABK |  |  | WLA*244BA* | WFSX026A030A* | 18000 | 15.5 | 8.5 | 19000 | 18900 | 99.47% | 2.26 | 0 | 10.5 |  |  |  | No | R-410A | 1.5 | Residential & Commercial | Ducted CEE Tier 1
211259899 | Central HP <5.4 tons | GRANDAIRE | HRCU-A-CB (Split System: Heat Pump with Remote Outdoor Unit-Air-Source) | WDLCURAH18ABK |  |  | WLA*194BA* | WFEL045A036B* | 18600 | 16.5 | 8.5 | 18500 | 17500 | 94.59% | 2.14 | 0 | 11 |  |  |  | No | R-410A | 1.55 | Residential & Commercial | Ducted CEE Tier 1
211259915 | Central HP <5.4 tons | GRANDAIRE | HRCU-A-CB (Split System: Heat Pump with Remote Outdoor Unit-Air-Source) | WDLCURAH18ABK |  |  | WLA*194BA* | WFEL045B036B* | 19100 | 16 | 9 | 19100 | 17400 | 91.1% | 2.14 | 0 | 11 |  |  |  | No | R-410A | 1.5917 | Residential & Commercial | Ducted CEE Tier 1
212626388 | Central HP <5.4 tons | COLEMAN | HRCU-A-CB (Split System: Heat Pump with Remote Outdoor Unit-Air-Source) | HMH72B341 | ASPEN |  | D(A,C,E)36B46+TDR | TM9E100C16MP12 | 33000 | 18 | 8.5 | 33600 | 27200 | 80.95% | 2.66 | 0 | 10 |  |  |  | No | R-410A | 2.75 | Residential & Commercial | Ducted CEE Tier 1
214385680 | Central HP <5.4 tons | COMFORTMAKER | HRCU-A-C (Split System: Heat Pump with Remote Outdoor Unit with No Indoor Fan --Air Source) | DLCURAH30ABK | ADP |  | H,YE35936+TD |  | 30000 | 15.2 | 9.6 | 31400 | 26600 | 84.71% | 1.84 | 0 | 10.5 |  |  |  | No | R-410A | 2.5 | Residential & Commercial | Ducted CEE Tier 1
215731399 | Central HP <5.4 tons | YORK | HRCU-A-CB (Split System: Heat Pump with Remote Outdoor Unit-Air-Source) | HH860E2S11 | ADP |  | H,YG55*48+TXV | TM8V100C16MP12 | 43500 | 18 | 8.5 | 42000 | 32800 | 78.1% | 2 | 0 | 11.7 |  |  |  | No | R-454B | 3.625 | Residential & Commercial | Ducted CEE Tier 1
215731432 | Central HP <5.4 tons | YORK | HRCU-A-CB (Split System: Heat Pump with Remote Outdoor Unit-Air-Source) | HH860E2S11 | ADP |  | H,YG72*48+TXV-BLEED | TM8V100C20MP12 | 44000 | 18 | 8.5 | 42500 | 33200 | 78.12% | 2 | 0 | 11.7 |  |  |  | No | R-454B | 3.6667 | Residential & Commercial | Ducted CEE Tier 1
215731466 | Central HP <5.4 tons | YORK | HRCU-A-CB (Split System: Heat Pump with Remote Outdoor Unit-Air-Source) | HH860E2S11 | ADP |  | H,YG72*48+TXV | TM8V120C20MP12 | 44000 | 18 | 8.5 | 42500 | 33200 | 78.12% | 2 | 0 | 11.7 |  |  |  | No | R-454B | 3.6667 | Residential & Commercial | Ducted CEE Tier 1
215731497 | Central HP <5.4 tons | YORK | HRCU-A-CB (Split System: Heat Pump with Remote Outdoor Unit-Air-Source) | HH860E2S11 | ADP |  | H,YG51*60+TXV-BLEED | TM9V120D20MP12 | 53000 | 19 | 8.5 | 52500 | 39000 | 74.29% | 2 | 0 | 11 |  |  |  | No | R-454B | 4.4167 | Residential & Commercial | Ducted CEE Tier 1
215731771 | Central HP <5.4 tons | YORK | HRCU-A-CB (Split System: Heat Pump with Remote Outdoor Unit-Air-Source) | HH860E2S11 | ADP |  | H,YG72*60+TXV | Y81E130D20SMPS1 | 54000 | 19 | 8.5 | 52500 | 39000 | 74.29% | 2 | 0 | 11.7 |  |  |  | No | R-454B | 4.5 | Residential & Commercial | Ducted CEE Tier 1
215375437 | Central HP <5.4 tons | BOSCH | HRCU-A-CB (Split System: Heat Pump with Remote Outdoor Unit-Air-Source) | BOVD-36HDN1-M20G | ASPEN |  | D(A,C,E)36C44+TDR | BGH96M080B3B | 23400 | 18.5 | 9 | 20000 | 20000 | 100% | 2.86 | 0 | 12 |  |  |  | No | R-410A | 1.95 | Residential & Commercial | Ducted CEE Tier 1
215375440 | Central HP <5.4 tons | BOSCH | HRCU-A-CB (Split System: Heat Pump with Remote Outdoor Unit-Air-Source) | BOVD-36HDN1-M20G | ASPEN |  | D(A,C,E)36C46+TDR | BGH96M080B3B | 23400 | 18.5 | 9 | 20000 | 20000 | 100% | 2.86 | 0 | 12 |  |  |  | No | R-410A | 1.95 | Residential & Commercial | Ducted CEE Tier 1
215675481 | Central HP <5.4 tons | KENMORE | HRCU-A-CB (Split System: Heat Pump with Remote Outdoor Unit-Air-Source) | (C,H,T)5H0V48*K*AAA* |  |  | EVM5X48M21A*+WALLCON | *96CTN0802120B* | 47000 | 18.5 | 9 | 50000 | 36400 | 72.8% | 2 | 0 | 10 |  |  |  | No | R-454B | 3.9167 | Residential & Commercial | Ducted CEE Tier 1
213238584 | Central HP <5.4 tons | CHAMPION HEATING AND COOLING | HRCU-A-CB (Split System: Heat Pump with Remote Outdoor Unit-Air-Source) | THF2B48T21 | ASPEN |  | D(A,C,E)48D44+TDR | TM9V100C20MP12 | 44000 | 16.2 | 8.4 | 44500 | 31200 | 70.11% | 3.22 | 0 | 11 |  |  |  | No | R-410A | 3.6667 | Residential & Commercial | Ducted CEE Tier 1
216494161 | Central HP <5.4 tons | BRYANT HEATING AND COOLING SYSTEMS | HRCU-A-CB (Split System: Heat Pump with Remote Outdoor Unit-Air-Source) | 293VAN048**AA* | ADP |  | CE(P,V)4824G1K*+TXV | 987MC42080C17*** | 42500 | 20 | 9.5 | 47000 | 36200 | 77.02% | 2 | 0 | 10.5 |  |  |  | No | R-454B | 3.5417 | Residential & Commercial | Ducted CEE Tier 1
216494165 | Central HP <5.4 tons | BRYANT HEATING AND COOLING SYSTEMS | HRCU-A-CB (Split System: Heat Pump with Remote Outdoor Unit-Air-Source) | 293VAN048**AA* | ADP |  | CE(P,V)4824G1K*+TXV | 987MC66120C24*** | 44000 | 20 | 9 | 46500 | 36200 | 77.85% | 1.82 | 0 | 10.5 |  |  |  | No | R-454B | 3.6667 | Residential & Commercial | Ducted CEE Tier 1
216487696 | Central HP <5.4 tons | BRYANT HEATING AND COOLING SYSTEMS | HRCU-A-CB (Split System: Heat Pump with Remote Outdoor Unit-Air-Source) | 293VAN048**AA* | ADP |  | CE(P,V)4817G1K*+TXV | 987MC42080C17*** | 42500 | 20 | 9.5 | 47000 | 36200 | 77.02% | 2 | 0 | 10.5 |  |  |  | No | R-454B | 3.5417 | Residential & Commercial | Ducted CEE Tier 1
212626788 | Central HP <5.4 tons | COLEMAN | HRCU-A-CB (Split System: Heat Pump with Remote Outdoor Unit-Air-Source) | HMH72B341 | ASPEN |  | C(A,C,D,E)36C36+TDR | TM8E100C16MP11 | 33000 | 18 | 8.3 | 33800 | 28600 | 84.62% | 2.7 | 0 | 10 |  |  |  | No | R-410A | 2.75 | Residential & Commercial | Ducted CEE Tier 1
212624224 | Central HP <5.4 tons | COLEMAN | HRCU-A-CB (Split System: Heat Pump with Remote Outdoor Unit-Air-Source) | HMH72B341 | ASPEN |  | C(A,C,D,E)42D24+TDR | TMLE040A12MP11 | 32000 | 18 | 8.1 | 33400 | 29000 | 86.83% | 2.48 | 0 | 10 |  |  |  | No | R-410A | 2.6667 | Residential & Commercial | Ducted CEE Tier 1
215223130 | Central HP <5.4 tons | BRYANT HEATING AND COOLING SYSTEMS | HRCU-A-CB (Split System: Heat Pump with Remote Outdoor Unit-Air-Source) | 288BNV025*0**C* | ADP |  | H,PG9J930 | 987MB60060C21*** | 23600 | 16 | 8.1 | 19800 | 16300 | 82.32% | 1.96 | 0 | 11 |  |  |  | No | R-410A | 1.9667 | Residential & Commercial | Ducted CEE Tier 1
216487326 | Central HP <5.4 tons | BRYANT HEATING AND COOLING SYSTEMS | HRCU-A-CB (Split System: Heat Pump with Remote Outdoor Unit-Air-Source) | 290VAN024**AA* | ADP |  | CE(P,V)2417G31*+TXV | 88*TB48090C17*** | 22800 | 17 | 9 | 22400 | 16200 | 72.32% | 1.98 | 0 | 10 |  |  |  | No | R-454B | 1.9 | Residential & Commercial | Ducted CEE Tier 1
216487328 | Central HP <5.4 tons | BRYANT HEATING AND COOLING SYSTEMS | HRCU-A-CB (Split System: Heat Pump with Remote Outdoor Unit-Air-Source) | 290VAN024**AA* | ADP |  | CE(P,V)3614G34*+TXV | 88*TB48090C17*** | 23200 | 17 | 9 | 22400 | 16200 | 72.32% | 1.98 | 0 | 10.5 |  |  |  | No | R-454B | 1.9333 | Residential & Commercial | Ducted CEE Tier 1
215936761 | Central HP <5.4 tons | KEEPRITE | HRCU-A-CB (Split System: Heat Pump with Remote Outdoor Unit-Air-Source) | C5H3V36*K*AAA* |  |  | EVD5X60M24A*+WALLCON | *80CTL0902120B* | 35600 | 22 | 8.5 | 38000 | 28400 | 74.74% | 2.04 | 0 | 12.5 |  |  |  | No | R-454B | 2.9667 | Residential & Commercial | Ducted CEE Tier 1
215935941 | Central HP <5.4 tons | KEEPRITE | HRCU-A-CB (Split System: Heat Pump with Remote Outdoor Unit-Air-Source) | C5H3V36*K*AAA* |  |  | EVD5X42M17A*+WALLCON | *96CTN0601714B* | 34200 | 20.5 | 8.5 | 38000 | 27400 | 72.11% | 2 | 0 | 11 |  |  |  | No | R-454B | 2.85 | Residential & Commercial | Ducted CEE Tier 1
214094159 | Central HP <5.4 tons | BOSCH | HRCU-A-CB (Split System: Heat Pump with Remote Outdoor Unit-Air-Source) | BOVB-60HDN1-M20G | ASPEN |  | DM59A44+TDR | BGH96M080B3B | 40500 | 17 | 8.8 | 43500 | 39500 | 90.8% | 2.4 | 0 | 11.5 |  |  |  | No | R-410A | 3.375 | Residential & Commercial | Ducted CEE Tier 1
216494148 | Central HP <5.4 tons | BRYANT HEATING AND COOLING SYSTEMS | HRCU-A-CB (Split System: Heat Pump with Remote Outdoor Unit-Air-Source) | 293VAN036**AA* | ADP |  | CE(P,V)3621G34*+TXV | 987MC42080C17*** | 32400 | 19 | 9.5 | 33800 | 26800 | 79.29% | 2 | 0 | 11 |  |  |  | No | R-454B | 2.7 | Residential & Commercial | Ducted CEE Tier 1
216487596 | Central HP <5.4 tons | BRYANT HEATING AND COOLING SYSTEMS | HRCU-A-CB (Split System: Heat Pump with Remote Outdoor Unit-Air-Source) | 293VAN036**AA* | ADP |  | CE(P,V)3617G34*+TXV | 88*TB60070C21*** | 32800 | 20 | 9.5 | 33000 | 26000 | 78.79% | 2.04 | 0 | 11 |  |  |  | No | R-454B | 2.7333 | Residential & Commercial | Ducted CEE Tier 1
216487611 | Central HP <5.4 tons | BRYANT HEATING AND COOLING SYSTEMS | HRCU-A-CB (Split System: Heat Pump with Remote Outdoor Unit-Air-Source) | 293VAN036**AA* | ADP |  | CE(P,V)3617G34*+TXV | 987MC42060C17*** | 32400 | 19 | 9.5 | 32800 | 26000 | 79.27% | 2.04 | 0 | 10.5 |  |  |  | No | R-454B | 2.7 | Residential & Commercial | Ducted CEE Tier 1
216487928 | Central HP <5.4 tons | BRYANT HEATING AND COOLING SYSTEMS | HRCU-A-CB (Split System: Heat Pump with Remote Outdoor Unit-Air-Source) | 293VAN036**AA* | ADP |  | CE(P,V)3614G34*+TXV | 986TD42080C17*** | 32600 | 20 | 9.5 | 33200 | 26200 | 78.92% | 2.02 | 0 | 10.5 |  |  |  | No | R-454B | 2.7167 | Residential & Commercial | Ducted CEE Tier 1
216487930 | Central HP <5.4 tons | BRYANT HEATING AND COOLING SYSTEMS | HRCU-A-CB (Split System: Heat Pump with Remote Outdoor Unit-Air-Source) | 293VAN036**AA* | ADP |  | CE(P,V)3617G34*+TXV | 986TD42080C17*** | 32600 | 20 | 9.5 | 33200 | 26200 | 78.92% | 2.02 | 0 | 10.5 |  |  |  | No | R-454B | 2.7167 | Residential & Commercial | Ducted CEE Tier 1
216487711 | Central HP <5.4 tons | BRYANT HEATING AND COOLING SYSTEMS | HRCU-A-CB (Split System: Heat Pump with Remote Outdoor Unit-Air-Source) | 293VAN048**AA* | ADP |  | CE(P,V)6024G48*+TXV | 987MC60080C21*** | 44000 | 21 | 9.5 | 46500 | 36600 | 78.71% | 2 | 0 | 10.5 |  |  |  | No | R-454B | 3.6667 | Residential & Commercial | Ducted CEE Tier 1
216487961 | Central HP <5.4 tons | BRYANT HEATING AND COOLING SYSTEMS | HRCU-A-CB (Split System: Heat Pump with Remote Outdoor Unit-Air-Source) | 293VAN048**AA* | ADP |  | CE(P,V)4817G1K*+TXV | 986TD60080C21*** | 43500 | 21 | 9.5 | 46500 | 36200 | 77.85% | 2 | 0 | 10.5 |  |  |  | No | R-454B | 3.625 | Residential & Commercial | Ducted CEE Tier 1
216487963 | Central HP <5.4 tons | BRYANT HEATING AND COOLING SYSTEMS | HRCU-A-CB (Split System: Heat Pump with Remote Outdoor Unit-Air-Source) | 293VAN048**AA* | ADP |  | CE(P,V)4821G1K*+TXV | 986TD60080C21*** | 43500 | 21 | 9.5 | 46500 | 36200 | 77.85% | 2 | 0 | 10.5 |  |  |  | No | R-454B | 3.625 | Residential & Commercial | Ducted CEE Tier 1
216494115 | Central HP <5.4 tons | BRYANT HEATING AND COOLING SYSTEMS | HRCU-A-CB (Split System: Heat Pump with Remote Outdoor Unit-Air-Source) | 290VAN036**AA* | ADP |  | CE(P,V)3621G34*+TXV | 88*TB48090C17*** | 33200 | 18 | 9 | 34200 | 25200 | 73.68% | 1.86 | 0 | 10 |  |  |  | No | R-454B | 2.7667 | Residential & Commercial | Ducted CEE Tier 1
216487412 | Central HP <5.4 tons | BRYANT HEATING AND COOLING SYSTEMS | HRCU-A-CB (Split System: Heat Pump with Remote Outdoor Unit-Air-Source) | 290VAN036**AA* | ADP |  | CE(P,V)3614G34*+TXV | 88*TB60090C21*** | 33200 | 18 | 9 | 34200 | 25200 | 73.68% | 1.86 | 0 | 10 |  |  |  | No | R-454B | 2.7667 | Residential & Commercial | Ducted CEE Tier 1
216487747 | Central HP <5.4 tons | BRYANT HEATING AND COOLING SYSTEMS | HRCU-A-CB (Split System: Heat Pump with Remote Outdoor Unit-Air-Source) | 293VAN060**AA* | ADP |  | CE(P,V)6024G48*+TXV | 88*TB66135C24*** | 55500 | 19 | 8.5 | 58500 | 45500 | 77.78% | 2.04 | 0 | 11.5 |  |  |  | No | R-454B | 4.625 | Residential & Commercial | Ducted CEE Tier 1
213075954 | Central HP <5.4 tons | KEEPRITE | HRCU-A-CB (Split System: Heat Pump with Remote Outdoor Unit-Air-Source) | DLCURAH36ABK |  |  | EA*4X48L24A* | *95MSU1002120A* | 36000 | 16.5 | 8.5 | 38000 | 34800 | 91.58% | 2.04 | 0 | 10 |  |  |  | No | R-410A | 3 | Residential & Commercial | Ducted CEE Tier 1
212383438 | Central HP <5.4 tons | ARCOAIRE | HRCU-A-CB (Split System: Heat Pump with Remote Outdoor Unit-Air-Source) | DLCURAH36ABK |  |  | EA*4X37L21A* | *92ESN1002120A* | 37200 | 16 | 8.5 | 39000 | 34800 | 89.23% | 2.12 | 0 | 10 |  |  |  | No | R-410A | 3.1 | Residential & Commercial | Ducted CEE Tier 1
215931921 | Central HP <5.4 tons | KEEPRITE | HRCU-A-CB (Split System: Heat Pump with Remote Outdoor Unit-Air-Source) | C5H3V60*K*AAA* |  |  | ESH5X60M12A*+WALLCON | *96CTN1202422B* | 56500 | 18 | 8.1 | 61000 | 46000 | 75.41% | 1.95 | 0 | 11 |  |  |  | No | R-454B | 4.7083 | Residential & Commercial | Ducted CEE Tier 1
214094161 | Central HP <5.4 tons | BOSCH | HRCU-A-CB (Split System: Heat Pump with Remote Outdoor Unit-Air-Source) | BOVB-60HDN1-M20G | ASPEN |  | DM59A44+TDR | BGH96M080C4B | 40500 | 17 | 8.8 | 44500 | 39000 | 87.64% | 2.39 | 0 | 11.5 |  |  |  | No | R-410A | 3.375 | Residential & Commercial | Ducted CEE Tier 1
211240761 | Central HP <5.4 tons | GRANDAIRE | HRCU-A-CB (Split System: Heat Pump with Remote Outdoor Unit-Air-Source) | WDLCURAH24ABK |  |  | WLA*244BA* | WFEL070A036B* | 24000 | 16.5 | 8.5 | 26800 | 23800 | 88.81% | 1.96 | 0 | 10 |  |  |  | No | R-410A | 2 | Residential & Commercial | Ducted CEE Tier 1
212987422 | Central HP <5.4 tons | GRANDAIRE | HRCU-A-CB (Split System: Heat Pump with Remote Outdoor Unit-Air-Source) | WDLCURAH24ABK |  |  | WLA*364CA* | WFSX080B048B* | 23400 | 17 | 8.5 | 26000 | 22000 | 84.62% | 1.84 | 0 | 10 |  |  |  | No | R-410A | 1.95 | Residential & Commercial | Ducted CEE Tier 1
212987547 | Central HP <5.4 tons | ARCOAIRE | HRCU-A-CB (Split System: Heat Pump with Remote Outdoor Unit-Air-Source) | DLCURAH18ABK |  |  | EN(A,D)4X24L17** | *96MSN0801716A* | 17600 | 16 | 8.5 | 18600 | 19100 | 102.7% | 2.3 | 0 | 11 |  |  |  | No | R-410A | 1.4667 | Residential & Commercial | Ducted CEE Tier 1
212989164 | Central HP <5.4 tons | GRANDAIRE | HRCU-A-CB (Split System: Heat Pump with Remote Outdoor Unit-Air-Source) | WDLCURAH24ABK |  |  | WLA*304BA* | WFSU060B048B* | 23600 | 17 | 8.5 | 26400 | 24000 | 90.91% | 1.98 | 0 | 10 |  |  |  | No | R-410A | 1.9667 | Residential & Commercial | Ducted CEE Tier 1
212989248 | Central HP <5.4 tons | GRANDAIRE | HRCU-A-CB (Split System: Heat Pump with Remote Outdoor Unit-Air-Source) | WDLCURAH24ABK |  |  | WLN(C,W)364BA* | WFSU060B048B* | 23600 | 17 | 8.5 | 26400 | 24400 | 92.42% | 2.02 | 0 | 10.5 |  |  |  | No | R-410A | 1.9667 | Residential & Commercial | Ducted CEE Tier 1
212987446 | Central HP <5.4 tons | GRANDAIRE | HRCU-A-CB (Split System: Heat Pump with Remote Outdoor Unit-Air-Source) | WDLCURAH24ABK |  |  | WLA*374CA* | WFSX080B048B* | 24400 | 18 | 9 | 29200 | 25000 | 85.62% | 2.06 | 0 | 10.5 |  |  |  | No | R-410A | 2.0333 | Residential & Commercial | Ducted CEE Tier 1
215936041 | Central HP <5.4 tons | KEEPRITE | HRCU-A-CB (Split System: Heat Pump with Remote Outdoor Unit-Air-Source) | C5H3V36*K*AAA* |  |  | EVD5X42M21A*+WALLCON | *95CSU0601716B* | 34200 | 20.5 | 8.5 | 39000 | 28600 | 73.33% | 2.04 | 0 | 11.5 |  |  |  | No | R-454B | 2.85 | Residential & Commercial | Ducted CEE Tier 1
215936091 | Central HP <5.4 tons | KEEPRITE | HRCU-A-CB (Split System: Heat Pump with Remote Outdoor Unit-Air-Source) | C5H3V36*K*AAA* |  |  | EVD5X42M21A*+WALLCON | *97CMN0801714B* | 34200 | 20.5 | 8.5 | 39000 | 28600 | 73.33% | 2.02 | 0 | 11.5 |  |  |  | No | R-454B | 2.85 | Residential & Commercial | Ducted CEE Tier 1
215936311 | Central HP <5.4 tons | KEEPRITE | HRCU-A-CB (Split System: Heat Pump with Remote Outdoor Unit-Air-Source) | C5H3V36*K*AAA* |  |  | EVD5X48M24A*+WALLCON | *80CTL0702120B* | 35000 | 21.5 | 8.5 | 38500 | 28400 | 73.77% | 2.04 | 0 | 12 |  |  |  | No | R-454B | 2.9167 | Residential & Commercial | Ducted CEE Tier 1
215936361 | Central HP <5.4 tons | KEEPRITE | HRCU-A-CB (Split System: Heat Pump with Remote Outdoor Unit-Air-Source) | C5H3V36*K*AAA* |  |  | EVD5X48M24A*+WALLCON | *95CSU1002122B* | 35200 | 21.5 | 8.5 | 38000 | 28200 | 74.21% | 2.04 | 0 | 12 |  |  |  | No | R-454B | 2.9333 | Residential & Commercial | Ducted CEE Tier 1
215936391 | Central HP <5.4 tons | KEEPRITE | HRCU-A-CB (Split System: Heat Pump with Remote Outdoor Unit-Air-Source) | C5H3V36*K*AAA* |  |  | EVD5X48M24A*+WALLCON | *97CMN1002122B* | 35000 | 21.5 | 8.5 | 38000 | 28200 | 74.21% | 2.02 | 0 | 12 |  |  |  | No | R-454B | 2.9167 | Residential & Commercial | Ducted CEE Tier 1
215936611 | Central HP <5.4 tons | KEEPRITE | HRCU-A-CB (Split System: Heat Pump with Remote Outdoor Unit-Air-Source) | C5H3V36*K*AAA* |  |  | EVD5X60M21A*+WALLCON | *80CTL0702120B* | 35600 | 21.5 | 8.5 | 38000 | 28600 | 75.26% | 2.04 | 0 | 12 |  |  |  | No | R-454B | 2.9667 | Residential & Commercial | Ducted CEE Tier 1
215940011 | Central HP <5.4 tons | KEEPRITE | HRCU-A-CB (Split System: Heat Pump with Remote Outdoor Unit-Air-Source) | C5H3V36*K*AAA* |  |  | ESH5X36M12A*+WALLCON | *97CTN1202422A* | 33400 | 19 | 9 | 34800 | 26600 | 76.44% | 1.92 | 0 | 11 |  |  |  | No | R-454B | 2.7833 | Residential & Commercial | Ducted CEE Tier 1
215289563 | Central HP <5.4 tons | AIRQUEST | HRCU-A-CB (Split System: Heat Pump with Remote Outdoor Unit-Air-Source) | DLCURAH18ABK | ADP |  | HG31930 | *92MSN0401712A* | 16500 | 15.2 | 8.1 | 16700 | 18900 | 113.2% | 2.3 | 0 | 10 |  |  |  | No | R-410A | 1.375 | Residential & Commercial | Ducted CEE Tier 1
215289579 | Central HP <5.4 tons | AIRQUEST | HRCU-A-CB (Split System: Heat Pump with Remote Outdoor Unit-Air-Source) | DLCURAH18ABK | ADP |  | H,GG34936 | *92MSN0401712A* | 17200 | 15.2 | 8.1 | 16700 | 18900 | 113.2% | 2.3 | 0 | 10.5 |  |  |  | No | R-410A | 1.4333 | Residential & Commercial | Ducted CEE Tier 1
215289596 | Central HP <5.4 tons | AIRQUEST | HRCU-A-CB (Split System: Heat Pump with Remote Outdoor Unit-Air-Source) | DLCURAH18ABK | ADP |  | HE8J936 | *92MSN0401712A* | 17100 | 15.2 | 8.1 | 16700 | 18900 | 113.2% | 2.3 | 0 | 10.5 |  |  |  | No | R-410A | 1.425 | Residential & Commercial | Ducted CEE Tier 1
212986258 | Central HP <5.4 tons | GRANDAIRE | HRCU-A-CB (Split System: Heat Pump with Remote Outdoor Unit-Air-Source) | WDLCURAH24ABK |  |  | WLNC304BA* | WFSX040A030B* | 23400 | 16 | 8.1 | 26400 | 24400 | 92.42% | 2.02 | 0 | 10 |  |  |  | No | R-410A | 1.95 | Residential & Commercial | Ducted CEE Tier 1
212984084 | Central HP <5.4 tons | GRANDAIRE | HRCU-A-CB (Split System: Heat Pump with Remote Outdoor Unit-Air-Source) | WDLCURAH24ABK |  |  | WLA*364CA* | WFAX060B042B* | 23800 | 17.5 | 8.5 | 26200 | 22400 | 85.5% | 1.88 | 0 | 10 |  |  |  | No | R-410A | 1.9833 | Residential & Commercial | Ducted CEE Tier 1
212984588 | Central HP <5.4 tons | GRANDAIRE | HRCU-A-CB (Split System: Heat Pump with Remote Outdoor Unit-Air-Source) | WDLCURAH24ABK |  |  | WLA*254BA* | WFAX080B048B* | 24000 | 17.5 | 8.5 | 25000 | 24800 | 99.2% | 2.08 | 0 | 10 |  |  |  | No | R-410A | 2 | Residential & Commercial | Ducted CEE Tier 1
211241659 | Central HP <5.4 tons | GRANDAIRE | HRCU-A-CB (Split System: Heat Pump with Remote Outdoor Unit-Air-Source) | WDLCURAH24ABK |  |  | WLA*304BA* | WFER045B036A* | 24000 | 16.5 | 8.5 | 26200 | 23200 | 88.55% | 1.9 | 0 | 10 |  |  |  | No | R-410A | 2 | Residential & Commercial | Ducted CEE Tier 1
215289614 | Central HP <5.4 tons | AIRQUEST | HRCU-A-CB (Split System: Heat Pump with Remote Outdoor Unit-Air-Source) | DLCURAH18ABK | ADP |  | H,GG32936 | *92MSN0601412A* | 17200 | 16 | 8.5 | 16900 | 19400 | 114.8% | 2.38 | 0 | 10.5 |  |  |  | No | R-410A | 1.4333 | Residential & Commercial | Ducted CEE Tier 1
213613097 | Central HP <5.4 tons | GE | HRCU-A-CB (Split System: Heat Pump with Remote Outdoor Unit-Air-Source) | NS22H24MA4-**A | ADP |  | PL36H175P789 | NF80L070S3B | 23600 | 20 | 8.2 | 20800 | 14700 | 70.67% | 2 | 0 | 13.5 |  |  |  | No | R-410A | 1.9667 | Residential & Commercial | Ducted CEE Tier 1
213312035 | Central HP <5.4 tons | BRYANT HEATING AND COOLING SYSTEMS | HRCU-A-CB (Split System: Heat Pump with Remote Outdoor Unit-Air-Source) | 38MURAQ36AB3* | ADP |  | PL36H***P449+CBPE3A* |  | 36000 | 16 | 8.1 | 38000 | 35000 | 92.11% | 1.82 | 0 | 10 |  |  |  | No | R-410A | 3 | Residential & Commercial | Ducted CEE Tier 1
213612908 | Central HP <5.4 tons | CHAMPION HEATING AND COOLING | HRCU-A-CB (Split System: Heat Pump with Remote Outdoor Unit-Air-Source) | THF2B48T21 | ASPEN |  | L(E,G)M60A6 |  | 45000 | 15.5 | 8.1 | 45500 | 37800 | 83.08% | 3.7 | 0 | 11.8 |  |  |  | No | R-410A | 3.75 | Residential & Commercial | Ducted CEE Tier 1
212520195 | Central HP <5.4 tons | CARRIER | HRCU-A-CB (Split System: Heat Pump with Remote Outdoor Unit-Air-Source) | 38MURAQ18AB3* | ADP |  | H,PG9J936 | 58TP*A070V17**16 | 17300 | 16 | 8.5 | 16500 | 18800 | 113.9% | 2.32 | 0 | 10.5 |  |  |  | No | R-410A | 1.4417 | Residential & Commercial | Ducted CEE Tier 1
215727949 | Central HP <5.4 tons | CHAMPION HEATING AND COOLING | HRCU-A-CB (Split System: Heat Pump with Remote Outdoor Unit-Air-Source) | HH860E2S11 | ADP |  | H,YE48(1,2)60+TXV | TM9E100C20MP12 | 53500 | 18 | 8.5 | 53000 | 39500 | 74.53% | 2 | 0 | 11 |  |  |  | No | R-454B | 4.4583 | Residential & Commercial | Ducted CEE Tier 1
215223253 | Central HP <5.4 tons | COMFORTMAKER | HRCU-A-C (Split System: Heat Pump with Remote Outdoor Unit with No Indoor Fan --Air Source) | DLCURAH30ABK | ADP |  | H,GG31930+TD |  | 28600 | 15.2 | 9.05 | 31000 | 26600 | 85.81% | 1.76 | 0 | 10 |  |  |  | No | R-410A | 2.3833 | Residential & Commercial | Ducted CEE Tier 1
212988231 | Central HP <5.4 tons | KEEPRITE | HRCU-A-CB (Split System: Heat Pump with Remote Outdoor Unit-Air-Source) | DLCURAH36ABK |  |  | EA*4X48L24A* | *96MSN1002122A* | 35800 | 16.5 | 8.5 | 37800 | 34600 | 91.53% | 2.06 | 0 | 10 |  |  |  | No | R-410A | 2.9833 | Residential & Commercial | Ducted CEE Tier 1
213077975 | Central HP <5.4 tons | KEEPRITE | HRCU-A-CB (Split System: Heat Pump with Remote Outdoor Unit-Air-Source) | DLCURAH36ABK |  |  | EA*4X43L21A* | *80MS(N,L)0701712A* | 36200 | 16 | 8.5 | 38000 | 34800 | 91.58% | 2.04 | 0 | 10 |  |  |  | No | R-410A | 3.0167 | Residential & Commercial | Ducted CEE Tier 1
213077092 | Central HP <5.4 tons | KEEPRITE | HRCU-A-CB (Split System: Heat Pump with Remote Outdoor Unit-Air-Source) | DLCURAH36ABK |  |  | EA*4X48L21A* | *96VSN0802120B* | 36200 | 16 | 8.5 | 38000 | 34800 | 91.58% | 2.04 | 0 | 10 |  |  |  | No | R-410A | 3.0167 | Residential & Commercial | Ducted CEE Tier 1
213076304 | Central HP <5.4 tons | KEEPRITE | HRCU-A-CB (Split System: Heat Pump with Remote Outdoor Unit-Air-Source) | DLCURAH36ABK |  |  | EA*4X48L24A* | *95MSU1002122A* | 36200 | 16.5 | 8.5 | 38000 | 34800 | 91.58% | 2.04 | 0 | 10 |  |  |  | No | R-410A | 3.0167 | Residential & Commercial | Ducted CEE Tier 1
215939661 | Central HP <5.4 tons | KEEPRITE | HRCU-A-CB (Split System: Heat Pump with Remote Outdoor Unit-Air-Source) | C5H3V36*K*AAA* |  |  | EA*5X42M21A*+WALLCON | *80CSU0401712B* | 32800 | 20 | 9.5 | 34800 | 26600 | 76.44% | 2.02 | 0 | 11.5 |  |  |  | No | R-454B | 2.7333 | Residential & Commercial | Ducted CEE Tier 1
215936821 | Central HP <5.4 tons | KEEPRITE | HRCU-A-CB (Split System: Heat Pump with Remote Outdoor Unit-Air-Source) | C5H3V36*K*AAA* |  |  | EVD5X60M24A*+WALLCON | *97CMN0802120B* | 35400 | 21.5 | 8.5 | 38000 | 28400 | 74.74% | 2.04 | 0 | 12.5 |  |  |  | No | R-454B | 2.95 | Residential & Commercial | Ducted CEE Tier 1
215940591 | Central HP <5.4 tons | KEEPRITE | HRCU-A-CB (Split System: Heat Pump with Remote Outdoor Unit-Air-Source) | C5H3V36*K*AAA* |  |  | EVD5X38M17A*+WALLCON | *80CSU0601716B* | 35600 | 22 | 8.5 | 38000 | 28600 | 75.26% | 2.02 | 0 | 12 |  |  |  | No | R-454B | 2.9667 | Residential & Commercial | Ducted CEE Tier 1
215939891 | Central HP <5.4 tons | KEEPRITE | HRCU-A-CB (Split System: Heat Pump with Remote Outdoor Unit-Air-Source) | C5H3V36*K*AAA* |  |  | EA*5X61M21A*+WALLCON | *97CTN1002122A* | 34400 | 20.5 | 9.5 | 34200 | 26000 | 76.02% | 2.06 | 0 | 12 |  |  |  | No | R-454B | 2.8667 | Residential & Commercial | Ducted CEE Tier 1
215940141 | Central HP <5.4 tons | KEEPRITE | HRCU-A-CB (Split System: Heat Pump with Remote Outdoor Unit-Air-Source) | C5H3V36*K*AAA* |  |  | ESH5X48M12A*+WALLCON | *97CTN0801716A* | 33400 | 19 | 9 | 35200 | 27000 | 76.7% | 1.92 | 0 | 11 |  |  |  | No | R-454B | 2.7833 | Residential & Commercial | Ducted CEE Tier 1
215935661 | Central HP <5.4 tons | KEEPRITE | HRCU-A-CB (Split System: Heat Pump with Remote Outdoor Unit-Air-Source) | C5H3V36*K*AAA* |  |  | EVD5X36M21A*+WALLCON | *80CTL0902120B* | 34400 | 21 | 8.5 | 38500 | 28000 | 72.73% | 2.04 | 0 | 12 |  |  |  | No | R-454B | 2.8667 | Residential & Commercial | Ducted CEE Tier 1
213079764 | Central HP <5.4 tons | GRANDAIRE | HRCU-A-CB (Split System: Heat Pump with Remote Outdoor Unit-Air-Source) | WDLCURAH36ABK |  |  | WLA*424CA* | WFAX100C060B* | 35200 | 16.5 | 8.1 | 38500 | 35000 | 90.91% | 1.88 | 0 | 10 |  |  |  | No | R-410A | 2.9333 | Residential & Commercial | Ducted CEE Tier 1
213079950 | Central HP <5.4 tons | GRANDAIRE | HRCU-A-CB (Split System: Heat Pump with Remote Outdoor Unit-Air-Source) | WDLCURAH36ABK |  |  | WLNC484DA* | WFAX120D060B* | 36400 | 16 | 8.1 | 38500 | 27600 | 71.69% | 1.8 | 0 | 10.5 |  |  |  | No | R-410A | 3.0333 | Residential & Commercial | Ducted CEE Tier 1
213080751 | Central HP <5.4 tons | GRANDAIRE | HRCU-A-CB (Split System: Heat Pump with Remote Outdoor Unit-Air-Source) | WDLCURAH36ABK |  |  | WLNC424BA* | WFSU060B048B* | 35800 | 15.5 | 8.1 | 38500 | 35200 | 91.43% | 1.88 | 0 | 10 |  |  |  | No | R-410A | 2.9833 | Residential & Commercial | Ducted CEE Tier 1
213080835 | Central HP <5.4 tons | GRANDAIRE | HRCU-A-CB (Split System: Heat Pump with Remote Outdoor Unit-Air-Source) | WDLCURAH36ABK |  |  | WLA*434CA* | WFSU080C060B* | 36600 | 16 | 8.5 | 38500 | 34600 | 89.87% | 2.02 | 0 | 10 |  |  |  | No | R-410A | 3.05 | Residential & Commercial | Ducted CEE Tier 1
211228374 | Central HP <5.4 tons | GRANDAIRE | HRCU-A-CB (Split System: Heat Pump with Remote Outdoor Unit-Air-Source) | WDLCURAH36ABK |  |  | WLA*434CA* | WFEU100C060A* | 36400 | 16 | 8.5 | 38500 | 34800 | 90.39% | 2.08 | 0 | 10 |  |  |  | No | R-410A | 3.0333 | Residential & Commercial | Ducted CEE Tier 1
211229978 | Central HP <5.4 tons | GRANDAIRE | HRCU-A-CB (Split System: Heat Pump with Remote Outdoor Unit-Air-Source) | WDLCURAH36ABK |  |  | WLN(C,W)484CA* | WFEL110C060B* | 36200 | 16.5 | 8.1 | 38500 | 34800 | 90.39% | 2.02 | 0 | 10.5 |  |  |  | No | R-410A | 3.0167 | Residential & Commercial | Ducted CEE Tier 1
211230462 | Central HP <5.4 tons | GRANDAIRE | HRCU-A-CB (Split System: Heat Pump with Remote Outdoor Unit-Air-Source) | WDLCURAH36ABK |  |  | WLNC484DA* | WFEL110C060B* | 36200 | 16.5 | 8.1 | 38500 | 34800 | 90.39% | 2.02 | 0 | 10.5 |  |  |  | No | R-410A | 3.0167 | Residential & Commercial | Ducted CEE Tier 1
211229930 | Central HP <5.4 tons | GRANDAIRE | HRCU-A-CB (Split System: Heat Pump with Remote Outdoor Unit-Air-Source) | WDLCURAH36ABK |  |  | WLN(C,W)484CA* | WFEL070C048B* | 35800 | 16.5 | 8.1 | 38500 | 34800 | 90.39% | 2 | 0 | 10 |  |  |  | No | R-410A | 2.9833 | Residential & Commercial | Ducted CEE Tier 1
211228257 | Central HP <5.4 tons | GRANDAIRE | HRCU-A-CB (Split System: Heat Pump with Remote Outdoor Unit-Air-Source) | WDLCURAH36ABK |  |  | WLA*434CA* | WFEL090B042B* | 37000 | 16 | 8.5 | 38500 | 34800 | 90.39% | 2.1 | 0 | 10 |  |  |  | No | R-410A | 3.0833 | Residential & Commercial | Ducted CEE Tier 1
211230914 | Central HP <5.4 tons | GRANDAIRE | HRCU-A-CB (Split System: Heat Pump with Remote Outdoor Unit-Air-Source) | WDLCURAH36ABK |  |  | WAXL364A* |  | 35800 | 16.5 | 8.1 | 38500 | 34600 | 89.87% | 1.94 | 0 | 10 |  |  |  | No | R-410A | 2.9833 | Residential & Commercial | Ducted CEE Tier 1
211228246 | Central HP <5.4 tons | GRANDAIRE | HRCU-A-CB (Split System: Heat Pump with Remote Outdoor Unit-Air-Source) | WDLCURAH36ABK |  |  | WLA*434CA* | WFER070C048A* | 37200 | 15.5 | 8.5 | 38500 | 35000 | 90.91% | 2.12 | 0 | 10 |  |  |  | No | R-410A | 3.1 | Residential & Commercial | Ducted CEE Tier 1
211230925 | Central HP <5.4 tons | GRANDAIRE | HRCU-A-CB (Split System: Heat Pump with Remote Outdoor Unit-Air-Source) | WDLCURAH36ABK |  |  | WAXL424A* |  | 36000 | 16 | 8.1 | 38500 | 34800 | 90.39% | 1.94 | 0 | 10 |  |  |  | No | R-410A | 3 | Residential & Commercial | Ducted CEE Tier 1
211228992 | Central HP <5.4 tons | GRANDAIRE | HRCU-A-CB (Split System: Heat Pump with Remote Outdoor Unit-Air-Source) | WDLCURAH36ABK |  |  | WLA*484CA* | WFAX080C060A* | 35600 | 16.5 | 8.5 | 37800 | 34600 | 91.53% | 2.04 | 0 | 10 |  |  |  | No | R-410A | 2.9667 | Residential & Commercial | Ducted CEE Tier 1
211230648 | Central HP <5.4 tons | GRANDAIRE | HRCU-A-CB (Split System: Heat Pump with Remote Outdoor Unit-Air-Source) | WDLCURAH36ABK |  |  | WLNC484DA* | WFSX080C060A* | 36800 | 15.5 | 8.1 | 39500 | 35000 | 88.61% | 2.06 | 0 | 10.5 |  |  |  | No | R-410A | 3.0667 | Residential & Commercial | Ducted CEE Tier 1
213607805 | Central HP <5.4 tons | KEEPRITE | HRCU-A-CB (Split System: Heat Pump with Remote Outdoor Unit-Air-Source) | DLCURAH48ABK |  |  | FTMA4B60L0D* |  | 48500 | 17 | 8.5 | 48500 | 34000 | 70.1% | 2.02 | 0 | 10 |  |  |  | No | R-410A | 4.0417 | Residential & Commercial | Ducted CEE Tier 1
213079542 | Central HP <5.4 tons | GRANDAIRE | HRCU-A-CB (Split System: Heat Pump with Remote Outdoor Unit-Air-Source) | WDLCURAH36ABK |  |  | WLA*374BA* | WFAX080B048B* | 36400 | 15.5 | 8.5 | 38500 | 34800 | 90.39% | 2.04 | 0 | 10 |  |  |  | No | R-410A | 3.0333 | Residential & Commercial | Ducted CEE Tier 1
211227551 | Central HP <5.4 tons | GRANDAIRE | HRCU-A-CB (Split System: Heat Pump with Remote Outdoor Unit-Air-Source) | WDLCURAH36ABK |  |  | WLA*424CA* | WFAX100C060A* | 35200 | 16.5 | 8.1 | 38500 | 35000 | 90.91% | 1.88 | 0 | 10 |  |  |  | No | R-410A | 2.9333 | Residential & Commercial | Ducted CEE Tier 1
211227660 | Central HP <5.4 tons | GRANDAIRE | HRCU-A-CB (Split System: Heat Pump with Remote Outdoor Unit-Air-Source) | WDLCURAH36ABK |  |  | WLA*424CA* | WFSU100C060A* | 35800 | 16 | 8.1 | 38500 | 35000 | 90.91% | 1.9 | 0 | 10 |  |  |  | No | R-410A | 2.9833 | Residential & Commercial | Ducted CEE Tier 1
211230294 | Central HP <5.4 tons | ARCOAIRE | HRCU-A-CB (Split System: Heat Pump with Remote Outdoor Unit-Air-Source) | DLCURAH36ABK |  |  | EN(A,D,W)4X48L21** | *95ESU1002122A* | 37400 | 15.5 | 8.5 | 39500 | 35000 | 88.61% | 2.08 | 0 | 10.5 |  |  |  | No | R-410A | 3.1167 | Residential & Commercial | Ducted CEE Tier 1
211228974 | Central HP <5.4 tons | ARCOAIRE | HRCU-A-CB (Split System: Heat Pump with Remote Outdoor Unit-Air-Source) | DLCURAH36ABK |  |  | EA*4X48L21A* | *92ESN0801716A* | 36000 | 16 | 8.5 | 38500 | 34600 | 89.87% | 2.06 | 0 | 10 |  |  |  | No | R-410A | 3 | Residential & Commercial | Ducted CEE Tier 1
211229309 | Central HP <5.4 tons | ARCOAIRE | HRCU-A-CB (Split System: Heat Pump with Remote Outdoor Unit-Air-Source) | DLCURAH36ABK |  |  | EA*4X48L24A* | *80ES(N,L)1102420A* | 35800 | 16.5 | 8.5 | 37800 | 34600 | 91.53% | 2.06 | 0 | 10 |  |  |  | No | R-410A | 2.9833 | Residential & Commercial | Ducted CEE Tier 1
211228893 | Central HP <5.4 tons | ARCOAIRE | HRCU-A-CB (Split System: Heat Pump with Remote Outdoor Unit-Air-Source) | DLCURAH36ABK |  |  | EA*4X48L21A* | *80ESU1002120A* | 36000 | 16 | 8.5 | 38500 | 34600 | 89.87% | 2.06 | 0 | 10 |  |  |  | No | R-410A | 3 | Residential & Commercial | Ducted CEE Tier 1
213078588 | Central HP <5.4 tons | ARCOAIRE | HRCU-A-CB (Split System: Heat Pump with Remote Outdoor Unit-Air-Source) | DLCURAH36ABK |  |  | EA*4X42L24A* | *80MS(N,L)0902420A* | 35400 | 16.5 | 8.1 | 38500 | 35000 | 90.91% | 1.9 | 0 | 10 |  |  |  | No | R-410A | 2.95 | Residential & Commercial | Ducted CEE Tier 1
214775810 | Central HP <5.4 tons | GE | HRCU-A-CB (Split System: Heat Pump with Remote Outdoor Unit-Air-Source) | NS18H36MA4-** | ADP |  | HE35936 | NF96D045S3B-* | 24000 | 18 | 8.5 | 22400 | 16200 | 72.32% | 2.16 | 0 | 12 |  |  |  | No | R-410A | 2 | Residential & Commercial | Ducted CEE Tier 1
211229293 | Central HP <5.4 tons | GRANDAIRE | HRCU-A-CB (Split System: Heat Pump with Remote Outdoor Unit-Air-Source) | WDLCURAH36ABK |  |  | WLA*484DA* | WFER090D060A* | 36000 | 16.5 | 8.5 | 38500 | 34600 | 89.87% | 2.06 | 0 | 10 |  |  |  | No | R-410A | 3 | Residential & Commercial | Ducted CEE Tier 1
211229328 | Central HP <5.4 tons | GRANDAIRE | HRCU-A-CB (Split System: Heat Pump with Remote Outdoor Unit-Air-Source) | WDLCURAH36ABK |  |  | WLA*484DA* | WFEL135D060B* | 36200 | 16 | 8.5 | 38500 | 34600 | 89.87% | 2.06 | 0 | 10 |  |  |  | No | R-410A | 3.0167 | Residential & Commercial | Ducted CEE Tier 1
211228760 | Central HP <5.4 tons | GRANDAIRE | HRCU-A-CB (Split System: Heat Pump with Remote Outdoor Unit-Air-Source) | WDLCURAH36ABK |  |  | WLA*484CA* | WFER070B036A* | 36000 | 15.5 | 8.5 | 38500 | 34800 | 90.39% | 2.06 | 0 | 10 |  |  |  | No | R-410A | 3 | Residential & Commercial | Ducted CEE Tier 1
211228807 | Central HP <5.4 tons | GRANDAIRE | HRCU-A-CB (Split System: Heat Pump with Remote Outdoor Unit-Air-Source) | WDLCURAH36ABK |  |  | WLA*484CA* | WFEL090C060B* | 36400 | 16 | 8.5 | 38500 | 34800 | 90.39% | 2.08 | 0 | 10 |  |  |  | No | R-410A | 3.0333 | Residential & Commercial | Ducted CEE Tier 1
211228606 | Central HP <5.4 tons | GRANDAIRE | HRCU-A-CB (Split System: Heat Pump with Remote Outdoor Unit-Air-Source) | WDLCURAH36ABK |  |  | WLA*434CA* | WFSU100C060A* | 36600 | 16 | 8.5 | 38500 | 34800 | 90.39% | 2.1 | 0 | 10 |  |  |  | No | R-410A | 3.05 | Residential & Commercial | Ducted CEE Tier 1
214303012 | Central HP <5.4 tons | RUUD | HRCU-A-CB (Split System: Heat Pump with Remote Outdoor Unit-Air-Source) | RD17AZ36AJ3N | ADP |  | H,RG47936 | R951V0603A17M4S | 34200 | 18 | 8.1 | 32600 | 29400 | 90.18% | 1.9 | 0 | 10 |  |  |  | No | R-410A | 2.85 | Residential & Commercial | Ducted CEE Tier 1
214303014 | Central HP <5.4 tons | RUUD | HRCU-A-CB (Split System: Heat Pump with Remote Outdoor Unit-Air-Source) | RD17AZ36AJ3N | ADP |  | H,RG47936 | R951V0603A17UHU | 34200 | 18 | 8.1 | 32600 | 29400 | 90.18% | 1.9 | 0 | 10 |  |  |  | No | R-410A | 2.85 | Residential & Commercial | Ducted CEE Tier 1
212626923 | Central HP <5.4 tons | COLEMAN | HRCU-A-CB (Split System: Heat Pump with Remote Outdoor Unit-Air-Source) | HMH72B341 | ASPEN |  | D(A,C,E)48B36+TDR | TM8E100B12MP11 | 32800 | 18 | 8.5 | 33800 | 27400 | 81.07% | 2.64 | 0 | 10 |  |  |  | No | R-410A | 2.7333 | Residential & Commercial | Ducted CEE Tier 1
212626940 | Central HP <5.4 tons | COLEMAN | HRCU-A-CB (Split System: Heat Pump with Remote Outdoor Unit-Air-Source) | HMH72B341 | ASPEN |  | D(A,C,E)42A46+TDR | TMLE060A12MP11 | 32600 | 18 | 8.1 | 33800 | 27400 | 81.07% | 2.44 | 0 | 10 |  |  |  | No | R-410A | 2.7167 | Residential & Commercial | Ducted CEE Tier 1
212626941 | Central HP <5.4 tons | COLEMAN | HRCU-A-CB (Split System: Heat Pump with Remote Outdoor Unit-Air-Source) | HMH72B341 | ASPEN |  | D(A,C,E)42B36+TDR | TMLE060A12MP11 | 32600 | 18 | 8.1 | 33800 | 27400 | 81.07% | 2.44 | 0 | 10 |  |  |  | No | R-410A | 2.7167 | Residential & Commercial | Ducted CEE Tier 1
212627041 | Central HP <5.4 tons | COLEMAN | HRCU-A-CB (Split System: Heat Pump with Remote Outdoor Unit-Air-Source) | HMH72B341 | ASPEN |  | D(A,C,E)36D36+TDR | CP9C080C16MP13 | 32800 | 17.5 | 8.1 | 33800 | 27400 | 81.07% | 2.45 | 0 | 10 |  |  |  | No | R-410A | 2.7333 | Residential & Commercial | Ducted CEE Tier 1
212627057 | Central HP <5.4 tons | COLEMAN | HRCU-A-CB (Split System: Heat Pump with Remote Outdoor Unit-Air-Source) | HMH72B341 | ASPEN |  | C(A,C,D,E)36C36+TDR | TM9V080C16MP12 | 32600 | 17.5 | 8.5 | 33800 | 27400 | 81.07% | 2.66 | 0 | 10 |  |  |  | No | R-410A | 2.7167 | Residential & Commercial | Ducted CEE Tier 1
215731691 | Central HP <5.4 tons | YORK | HRCU-A-CB (Split System: Heat Pump with Remote Outdoor Unit-Air-Source) | HH860E2S11 | ADP |  | H,YG3K*48+TXV-BLEED | Y81E100C20SMPS1 | 44500 | 18 | 8.5 | 42500 | 33000 | 77.65% | 2 | 0 | 12 |  |  |  | No | R-454B | 3.7083 | Residential & Commercial | Ducted CEE Tier 1
215731705 | Central HP <5.4 tons | YORK | HRCU-A-CB (Split System: Heat Pump with Remote Outdoor Unit-Air-Source) | HH860E2S11 | ADP |  | H,YG72*48+TXV-BLEED | Y81E120C16SMPS1 | 44000 | 18 | 8.5 | 41500 | 32600 | 78.55% | 2 | 0 | 12 |  |  |  | No | R-454B | 3.6667 | Residential & Commercial | Ducted CEE Tier 1
212984413 | Central HP <5.4 tons | ARCOAIRE | HRCU-A-CB (Split System: Heat Pump with Remote Outdoor Unit-Air-Source) | DLCURAH36ABK |  |  | EA*4X48L21A* | *92MSN0801716A* | 35800 | 16.5 | 8.5 | 37800 | 34600 | 91.53% | 2.02 | 0 | 10 |  |  |  | No | R-410A | 2.9833 | Residential & Commercial | Ducted CEE Tier 1
213078743 | Central HP <5.4 tons | KEEPRITE | HRCU-A-CB (Split System: Heat Pump with Remote Outdoor Unit-Air-Source) | DLCURAH36ABK |  |  | EA*4X42L24A* | *80MS(N,L)1102420A* | 35600 | 16.5 | 8.1 | 38500 | 35000 | 90.91% | 1.9 | 0 | 10 |  |  |  | No | R-410A | 2.9667 | Residential & Commercial | Ducted CEE Tier 1
213079329 | Central HP <5.4 tons | KEEPRITE | HRCU-A-CB (Split System: Heat Pump with Remote Outdoor Unit-Air-Source) | DLCURAH36ABK |  |  | EN(A,D)4X48L24** | *80MSU0802120A* | 35800 | 17 | 8.1 | 38000 | 34800 | 91.58% | 2.04 | 0 | 10.5 |  |  |  | No | R-410A | 2.9833 | Residential & Commercial | Ducted CEE Tier 1
211228609 | Central HP <5.4 tons | ARCOAIRE | HRCU-A-CB (Split System: Heat Pump with Remote Outdoor Unit-Air-Source) | DLCURAH36ABK |  |  | EA*4X43L21A* | *95ESU1002122A* | 37400 | 15.5 | 8.5 | 39000 | 35000 | 89.74% | 2.14 | 0 | 10 |  |  |  | No | R-410A | 3.1167 | Residential & Commercial | Ducted CEE Tier 1
211228658 | Central HP <5.4 tons | ARCOAIRE | HRCU-A-CB (Split System: Heat Pump with Remote Outdoor Unit-Air-Source) | DLCURAH36ABK |  |  | EA*4X43L21A* | *96VTN1002122A* | 36800 | 16.5 | 8.5 | 38500 | 34800 | 90.39% | 2.1 | 0 | 10 |  |  |  | No | R-410A | 3.0667 | Residential & Commercial | Ducted CEE Tier 1
212627075 | Central HP <5.4 tons | COLEMAN | HRCU-A-CB (Split System: Heat Pump with Remote Outdoor Unit-Air-Source) | HMH72B341 | ASPEN |  | D(A,C,E)48D36+TDR | TM9V080C16MP12 | 33600 | 17.5 | 8.5 | 33800 | 27400 | 81.07% | 2.66 | 0 | 10 |  |  |  | No | R-410A | 2.8 | Residential & Commercial | Ducted CEE Tier 1
212627089 | Central HP <5.4 tons | COLEMAN | HRCU-A-CB (Split System: Heat Pump with Remote Outdoor Unit-Air-Source) | HMH72B341 | ASPEN |  | D(A,C,E)42B36+TDR | TP9C080C16MP13 | 32600 | 17.5 | 8.1 | 33800 | 27400 | 81.07% | 2.45 | 0 | 10 |  |  |  | No | R-410A | 2.7167 | Residential & Commercial | Ducted CEE Tier 1
215289630 | Central HP <5.4 tons | AIRQUEST | HRCU-A-CB (Split System: Heat Pump with Remote Outdoor Unit-Air-Source) | DLCURAH18ABK | ADP |  | H,GG36936 | *92MSN0601412A* | 17500 | 16 | 8.5 | 16900 | 18800 | 111.2% | 2.3 | 0 | 11 |  |  |  | No | R-410A | 1.4583 | Residential & Commercial | Ducted CEE Tier 1
215289664 | Central HP <5.4 tons | AIRQUEST | HRCU-A-CB (Split System: Heat Pump with Remote Outdoor Unit-Air-Source) | DLCURAH18ABK | ADP |  | HE32936 | *92MSN0601714A* | 16900 | 16 | 8.1 | 16700 | 18200 | 109% | 2.24 | 0 | 10.5 |  |  |  | No | R-410A | 1.4083 | Residential & Commercial | Ducted CEE Tier 1
215289677 | Central HP <5.4 tons | AIRQUEST | HRCU-A-CB (Split System: Heat Pump with Remote Outdoor Unit-Air-Source) | DLCURAH18ABK | ADP |  | H,GE30924 | *92MSN0601714A* | 16700 | 16 | 8.5 | 16900 | 19000 | 112.4% | 2.34 | 0 | 10 |  |  |  | No | R-410A | 1.3917 | Residential & Commercial | Ducted CEE Tier 1
215289712 | Central HP <5.4 tons | AIRQUEST | HRCU-A-CB (Split System: Heat Pump with Remote Outdoor Unit-Air-Source) | DLCURAH18ABK | ADP |  | H,GE33936 | *92MSN0801716A* | 17600 | 16 | 8.5 | 17100 | 18700 | 109.4% | 2.3 | 0 | 11 |  |  |  | No | R-410A | 1.4667 | Residential & Commercial | Ducted CEE Tier 1
215289727 | Central HP <5.4 tons | AIRQUEST | HRCU-A-CB (Split System: Heat Pump with Remote Outdoor Unit-Air-Source) | DLCURAH18ABK | ADP |  | H,GE7J936 | *92MSN0801716A* | 17600 | 16 | 8.5 | 17100 | 18900 | 110.5% | 2.32 | 0 | 10.5 |  |  |  | No | R-410A | 1.4667 | Residential & Commercial | Ducted CEE Tier 1
215289729 | Central HP <5.4 tons | AIRQUEST | HRCU-A-CB (Split System: Heat Pump with Remote Outdoor Unit-Air-Source) | DLCURAH18ABK | ADP |  | HG8J936 | *92MSN0801716A* | 17700 | 16 | 8.5 | 17100 | 18700 | 109.4% | 2.3 | 0 | 11 |  |  |  | No | R-410A | 1.475 | Residential & Commercial | Ducted CEE Tier 1
215289764 | Central HP <5.4 tons | AIRQUEST | HRCU-A-CB (Split System: Heat Pump with Remote Outdoor Unit-Air-Source) | DLCURAH18ABK | ADP |  | HG35936 | *96MSN0261410A* | 17300 | 20 | 8.1 | 16700 | 18800 | 112.6% | 2.3 | 0 | 10.5 |  |  |  | No | R-410A | 1.4417 | Residential & Commercial | Ducted CEE Tier 1
215289829 | Central HP <5.4 tons | AIRQUEST | HRCU-A-CB (Split System: Heat Pump with Remote Outdoor Unit-Air-Source) | DLCURAH18ABK | ADP |  | H,GG24936 | *96MSN0401712A* | 17500 | 15.2 | 8.5 | 17100 | 18800 | 109.9% | 2.3 | 0 | 10.5 |  |  |  | No | R-410A | 1.4583 | Residential & Commercial | Ducted CEE Tier 1
211228274 | Central HP <5.4 tons | ARCOAIRE | HRCU-A-CB (Split System: Heat Pump with Remote Outdoor Unit-Air-Source) | DLCURAH36ABK |  |  | EA*4X43L21A* | *80ES(N,L)0902120A* | 36800 | 16 | 8.5 | 38500 | 34800 | 90.39% | 2.1 | 0 | 10 |  |  |  | No | R-410A | 3.0667 | Residential & Commercial | Ducted CEE Tier 1
211228306 | Central HP <5.4 tons | ARCOAIRE | HRCU-A-CB (Split System: Heat Pump with Remote Outdoor Unit-Air-Source) | DLCURAH36ABK |  |  | EA*4X43L21A* | *80VSL0701716A* | 36600 | 15.5 | 8.5 | 38500 | 34800 | 90.39% | 2.1 | 0 | 10 |  |  |  | No | R-410A | 3.05 | Residential & Commercial | Ducted CEE Tier 1
211228558 | Central HP <5.4 tons | ARCOAIRE | HRCU-A-CB (Split System: Heat Pump with Remote Outdoor Unit-Air-Source) | DLCURAH36ABK |  |  | EA*4X43L21A* | *96VSN0802120A* | 36400 | 16 | 8.5 | 38500 | 34800 | 90.39% | 2.08 | 0 | 10 |  |  |  | No | R-410A | 3.0333 | Residential & Commercial | Ducted CEE Tier 1
207574114 | Central HP <5.4 tons | DAY & NIGHT | HRCU-A-CB (Split System: Heat Pump with Remote Outdoor Unit-Air-Source) | CVH837GKA2* | ADP |  | V,G36H175P159 | *80CTL0701716A* | 32000 | 17 | 8.1 | 31000 | 27400 | 88.39% | 2.18 | 11.7 | 11 |  |  |  | No | R-410A | 2.6667 | Residential & Commercial | Ducted CEE Tier 1
214094119 | Central HP <5.4 tons | BOSCH | HRCU-A-CB (Split System: Heat Pump with Remote Outdoor Unit-Air-Source) | BOVB-36HDN1-M20G | ASPEN |  | DM36A34+TDR | BGH96M080B3B | 29400 | 18 | 8.5 | 33800 | 27400 | 81.07% | 2.38 | 0 | 10.8 |  |  |  | No | R-410A | 2.45 | Residential & Commercial | Ducted CEE Tier 1
212841770 | Central HP <5.4 tons | BOSCH | HRCU-A-CB (Split System: Heat Pump with Remote Outdoor Unit-Air-Source) | BOVB-36HDN1-M20G | ASPEN |  | A(E,F)M254+TDR |  | 23800 | 19.5 | 9 | 23800 | 26600 | 111.8% | 2.61 | 0 | 12.5 |  |  |  | No | R-410A | 1.9833 | Residential & Commercial | Ducted CEE Tier 1
212841194 | Central HP <5.4 tons | BOSCH | HRCU-A-CB (Split System: Heat Pump with Remote Outdoor Unit-Air-Source) | BOVB-36HDN1-M20G | ASPEN |  | AFM234+TDR |  | 23800 | 19.5 | 9 | 23800 | 26600 | 111.8% | 2.61 | 0 | 12.5 |  |  |  | No | R-410A | 1.9833 | Residential & Commercial | Ducted CEE Tier 1
211227810 | Central HP <5.4 tons | GRANDAIRE | HRCU-A-CB (Split System: Heat Pump with Remote Outdoor Unit-Air-Source) | WDLCURAH36ABK |  |  | WLA*424DA* | WFEL090D060B* | 35400 | 16 | 8.1 | 38500 | 35000 | 90.91% | 1.88 | 0 | 10 |  |  |  | No | R-410A | 2.95 | Residential & Commercial | Ducted CEE Tier 1
211228519 | Central HP <5.4 tons | GRANDAIRE | HRCU-A-CB (Split System: Heat Pump with Remote Outdoor Unit-Air-Source) | WDLCURAH36ABK |  |  | WLA*434CA* | WFSX100C060A* | 37000 | 15.5 | 8.5 | 38500 | 34800 | 90.39% | 2.1 | 0 | 10 |  |  |  | No | R-410A | 3.0833 | Residential & Commercial | Ducted CEE Tier 1
211230450 | Central HP <5.4 tons | GRANDAIRE | HRCU-A-CB (Split System: Heat Pump with Remote Outdoor Unit-Air-Source) | WDLCURAH36ABK |  |  | WLNC484DA* | WFEL090D060B* | 36200 | 16.5 | 8.1 | 38500 | 34800 | 90.39% | 2.02 | 0 | 10.5 |  |  |  | No | R-410A | 3.0167 | Residential & Commercial | Ducted CEE Tier 1
211228820 | Central HP <5.4 tons | GRANDAIRE | HRCU-A-CB (Split System: Heat Pump with Remote Outdoor Unit-Air-Source) | WDLCURAH36ABK |  |  | WLA*484CA* | WFER110C060A* | 35800 | 16.5 | 8.5 | 38500 | 34600 | 89.87% | 2.04 | 0 | 10 |  |  |  | No | R-410A | 2.9833 | Residential & Commercial | Ducted CEE Tier 1
211227435 | Central HP <5.4 tons | GRANDAIRE | HRCU-A-CB (Split System: Heat Pump with Remote Outdoor Unit-Air-Source) | WDLCURAH36ABK |  |  | WLA*424CA* | WFEU060B048A* | 35000 | 16.5 | 8.1 | 38500 | 35000 | 90.91% | 1.86 | 0 | 10 |  |  |  | No | R-410A | 2.9167 | Residential & Commercial | Ducted CEE Tier 1
211227001 | Central HP <5.4 tons | GRANDAIRE | HRCU-A-CB (Split System: Heat Pump with Remote Outdoor Unit-Air-Source) | WDLCURAH36ABK |  |  | WLA*374CA* | WFAX060B042A* | 36400 | 16 | 8.5 | 38500 | 34800 | 90.39% | 2.08 | 0 | 10 |  |  |  | No | R-410A | 3.0333 | Residential & Commercial | Ducted CEE Tier 1
211228444 | Central HP <5.4 tons | GRANDAIRE | HRCU-A-CB (Split System: Heat Pump with Remote Outdoor Unit-Air-Source) | WDLCURAH36ABK |  |  | WLA*434CA* | WFAX060B042A* | 36400 | 16 | 8.5 | 38500 | 34800 | 90.39% | 2.08 | 0 | 10 |  |  |  | No | R-410A | 3.0333 | Residential & Commercial | Ducted CEE Tier 1
211228294 | Central HP <5.4 tons | GRANDAIRE | HRCU-A-CB (Split System: Heat Pump with Remote Outdoor Unit-Air-Source) | WDLCURAH36ABK |  |  | WLA*434CA* | WFER110C060A* | 37000 | 16 | 8.5 | 38500 | 34800 | 90.39% | 2.12 | 0 | 10 |  |  |  | No | R-410A | 3.0833 | Residential & Commercial | Ducted CEE Tier 1
211229316 | Central HP <5.4 tons | GRANDAIRE | HRCU-A-CB (Split System: Heat Pump with Remote Outdoor Unit-Air-Source) | WDLCURAH36ABK |  |  | WLA*484DA* | WFEL110D060B* | 35800 | 16.5 | 8.5 | 37800 | 34600 | 91.53% | 2.06 | 0 | 10 |  |  |  | No | R-410A | 2.9833 | Residential & Commercial | Ducted CEE Tier 1
212507782 | Central HP <5.4 tons | BOSCH | HRCU-A-CB (Split System: Heat Pump with Remote Outdoor Unit-Air-Source) | BOVA-60HDN1-M15G | ASPEN |  | L(E,G)M48A4 |  | 46500 | 15.2 | 8.1 | 46500 | 41500 | 89.25% | 2.31 | 0 | 10 |  |  |  | No | R-410A | 3.875 | Residential & Commercial | Ducted CEE Tier 1
213205560 | Central HP <5.4 tons | TEMPSTAR | HRCU-A-CB (Split System: Heat Pump with Remote Outdoor Unit-Air-Source) | DLCURAH36ABK | ASPEN |  | D(A,C,E)42B34+TDR | *80ES(N,L)1102420A* | 35200 | 16.5 | 8.1 | 38500 | 31800 | 82.6% | 2.72 | 0 | 10.5 |  |  |  | No | R-410A | 2.9333 | Residential & Commercial | Ducted CEE Tier 1
213205574 | Central HP <5.4 tons | TEMPSTAR | HRCU-A-CB (Split System: Heat Pump with Remote Outdoor Unit-Air-Source) | DLCURAH36ABK | ASPEN |  | D(A,C,E)42B34+TDR | *80ES(N,L)1552420A* | 35400 | 16 | 8.1 | 39500 | 31200 | 78.99% | 2.72 | 0 | 10 |  |  |  | No | R-410A | 2.95 | Residential & Commercial | Ducted CEE Tier 1
213205660 | Central HP <5.4 tons | TEMPSTAR | HRCU-A-CB (Split System: Heat Pump with Remote Outdoor Unit-Air-Source) | DLCURAH36ABK | ASPEN |  | D(A,C,E)36B34+TDR | *95ESN1202422A* | 35400 | 15.5 | 8.1 | 39500 | 31600 | 80% | 2.72 | 0 | 10.5 |  |  |  | No | R-410A | 2.95 | Residential & Commercial | Ducted CEE Tier 1
213076755 | Central HP <5.4 tons | ARCOAIRE | HRCU-A-CB (Split System: Heat Pump with Remote Outdoor Unit-Air-Source) | DLCURAH36ABK |  |  | EA*4X42L21A* | *80VTL1102122B* | 35600 | 16 | 8.1 | 38500 | 35200 | 91.43% | 1.9 | 0 | 10 |  |  |  | No | R-410A | 2.9667 | Residential & Commercial | Ducted CEE Tier 1
213076555 | Central HP <5.4 tons | ARCOAIRE | HRCU-A-CB (Split System: Heat Pump with Remote Outdoor Unit-Air-Source) | DLCURAH36ABK |  |  | END4X42L17** | *80VTL0701716B* | 35400 | 16 | 8.1 | 38500 | 35000 | 90.91% | 1.94 | 0 | 10 |  |  |  | No | R-410A | 2.95 | Residential & Commercial | Ducted CEE Tier 1
212627125 | Central HP <5.4 tons | COLEMAN | HRCU-A-CB (Split System: Heat Pump with Remote Outdoor Unit-Air-Source) | HMH72B341 | ASPEN |  | D(A,C,E)42D26+TDR | TL9E100C20UH11 | 32400 | 17 | 8.4 | 33800 | 28800 | 85.21% | 2.79 | 0 | 10 |  |  |  | No | R-410A | 2.7 | Residential & Commercial | Ducted CEE Tier 1
215289830 | Central HP <5.4 tons | AIRQUEST | HRCU-A-CB (Split System: Heat Pump with Remote Outdoor Unit-Air-Source) | DLCURAH18ABK | ADP |  | H,GE24936 | *96MSN0401712A* | 17500 | 15.2 | 8.5 | 17100 | 18800 | 109.9% | 2.3 | 0 | 10.5 |  |  |  | No | R-410A | 1.4583 | Residential & Commercial | Ducted CEE Tier 1
215289845 | Central HP <5.4 tons | AIRQUEST | HRCU-A-CB (Split System: Heat Pump with Remote Outdoor Unit-Air-Source) | DLCURAH18ABK | ADP |  | H,GG33936 | *96MSN0401712A* | 17400 | 15.2 | 8.5 | 17100 | 18800 | 109.9% | 2.3 | 0 | 10.5 |  |  |  | No | R-410A | 1.45 | Residential & Commercial | Ducted CEE Tier 1
215289846 | Central HP <5.4 tons | AIRQUEST | HRCU-A-CB (Split System: Heat Pump with Remote Outdoor Unit-Air-Source) | DLCURAH18ABK | ADP |  | HG33936 | *96MSN0401712A* | 17400 | 15.2 | 8.5 | 17100 | 18800 | 109.9% | 2.3 | 0 | 10.5 |  |  |  | No | R-410A | 1.45 | Residential & Commercial | Ducted CEE Tier 1
215289847 | Central HP <5.4 tons | AIRQUEST | HRCU-A-CB (Split System: Heat Pump with Remote Outdoor Unit-Air-Source) | DLCURAH18ABK | ADP |  | H,GE33936 | *96MSN0401712A* | 17400 | 15.2 | 8.5 | 17100 | 18800 | 109.9% | 2.3 | 0 | 10.5 |  |  |  | No | R-410A | 1.45 | Residential & Commercial | Ducted CEE Tier 1
215289879 | Central HP <5.4 tons | AIRQUEST | HRCU-A-CB (Split System: Heat Pump with Remote Outdoor Unit-Air-Source) | DLCURAH18ABK | ADP |  | H,GE31924 | *96MSN0601412A* | 17100 | 16 | 8.5 | 17000 | 19400 | 114.1% | 2.38 | 0 | 10 |  |  |  | No | R-410A | 1.425 | Residential & Commercial | Ducted CEE Tier 1
215289881 | Central HP <5.4 tons | AIRQUEST | HRCU-A-CB (Split System: Heat Pump with Remote Outdoor Unit-Air-Source) | DLCURAH18ABK | ADP |  | HE31924 | *96MSN0601412A* | 17100 | 16 | 8.5 | 17000 | 19400 | 114.1% | 2.38 | 0 | 10 |  |  |  | No | R-410A | 1.425 | Residential & Commercial | Ducted CEE Tier 1
215289911 | Central HP <5.4 tons | AIRQUEST | HRCU-A-CB (Split System: Heat Pump with Remote Outdoor Unit-Air-Source) | DLCURAH18ABK | ADP |  | HE8J936 | *96MSN0601412A* | 17400 | 16 | 8.5 | 17000 | 19400 | 114.1% | 2.38 | 0 | 10.5 |  |  |  | No | R-410A | 1.45 | Residential & Commercial | Ducted CEE Tier 1
212985951 | Central HP <5.4 tons | KEEPRITE | HRCU-A-CB (Split System: Heat Pump with Remote Outdoor Unit-Air-Source) | DLCURAH18ABK |  |  | EN(A,D)4X24L14** | *96MSN0261410A* | 17300 | 20 | 8.1 | 18300 | 19200 | 104.9% | 2.3 | 0 | 10.5 |  |  |  | No | R-410A | 1.4417 | Residential & Commercial | Ducted CEE Tier 1
212985901 | Central HP <5.4 tons | KEEPRITE | HRCU-A-CB (Split System: Heat Pump with Remote Outdoor Unit-Air-Source) | DLCURAH18ABK |  |  | EA*4X24L17A* | *96MSN0261410A* | 17300 | 16 | 8.5 | 18200 | 19400 | 106.6% | 2.34 | 0 | 10.5 |  |  |  | No | R-410A | 1.4417 | Residential & Commercial | Ducted CEE Tier 1
212988777 | Central HP <5.4 tons | KEEPRITE | HRCU-A-CB (Split System: Heat Pump with Remote Outdoor Unit-Air-Source) | DLCURAH18ABK |  |  | EA*4X19L17A* | *95MSU0401712A* | 17700 | 16.5 | 8.1 | 17700 | 17900 | 101.1% | 2.16 | 0 | 10.5 |  |  |  | No | R-410A | 1.475 | Residential & Commercial | Ducted CEE Tier 1
215289914 | Central HP <5.4 tons | AIRQUEST | HRCU-A-CB (Split System: Heat Pump with Remote Outdoor Unit-Air-Source) | DLCURAH18ABK | ADP |  | H,GE9J936 | *96MSN0601412A* | 17400 | 16 | 8.5 | 17000 | 19400 | 114.1% | 2.38 | 0 | 10.5 |  |  |  | No | R-410A | 1.45 | Residential & Commercial | Ducted CEE Tier 1
215289930 | Central HP <5.4 tons | AIRQUEST | HRCU-A-CB (Split System: Heat Pump with Remote Outdoor Unit-Air-Source) | DLCURAH18ABK | ADP |  | HG32924 | *96MSN0601716A* | 16800 | 16 | 8.5 | 16500 | 19000 | 115.2% | 2.32 | 0 | 10 |  |  |  | No | R-410A | 1.4 | Residential & Commercial | Ducted CEE Tier 1
215289931 | Central HP <5.4 tons | AIRQUEST | HRCU-A-CB (Split System: Heat Pump with Remote Outdoor Unit-Air-Source) | DLCURAH18ABK | ADP |  | HG32936 | *96MSN0601716A* | 16800 | 16 | 8.5 | 16500 | 19000 | 115.2% | 2.32 | 0 | 10 |  |  |  | No | R-410A | 1.4 | Residential & Commercial | Ducted CEE Tier 1
215289962 | Central HP <5.4 tons | AIRQUEST | HRCU-A-CB (Split System: Heat Pump with Remote Outdoor Unit-Air-Source) | DLCURAH18ABK | ADP |  | H,GE22936 | *96MSN0801716A* | 16900 | 15.2 | 8.5 | 17000 | 18700 | 110% | 2.3 | 0 | 10.5 |  |  |  | No | R-410A | 1.4083 | Residential & Commercial | Ducted CEE Tier 1
215289964 | Central HP <5.4 tons | AIRQUEST | HRCU-A-CB (Split System: Heat Pump with Remote Outdoor Unit-Air-Source) | DLCURAH18ABK | ADP |  | H,GG24936 | *96MSN0801716A* | 17600 | 16 | 8.5 | 17000 | 18700 | 110% | 2.3 | 0 | 11 |  |  |  | No | R-410A | 1.4667 | Residential & Commercial | Ducted CEE Tier 1
213079849 | Central HP <5.4 tons | ARCOAIRE | HRCU-A-CB (Split System: Heat Pump with Remote Outdoor Unit-Air-Source) | DLCURAH36ABK |  |  | EA*4X37L21A* | *92MSN1002122A* | 36200 | 16.5 | 8.5 | 38000 | 34800 | 91.58% | 2.04 | 0 | 10 |  |  |  | No | R-410A | 3.0167 | Residential & Commercial | Ducted CEE Tier 1
213079499 | Central HP <5.4 tons | ARCOAIRE | HRCU-A-CB (Split System: Heat Pump with Remote Outdoor Unit-Air-Source) | DLCURAH36ABK |  |  | EN(A,D,W)4X48L21** | *92MSN0601714A* | 35800 | 16 | 8.1 | 38500 | 35000 | 90.91% | 2 | 0 | 10 |  |  |  | No | R-410A | 2.9833 | Residential & Commercial | Ducted CEE Tier 1
213079663 | Central HP <5.4 tons | ARCOAIRE | HRCU-A-CB (Split System: Heat Pump with Remote Outdoor Unit-Air-Source) | DLCURAH36ABK |  |  | EA*4X42L21A* | *92MSN0802120A* | 35200 | 16.5 | 8.1 | 38500 | 35000 | 90.91% | 1.88 | 0 | 10 |  |  |  | No | R-410A | 2.9333 | Residential & Commercial | Ducted CEE Tier 1
213079713 | Central HP <5.4 tons | ARCOAIRE | HRCU-A-CB (Split System: Heat Pump with Remote Outdoor Unit-Air-Source) | DLCURAH36ABK |  |  | EN(A,D,W)4X48L21** | *92MSN0802120A* | 35800 | 16.5 | 8.1 | 38500 | 34800 | 90.39% | 2 | 0 | 10 |  |  |  | No | R-410A | 2.9833 | Residential & Commercial | Ducted CEE Tier 1
213079013 | Central HP <5.4 tons | ARCOAIRE | HRCU-A-CB (Split System: Heat Pump with Remote Outdoor Unit-Air-Source) | DLCURAH36ABK |  |  | EA*4X43L21A* | *80MSU0401712A* | 36600 | 16 | 8.5 | 38500 | 34800 | 90.39% | 2.08 | 0 | 10 |  |  |  | No | R-410A | 3.05 | Residential & Commercial | Ducted CEE Tier 1
213079097 | Central HP <5.4 tons | ARCOAIRE | HRCU-A-CB (Split System: Heat Pump with Remote Outdoor Unit-Air-Source) | DLCURAH36ABK |  |  | EA*4X37L21A* | *80MSU0601716A* | 36400 | 16.5 | 8.5 | 38000 | 34800 | 91.58% | 2.08 | 0 | 10 |  |  |  | No | R-410A | 3.0333 | Residential & Commercial | Ducted CEE Tier 1
213079181 | Central HP <5.4 tons | ARCOAIRE | HRCU-A-CB (Split System: Heat Pump with Remote Outdoor Unit-Air-Source) | DLCURAH36ABK |  |  | EN(A,D,W)4X48L21** | *80MSU0601716A* | 35800 | 16.5 | 8.1 | 38500 | 34800 | 90.39% | 2 | 0 | 10 |  |  |  | No | R-410A | 2.9833 | Residential & Commercial | Ducted CEE Tier 1
213078929 | Central HP <5.4 tons | ARCOAIRE | HRCU-A-CB (Split System: Heat Pump with Remote Outdoor Unit-Air-Source) | DLCURAH36ABK |  |  | EN(A,D,W)4X42L21** | *80MSU1002120A* | 35400 | 15.5 | 8.5 | 38500 | 35200 | 91.43% | 1.88 | 0 | 10 |  |  |  | No | R-410A | 2.95 | Residential & Commercial | Ducted CEE Tier 1
213078643 | Central HP <5.4 tons | ARCOAIRE | HRCU-A-CB (Split System: Heat Pump with Remote Outdoor Unit-Air-Source) | DLCURAH36ABK |  |  | EA*4X42L24A* | *80MS(N,L)1102120A* | 35800 | 16.5 | 8.1 | 38500 | 35000 | 90.91% | 1.9 | 0 | 10 |  |  |  | No | R-410A | 2.9833 | Residential & Commercial | Ducted CEE Tier 1
213077577 | Central HP <5.4 tons | ARCOAIRE | HRCU-A-CB (Split System: Heat Pump with Remote Outdoor Unit-Air-Source) | DLCURAH36ABK |  |  | EN(A,D)4X48L24** | *96VTN0802120B* | 35600 | 16.5 | 8.1 | 38500 | 34800 | 90.39% | 1.98 | 0 | 10 |  |  |  | No | R-410A | 2.9667 | Residential & Commercial | Ducted CEE Tier 1
213077258 | Central HP <5.4 tons | ARCOAIRE | HRCU-A-CB (Split System: Heat Pump with Remote Outdoor Unit-Air-Source) | DLCURAH36ABK |  |  | EN(A,D)4X48L24** | *96VSN1202422B* | 36000 | 16.5 | 8.1 | 38500 | 35000 | 90.91% | 2 | 0 | 10 |  |  |  | No | R-410A | 3 | Residential & Commercial | Ducted CEE Tier 1
213077058 | Central HP <5.4 tons | ARCOAIRE | HRCU-A-CB (Split System: Heat Pump with Remote Outdoor Unit-Air-Source) | DLCURAH36ABK |  |  | EA*4X42L21A* | *96VSN0802120B* | 35600 | 16 | 8.1 | 38500 | 35200 | 91.43% | 1.9 | 0 | 10 |  |  |  | No | R-410A | 2.9667 | Residential & Commercial | Ducted CEE Tier 1
213076839 | Central HP <5.4 tons | ARCOAIRE | HRCU-A-CB (Split System: Heat Pump with Remote Outdoor Unit-Air-Source) | DLCURAH36ABK |  |  | EN(A,D,W)4X48L21** | *80VTL1102122B* | 36400 | 16.5 | 8.1 | 38500 | 35000 | 90.91% | 2.02 | 0 | 10.5 |  |  |  | No | R-410A | 3.0333 | Residential & Commercial | Ducted CEE Tier 1
214303028 | Central HP <5.4 tons | RUUD | HRCU-A-CB (Split System: Heat Pump with Remote Outdoor Unit-Air-Source) | RD17AZ36AJ3N | ADP |  | H,RG47936 | U98MV0603A17UPS | 34200 | 18 | 8.1 | 32600 | 29400 | 90.18% | 1.9 | 0 | 10 |  |  |  | No | R-410A | 2.85 | Residential & Commercial | Ducted CEE Tier 1
214303002 | Central HP <5.4 tons | RUUD | HRCU-A-CB (Split System: Heat Pump with Remote Outdoor Unit-Air-Source) | RD17AZ36AJ3N | ADP |  | H,RG47936 | R921V0403A17M4S | 34200 | 18 | 8.1 | 32600 | 29200 | 89.57% | 1.9 | 0 | 10 |  |  |  | No | R-410A | 2.85 | Residential & Commercial | Ducted CEE Tier 1
214303006 | Central HP <5.4 tons | RUUD | HRCU-A-CB (Split System: Heat Pump with Remote Outdoor Unit-Air-Source) | RD17AZ36AJ3N | ADP |  | H,RG47936 | R921V0703A17M4S | 34200 | 18 | 8.1 | 32600 | 29200 | 89.57% | 1.9 | 0 | 10 |  |  |  | No | R-410A | 2.85 | Residential & Commercial | Ducted CEE Tier 1
214303022 | Central HP <5.4 tons | RUUD | HRCU-A-CB (Split System: Heat Pump with Remote Outdoor Unit-Air-Source) | RD17AZ36AJ3N | ADP |  | H,RG47936 | R962V0703A17M4S | 34200 | 18 | 8.1 | 32600 | 29200 | 89.57% | 1.9 | 0 | 10 |  |  |  | No | R-410A | 2.85 | Residential & Commercial | Ducted CEE Tier 1
213608986 | Central HP <5.4 tons | GE | HRCU-A-CB (Split System: Heat Pump with Remote Outdoor Unit-Air-Source) | NS22H24MA4-**A | ADP |  | H,TG80936 | NF95X060S3B | 23800 | 19 | 8.2 | 21200 | 15000 | 70.75% | 1.96 | 0 | 13 |  |  |  | No | R-410A | 1.9833 | Residential & Commercial | Ducted CEE Tier 1
215289965 | Central HP <5.4 tons | AIRQUEST | HRCU-A-CB (Split System: Heat Pump with Remote Outdoor Unit-Air-Source) | DLCURAH18ABK | ADP |  | H,GE24936 | *96MSN0801716A* | 17600 | 16 | 8.5 | 17000 | 18700 | 110% | 2.3 | 0 | 11 |  |  |  | No | R-410A | 1.4667 | Residential & Commercial | Ducted CEE Tier 1
215289978 | Central HP <5.4 tons | AIRQUEST | HRCU-A-CB (Split System: Heat Pump with Remote Outdoor Unit-Air-Source) | DLCURAH18ABK | ADP |  | H,GE32936 | *96MSN0801716A* | 17300 | 16 | 8.5 | 17000 | 18700 | 110% | 2.3 | 0 | 10.5 |  |  |  | No | R-410A | 1.4417 | Residential & Commercial | Ducted CEE Tier 1
215289981 | Central HP <5.4 tons | AIRQUEST | HRCU-A-CB (Split System: Heat Pump with Remote Outdoor Unit-Air-Source) | DLCURAH18ABK | ADP |  | HG33936 | *96MSN0801716A* | 17500 | 16 | 8.5 | 17000 | 18700 | 110% | 2.3 | 0 | 11 |  |  |  | No | R-410A | 1.4583 | Residential & Commercial | Ducted CEE Tier 1
215289998 | Central HP <5.4 tons | AIRQUEST | HRCU-A-CB (Split System: Heat Pump with Remote Outdoor Unit-Air-Source) | DLCURAH18ABK | ADP |  | HE7J936 | *96MSN0801716A* | 17600 | 16 | 8.5 | 17000 | 19000 | 111.8% | 2.32 | 0 | 10.5 |  |  |  | No | R-410A | 1.4667 | Residential & Commercial | Ducted CEE Tier 1
215290096 | Central HP <5.4 tons | AIRQUEST | HRCU-A-CB (Split System: Heat Pump with Remote Outdoor Unit-Air-Source) | DLCURAH18ABK | ADP |  | H,GE24936 | *96VTN0401712A* | 17700 | 15.2 | 8.5 | 17100 | 18400 | 107.6% | 2.26 | 0 | 10.5 |  |  |  | No | R-410A | 1.475 | Residential & Commercial | Ducted CEE Tier 1
215290112 | Central HP <5.4 tons | AIRQUEST | HRCU-A-CB (Split System: Heat Pump with Remote Outdoor Unit-Air-Source) | DLCURAH18ABK | ADP |  | H,GE33936 | *96VTN0401712A* | 17700 | 15.2 | 8.5 | 17100 | 18400 | 107.6% | 2.26 | 0 | 10.5 |  |  |  | No | R-410A | 1.475 | Residential & Commercial | Ducted CEE Tier 1
216487478 | Central HP <5.4 tons | BRYANT HEATING AND COOLING SYSTEMS | HRCU-A-CB (Split System: Heat Pump with Remote Outdoor Unit-Air-Source) | 290VAN048**AA* | ADP |  | CE(P,V)6021G48*+TXV | 88*TB60070C21*** | 45000 | 18 | 9 | 45500 | 33200 | 72.97% | 2.08 | 0 | 10 |  |  |  | No | R-454B | 3.75 | Residential & Commercial | Ducted CEE Tier 1
216487544 | Central HP <5.4 tons | BRYANT HEATING AND COOLING SYSTEMS | HRCU-A-CB (Split System: Heat Pump with Remote Outdoor Unit-Air-Source) | 290VAN048**AA* | ADP |  | CE(P,V)6024G48*+TXV | 987MC66120C24*** | 45000 | 18 | 9 | 45500 | 33200 | 72.97% | 2.06 | 0 | 10 |  |  |  | No | R-454B | 3.75 | Residential & Commercial | Ducted CEE Tier 1
212627559 | Central HP <5.4 tons | COLEMAN | HRCU-A-CB (Split System: Heat Pump with Remote Outdoor Unit-Air-Source) | HMH72B341 | ASPEN |  | C(A,C,D,E)48C26+TDR | TM9Y100C16MP11 | 32000 | 18 | 8.5 | 34000 | 28400 | 83.53% | 2.74 | 0 | 10 |  |  |  | No | R-410A | 2.6667 | Residential & Commercial | Ducted CEE Tier 1
212627560 | Central HP <5.4 tons | COLEMAN | HRCU-A-CB (Split System: Heat Pump with Remote Outdoor Unit-Air-Source) | HMH72B341 | ASPEN |  | D(A,C,E)42D36+TDR | TM9Y100C16MP11 | 32800 | 18 | 8.5 | 34000 | 28400 | 83.53% | 2.74 | 0 | 10 |  |  |  | No | R-410A | 2.7333 | Residential & Commercial | Ducted CEE Tier 1
211229121 | Central HP <5.4 tons | GRANDAIRE | HRCU-A-CB (Split System: Heat Pump with Remote Outdoor Unit-Air-Source) | WDLCURAH36ABK |  |  | WLA*484CA* | WFSU060B048A* | 35600 | 16 | 8.5 | 38500 | 34600 | 89.87% | 2.04 | 0 | 10 |  |  |  | No | R-410A | 2.9667 | Residential & Commercial | Ducted CEE Tier 1
211230048 | Central HP <5.4 tons | GRANDAIRE | HRCU-A-CB (Split System: Heat Pump with Remote Outdoor Unit-Air-Source) | WDLCURAH36ABK |  |  | WLN(C,W)484CA* | WFEU080C060A* | 37400 | 15.5 | 8.5 | 39500 | 35000 | 88.61% | 2.1 | 0 | 10.5 |  |  |  | No | R-410A | 3.1167 | Residential & Commercial | Ducted CEE Tier 1
211230427 | Central HP <5.4 tons | GRANDAIRE | HRCU-A-CB (Split System: Heat Pump with Remote Outdoor Unit-Air-Source) | WDLCURAH36ABK |  |  | WLNC484DA* | WFER090C048A* | 36400 | 16 | 8.1 | 38500 | 34800 | 90.39% | 2.04 | 0 | 10.5 |  |  |  | No | R-410A | 3.0333 | Residential & Commercial | Ducted CEE Tier 1
211230825 | Central HP <5.4 tons | GRANDAIRE | HRCU-A-CB (Split System: Heat Pump with Remote Outdoor Unit-Air-Source) | WDLCURAH36ABK |  |  | WAPL424A* |  | 37000 | 16 | 8.1 | 38500 | 34800 | 90.39% | 2 | 0 | 10 |  |  |  | No | R-410A | 3.0833 | Residential & Commercial | Ducted CEE Tier 1
211230463 | Central HP <5.4 tons | GRANDAIRE | HRCU-A-CB (Split System: Heat Pump with Remote Outdoor Unit-Air-Source) | WDLCURAH36ABK |  |  | WLNC484DA* | WFER110C060A* | 36200 | 16.5 | 8.1 | 38500 | 34800 | 90.39% | 2.02 | 0 | 10.5 |  |  |  | No | R-410A | 3.0167 | Residential & Commercial | Ducted CEE Tier 1
211230129 | Central HP <5.4 tons | GRANDAIRE | HRCU-A-CB (Split System: Heat Pump with Remote Outdoor Unit-Air-Source) | WDLCURAH36ABK |  |  | WLN(C,W)484CA* | WFAX060B042A* | 36200 | 16 | 8.1 | 38500 | 34800 | 90.39% | 2.02 | 0 | 10 |  |  |  | No | R-410A | 3.0167 | Residential & Commercial | Ducted CEE Tier 1
212627758 | Central HP <5.4 tons | COLEMAN | HRCU-A-CB (Split System: Heat Pump with Remote Outdoor Unit-Air-Source) | HMH72B341 | ASPEN |  | D(A,C,E)48B36+TDR | TM8V080C16MP12 | 32600 | 17.5 | 8.5 | 34000 | 27400 | 80.59% | 2.67 | 0 | 10 |  |  |  | No | R-410A | 2.7167 | Residential & Commercial | Ducted CEE Tier 1
212627809 | Central HP <5.4 tons | COLEMAN | HRCU-A-CB (Split System: Heat Pump with Remote Outdoor Unit-Air-Source) | HMH72B341 | ASPEN |  | D(A,C,E)48C36+TDR | TMLV100C16MP12 | 33200 | 17.5 | 8.1 | 33800 | 27400 | 81.07% | 2.47 | 0 | 10 |  |  |  | No | R-410A | 2.7667 | Residential & Commercial | Ducted CEE Tier 1
212624241 | Central HP <5.4 tons | COLEMAN | HRCU-A-CB (Split System: Heat Pump with Remote Outdoor Unit-Air-Source) | HMH72B341 | ASPEN |  | D(A,C,E)36B44+TDR | TM8E100C16MP11 | 33000 | 18 | 8.4 | 34000 | 28400 | 83.53% | 2.74 | 0 | 10 |  |  |  | No | R-410A | 2.75 | Residential & Commercial | Ducted CEE Tier 1
215223196 | Central HP <5.4 tons | BRYANT HEATING AND COOLING SYSTEMS | HRCU-A-CB (Split System: Heat Pump with Remote Outdoor Unit-Air-Source) | 288BNV037*0**B* | ADP |  | H,PG35936 | 987MB66100C21*** | 32000 | 17 | 8.5 | 31000 | 24600 | 79.35% | 1.98 | 0 | 11.5 |  |  |  | No | R-410A | 2.6667 | Residential & Commercial | Ducted CEE Tier 1
214065116 | Central HP <5.4 tons | CONCORD | HRCU-A-CB (Split System: Heat Pump with Remote Outdoor Unit-Air-Source) | 4HP18V36P | ADP |  | H,A,DG9J930 | 97G2DF045BE12 | 24000 | 18 | 8.5 | 22400 | 16300 | 72.77% | 2.16 | 0 | 12 |  |  |  | No | R-410A | 2 | Residential & Commercial | Ducted CEE Tier 1
211229459 | Central HP <5.4 tons | GRANDAIRE | HRCU-A-CB (Split System: Heat Pump with Remote Outdoor Unit-Air-Source) | WDLCURAH36ABK |  |  | WLA*484DA* | WFAX100C060A* | 35600 | 16.5 | 8.5 | 37800 | 34600 | 91.53% | 2.04 | 0 | 10 |  |  |  | No | R-410A | 2.9667 | Residential & Commercial | Ducted CEE Tier 1
211229479 | Central HP <5.4 tons | GRANDAIRE | HRCU-A-CB (Split System: Heat Pump with Remote Outdoor Unit-Air-Source) | WDLCURAH36ABK |  |  | WLA*484DA* | WFAX120D060A* | 36200 | 16 | 8.5 | 38500 | 34600 | 89.87% | 2.08 | 0 | 10 |  |  |  | No | R-410A | 3.0167 | Residential & Commercial | Ducted CEE Tier 1
211229292 | Central HP <5.4 tons | GRANDAIRE | HRCU-A-CB (Split System: Heat Pump with Remote Outdoor Unit-Air-Source) | WDLCURAH36ABK |  |  | WLA*484DA* | WFEL090D060B* | 36000 | 16.5 | 8.5 | 38500 | 34600 | 89.87% | 2.06 | 0 | 10 |  |  |  | No | R-410A | 3 | Residential & Commercial | Ducted CEE Tier 1
211228759 | Central HP <5.4 tons | GRANDAIRE | HRCU-A-CB (Split System: Heat Pump with Remote Outdoor Unit-Air-Source) | WDLCURAH36ABK |  |  | WLA*484CA* | WFEL070B036B* | 36000 | 15.5 | 8.5 | 38500 | 34800 | 90.39% | 2.06 | 0 | 10 |  |  |  | No | R-410A | 3 | Residential & Commercial | Ducted CEE Tier 1
211229056 | Central HP <5.4 tons | GRANDAIRE | HRCU-A-CB (Split System: Heat Pump with Remote Outdoor Unit-Air-Source) | WDLCURAH36ABK |  |  | WLA*484CA* | WFSX100C060A* | 36400 | 15.5 | 8.5 | 38500 | 34800 | 90.39% | 2.08 | 0 | 10 |  |  |  | No | R-410A | 3.0333 | Residential & Commercial | Ducted CEE Tier 1
211229304 | Central HP <5.4 tons | GRANDAIRE | HRCU-A-CB (Split System: Heat Pump with Remote Outdoor Unit-Air-Source) | WDLCURAH36ABK |  |  | WLA*484DA* | WFEL110C060B* | 36000 | 16.5 | 8.5 | 38500 | 34600 | 89.87% | 2.06 | 0 | 10 |  |  |  | No | R-410A | 3 | Residential & Commercial | Ducted CEE Tier 1
211230140 | Central HP <5.4 tons | GRANDAIRE | HRCU-A-CB (Split System: Heat Pump with Remote Outdoor Unit-Air-Source) | WDLCURAH36ABK |  |  | WLN(C,W)484CA* | WFAX080C060A* | 35800 | 16.5 | 8.1 | 38500 | 34800 | 90.39% | 2.02 | 0 | 10.5 |  |  |  | No | R-410A | 2.9833 | Residential & Commercial | Ducted CEE Tier 1
211230151 | Central HP <5.4 tons | GRANDAIRE | HRCU-A-CB (Split System: Heat Pump with Remote Outdoor Unit-Air-Source) | WDLCURAH36ABK |  |  | WLN(C,W)484CA* | WFAX100C060A* | 35800 | 16.5 | 8.1 | 38500 | 34800 | 90.39% | 2 | 0 | 10 |  |  |  | No | R-410A | 2.9833 | Residential & Commercial | Ducted CEE Tier 1
215290130 | Central HP <5.4 tons | AIRQUEST | HRCU-A-CB (Split System: Heat Pump with Remote Outdoor Unit-Air-Source) | DLCURAH18ABK | ADP |  | H,GG9J936 | *96VTN0401712A* | 17800 | 15.2 | 8.5 | 16900 | 18100 | 107.1% | 2.22 | 0 | 10.5 |  |  |  | No | R-410A | 1.4833 | Residential & Commercial | Ducted CEE Tier 1
215290132 | Central HP <5.4 tons | AIRQUEST | HRCU-A-CB (Split System: Heat Pump with Remote Outdoor Unit-Air-Source) | DLCURAH18ABK | ADP |  | H,GG80936 | *96VTN0401712A* | 17900 | 15.2 | 8.5 | 16900 | 18100 | 107.1% | 2.22 | 0 | 10.5 |  |  |  | No | R-410A | 1.4917 | Residential & Commercial | Ducted CEE Tier 1
215290147 | Central HP <5.4 tons | AIRQUEST | HRCU-A-CB (Split System: Heat Pump with Remote Outdoor Unit-Air-Source) | DLCURAH18ABK | ADP |  | HG32924 | *96VTN0401712B* | 16900 | 16 | 8.5 | 16600 | 19000 | 114.5% | 2.34 | 0 | 10 |  |  |  | No | R-410A | 1.4083 | Residential & Commercial | Ducted CEE Tier 1
215290162 | Central HP <5.4 tons | AIRQUEST | HRCU-A-CB (Split System: Heat Pump with Remote Outdoor Unit-Air-Source) | DLCURAH18ABK | ADP |  | H,GG36936 | *96VTN0401712B* | 17400 | 16 | 8.5 | 16400 | 18400 | 112.2% | 2.24 | 0 | 10.5 |  |  |  | No | R-410A | 1.45 | Residential & Commercial | Ducted CEE Tier 1
215290164 | Central HP <5.4 tons | AIRQUEST | HRCU-A-CB (Split System: Heat Pump with Remote Outdoor Unit-Air-Source) | DLCURAH18ABK | ADP |  | H,GE30924 | *96VTN0401712B* | 16600 | 15.2 | 8.5 | 17000 | 18800 | 110.6% | 2.3 | 0 | 10 |  |  |  | No | R-410A | 1.3833 | Residential & Commercial | Ducted CEE Tier 1
215290180 | Central HP <5.4 tons | AIRQUEST | HRCU-A-CB (Split System: Heat Pump with Remote Outdoor Unit-Air-Source) | DLCURAH18ABK | ADP |  | H,GE23936 | *96VTN0601412A* | 17600 | 16 | 8.5 | 17200 | 18600 | 108.1% | 2.28 | 0 | 10 |  |  |  | No | R-410A | 1.4667 | Residential & Commercial | Ducted CEE Tier 1
215290197 | Central HP <5.4 tons | AIRQUEST | HRCU-A-CB (Split System: Heat Pump with Remote Outdoor Unit-Air-Source) | DLCURAH18ABK | ADP |  | HG33936 | *96VTN0601412A* | 17900 | 16 | 8.5 | 17200 | 18600 | 108.1% | 2.28 | 0 | 10.5 |  |  |  | No | R-410A | 1.4917 | Residential & Commercial | Ducted CEE Tier 1
211240672 | Central HP <5.4 tons | GRANDAIRE | HRCU-A-CB (Split System: Heat Pump with Remote Outdoor Unit-Air-Source) | WDLCURAH24ABK |  |  | WLA*244BA* | WFEL090B042B* | 24200 | 16.5 | 8.5 | 27000 | 23400 | 86.67% | 1.94 | 0 | 10 |  |  |  | No | R-410A | 2.0167 | Residential & Commercial | Ducted CEE Tier 1
212624291 | Central HP <5.4 tons | COLEMAN | HRCU-A-CB (Split System: Heat Pump with Remote Outdoor Unit-Air-Source) | HMH72B341 | ASPEN |  | D(A,C,E)42D34+TDR | TM9E080C16MP12 | 33000 | 18 | 8.1 | 33000 | 29200 | 88.48% | 2.49 | 0 | 10 |  |  |  | No | R-410A | 2.75 | Residential & Commercial | Ducted CEE Tier 1
212624306 | Central HP <5.4 tons | COLEMAN | HRCU-A-CB (Split System: Heat Pump with Remote Outdoor Unit-Air-Source) | HMH72B341 | ASPEN |  | C(A,C,D,E)42D24+TDR | TM8E100C16MP11 | 32200 | 18 | 8.5 | 34000 | 28400 | 83.53% | 2.76 | 0 | 10 |  |  |  | No | R-410A | 2.6833 | Residential & Commercial | Ducted CEE Tier 1
212624326 | Central HP <5.4 tons | COLEMAN | HRCU-A-CB (Split System: Heat Pump with Remote Outdoor Unit-Air-Source) | HMH72B341 | ASPEN |  | D(A,C,E)36B44+TDR | TM8E120C16MP11 | 33200 | 18 | 8.4 | 34000 | 28800 | 84.71% | 2.79 | 0 | 10 |  |  |  | No | R-410A | 2.7667 | Residential & Commercial | Ducted CEE Tier 1
212624443 | Central HP <5.4 tons | COLEMAN | HRCU-A-CB (Split System: Heat Pump with Remote Outdoor Unit-Air-Source) | HMH72B341 | ASPEN |  | D(A,C,E)48C34+TDR | TMLE120C16MP11 | 33200 | 18 | 8.1 | 33000 | 29200 | 88.48% | 2.5 | 0 | 10 |  |  |  | No | R-410A | 2.7667 | Residential & Commercial | Ducted CEE Tier 1
212624492 | Central HP <5.4 tons | COLEMAN | HRCU-A-CB (Split System: Heat Pump with Remote Outdoor Unit-Air-Source) | HMH72B341 | ASPEN |  | D(A,C,E)42C34+TDR | CPLC080C16MP13 | 32800 | 17.5 | 8.1 | 33800 | 27400 | 81.07% | 2.47 | 0 | 10 |  |  |  | No | R-410A | 2.7333 | Residential & Commercial | Ducted CEE Tier 1
212624527 | Central HP <5.4 tons | COLEMAN | HRCU-A-CB (Split System: Heat Pump with Remote Outdoor Unit-Air-Source) | HMH72B341 | ASPEN |  | D(A,C,E)36C34+TDR | CPLC100C16MP13 | 32400 | 17.5 | 8.1 | 33800 | 27400 | 81.07% | 2.47 | 0 | 10 |  |  |  | No | R-410A | 2.7 | Residential & Commercial | Ducted CEE Tier 1
211241120 | Central HP <5.4 tons | GRANDAIRE | HRCU-A-CB (Split System: Heat Pump with Remote Outdoor Unit-Air-Source) | WDLCURAH24ABK |  |  | WLA*254BA* | WFAX060A036A* | 24000 | 17 | 8.1 | 25000 | 21800 | 87.2% | 1.82 | 0 | 10 |  |  |  | No | R-410A | 2 | Residential & Commercial | Ducted CEE Tier 1
211240329 | Central HP <5.4 tons | GRANDAIRE | HRCU-A-CB (Split System: Heat Pump with Remote Outdoor Unit-Air-Source) | WDLCURAH24ABK |  |  | WLA*244AA* | WFEL045A036B* | 24200 | 16 | 8.5 | 27200 | 23400 | 86.03% | 1.9 | 0 | 10 |  |  |  | No | R-410A | 2.0167 | Residential & Commercial | Ducted CEE Tier 1
212986699 | Central HP <5.4 tons | KEEPRITE | HRCU-A-CB (Split System: Heat Pump with Remote Outdoor Unit-Air-Source) | DLCURAH18ABK |  |  | EA*4X30L17A* | *96MSN0401712A* | 17300 | 15.5 | 8.5 | 18100 | 18800 | 103.9% | 2.24 | 0 | 10 |  |  |  | No | R-410A | 1.4417 | Residential & Commercial | Ducted CEE Tier 1
212986351 | Central HP <5.4 tons | KEEPRITE | HRCU-A-CB (Split System: Heat Pump with Remote Outdoor Unit-Air-Source) | DLCURAH18ABK |  |  | EN(A,D)4X24L14** | *96MSN0401410A* | 17400 | 15.5 | 8.5 | 18500 | 19200 | 103.8% | 2.3 | 0 | 10.5 |  |  |  | No | R-410A | 1.45 | Residential & Commercial | Ducted CEE Tier 1
212984177 | Central HP <5.4 tons | KEEPRITE | HRCU-A-CB (Split System: Heat Pump with Remote Outdoor Unit-Air-Source) | DLCURAH18ABK |  |  | EA*4X24L17A* | *92MSN0601714A* | 17500 | 16.5 | 8.5 | 18500 | 19400 | 104.9% | 2.34 | 0 | 10.5 |  |  |  | No | R-410A | 1.4583 | Residential & Commercial | Ducted CEE Tier 1
211241351 | Central HP <5.4 tons | GRANDAIRE | HRCU-A-CB (Split System: Heat Pump with Remote Outdoor Unit-Air-Source) | WDLCURAH24ABK |  |  | WLA*304AA* | WFAX060A036A* | 23400 | 16.5 | 8.5 | 25800 | 24400 | 94.57% | 2.02 | 0 | 10 |  |  |  | No | R-410A | 1.95 | Residential & Commercial | Ducted CEE Tier 1
211240695 | Central HP <5.4 tons | GRANDAIRE | HRCU-A-CB (Split System: Heat Pump with Remote Outdoor Unit-Air-Source) | WDLCURAH24ABK |  |  | WLA*244BA* | WFAX060B042A* | 24000 | 16.5 | 8.5 | 26800 | 23800 | 88.81% | 1.96 | 0 | 10 |  |  |  | No | R-410A | 2 | Residential & Commercial | Ducted CEE Tier 1
212627925 | Central HP <5.4 tons | COLEMAN | HRCU-A-CB (Split System: Heat Pump with Remote Outdoor Unit-Air-Source) | HMH72B341 | ASPEN |  | D(A,C,E)42D36+TDR | CP9C100C16MP13 | 33200 | 17.5 | 8.1 | 34000 | 27400 | 80.59% | 2.47 | 0 | 10 |  |  |  | No | R-410A | 2.7667 | Residential & Commercial | Ducted CEE Tier 1
212628026 | Central HP <5.4 tons | COLEMAN | HRCU-A-CB (Split System: Heat Pump with Remote Outdoor Unit-Air-Source) | HMH72B341 | ASPEN |  | D(A,C,E)48C36+TDR | TL9E100C20UH11 | 33400 | 17 | 8.5 | 34000 | 29200 | 85.88% | 2.81 | 0 | 10 |  |  |  | No | R-410A | 2.7833 | Residential & Commercial | Ducted CEE Tier 1
211241658 | Central HP <5.4 tons | GRANDAIRE | HRCU-A-CB (Split System: Heat Pump with Remote Outdoor Unit-Air-Source) | WDLCURAH24ABK |  |  | WLA*304BA* | WFEL045B036B* | 24000 | 16.5 | 8.5 | 26200 | 23200 | 88.55% | 1.9 | 0 | 10 |  |  |  | No | R-410A | 2 | Residential & Commercial | Ducted CEE Tier 1
211241072 | Central HP <5.4 tons | GRANDAIRE | HRCU-A-CB (Split System: Heat Pump with Remote Outdoor Unit-Air-Source) | WDLCURAH24ABK |  |  | WLA*254BA* | WFEL045A036B* | 25400 | 16.5 | 8.5 | 26000 | 20800 | 80% | 1.76 | 0 | 10.5 |  |  |  | No | R-410A | 2.1167 | Residential & Commercial | Ducted CEE Tier 1
211241738 | Central HP <5.4 tons | GRANDAIRE | HRCU-A-CB (Split System: Heat Pump with Remote Outdoor Unit-Air-Source) | WDLCURAH24ABK |  |  | WLA*304BA* | WFSX080B048A* | 24600 | 15.5 | 8.5 | 27000 | 22400 | 82.96% | 1.82 | 0 | 10 |  |  |  | No | R-410A | 2.05 | Residential & Commercial | Ducted CEE Tier 1
212986723 | Central HP <5.4 tons | KEEPRITE | HRCU-A-CB (Split System: Heat Pump with Remote Outdoor Unit-Air-Source) | DLCURAH18ABK |  |  | EN(A,D)4X30L17** | *96MSN0401712A* | 17400 | 15.5 | 8.1 | 18100 | 18700 | 103.3% | 2.24 | 0 | 10.5 |  |  |  | No | R-410A | 1.45 | Residential & Commercial | Ducted CEE Tier 1
212986303 | Central HP <5.4 tons | KEEPRITE | HRCU-A-CB (Split System: Heat Pump with Remote Outdoor Unit-Air-Source) | DLCURAH18ABK |  |  | EA*4X24L17A* | *96MSN0401410A* | 17400 | 16 | 8.5 | 18500 | 19500 | 105.4% | 2.34 | 0 | 10.5 |  |  |  | No | R-410A | 1.45 | Residential & Commercial | Ducted CEE Tier 1
212985971 | Central HP <5.4 tons | KEEPRITE | HRCU-A-CB (Split System: Heat Pump with Remote Outdoor Unit-Air-Source) | DLCURAH18ABK |  |  | EN(A,D)4X30L14** | *96MSN0261410A* | 17500 | 16 | 8.1 | 18100 | 18600 | 102.8% | 2.24 | 0 | 11 |  |  |  | No | R-410A | 1.4583 | Residential & Commercial | Ducted CEE Tier 1
211240728 | Central HP <5.4 tons | GRANDAIRE | HRCU-A-CB (Split System: Heat Pump with Remote Outdoor Unit-Air-Source) | WDLCURAH24ABK |  |  | WLA*244BA* | WFSX080B048A* | 24400 | 15.5 | 8.5 | 27400 | 23000 | 83.94% | 1.88 | 0 | 10 |  |  |  | No | R-410A | 2.0333 | Residential & Commercial | Ducted CEE Tier 1
212986186 | Central HP <5.4 tons | GRANDAIRE | HRCU-A-CB (Split System: Heat Pump with Remote Outdoor Unit-Air-Source) | WDLCURAH24ABK |  |  | WLA*304BA* | WFSX040A030B* | 23400 | 16 | 8.5 | 26400 | 24000 | 90.91% | 1.98 | 0 | 10 |  |  |  | No | R-410A | 1.95 | Residential & Commercial | Ducted CEE Tier 1
212624743 | Central HP <5.4 tons | COLEMAN | HRCU-A-CB (Split System: Heat Pump with Remote Outdoor Unit-Air-Source) | HMH72B341 | ASPEN |  | D(A,C,E)42D34+TDR | TPLC100C16MP13 | 33200 | 17.5 | 8.1 | 33800 | 27400 | 81.07% | 2.47 | 0 | 10 |  |  |  | No | R-410A | 2.7667 | Residential & Commercial | Ducted CEE Tier 1
215223251 | Central HP <5.4 tons | COMFORTMAKER | HRCU-A-C (Split System: Heat Pump with Remote Outdoor Unit with No Indoor Fan --Air Source) | DLCURAH18ABK | ADP |  | H,GG32924+TD |  | 18000 | 16 | 9.4 | 17400 | 14600 | 83.91% | 2.18 | 0 | 11.7 |  |  |  | No | R-410A | 1.5 | Residential & Commercial | Ducted CEE Tier 1
212989212 | Central HP <5.4 tons | GRANDAIRE | HRCU-A-CB (Split System: Heat Pump with Remote Outdoor Unit-Air-Source) | WDLCURAH24ABK |  |  | WLA*374CA* | WFSU060B048B* | 24200 | 17.5 | 8.5 | 25200 | 25400 | 100.8% | 2.14 | 0 | 10.5 |  |  |  | No | R-410A | 2.0167 | Residential & Commercial | Ducted CEE Tier 1
212988660 | Central HP <5.4 tons | GRANDAIRE | HRCU-A-CB (Split System: Heat Pump with Remote Outdoor Unit-Air-Source) | WDLCURAH24ABK |  |  | WLA*254BA* | WFSU040B036B* | 24200 | 16.5 | 8.5 | 25200 | 24400 | 96.83% | 2.02 | 0 | 10 |  |  |  | No | R-410A | 2.0167 | Residential & Commercial | Ducted CEE Tier 1
211241374 | Central HP <5.4 tons | GRANDAIRE | HRCU-A-CB (Split System: Heat Pump with Remote Outdoor Unit-Air-Source) | WDLCURAH24ABK |  |  | WLA*304AA* | WFER070A036A* | 24200 | 16.5 | 8.5 | 26400 | 23000 | 87.12% | 1.9 | 0 | 10 |  |  |  | No | R-410A | 2.0167 | Residential & Commercial | Ducted CEE Tier 1
211240636 | Central HP <5.4 tons | GRANDAIRE | HRCU-A-CB (Split System: Heat Pump with Remote Outdoor Unit-Air-Source) | WDLCURAH24ABK |  |  | WLA*244BA* | WFEL045A036B* | 24400 | 16 | 8.5 | 27200 | 23200 | 85.29% | 1.9 | 0 | 10 |  |  |  | No | R-410A | 2.0333 | Residential & Commercial | Ducted CEE Tier 1
215290232 | Central HP <5.4 tons | AIRQUEST | HRCU-A-CB (Split System: Heat Pump with Remote Outdoor Unit-Air-Source) | DLCURAH18ABK | ADP |  | H,GG32936 | *96VTN0601412B* | 17200 | 16 | 8.5 | 16900 | 19400 | 114.8% | 2.38 | 0 | 10.5 |  |  |  | No | R-410A | 1.4333 | Residential & Commercial | Ducted CEE Tier 1
215290315 | Central HP <5.4 tons | AIRQUEST | HRCU-A-CB (Split System: Heat Pump with Remote Outdoor Unit-Air-Source) | DLCURAH18ABK | ADP |  | HE31924 | *96VTN0601716B* | 16800 | 15.2 | 8.5 | 16800 | 19100 | 113.7% | 2.34 | 0 | 10 |  |  |  | No | R-410A | 1.4 | Residential & Commercial | Ducted CEE Tier 1
215290316 | Central HP <5.4 tons | AIRQUEST | HRCU-A-CB (Split System: Heat Pump with Remote Outdoor Unit-Air-Source) | DLCURAH18ABK | ADP |  | HE31930 | *96VTN0601716B* | 16800 | 15.2 | 8.5 | 16800 | 19100 | 113.7% | 2.34 | 0 | 10 |  |  |  | No | R-410A | 1.4 | Residential & Commercial | Ducted CEE Tier 1
215290365 | Central HP <5.4 tons | AIRQUEST | HRCU-A-CB (Split System: Heat Pump with Remote Outdoor Unit-Air-Source) | DLCURAH18ABK | ADP |  | H,GE32930 | *96VTN0801716A* | 17100 | 16 | 8.5 | 16700 | 18800 | 112.6% | 2.3 | 0 | 10 |  |  |  | No | R-410A | 1.425 | Residential & Commercial | Ducted CEE Tier 1
211241448 | Central HP <5.4 tons | GRANDAIRE | HRCU-A-CB (Split System: Heat Pump with Remote Outdoor Unit-Air-Source) | WDLCURAH24ABK |  |  | WLA*304BA* | WFSU040B036A* | 23600 | 16.5 | 8.5 | 26000 | 23800 | 91.54% | 1.98 | 0 | 10 |  |  |  | No | R-410A | 1.9667 | Residential & Commercial | Ducted CEE Tier 1
211242641 | Central HP <5.4 tons | GRANDAIRE | HRCU-A-CB (Split System: Heat Pump with Remote Outdoor Unit-Air-Source) | WDLCURAH24ABK |  |  | WLA*364CA* | WFAX080B048A* | 24400 | 17 | 8.5 | 26200 | 22400 | 85.5% | 1.86 | 0 | 10 |  |  |  | No | R-410A | 2.0333 | Residential & Commercial | Ducted CEE Tier 1
211242707 | Central HP <5.4 tons | GRANDAIRE | HRCU-A-CB (Split System: Heat Pump with Remote Outdoor Unit-Air-Source) | WDLCURAH24ABK |  |  | WLA*364CA* | WFEU080C060A* | 24600 | 17.5 | 8.5 | 26200 | 22200 | 84.73% | 1.86 | 0 | 10.5 |  |  |  | No | R-410A | 2.05 | Residential & Commercial | Ducted CEE Tier 1
211241705 | Central HP <5.4 tons | GRANDAIRE | HRCU-A-CB (Split System: Heat Pump with Remote Outdoor Unit-Air-Source) | WDLCURAH24ABK |  |  | WLA*304BA* | WFAX060B042A* | 24400 | 17 | 8.5 | 26400 | 22800 | 86.36% | 1.88 | 0 | 10 |  |  |  | No | R-410A | 2.0333 | Residential & Commercial | Ducted CEE Tier 1
212987499 | Central HP <5.4 tons | ARCOAIRE | HRCU-A-CB (Split System: Heat Pump with Remote Outdoor Unit-Air-Source) | DLCURAH18ABK |  |  | EA*4X19L17A* | *96MSN0801716A* | 18200 | 16.5 | 8.5 | 18100 | 17700 | 97.79% | 2.14 | 0 | 11 |  |  |  | No | R-410A | 1.5167 | Residential & Commercial | Ducted CEE Tier 1
215731288 | Central HP <5.4 tons | YORK | HRCU-A-CB (Split System: Heat Pump with Remote Outdoor Unit-Air-Source) | HH836E2S11 | ADP |  | H,YG48*36+TXV | TM8V080C16MP12 | 33600 | 18 | 8.5 | 29600 | 25000 | 84.46% | 2 | 0 | 11 |  |  |  | No | R-454B | 2.8 | Residential & Commercial | Ducted CEE Tier 1
215731307 | Central HP <5.4 tons | YORK | HRCU-A-CB (Split System: Heat Pump with Remote Outdoor Unit-Air-Source) | HH836E2S11 | ADP |  | H,YG48*36+TXV | Y81E100C16SMPS1 | 33400 | 19 | 8.5 | 29600 | 24800 | 83.78% | 2 | 0 | 11 |  |  |  | No | R-454B | 2.7833 | Residential & Commercial | Ducted CEE Tier 1
212987081 | Central HP <5.4 tons | ARCOAIRE | HRCU-A-CB (Split System: Heat Pump with Remote Outdoor Unit-Air-Source) | DLCURAH18ABK |  |  | EN(A,D)4X30L17** | *96MSN0601412A* | 17500 | 16 | 8.1 | 18000 | 18600 | 103.3% | 2.24 | 0 | 11 |  |  |  | No | R-410A | 1.4583 | Residential & Commercial | Ducted CEE Tier 1
212986695 | Central HP <5.4 tons | ARCOAIRE | HRCU-A-CB (Split System: Heat Pump with Remote Outdoor Unit-Air-Source) | DLCURAH18ABK |  |  | EA*4X30L17A* | *96MSN0401712A* | 17300 | 15.5 | 8.5 | 18100 | 18800 | 103.9% | 2.24 | 0 | 10 |  |  |  | No | R-410A | 1.4417 | Residential & Commercial | Ducted CEE Tier 1
212986981 | Central HP <5.4 tons | ARCOAIRE | HRCU-A-CB (Split System: Heat Pump with Remote Outdoor Unit-Air-Source) | DLCURAH18ABK |  |  | EA*4X19L17A* | *96MSN0601412A* | 17800 | 16.5 | 8.1 | 17800 | 17900 | 100.6% | 2.16 | 0 | 10.5 |  |  |  | No | R-410A | 1.4833 | Residential & Commercial | Ducted CEE Tier 1
212987031 | Central HP <5.4 tons | ARCOAIRE | HRCU-A-CB (Split System: Heat Pump with Remote Outdoor Unit-Air-Source) | DLCURAH18ABK |  |  | EA*4X30L17A* | *96MSN0601412A* | 17500 | 16.5 | 8.5 | 18100 | 18700 | 103.3% | 2.26 | 0 | 10.5 |  |  |  | No | R-410A | 1.4583 | Residential & Commercial | Ducted CEE Tier 1
212986347 | Central HP <5.4 tons | ARCOAIRE | HRCU-A-CB (Split System: Heat Pump with Remote Outdoor Unit-Air-Source) | DLCURAH18ABK |  |  | EN(A,D)4X24L14** | *96MSN0401410A* | 17400 | 15.5 | 8.5 | 18500 | 19200 | 103.8% | 2.3 | 0 | 10.5 |  |  |  | No | R-410A | 1.45 | Residential & Commercial | Ducted CEE Tier 1
212985877 | Central HP <5.4 tons | ARCOAIRE | HRCU-A-CB (Split System: Heat Pump with Remote Outdoor Unit-Air-Source) | DLCURAH18ABK |  |  | EA*4X19L17A* | *96MSN0261410A* | 17800 | 16.5 | 8.1 | 17800 | 17900 | 100.6% | 2.16 | 0 | 10.5 |  |  |  | No | R-410A | 1.4833 | Residential & Commercial | Ducted CEE Tier 1
212520236 | Central HP <5.4 tons | CARRIER | HRCU-A-CB (Split System: Heat Pump with Remote Outdoor Unit-Air-Source) | 38MURAQ24AB3* | ADP |  | H,PG24936 | 58SP*A045V14**12 | 24000 | 16 | 8.5 | 25400 | 23400 | 92.13% | 1.96 | 0 | 10 |  |  |  | No | R-410A | 2 | Residential & Commercial | Ducted CEE Tier 1
213076577 | Central HP <5.4 tons | ARCOAIRE | HRCU-A-CB (Split System: Heat Pump with Remote Outdoor Unit-Air-Source) | DLCURAH36ABK |  |  | EN(A,D,W)4X48L21** | *80VTL0701716B* | 35600 | 16 | 8.1 | 38500 | 35000 | 90.91% | 1.98 | 0 | 10 |  |  |  | No | R-410A | 2.9667 | Residential & Commercial | Ducted CEE Tier 1
214385390 | Central HP <5.4 tons | COMFORTMAKER | HRCU-A-CB (Split System: Heat Pump with Remote Outdoor Unit-Air-Source) | DLCURAH36ABK | ADP |  | H,YE35936 | *80MSU0601716A* | 34800 | 17 | 8.1 | 36400 | 34400 | 94.51% | 2 | 0 | 10 |  |  |  | No | R-410A | 2.9 | Residential & Commercial | Ducted CEE Tier 1
211228639 | Central HP <5.4 tons | ARCOAIRE | HRCU-A-CB (Split System: Heat Pump with Remote Outdoor Unit-Air-Source) | DLCURAH36ABK |  |  | EA*4X43L21A* | *96VTN0802120A* | 37000 | 15.5 | 8.5 | 38500 | 35000 | 90.91% | 2.1 | 0 | 10 |  |  |  | No | R-410A | 3.0833 | Residential & Commercial | Ducted CEE Tier 1
211229514 | Central HP <5.4 tons | ARCOAIRE | HRCU-A-CB (Split System: Heat Pump with Remote Outdoor Unit-Air-Source) | DLCURAH36ABK |  |  | EA*4X48L24A* | *95ESN1202422A* | 37200 | 15.5 | 8.5 | 38500 | 35000 | 90.91% | 2.12 | 0 | 10 |  |  |  | No | R-410A | 3.1 | Residential & Commercial | Ducted CEE Tier 1
211229525 | Central HP <5.4 tons | ARCOAIRE | HRCU-A-CB (Split System: Heat Pump with Remote Outdoor Unit-Air-Source) | DLCURAH36ABK |  |  | EA*4X48L24A* | *95ESN1402422A* | 37400 | 15.2 | 8.5 | 39500 | 35000 | 88.61% | 2.12 | 0 | 10 |  |  |  | No | R-410A | 3.1167 | Residential & Commercial | Ducted CEE Tier 1
211229114 | Central HP <5.4 tons | ARCOAIRE | HRCU-A-CB (Split System: Heat Pump with Remote Outdoor Unit-Air-Source) | DLCURAH36ABK |  |  | EA*4X48L21A* | *95ESU0601716A* | 35600 | 16 | 8.5 | 38500 | 34600 | 89.87% | 2.04 | 0 | 10 |  |  |  | No | R-410A | 2.9667 | Residential & Commercial | Ducted CEE Tier 1
212627919 | Central HP <5.4 tons | COLEMAN | HRCU-A-CB (Split System: Heat Pump with Remote Outdoor Unit-Air-Source) | HMH72B341 | ASPEN |  | D(A,C,E)36D36+TDR | CP9C100C16MP13 | 32800 | 17.5 | 8.1 | 34000 | 27400 | 80.59% | 2.47 | 0 | 10 |  |  |  | No | R-410A | 2.7333 | Residential & Commercial | Ducted CEE Tier 1
212520261 | Central HP <5.4 tons | CARRIER | HRCU-A-CB (Split System: Heat Pump with Remote Outdoor Unit-Air-Source) | 38MURAQ24AB3* | ADP |  | H,PG32936 | 58SU*A060E17**16 | 24800 | 17 | 8.5 | 25000 | 21400 | 85.6% | 1.82 | 0 | 10.5 |  |  |  | No | R-410A | 2.0667 | Residential & Commercial | Ducted CEE Tier 1
212984213 | Central HP <5.4 tons | KEEPRITE | HRCU-A-CB (Split System: Heat Pump with Remote Outdoor Unit-Air-Source) | DLCURAH18ABK |  |  | EN(A,D)4X24L17** | *92MSN0601714A* | 17500 | 16 | 8.5 | 18500 | 19200 | 103.8% | 2.3 | 0 | 10.5 |  |  |  | No | R-410A | 1.4583 | Residential & Commercial | Ducted CEE Tier 1
211240637 | Central HP <5.4 tons | GRANDAIRE | HRCU-A-CB (Split System: Heat Pump with Remote Outdoor Unit-Air-Source) | WDLCURAH24ABK |  |  | WLA*244BA* | WFER045A036A* | 24400 | 16 | 8.5 | 27200 | 23200 | 85.29% | 1.9 | 0 | 10 |  |  |  | No | R-410A | 2.0333 | Residential & Commercial | Ducted CEE Tier 1
212520248 | Central HP <5.4 tons | CARRIER | HRCU-A-CB (Split System: Heat Pump with Remote Outdoor Unit-Air-Source) | 38MURAQ24AB3* | ADP |  | H,PG24936 | 58SP*A070V21**20 | 24000 | 16 | 8.1 | 25000 | 22000 | 88% | 1.84 | 0 | 10 |  |  |  | No | R-410A | 2 | Residential & Commercial | Ducted CEE Tier 1
211871788 | Central HP <5.4 tons | CARRIER | HRCU-A-CB (Split System: Heat Pump with Remote Outdoor Unit-Air-Source) | 38MURAQ24AB3* | ADP |  | H,PE31(1,2)24+TXV | 59SC2D080E17**16 | 23800 | 17 | 8.5 | 25200 | 23800 | 94.44% | 1.96 | 0 | 10 |  |  |  | No | R-410A | 1.9833 | Residential & Commercial | Ducted CEE Tier 1
211240773 | Central HP <5.4 tons | GRANDAIRE | HRCU-A-CB (Split System: Heat Pump with Remote Outdoor Unit-Air-Source) | WDLCURAH24ABK |  |  | WLA*244BA* | WFEU060B048A* | 24600 | 16.5 | 8.5 | 27200 | 23000 | 84.56% | 1.9 | 0 | 10 |  |  |  | No | R-410A | 2.05 | Residential & Commercial | Ducted CEE Tier 1
211240673 | Central HP <5.4 tons | GRANDAIRE | HRCU-A-CB (Split System: Heat Pump with Remote Outdoor Unit-Air-Source) | WDLCURAH24ABK |  |  | WLA*244BA* | WFER090B042A* | 24200 | 16.5 | 8.5 | 27000 | 23400 | 86.67% | 1.94 | 0 | 10 |  |  |  | No | R-410A | 2.0167 | Residential & Commercial | Ducted CEE Tier 1
212985911 | Central HP <5.4 tons | KEEPRITE | HRCU-A-CB (Split System: Heat Pump with Remote Outdoor Unit-Air-Source) | DLCURAH18ABK |  |  | EA*4X25L17A* | *96MSN0261410A* | 17800 | 16.5 | 8.1 | 17700 | 17700 | 100% | 2.14 | 0 | 10.5 |  |  |  | No | R-410A | 1.4833 | Residential & Commercial | Ducted CEE Tier 1
212520199 | Central HP <5.4 tons | CARRIER | HRCU-A-CB (Split System: Heat Pump with Remote Outdoor Unit-Air-Source) | 38MURAQ18AB3* | ADP |  | H,PG9J936 | 58TP*A090V17**16 | 17700 | 16 | 8.5 | 16700 | 18100 | 108.4% | 2.22 | 0 | 10.5 |  |  |  | No | R-410A | 1.475 | Residential & Commercial | Ducted CEE Tier 1
212624892 | Central HP <5.4 tons | COLEMAN | HRCU-A-CB (Split System: Heat Pump with Remote Outdoor Unit-Air-Source) | HMH72B341 | ASPEN |  | D(A,C,E)42C34+TDR | CP9C100C16MP13 | 32800 | 17.5 | 8.1 | 34000 | 27400 | 80.59% | 2.47 | 0 | 10 |  |  |  | No | R-410A | 2.7333 | Residential & Commercial | Ducted CEE Tier 1
212625026 | Central HP <5.4 tons | COLEMAN | HRCU-A-CB (Split System: Heat Pump with Remote Outdoor Unit-Air-Source) | HMH72B341 | ASPEN |  | D(A,C,E)48D34+TDR | TM8Y100C16MP11 | 33400 | 18.5 | 8.5 | 34000 | 27400 | 80.59% | 2.67 | 0 | 10 |  |  |  | No | R-410A | 2.7833 | Residential & Commercial | Ducted CEE Tier 1
212624197 | Central HP <5.4 tons | COLEMAN | HRCU-A-CB (Split System: Heat Pump with Remote Outdoor Unit-Air-Source) | HMH72B341 | ASPEN |  | C(A,C,D,E)42C24+TDR | TM9Y100C16MP11 | 31600 | 18 | 8.5 | 34000 | 28400 | 83.53% | 2.74 | 0 | 10 |  |  |  | No | R-410A | 2.6333 | Residential & Commercial | Ducted CEE Tier 1
212624213 | Central HP <5.4 tons | COLEMAN | HRCU-A-CB (Split System: Heat Pump with Remote Outdoor Unit-Air-Source) | HMH72B341 | ASPEN |  | C(A,C,D,E)36D24+TDR | TM8E040A12MP11 | 31600 | 18 | 8.1 | 33400 | 29000 | 86.83% | 2.48 | 0 | 10 |  |  |  | No | R-410A | 2.6333 | Residential & Commercial | Ducted CEE Tier 1
214771982 | Central HP <5.4 tons | GE | HRCU-A-CB (Split System: Heat Pump with Remote Outdoor Unit-Air-Source) | NS18H36MA4-** | ADP |  | HG9J936 | NF96D045S3B-* | 24000 | 18 | 8.5 | 22400 | 16200 | 72.32% | 2.16 | 0 | 12 |  |  |  | No | R-410A | 2 | Residential & Commercial | Ducted CEE Tier 1
216035494 | Central HP <5.4 tons | COLEMAN | HRCU-A-CB (Split System: Heat Pump with Remote Outdoor Unit-Air-Source) | HH824E2S11 | ASPEN |  | AE*S+CM30A3J+TDR |  | 23000 | 19 | 9 | 22800 | 19900 | 87.28% | 2.67 | 0 | 12 |  |  |  | No | R-454B | 1.9167 | Residential & Commercial | Ducted CEE Tier 1
214101703 | Central HP <5.4 tons | CONCORD | HRCU-A-CB (Split System: Heat Pump with Remote Outdoor Unit-Air-Source) | 4HP18V36P | ADP |  | H,A,DD16936 | 97G2DF070BE16 | 23800 | 18 | 8.5 | 22400 | 16300 | 72.77% | 2.16 | 0 | 12 |  |  |  | No | R-410A | 1.9833 | Residential & Commercial | Ducted CEE Tier 1
212628028 | Central HP <5.4 tons | COLEMAN | HRCU-A-CB (Split System: Heat Pump with Remote Outdoor Unit-Air-Source) | HMH72B341 | ASPEN |  | D(A,C,E)48D36+TDR | TL9E100C20UH11 | 33400 | 17 | 8.5 | 34000 | 29200 | 85.88% | 2.81 | 0 | 10 |  |  |  | No | R-410A | 2.7833 | Residential & Commercial | Ducted CEE Tier 1
212985961 | Central HP <5.4 tons | KEEPRITE | HRCU-A-CB (Split System: Heat Pump with Remote Outdoor Unit-Air-Source) | DLCURAH18ABK |  |  | EN(A,D)4X24L17** | *96MSN0261410A* | 17300 | 20 | 8.1 | 18300 | 19200 | 104.9% | 2.3 | 0 | 10.5 |  |  |  | No | R-410A | 1.4417 | Residential & Commercial | Ducted CEE Tier 1
211242106 | Central HP <5.4 tons | GRANDAIRE | HRCU-A-CB (Split System: Heat Pump with Remote Outdoor Unit-Air-Source) | WDLCURAH24ABK |  |  | WLA*364BA* | WFEL070B036B* | 24400 | 16.5 | 8.5 | 26400 | 22400 | 84.85% | 1.84 | 0 | 10 |  |  |  | No | R-410A | 2.0333 | Residential & Commercial | Ducted CEE Tier 1
211242174 | Central HP <5.4 tons | GRANDAIRE | HRCU-A-CB (Split System: Heat Pump with Remote Outdoor Unit-Air-Source) | WDLCURAH24ABK |  |  | WLA*364BA* | WFSX080B048A* | 24800 | 15.5 | 8.5 | 26800 | 22000 | 82.09% | 1.8 | 0 | 10 |  |  |  | No | R-410A | 2.0667 | Residential & Commercial | Ducted CEE Tier 1
211241373 | Central HP <5.4 tons | GRANDAIRE | HRCU-A-CB (Split System: Heat Pump with Remote Outdoor Unit-Air-Source) | WDLCURAH24ABK |  |  | WLA*304AA* | WFEL070A036B* | 24200 | 16.5 | 8.5 | 26400 | 23000 | 87.12% | 1.9 | 0 | 10 |  |  |  | No | R-410A | 2.0167 | Residential & Commercial | Ducted CEE Tier 1
212986339 | Central HP <5.4 tons | KEEPRITE | HRCU-A-CB (Split System: Heat Pump with Remote Outdoor Unit-Air-Source) | DLCURAH18ABK |  |  | EN(A,D)4X18L14** | *96MSN0401410A* | 17200 | 15.5 | 8.5 | 18500 | 19800 | 107% | 2.38 | 0 | 10.5 |  |  |  | No | R-410A | 1.4333 | Residential & Commercial | Ducted CEE Tier 1
212986387 | Central HP <5.4 tons | KEEPRITE | HRCU-A-CB (Split System: Heat Pump with Remote Outdoor Unit-Air-Source) | DLCURAH18ABK |  |  | EN(A,D)4X30L17** | *96MSN0401410A* | 17600 | 16 | 8.1 | 18200 | 18700 | 102.7% | 2.24 | 0 | 11 |  |  |  | No | R-410A | 1.4667 | Residential & Commercial | Ducted CEE Tier 1
212984717 | Central HP <5.4 tons | KEEPRITE | HRCU-A-CB (Split System: Heat Pump with Remote Outdoor Unit-Air-Source) | DLCURAH18ABK |  |  | EA*4X24L17A* | *92MSN0801716A* | 17700 | 16.5 | 8.5 | 18700 | 19300 | 103.2% | 2.32 | 0 | 10.5 |  |  |  | No | R-410A | 1.475 | Residential & Commercial | Ducted CEE Tier 1
211241198 | Central HP <5.4 tons | GRANDAIRE | HRCU-A-CB (Split System: Heat Pump with Remote Outdoor Unit-Air-Source) | WDLCURAH24ABK |  |  | WLA*254BA* | WFER070A036A* | 25000 | 17 | 8.5 | 25600 | 21000 | 82.03% | 1.78 | 0 | 10.5 |  |  |  | No | R-410A | 2.0833 | Residential & Commercial | Ducted CEE Tier 1
214094140 | Central HP <5.4 tons | BOSCH | HRCU-A-CB (Split System: Heat Pump with Remote Outdoor Unit-Air-Source) | BOVA-60HDN1-M20G | ASPEN |  | DM59A44+TDR | BGH96M080C4A | 40500 | 17 | 8.8 | 44500 | 39000 | 87.64% | 2.39 | 0 | 11.5 |  |  |  | No | R-410A | 3.375 | Residential & Commercial | Ducted CEE Tier 1
214094142 | Central HP <5.4 tons | BOSCH | HRCU-A-CB (Split System: Heat Pump with Remote Outdoor Unit-Air-Source) | BOVA-60HDN1-M20G | ASPEN |  | DM59A44+TDR | BGH96M100C5A | 42500 | 17.5 | 8.8 | 46500 | 39000 | 83.87% | 2.35 | 0 | 11 |  |  |  | No | R-410A | 3.5417 | Residential & Commercial | Ducted CEE Tier 1
212985761 | Central HP <5.4 tons | KEEPRITE | HRCU-A-CB (Split System: Heat Pump with Remote Outdoor Unit-Air-Source) | DLCURAH24ABK |  |  | EA*4X24L14A* | *96MSN0261410A* | 23200 | 16.5 | 8.5 | 27000 | 26400 | 97.78% | 2.2 | 0 | 10 |  |  |  | No | R-410A | 1.9333 | Residential & Commercial | Ducted CEE Tier 1
213204994 | Central HP <5.4 tons | TEMPSTAR | HRCU-A-CB (Split System: Heat Pump with Remote Outdoor Unit-Air-Source) | DLCURAH24ABK | ASPEN |  | D(A,C,E)30C44+TDR | *96VTN0401410A* | 23400 | 16 | 8.5 | 25600 | 20200 | 78.91% | 2.86 | 0 | 10 |  |  |  | No | R-410A | 1.95 | Residential & Commercial | Ducted CEE Tier 1
213204996 | Central HP <5.4 tons | TEMPSTAR | HRCU-A-CB (Split System: Heat Pump with Remote Outdoor Unit-Air-Source) | DLCURAH24ABK | ASPEN |  | D(A,C,E)36B34+TDR | *96VTN0401410A* | 23200 | 16 | 8.5 | 25600 | 20200 | 78.91% | 2.86 | 0 | 10 |  |  |  | No | R-410A | 1.9333 | Residential & Commercial | Ducted CEE Tier 1
213205021 | Central HP <5.4 tons | TEMPSTAR | HRCU-A-CB (Split System: Heat Pump with Remote Outdoor Unit-Air-Source) | DLCURAH24ABK | ASPEN |  | D(A,C,E)36B34+TDR | *96VTN0601412A* | 23400 | 16.5 | 8.5 | 25800 | 20000 | 77.52% | 2.86 | 0 | 10 |  |  |  | No | R-410A | 1.95 | Residential & Commercial | Ducted CEE Tier 1
212984681 | Central HP <5.4 tons | KEEPRITE | HRCU-A-CB (Split System: Heat Pump with Remote Outdoor Unit-Air-Source) | DLCURAH24ABK |  |  | EN(A,D,W)4X36L17** | *92MSN0801716A* | 23600 | 17.5 | 8.5 | 26200 | 24600 | 93.89% | 2.04 | 0 | 10.5 |  |  |  | No | R-410A | 1.9667 | Residential & Commercial | Ducted CEE Tier 1
211259978 | Central HP <5.4 tons | GRANDAIRE | HRCU-A-CB (Split System: Heat Pump with Remote Outdoor Unit-Air-Source) | WDLCURAH18ABK |  |  | WLA*194BA* | WFAX040A030A* | 18400 | 15.5 | 8.5 | 18500 | 17600 | 95.14% | 2.12 | 0 | 10.5 |  |  |  | No | R-410A | 1.5333 | Residential & Commercial | Ducted CEE Tier 1
211259994 | Central HP <5.4 tons | GRANDAIRE | HRCU-A-CB (Split System: Heat Pump with Remote Outdoor Unit-Air-Source) | WDLCURAH18ABK |  |  | WLA*194BA* | WFAX040B036A* | 18300 | 15.5 | 8.5 | 18400 | 17600 | 95.65% | 2.12 | 0 | 10.5 |  |  |  | No | R-410A | 1.525 | Residential & Commercial | Ducted CEE Tier 1
211261966 | Central HP <5.4 tons | GRANDAIRE | HRCU-A-CB (Split System: Heat Pump with Remote Outdoor Unit-Air-Source) | WDLCURAH18ABK |  |  | WLA*304BA* | WFSX026A030A* | 18200 | 15.5 | 8.5 | 18800 | 18400 | 97.87% | 2.22 | 0 | 10.5 |  |  |  | No | R-410A | 1.5167 | Residential & Commercial | Ducted CEE Tier 1
212627935 | Central HP <5.4 tons | COLEMAN | HRCU-A-CB (Split System: Heat Pump with Remote Outdoor Unit-Air-Source) | HMH72B341 | ASPEN |  | C(A,C,D,E)36C36+TDR | TM8Y080C16MP11 | 32400 | 18.5 | 8.5 | 34000 | 27400 | 80.59% | 2.67 | 0 | 10 |  |  |  | No | R-410A | 2.7 | Residential & Commercial | Ducted CEE Tier 1
212627951 | Central HP <5.4 tons | COLEMAN | HRCU-A-CB (Split System: Heat Pump with Remote Outdoor Unit-Air-Source) | HMH72B341 | ASPEN |  | D(A,C,E)48C36+TDR | TM8Y080C16MP11 | 33200 | 18.5 | 8.5 | 34000 | 27400 | 80.59% | 2.67 | 0 | 10 |  |  |  | No | R-410A | 2.7667 | Residential & Commercial | Ducted CEE Tier 1
212625076 | Central HP <5.4 tons | COLEMAN | HRCU-A-CB (Split System: Heat Pump with Remote Outdoor Unit-Air-Source) | HMH72B341 | ASPEN |  | D(A,C,E)48B34+TDR | TM9V100C16MP12 | 32600 | 17.5 | 8.5 | 34000 | 27400 | 80.59% | 2.67 | 0 | 10 |  |  |  | No | R-410A | 2.7167 | Residential & Commercial | Ducted CEE Tier 1
211260479 | Central HP <5.4 tons | GRANDAIRE | HRCU-A-CB (Split System: Heat Pump with Remote Outdoor Unit-Air-Source) | WDLCURAH18ABK |  |  | WLA*244BA* | WFSX060A036A* | 17800 | 16 | 8.5 | 18700 | 19000 | 101.6% | 2.28 | 0 | 10.5 |  |  |  | No | R-410A | 1.4833 | Residential & Commercial | Ducted CEE Tier 1
215292417 | Central HP <5.4 tons | AIRQUEST | HRCU-A-CB (Split System: Heat Pump with Remote Outdoor Unit-Air-Source) | DLCURAH24ABK | ADP |  | HG9J936 | *96MSN0601716A* | 23600 | 17 | 9 | 24200 | 23200 | 95.87% | 1.96 | 0 | 10 |  |  |  | No | R-410A | 1.9667 | Residential & Commercial | Ducted CEE Tier 1
215292422 | Central HP <5.4 tons | AIRQUEST | HRCU-A-CB (Split System: Heat Pump with Remote Outdoor Unit-Air-Source) | DLCURAH24ABK | ADP |  | HG80936 | *96MSN0601716A* | 23600 | 17 | 9 | 24200 | 23200 | 95.87% | 1.96 | 0 | 10 |  |  |  | No | R-410A | 1.9667 | Residential & Commercial | Ducted CEE Tier 1
215292442 | Central HP <5.4 tons | AIRQUEST | HRCU-A-CB (Split System: Heat Pump with Remote Outdoor Unit-Air-Source) | DLCURAH24ABK | ADP |  | HE32936 | *96MSN0801716A* | 23200 | 17 | 8.5 | 24800 | 23600 | 95.16% | 2 | 0 | 10 |  |  |  | No | R-410A | 1.9333 | Residential & Commercial | Ducted CEE Tier 1
212988737 | Central HP <5.4 tons | ARCOAIRE | HRCU-A-CB (Split System: Heat Pump with Remote Outdoor Unit-Air-Source) | DLCURAH24ABK |  |  | EN(A,D)4X30L17** | *95MSU0401712A* | 23600 | 16.5 | 8.1 | 26400 | 24200 | 91.67% | 2.02 | 0 | 10 |  |  |  | No | R-410A | 1.9667 | Residential & Commercial | Ducted CEE Tier 1
211259963 | Central HP <5.4 tons | GRANDAIRE | HRCU-A-CB (Split System: Heat Pump with Remote Outdoor Unit-Air-Source) | WDLCURAH18ABK |  |  | WLA*194BA* | WFAX060B042A* | 18200 | 16.5 | 8.5 | 18100 | 17600 | 97.24% | 2.14 | 0 | 11 |  |  |  | No | R-410A | 1.5167 | Residential & Commercial | Ducted CEE Tier 1
211260008 | Central HP <5.4 tons | GRANDAIRE | HRCU-A-CB (Split System: Heat Pump with Remote Outdoor Unit-Air-Source) | WDLCURAH18ABK |  |  | WLA*194BA* | WFEL070A036B* | 18100 | 16.5 | 8.5 | 18000 | 17700 | 98.33% | 2.14 | 0 | 11 |  |  |  | No | R-410A | 1.5083 | Residential & Commercial | Ducted CEE Tier 1
213077977 | Central HP <5.4 tons | GRANDAIRE | HRCU-A-CB (Split System: Heat Pump with Remote Outdoor Unit-Air-Source) | WDLCURAH36ABK |  |  | WLA*434CA* | WFE*070B036C* | 36200 | 16 | 8.5 | 38000 | 34600 | 91.05% | 2 | 0 | 10 |  |  |  | No | R-410A | 3.0167 | Residential & Commercial | Ducted CEE Tier 1
213078010 | Central HP <5.4 tons | GRANDAIRE | HRCU-A-CB (Split System: Heat Pump with Remote Outdoor Unit-Air-Source) | WDLCURAH36ABK |  |  | WLNC424BA* | WFE*070B036C* | 35600 | 16 | 8.1 | 38500 | 35200 | 91.43% | 1.88 | 0 | 10 |  |  |  | No | R-410A | 2.9667 | Residential & Commercial | Ducted CEE Tier 1
213077609 | Central HP <5.4 tons | GRANDAIRE | HRCU-A-CB (Split System: Heat Pump with Remote Outdoor Unit-Air-Source) | WDLCURAH36ABK |  |  | WLA*374CA* | WFST100C060A* | 36200 | 16.5 | 8.5 | 38000 | 35000 | 92.11% | 1.88 | 0 | 10 |  |  |  | No | R-410A | 3.0167 | Residential & Commercial | Ducted CEE Tier 1
211230630 | Central HP <5.4 tons | ARCOAIRE | HRCU-A-CB (Split System: Heat Pump with Remote Outdoor Unit-Air-Source) | DLCURAH36ABK |  |  | EN(A,D)4X48L24** | *92ESN1202420A* | 36400 | 16 | 8.1 | 38500 | 34800 | 90.39% | 2.04 | 0 | 10.5 |  |  |  | No | R-410A | 3.0333 | Residential & Commercial | Ducted CEE Tier 1
211227522 | Central HP <5.4 tons | ARCOAIRE | HRCU-A-CB (Split System: Heat Pump with Remote Outdoor Unit-Air-Source) | DLCURAH36ABK |  |  | EA*4X42L21A* | *92ESN0801716A* | 35400 | 16 | 8.1 | 38500 | 35000 | 90.91% | 1.88 | 0 | 10 |  |  |  | No | R-410A | 2.95 | Residential & Commercial | Ducted CEE Tier 1
211229273 | Central HP <5.4 tons | ARCOAIRE | HRCU-A-CB (Split System: Heat Pump with Remote Outdoor Unit-Air-Source) | DLCURAH36ABK |  |  | EA*4X48L24A* | *80ES(N,L)0902120A* | 36600 | 16 | 8.5 | 38500 | 34800 | 90.39% | 2.08 | 0 | 10 |  |  |  | No | R-410A | 3.05 | Residential & Commercial | Ducted CEE Tier 1
211228764 | Central HP <5.4 tons | ARCOAIRE | HRCU-A-CB (Split System: Heat Pump with Remote Outdoor Unit-Air-Source) | DLCURAH36ABK |  |  | EA*4X48L21A* | *80ES(N,L)0702116A* | 35600 | 16.5 | 8.5 | 37800 | 34600 | 91.53% | 2.04 | 0 | 10 |  |  |  | No | R-410A | 2.9667 | Residential & Commercial | Ducted CEE Tier 1
211230334 | Central HP <5.4 tons | ARCOAIRE | HRCU-A-CB (Split System: Heat Pump with Remote Outdoor Unit-Air-Source) | DLCURAH36ABK |  |  | EN(A,D,W)4X48L21** | *96VTN1002120A* | 36600 | 15.5 | 8.1 | 39500 | 35000 | 88.61% | 2.04 | 0 | 10 |  |  |  | No | R-410A | 3.05 | Residential & Commercial | Ducted CEE Tier 1
211260183 | Central HP <5.4 tons | GRANDAIRE | HRCU-A-CB (Split System: Heat Pump with Remote Outdoor Unit-Air-Source) | WDLCURAH18ABK |  |  | WLA*244AA* | WFSX026A030A* | 17900 | 15.5 | 8.5 | 19000 | 18900 | 99.47% | 2.26 | 0 | 10.5 |  |  |  | No | R-410A | 1.4917 | Residential & Commercial | Ducted CEE Tier 1
211260199 | Central HP <5.4 tons | GRANDAIRE | HRCU-A-CB (Split System: Heat Pump with Remote Outdoor Unit-Air-Source) | WDLCURAH18ABK |  |  | WLA*244AA* | WFEL045A036B* | 18000 | 16 | 8.5 | 18900 | 18900 | 100% | 2.28 | 0 | 10.5 |  |  |  | No | R-410A | 1.5 | Residential & Commercial | Ducted CEE Tier 1
211262064 | Central HP <5.4 tons | GRANDAIRE | HRCU-A-CB (Split System: Heat Pump with Remote Outdoor Unit-Air-Source) | WDLCURAH18ABK |  |  | WLA*304BA* | WFEL070B036B* | 18200 | 16.5 | 8.5 | 18700 | 18400 | 98.4% | 2.22 | 0 | 10.5 |  |  |  | No | R-410A | 1.5167 | Residential & Commercial | Ducted CEE Tier 1
211261044 | Central HP <5.4 tons | GRANDAIRE | HRCU-A-CB (Split System: Heat Pump with Remote Outdoor Unit-Air-Source) | WDLCURAH18ABK |  |  | WLA*254BA* | WFAX060B042A* | 18300 | 16.5 | 8.5 | 18000 | 17500 | 97.22% | 2.12 | 0 | 11 |  |  |  | No | R-410A | 1.525 | Residential & Commercial | Ducted CEE Tier 1
211240545 | Central HP <5.4 tons | ARCOAIRE | HRCU-A-CB (Split System: Heat Pump with Remote Outdoor Unit-Air-Source) | DLCURAH24ABK |  |  | EA*4X24L17A* | *80VTL0701716A* | 23800 | 16.5 | 8.5 | 26800 | 24000 | 89.55% | 2 | 0 | 10 |  |  |  | No | R-410A | 1.9833 | Residential & Commercial | Ducted CEE Tier 1
211240577 | Central HP <5.4 tons | ARCOAIRE | HRCU-A-CB (Split System: Heat Pump with Remote Outdoor Unit-Air-Source) | DLCURAH24ABK |  |  | EA*4X24L17A* | *95ESN0601412A* | 24000 | 15.5 | 8.5 | 27200 | 23600 | 86.76% | 1.92 | 0 | 10 |  |  |  | No | R-410A | 2 | Residential & Commercial | Ducted CEE Tier 1
211240629 | Central HP <5.4 tons | ARCOAIRE | HRCU-A-CB (Split System: Heat Pump with Remote Outdoor Unit-Air-Source) | DLCURAH24ABK |  |  | EA*4X24L17A* | *80ES(N,L)0451412A* | 24400 | 16 | 8.5 | 27200 | 23200 | 85.29% | 1.9 | 0 | 10 |  |  |  | No | R-410A | 2.0333 | Residential & Commercial | Ducted CEE Tier 1
211240677 | Central HP <5.4 tons | ARCOAIRE | HRCU-A-CB (Split System: Heat Pump with Remote Outdoor Unit-Air-Source) | DLCURAH24ABK |  |  | EA*4X24L17A* | *92ESN0601412A* | 23200 | 16.5 | 8.5 | 26400 | 25800 | 97.73% | 2.18 | 0 | 10 |  |  |  | No | R-410A | 1.9333 | Residential & Commercial | Ducted CEE Tier 1
212624226 | Central HP <5.4 tons | COLEMAN | HRCU-A-CB (Split System: Heat Pump with Remote Outdoor Unit-Air-Source) | HMH72B341 | ASPEN |  | C(A,C,D,E)48C24+TDR | TMLE040A12MP11 | 32000 | 18 | 8.1 | 33400 | 29000 | 86.83% | 2.48 | 0 | 10 |  |  |  | No | R-410A | 2.6667 | Residential & Commercial | Ducted CEE Tier 1
212627966 | Central HP <5.4 tons | COLEMAN | HRCU-A-CB (Split System: Heat Pump with Remote Outdoor Unit-Air-Source) | HMH72B341 | ASPEN |  | D(A,C,E)42A46+TDR | TM8Y100C16MP11 | 32400 | 18.5 | 8.5 | 34000 | 27400 | 80.59% | 2.67 | 0 | 10 |  |  |  | No | R-410A | 2.7 | Residential & Commercial | Ducted CEE Tier 1
212627967 | Central HP <5.4 tons | COLEMAN | HRCU-A-CB (Split System: Heat Pump with Remote Outdoor Unit-Air-Source) | HMH72B341 | ASPEN |  | D(A,C,E)42B36+TDR | TM8Y100C16MP11 | 32400 | 18.5 | 8.5 | 34000 | 27400 | 80.59% | 2.67 | 0 | 10 |  |  |  | No | R-410A | 2.7 | Residential & Commercial | Ducted CEE Tier 1
212628017 | Central HP <5.4 tons | COLEMAN | HRCU-A-CB (Split System: Heat Pump with Remote Outdoor Unit-Air-Source) | HMH72B341 | ASPEN |  | D(A,C,E)42D36+TDR | TP9C100C16MP13 | 33200 | 17.5 | 8.1 | 34000 | 27400 | 80.59% | 2.47 | 0 | 10 |  |  |  | No | R-410A | 2.7667 | Residential & Commercial | Ducted CEE Tier 1
212984216 | Central HP <5.4 tons | GRANDAIRE | HRCU-A-CB (Split System: Heat Pump with Remote Outdoor Unit-Air-Source) | WDLCURAH18ABK |  |  | WLNC244BA* | WFAX060B042B* | 17500 | 16 | 8.5 | 18500 | 18600 | 100.5% | 2.24 | 0 | 10.5 |  |  |  | No | R-410A | 1.4583 | Residential & Commercial | Ducted CEE Tier 1
211240776 | Central HP <5.4 tons | ARCOAIRE | HRCU-A-CB (Split System: Heat Pump with Remote Outdoor Unit-Air-Source) | DLCURAH24ABK |  |  | EA*4X24L17A* | OMV098J12* | 23400 | 16.5 | 8.5 | 26600 | 25000 | 93.98% | 2.08 | 0 | 10 |  |  |  | No | R-410A | 1.95 | Residential & Commercial | Ducted CEE Tier 1
211241077 | Central HP <5.4 tons | ARCOAIRE | HRCU-A-CB (Split System: Heat Pump with Remote Outdoor Unit-Air-Source) | DLCURAH24ABK |  |  | EA*4X25L17A* | *80ES(N,L)0451712A* | 24800 | 17 | 8.5 | 25600 | 21200 | 82.81% | 1.78 | 0 | 10.5 |  |  |  | No | R-410A | 2.0667 | Residential & Commercial | Ducted CEE Tier 1
211241024 | Central HP <5.4 tons | ARCOAIRE | HRCU-A-CB (Split System: Heat Pump with Remote Outdoor Unit-Air-Source) | DLCURAH24ABK |  |  | EA*4X25L17A* | *96VTN0401410A* | 24400 | 16 | 8.5 | 25600 | 21600 | 84.38% | 1.78 | 0 | 10 |  |  |  | No | R-410A | 2.0333 | Residential & Commercial | Ducted CEE Tier 1
212989173 | Central HP <5.4 tons | KEEPRITE | HRCU-A-CB (Split System: Heat Pump with Remote Outdoor Unit-Air-Source) | DLCURAH24ABK |  |  | EA*4X36L17A* | *95MSU0601716A* | 23600 | 17 | 8.5 | 26200 | 24000 | 91.6% | 1.98 | 0 | 10 |  |  |  | No | R-410A | 1.9667 | Residential & Commercial | Ducted CEE Tier 1
212988657 | Central HP <5.4 tons | KEEPRITE | HRCU-A-CB (Split System: Heat Pump with Remote Outdoor Unit-Air-Source) | DLCURAH24ABK |  |  | EA*4X25L17A* | *95MSU0401712A* | 24200 | 16.5 | 8.5 | 25200 | 21800 | 86.51% | 1.82 | 0 | 10 |  |  |  | No | R-410A | 2.0167 | Residential & Commercial | Ducted CEE Tier 1
212988705 | Central HP <5.4 tons | KEEPRITE | HRCU-A-CB (Split System: Heat Pump with Remote Outdoor Unit-Air-Source) | DLCURAH24ABK |  |  | EA*4X37L17A* | *95MSU0401712A* | 24000 | 16.5 | 8.5 | 25200 | 22200 | 88.1% | 1.84 | 0 | 10 |  |  |  | No | R-410A | 2 | Residential & Commercial | Ducted CEE Tier 1
211259830 | Central HP <5.4 tons | GRANDAIRE | HRCU-A-CB (Split System: Heat Pump with Remote Outdoor Unit-Air-Source) | WDLCURAH18ABK |  |  | WLA*194BA* | WFSX060A036A* | 18400 | 16.5 | 8.5 | 18300 | 17600 | 96.17% | 2.14 | 0 | 11 |  |  |  | No | R-410A | 1.5333 | Residential & Commercial | Ducted CEE Tier 1
211260573 | Central HP <5.4 tons | GRANDAIRE | HRCU-A-CB (Split System: Heat Pump with Remote Outdoor Unit-Air-Source) | WDLCURAH18ABK |  |  | WLA*244BA* | WFER070B036A* | 18000 | 16 | 8.5 | 18800 | 18900 | 100.5% | 2.28 | 0 | 10.5 |  |  |  | No | R-410A | 1.5 | Residential & Commercial | Ducted CEE Tier 1
212985771 | Central HP <5.4 tons | KEEPRITE | HRCU-A-CB (Split System: Heat Pump with Remote Outdoor Unit-Air-Source) | DLCURAH24ABK |  |  | EA*4X24L17A* | *96MSN0261410A* | 23400 | 16.5 | 8.5 | 27000 | 26200 | 97.04% | 2.2 | 0 | 10 |  |  |  | No | R-410A | 1.95 | Residential & Commercial | Ducted CEE Tier 1
212985821 | Central HP <5.4 tons | KEEPRITE | HRCU-A-CB (Split System: Heat Pump with Remote Outdoor Unit-Air-Source) | DLCURAH24ABK |  |  | EA*4X37L17A* | *96MSN0261410A* | 24000 | 16.5 | 8.5 | 25200 | 22200 | 88.1% | 1.84 | 0 | 10 |  |  |  | No | R-410A | 2 | Residential & Commercial | Ducted CEE Tier 1
215293320 | Central HP <5.4 tons | AIRQUEST | HRCU-A-CB (Split System: Heat Pump with Remote Outdoor Unit-Air-Source) | DLCURAH24ABK | ADP |  | HG81936 | *96VTN1002122B* | 23800 | 17 | 8.5 | 24800 | 23400 | 94.35% | 1.98 | 0 | 10.5 |  |  |  | No | R-410A | 1.9833 | Residential & Commercial | Ducted CEE Tier 1
212628066 | Central HP <5.4 tons | COLEMAN | HRCU-A-CB (Split System: Heat Pump with Remote Outdoor Unit-Air-Source) | HMH72B341 | ASPEN |  | D(A,C,E)48D36+TDR | TL8E100C20UH11 | 33400 | 17.5 | 8.5 | 34000 | 27400 | 80.59% | 2.69 | 0 | 10 |  |  |  | No | R-410A | 2.7833 | Residential & Commercial | Ducted CEE Tier 1
212984033 | Central HP <5.4 tons | KEEPRITE | HRCU-A-CB (Split System: Heat Pump with Remote Outdoor Unit-Air-Source) | DLCURAH24ABK |  |  | EA*4X24L17A* | *92MSN0601714A* | 23400 | 17 | 8.5 | 26800 | 26400 | 98.51% | 2.24 | 0 | 10 |  |  |  | No | R-410A | 1.95 | Residential & Commercial | Ducted CEE Tier 1
212985811 | Central HP <5.4 tons | KEEPRITE | HRCU-A-CB (Split System: Heat Pump with Remote Outdoor Unit-Air-Source) | DLCURAH24ABK |  |  | EA*4X36L17A* | *96MSN0261410A* | 23400 | 16.5 | 8.5 | 26200 | 24400 | 93.13% | 2.02 | 0 | 10 |  |  |  | No | R-410A | 1.95 | Residential & Commercial | Ducted CEE Tier 1
212985861 | Central HP <5.4 tons | KEEPRITE | HRCU-A-CB (Split System: Heat Pump with Remote Outdoor Unit-Air-Source) | DLCURAH24ABK |  |  | EN(A,D)4X30L17** | *96MSN0261410A* | 23400 | 16.5 | 8.1 | 26000 | 24400 | 93.85% | 2.02 | 0 | 10 |  |  |  | No | R-410A | 1.95 | Residential & Commercial | Ducted CEE Tier 1
212984693 | Central HP <5.4 tons | KEEPRITE | HRCU-A-CB (Split System: Heat Pump with Remote Outdoor Unit-Air-Source) | DLCURAH24ABK |  |  | EN(A,D)4X36L21** | *92MSN0801716A* | 23600 | 17.5 | 8.5 | 26200 | 24600 | 93.89% | 2.04 | 0 | 10.5 |  |  |  | No | R-410A | 1.9667 | Residential & Commercial | Ducted CEE Tier 1
212988717 | Central HP <5.4 tons | KEEPRITE | HRCU-A-CB (Split System: Heat Pump with Remote Outdoor Unit-Air-Source) | DLCURAH24ABK |  |  | EA*4X37L21A* | *95MSU0401712A* | 24200 | 17 | 8.5 | 25200 | 21400 | 84.92% | 1.8 | 0 | 10 |  |  |  | No | R-410A | 2.0167 | Residential & Commercial | Ducted CEE Tier 1
212987815 | Central HP <5.4 tons | KEEPRITE | HRCU-A-CB (Split System: Heat Pump with Remote Outdoor Unit-Air-Source) | DLCURAH24ABK |  |  | EA*4X37L21A* | *96MSN0802120A* | 24200 | 17.5 | 8.5 | 25200 | 21600 | 85.71% | 1.82 | 0 | 10 |  |  |  | No | R-410A | 2.0167 | Residential & Commercial | Ducted CEE Tier 1
212987467 | Central HP <5.4 tons | KEEPRITE | HRCU-A-CB (Split System: Heat Pump with Remote Outdoor Unit-Air-Source) | DLCURAH24ABK |  |  | EN(A,D)4X30L17** | *96MSN0801716A* | 23800 | 17 | 8.5 | 26400 | 24000 | 90.91% | 2 | 0 | 10.5 |  |  |  | No | R-410A | 1.9833 | Residential & Commercial | Ducted CEE Tier 1
211241073 | Central HP <5.4 tons | GRANDAIRE | HRCU-A-CB (Split System: Heat Pump with Remote Outdoor Unit-Air-Source) | WDLCURAH24ABK |  |  | WLA*254BA* | WFER045A036A* | 25400 | 16.5 | 8.5 | 26000 | 20800 | 80% | 1.76 | 0 | 10.5 |  |  |  | No | R-410A | 2.1167 | Residential & Commercial | Ducted CEE Tier 1
211241096 | Central HP <5.4 tons | GRANDAIRE | HRCU-A-CB (Split System: Heat Pump with Remote Outdoor Unit-Air-Source) | WDLCURAH24ABK |  |  | WLA*254BA* | WFEL070B036B* | 25000 | 16.5 | 8.5 | 25800 | 21000 | 81.4% | 1.76 | 0 | 10.5 |  |  |  | No | R-410A | 2.0833 | Residential & Commercial | Ducted CEE Tier 1
211240762 | Central HP <5.4 tons | GRANDAIRE | HRCU-A-CB (Split System: Heat Pump with Remote Outdoor Unit-Air-Source) | WDLCURAH24ABK |  |  | WLA*244BA* | WFER070A036A* | 24000 | 16.5 | 8.5 | 26800 | 23800 | 88.81% | 1.96 | 0 | 10 |  |  |  | No | R-410A | 2 | Residential & Commercial | Ducted CEE Tier 1
211241625 | Central HP <5.4 tons | GRANDAIRE | HRCU-A-CB (Split System: Heat Pump with Remote Outdoor Unit-Air-Source) | WDLCURAH24ABK |  |  | WLA*304BA* | WFSX026A030A* | 23200 | 16.5 | 8.5 | 25800 | 24400 | 94.57% | 2.02 | 0 | 10 |  |  |  | No | R-410A | 1.9333 | Residential & Commercial | Ducted CEE Tier 1
211242094 | Central HP <5.4 tons | GRANDAIRE | HRCU-A-CB (Split System: Heat Pump with Remote Outdoor Unit-Air-Source) | WDLCURAH24ABK |  |  | WLA*364BA* | WFEL045B036B* | 24200 | 16.5 | 8.5 | 26200 | 22600 | 86.26% | 1.88 | 0 | 10 |  |  |  | No | R-410A | 2.0167 | Residential & Commercial | Ducted CEE Tier 1
211242163 | Central HP <5.4 tons | GRANDAIRE | HRCU-A-CB (Split System: Heat Pump with Remote Outdoor Unit-Air-Source) | WDLCURAH24ABK |  |  | WLA*364BA* | WFSX060B042A* | 24600 | 16 | 8.5 | 26600 | 22200 | 83.46% | 1.82 | 0 | 10 |  |  |  | No | R-410A | 2.05 | Residential & Commercial | Ducted CEE Tier 1
211242329 | Central HP <5.4 tons | GRANDAIRE | HRCU-A-CB (Split System: Heat Pump with Remote Outdoor Unit-Air-Source) | WDLCURAH24ABK |  |  | WLA*364CA* | WFSU040B036A* | 23800 | 17 | 8.5 | 25800 | 23200 | 89.92% | 1.92 | 0 | 10 |  |  |  | No | R-410A | 1.9833 | Residential & Commercial | Ducted CEE Tier 1
211241142 | Central HP <5.4 tons | GRANDAIRE | HRCU-A-CB (Split System: Heat Pump with Remote Outdoor Unit-Air-Source) | WDLCURAH24ABK |  |  | WLA*254BA* | WFAX080B048A* | 25000 | 17.5 | 8.5 | 25600 | 21000 | 82.03% | 1.78 | 0 | 10.5 |  |  |  | No | R-410A | 2.0833 | Residential & Commercial | Ducted CEE Tier 1
212624277 | Central HP <5.4 tons | COLEMAN | HRCU-A-CB (Split System: Heat Pump with Remote Outdoor Unit-Air-Source) | HMH72B341 | ASPEN |  | D(A,C,E)36D34+TDR | TM8E120C16MP11 | 33200 | 18 | 8.4 | 34000 | 28800 | 84.71% | 2.77 | 0 | 10 |  |  |  | No | R-410A | 2.7667 | Residential & Commercial | Ducted CEE Tier 1
212986615 | Central HP <5.4 tons | KEEPRITE | HRCU-A-CB (Split System: Heat Pump with Remote Outdoor Unit-Air-Source) | DLCURAH24ABK |  |  | EN(A,D)4X24L17** | *96MSN0401712A* | 23200 | 15.2 | 8.5 | 27200 | 24800 | 91.18% | 2.04 | 0 | 10 |  |  |  | No | R-410A | 1.9333 | Residential & Commercial | Ducted CEE Tier 1
212986905 | Central HP <5.4 tons | KEEPRITE | HRCU-A-CB (Split System: Heat Pump with Remote Outdoor Unit-Air-Source) | DLCURAH24ABK |  |  | EA*4X30L17A* | *96MSN0601412A* | 23600 | 16.5 | 8.5 | 26200 | 24200 | 92.37% | 2 | 0 | 10 |  |  |  | No | R-410A | 1.9667 | Residential & Commercial | Ducted CEE Tier 1
212986219 | Central HP <5.4 tons | KEEPRITE | HRCU-A-CB (Split System: Heat Pump with Remote Outdoor Unit-Air-Source) | DLCURAH24ABK |  |  | EN(A,D)4X24L14** | *96MSN0401410A* | 23200 | 16 | 8.5 | 27000 | 25200 | 93.33% | 2.1 | 0 | 10 |  |  |  | No | R-410A | 1.9333 | Residential & Commercial | Ducted CEE Tier 1
212985367 | Central HP <5.4 tons | KEEPRITE | HRCU-A-CB (Split System: Heat Pump with Remote Outdoor Unit-Air-Source) | DLCURAH24ABK |  |  | EN(A,D)4X36L21** | *92MSN1002120A* | 23600 | 17.5 | 8.5 | 26400 | 24200 | 91.67% | 2.02 | 0 | 10.5 |  |  |  | No | R-410A | 1.9667 | Residential & Commercial | Ducted CEE Tier 1
211260961 | Central HP <5.4 tons | GRANDAIRE | HRCU-A-CB (Split System: Heat Pump with Remote Outdoor Unit-Air-Source) | WDLCURAH18ABK |  |  | WLA*254BA* | WFSX026A030A* | 18600 | 16 | 8.5 | 18500 | 17400 | 94.05% | 2.12 | 0 | 11 |  |  |  | No | R-410A | 1.55 | Residential & Commercial | Ducted CEE Tier 1
211261018 | Central HP <5.4 tons | GRANDAIRE | HRCU-A-CB (Split System: Heat Pump with Remote Outdoor Unit-Air-Source) | WDLCURAH18ABK |  |  | WLA*254BA* | WFER070B036A* | 18600 | 16.5 | 8.5 | 18400 | 17400 | 94.57% | 2.12 | 0 | 11 |  |  |  | No | R-410A | 1.55 | Residential & Commercial | Ducted CEE Tier 1
211261091 | Central HP <5.4 tons | GRANDAIRE | HRCU-A-CB (Split System: Heat Pump with Remote Outdoor Unit-Air-Source) | WDLCURAH18ABK |  |  | WLA*254BA* | WFAX040B036A* | 18400 | 15.5 | 8.5 | 18300 | 17500 | 95.63% | 2.12 | 0 | 10.5 |  |  |  | No | R-410A | 1.5333 | Residential & Commercial | Ducted CEE Tier 1
213927957 | Central HP <5.4 tons | WESTINGHOUSE | HRCU-A-C (Split System: Heat Pump with Remote Outdoor Unit with No Indoor Fan --Air Source) | WHM48SZA21S | ASPEN |  | D(A,C,E)60C44+TDR |  | 40500 | 15.55 | 8.55 | 42000 | 34600 | 82.38% | 1.94 | 0 | 11.4 |  |  |  | No | R-410A | 3.375 | Residential & Commercial | Ducted CEE Tier 1
213927973 | Central HP <5.4 tons | WESTINGHOUSE | HRCU-A-C (Split System: Heat Pump with Remote Outdoor Unit with No Indoor Fan --Air Source) | WHM48SZA21S | ASPEN |  | D(A,C,E)61A44+TDR |  | 40500 | 15.55 | 8.55 | 42000 | 34600 | 82.38% | 1.94 | 0 | 11.4 |  |  |  | No | R-410A | 3.375 | Residential & Commercial | Ducted CEE Tier 1
212984201 | Central HP <5.4 tons | KEEPRITE | HRCU-A-CB (Split System: Heat Pump with Remote Outdoor Unit-Air-Source) | DLCURAH18ABK |  |  | EA*4X30L17A* | *92MSN0601714A* | 17700 | 16.5 | 8.5 | 18300 | 18700 | 102.2% | 2.24 | 0 | 10.5 |  |  |  | No | R-410A | 1.475 | Residential & Commercial | Ducted CEE Tier 1
212987075 | Central HP <5.4 tons | KEEPRITE | HRCU-A-CB (Split System: Heat Pump with Remote Outdoor Unit-Air-Source) | DLCURAH18ABK |  |  | EN(A,D)4X30L14** | *96MSN0601412A* | 17500 | 16 | 8.1 | 18000 | 18600 | 103.3% | 2.24 | 0 | 11 |  |  |  | No | R-410A | 1.4583 | Residential & Commercial | Ducted CEE Tier 1
212987025 | Central HP <5.4 tons | KEEPRITE | HRCU-A-CB (Split System: Heat Pump with Remote Outdoor Unit-Air-Source) | DLCURAH18ABK |  |  | EA*4X30L14A* | *96MSN0601412A* | 17400 | 16 | 8.5 | 18000 | 18700 | 103.9% | 2.26 | 0 | 10.5 |  |  |  | No | R-410A | 1.45 | Residential & Commercial | Ducted CEE Tier 1
212984713 | Central HP <5.4 tons | ARCOAIRE | HRCU-A-CB (Split System: Heat Pump with Remote Outdoor Unit-Air-Source) | DLCURAH18ABK |  |  | EA*4X24L17A* | *92MSN0801716A* | 17700 | 16.5 | 8.5 | 18700 | 19300 | 103.2% | 2.32 | 0 | 10.5 |  |  |  | No | R-410A | 1.475 | Residential & Commercial | Ducted CEE Tier 1
212984060 | Central HP <5.4 tons | GRANDAIRE | HRCU-A-CB (Split System: Heat Pump with Remote Outdoor Unit-Air-Source) | WDLCURAH24ABK |  |  | WLA*304BA* | WFAX060B042B* | 23600 | 17 | 8.5 | 26400 | 23800 | 90.15% | 1.98 | 0 | 10 |  |  |  | No | R-410A | 1.9667 | Residential & Commercial | Ducted CEE Tier 1
212989224 | Central HP <5.4 tons | GRANDAIRE | HRCU-A-CB (Split System: Heat Pump with Remote Outdoor Unit-Air-Source) | WDLCURAH24ABK |  |  | WLNC244BA* | WFSU060B048B* | 23200 | 16.5 | 8.5 | 26800 | 24400 | 91.04% | 2.02 | 0 | 10 |  |  |  | No | R-410A | 1.9333 | Residential & Commercial | Ducted CEE Tier 1
211261175 | Central HP <5.4 tons | GRANDAIRE | HRCU-A-CB (Split System: Heat Pump with Remote Outdoor Unit-Air-Source) | WDLCURAH18ABK |  |  | WLA*254BA* | WFEU060B048A* | 19100 | 16.5 | 8.5 | 18900 | 17300 | 91.53% | 2.12 | 0 | 11 |  |  |  | No | R-410A | 1.5917 | Residential & Commercial | Ducted CEE Tier 1
211262066 | Central HP <5.4 tons | GRANDAIRE | HRCU-A-CB (Split System: Heat Pump with Remote Outdoor Unit-Air-Source) | WDLCURAH18ABK |  |  | WLA*304BA* | WFER070B036A* | 18200 | 16.5 | 8.5 | 18700 | 18400 | 98.4% | 2.22 | 0 | 10.5 |  |  |  | No | R-410A | 1.5167 | Residential & Commercial | Ducted CEE Tier 1
211261447 | Central HP <5.4 tons | GRANDAIRE | HRCU-A-CB (Split System: Heat Pump with Remote Outdoor Unit-Air-Source) | WDLCURAH18ABK |  |  | WLA*304AA* | WFER045A036A* | 18200 | 16.5 | 8.5 | 18600 | 18400 | 98.92% | 2.22 | 0 | 10.5 |  |  |  | No | R-410A | 1.5167 | Residential & Commercial | Ducted CEE Tier 1
211261513 | Central HP <5.4 tons | GRANDAIRE | HRCU-A-CB (Split System: Heat Pump with Remote Outdoor Unit-Air-Source) | WDLCURAH18ABK |  |  | WLA*304AA* | WFEL070A036B* | 17700 | 16.5 | 8.5 | 18200 | 18500 | 101.6% | 2.22 | 0 | 10.5 |  |  |  | No | R-410A | 1.475 | Residential & Commercial | Ducted CEE Tier 1
211261515 | Central HP <5.4 tons | GRANDAIRE | HRCU-A-CB (Split System: Heat Pump with Remote Outdoor Unit-Air-Source) | WDLCURAH18ABK |  |  | WLA*304AA* | WFER070A036A* | 17700 | 16.5 | 8.5 | 18200 | 18500 | 101.6% | 2.22 | 0 | 10.5 |  |  |  | No | R-410A | 1.475 | Residential & Commercial | Ducted CEE Tier 1
213076122 | Central HP <5.4 tons | KEEPRITE | HRCU-A-CB (Split System: Heat Pump with Remote Outdoor Unit-Air-Source) | DLCURAH24ABK |  |  | EN(A,D)4X36L21** | *95MSU1002120A* | 23800 | 17 | 8.5 | 26400 | 24000 | 90.91% | 2 | 0 | 10.5 |  |  |  | No | R-410A | 1.9833 | Residential & Commercial | Ducted CEE Tier 1
212984732 | Central HP <5.4 tons | GRANDAIRE | HRCU-A-CB (Split System: Heat Pump with Remote Outdoor Unit-Air-Source) | WDLCURAH18ABK |  |  | WLA*254BA* | WFAX080B048B* | 18300 | 16.5 | 8.5 | 18100 | 18700 | 103.3% | 2.26 | 0 | 11 |  |  |  | No | R-410A | 1.525 | Residential & Commercial | Ducted CEE Tier 1
212987415 | Central HP <5.4 tons | ARCOAIRE | HRCU-A-CB (Split System: Heat Pump with Remote Outdoor Unit-Air-Source) | DLCURAH24ABK |  |  | EA*4X36L21A* | *96MSN0801716A* | 23400 | 17 | 8.5 | 26000 | 24200 | 93.08% | 2.02 | 0 | 10 |  |  |  | No | R-410A | 1.95 | Residential & Commercial | Ducted CEE Tier 1
212986881 | Central HP <5.4 tons | ARCOAIRE | HRCU-A-CB (Split System: Heat Pump with Remote Outdoor Unit-Air-Source) | DLCURAH24ABK |  |  | EA*4X25L17A* | *96MSN0601412A* | 24200 | 17 | 8.5 | 25200 | 21800 | 86.51% | 1.82 | 0 | 10 |  |  |  | No | R-410A | 2.0167 | Residential & Commercial | Ducted CEE Tier 1
211260895 | Central HP <5.4 tons | GRANDAIRE | HRCU-A-CB (Split System: Heat Pump with Remote Outdoor Unit-Air-Source) | WDLCURAH18ABK |  |  | WLA*254BA* | WFSX040A030A* | 18300 | 16 | 8.5 | 18200 | 17500 | 96.15% | 2.12 | 0 | 10.5 |  |  |  | No | R-410A | 1.525 | Residential & Commercial | Ducted CEE Tier 1
211260329 | Central HP <5.4 tons | GRANDAIRE | HRCU-A-CB (Split System: Heat Pump with Remote Outdoor Unit-Air-Source) | WDLCURAH18ABK |  |  | WLA*244BA* | WFSU040B036A* | 17600 | 16 | 8.5 | 18500 | 19100 | 103.2% | 2.3 | 0 | 10.5 |  |  |  | No | R-410A | 1.4667 | Residential & Commercial | Ducted CEE Tier 1
212986243 | Central HP <5.4 tons | KEEPRITE | HRCU-A-CB (Split System: Heat Pump with Remote Outdoor Unit-Air-Source) | DLCURAH24ABK |  |  | EN(A,D)4X30L14** | *96MSN0401410A* | 23400 | 16 | 8.1 | 26400 | 24600 | 93.18% | 2.02 | 0 | 10 |  |  |  | No | R-410A | 1.95 | Residential & Commercial | Ducted CEE Tier 1
212986591 | Central HP <5.4 tons | KEEPRITE | HRCU-A-CB (Split System: Heat Pump with Remote Outdoor Unit-Air-Source) | DLCURAH24ABK |  |  | EA*4X37L17A* | *96MSN0401712A* | 24000 | 15.5 | 8.5 | 25600 | 22200 | 86.72% | 1.82 | 0 | 10 |  |  |  | No | R-410A | 2 | Residential & Commercial | Ducted CEE Tier 1
212989245 | Central HP <5.4 tons | KEEPRITE | HRCU-A-CB (Split System: Heat Pump with Remote Outdoor Unit-Air-Source) | DLCURAH24ABK |  |  | EN(A,D,W)4X36L17** | *95MSU0601716A* | 23600 | 17 | 8.5 | 26400 | 24400 | 92.42% | 2.02 | 0 | 10.5 |  |  |  | No | R-410A | 1.9667 | Residential & Commercial | Ducted CEE Tier 1
211260466 | Central HP <5.4 tons | GRANDAIRE | HRCU-A-CB (Split System: Heat Pump with Remote Outdoor Unit-Air-Source) | WDLCURAH18ABK |  |  | WLA*244BA* | WFSX040B036A* | 17300 | 15.5 | 8.5 | 18300 | 19300 | 105.5% | 2.3 | 0 | 10 |  |  |  | No | R-410A | 1.4417 | Residential & Commercial | Ducted CEE Tier 1
211260827 | Central HP <5.4 tons | GRANDAIRE | HRCU-A-CB (Split System: Heat Pump with Remote Outdoor Unit-Air-Source) | WDLCURAH18ABK |  |  | WLA*254BA* | WFEU040B036A* | 19000 | 16.5 | 8.5 | 18600 | 17200 | 92.47% | 2.12 | 0 | 11 |  |  |  | No | R-410A | 1.5833 | Residential & Commercial | Ducted CEE Tier 1
211261445 | Central HP <5.4 tons | GRANDAIRE | HRCU-A-CB (Split System: Heat Pump with Remote Outdoor Unit-Air-Source) | WDLCURAH18ABK |  |  | WLA*304AA* | WFEL045A036B* | 18200 | 16.5 | 8.5 | 18600 | 18400 | 98.92% | 2.22 | 0 | 10.5 |  |  |  | No | R-410A | 1.5167 | Residential & Commercial | Ducted CEE Tier 1
213739975 | Central HP <5.4 tons | DAY & NIGHT | HRCU-A-CB (Split System: Heat Pump with Remote Outdoor Unit-Air-Source) | DLCURAH24ABK | ADP |  | FG32936 | *96VSN0601412B* | 23200 | 16 | 8.5 | 25200 | 26600 | 105.6% | 2.3 | 0 | 10 |  |  |  | No | R-410A | 1.9333 | Residential & Commercial | Ducted CEE Tier 1
212983315 | Central HP <5.4 tons | GRANDAIRE | HRCU-A-CB (Split System: Heat Pump with Remote Outdoor Unit-Air-Source) | WDLCURAH18ABK |  |  | WLNC304BA* | WFAX040B036B* | 17400 | 15.5 | 8.1 | 18100 | 16300 | 90.06% | 1.86 | 0 | 10.5 |  |  |  | No | R-410A | 1.45 | Residential & Commercial | Ducted CEE Tier 1
212977618 | Central HP <5.4 tons | KEEPRITE | HRCU-A-CB (Split System: Heat Pump with Remote Outdoor Unit-Air-Source) | DLCURAH24ABK |  |  | EA*4X30L17A* | *80MS(N,L)0451412A* | 23600 | 17 | 8.5 | 26000 | 24000 | 92.31% | 2 | 0 | 10 |  |  |  | No | R-410A | 1.9667 | Residential & Commercial | Ducted CEE Tier 1
212624672 | Central HP <5.4 tons | COLEMAN | HRCU-A-CB (Split System: Heat Pump with Remote Outdoor Unit-Air-Source) | HMH72B341 | ASPEN |  | D(A,C,E)42D34+TDR | TMLV100C16MP12 | 33200 | 17.5 | 8.1 | 33800 | 27400 | 81.07% | 2.47 | 0 | 10 |  |  |  | No | R-410A | 2.7667 | Residential & Commercial | Ducted CEE Tier 1
212624259 | Central HP <5.4 tons | COLEMAN | HRCU-A-CB (Split System: Heat Pump with Remote Outdoor Unit-Air-Source) | HMH72B341 | ASPEN |  | C(A,C,D,E)36D24+TDR | TMLE080C16MP11 | 31800 | 18 | 8.1 | 33000 | 29000 | 87.88% | 2.49 | 0 | 10 |  |  |  | No | R-410A | 2.65 | Residential & Commercial | Ducted CEE Tier 1
212624423 | Central HP <5.4 tons | COLEMAN | HRCU-A-CB (Split System: Heat Pump with Remote Outdoor Unit-Air-Source) | HMH72B341 | ASPEN |  | C(A,C,D,E)36D24+TDR | TM8E120C16MP11 | 32000 | 18 | 8.5 | 34000 | 28800 | 84.71% | 2.79 | 0 | 10 |  |  |  | No | R-410A | 2.6667 | Residential & Commercial | Ducted CEE Tier 1
212624441 | Central HP <5.4 tons | COLEMAN | HRCU-A-CB (Split System: Heat Pump with Remote Outdoor Unit-Air-Source) | HMH72B341 | ASPEN |  | C(A,C,D,E)48D24+TDR | TMLE120C16MP11 | 32800 | 18 | 8.1 | 33000 | 29200 | 88.48% | 2.5 | 0 | 10 |  |  |  | No | R-410A | 2.7333 | Residential & Commercial | Ducted CEE Tier 1
212977702 | Central HP <5.4 tons | KEEPRITE | HRCU-A-CB (Split System: Heat Pump with Remote Outdoor Unit-Air-Source) | DLCURAH24ABK |  |  | EN(A,D,W)4X36L17** | *80MS(N,L)0451412A* | 23600 | 17 | 8.5 | 26400 | 24200 | 91.67% | 2 | 0 | 10.5 |  |  |  | No | R-410A | 1.9667 | Residential & Commercial | Ducted CEE Tier 1
211240688 | Central HP <5.4 tons | ARCOAIRE | HRCU-A-CB (Split System: Heat Pump with Remote Outdoor Unit-Air-Source) | DLCURAH24ABK |  |  | EA*4X24L17A* | *92ESN0601714A* | 24000 | 16.5 | 8.5 | 26800 | 23800 | 88.81% | 1.96 | 0 | 10 |  |  |  | No | R-410A | 2 | Residential & Commercial | Ducted CEE Tier 1
212987799 | Central HP <5.4 tons | ARCOAIRE | HRCU-A-CB (Split System: Heat Pump with Remote Outdoor Unit-Air-Source) | DLCURAH24ABK |  |  | EA*4X36L21A* | *96MSN0802120A* | 23800 | 17 | 8.5 | 26200 | 23600 | 90.08% | 1.96 | 0 | 10 |  |  |  | No | R-410A | 1.9833 | Residential & Commercial | Ducted CEE Tier 1
212986931 | Central HP <5.4 tons | ARCOAIRE | HRCU-A-CB (Split System: Heat Pump with Remote Outdoor Unit-Air-Source) | DLCURAH24ABK |  |  | EN(A,D)4X24L14** | *96MSN0601412A* | 23200 | 16.5 | 8.5 | 27000 | 25200 | 93.33% | 2.1 | 0 | 10 |  |  |  | No | R-410A | 1.9333 | Residential & Commercial | Ducted CEE Tier 1
212986263 | Central HP <5.4 tons | ARCOAIRE | HRCU-A-CB (Split System: Heat Pump with Remote Outdoor Unit-Air-Source) | DLCURAH24ABK |  |  | EN(A,D,W)4X36L17** | *96MSN0401410A* | 23400 | 16 | 8.1 | 26400 | 24400 | 92.42% | 2.02 | 0 | 10 |  |  |  | No | R-410A | 1.95 | Residential & Commercial | Ducted CEE Tier 1
212986171 | Central HP <5.4 tons | KEEPRITE | HRCU-A-CB (Split System: Heat Pump with Remote Outdoor Unit-Air-Source) | DLCURAH24ABK |  |  | EA*4X30L14A* | *96MSN0401410A* | 23400 | 16 | 8.5 | 26400 | 24800 | 93.94% | 2.04 | 0 | 10 |  |  |  | No | R-410A | 1.95 | Residential & Commercial | Ducted CEE Tier 1
212985801 | Central HP <5.4 tons | KEEPRITE | HRCU-A-CB (Split System: Heat Pump with Remote Outdoor Unit-Air-Source) | DLCURAH24ABK |  |  | EA*4X30L17A* | *96MSN0261410A* | 23400 | 16.5 | 8.5 | 26200 | 25000 | 95.42% | 2.08 | 0 | 10 |  |  |  | No | R-410A | 1.95 | Residential & Commercial | Ducted CEE Tier 1
212624543 | Central HP <5.4 tons | COLEMAN | HRCU-A-CB (Split System: Heat Pump with Remote Outdoor Unit-Air-Source) | HMH72B341 | ASPEN |  | D(A,C,E)42D34+TDR | CPLC100C16MP13 | 33200 | 17.5 | 8.1 | 33800 | 27400 | 81.07% | 2.47 | 0 | 10 |  |  |  | No | R-410A | 2.7667 | Residential & Commercial | Ducted CEE Tier 1
212988729 | Central HP <5.4 tons | KEEPRITE | HRCU-A-CB (Split System: Heat Pump with Remote Outdoor Unit-Air-Source) | DLCURAH24ABK |  |  | EN(A,D)4X24L17** | *95MSU0401712A* | 23200 | 16 | 8.5 | 27000 | 25200 | 93.33% | 2.1 | 0 | 10 |  |  |  | No | R-410A | 1.9333 | Residential & Commercial | Ducted CEE Tier 1
212984657 | Central HP <5.4 tons | KEEPRITE | HRCU-A-CB (Split System: Heat Pump with Remote Outdoor Unit-Air-Source) | DLCURAH24ABK |  |  | EN(A,D)4X24L17** | *92MSN0801716A* | 23600 | 17 | 8.5 | 27000 | 24400 | 90.37% | 2.02 | 0 | 10 |  |  |  | No | R-410A | 1.9667 | Residential & Commercial | Ducted CEE Tier 1
212986965 | Central HP <5.4 tons | KEEPRITE | HRCU-A-CB (Split System: Heat Pump with Remote Outdoor Unit-Air-Source) | DLCURAH24ABK |  |  | EN(A,D)4X30L17** | *96MSN0601412A* | 23600 | 16.5 | 8.1 | 26400 | 24200 | 91.67% | 2.02 | 0 | 10 |  |  |  | No | R-410A | 1.9667 | Residential & Commercial | Ducted CEE Tier 1
212986915 | Central HP <5.4 tons | KEEPRITE | HRCU-A-CB (Split System: Heat Pump with Remote Outdoor Unit-Air-Source) | DLCURAH24ABK |  |  | EA*4X36L17A* | *96MSN0601412A* | 23600 | 16.5 | 8.5 | 26200 | 23800 | 90.84% | 1.98 | 0 | 10 |  |  |  | No | R-410A | 1.9667 | Residential & Commercial | Ducted CEE Tier 1
211240981 | Central HP <5.4 tons | ARCOAIRE | HRCU-A-CB (Split System: Heat Pump with Remote Outdoor Unit-Air-Source) | DLCURAH24ABK |  |  | EA*4X25L17A* | *80VTL0701716A* | 24800 | 17 | 8.5 | 25400 | 21200 | 83.46% | 1.78 | 0 | 10.5 |  |  |  | No | R-410A | 2.0667 | Residential & Commercial | Ducted CEE Tier 1
211240479 | Central HP <5.4 tons | ARCOAIRE | HRCU-A-CB (Split System: Heat Pump with Remote Outdoor Unit-Air-Source) | DLCURAH24ABK |  |  | EA*4X24L17A* | *80VSL0701716A* | 23600 | 16.5 | 8.5 | 26600 | 24600 | 92.48% | 2.04 | 0 | 10 |  |  |  | No | R-410A | 1.9667 | Residential & Commercial | Ducted CEE Tier 1
211241179 | Central HP <5.4 tons | ARCOAIRE | HRCU-A-CB (Split System: Heat Pump with Remote Outdoor Unit-Air-Source) | DLCURAH24ABK |  |  | EA*4X25L17A* | *92ESN0401712A* | 24200 | 16 | 8.1 | 25400 | 21600 | 85.04% | 1.78 | 0 | 10 |  |  |  | No | R-410A | 2.0167 | Residential & Commercial | Ducted CEE Tier 1
214302992 | Central HP <5.4 tons | RUUD | HRCU-A-CB (Split System: Heat Pump with Remote Outdoor Unit-Air-Source) | RD17AZ36AJ3N | ADP |  | H,RG47936 | R802V0504A17UHS | 34200 | 18 | 8.1 | 32600 | 29400 | 90.18% | 1.9 | 0 | 10 |  |  |  | No | R-410A | 2.85 | Residential & Commercial | Ducted CEE Tier 1
214303008 | Central HP <5.4 tons | RUUD | HRCU-A-CB (Split System: Heat Pump with Remote Outdoor Unit-Air-Source) | RD17AZ36AJ3N | ADP |  | H,RG47936 | R951V0403A17M4S | 34200 | 18 | 8.1 | 32600 | 29200 | 89.57% | 1.9 | 0 | 10 |  |  |  | No | R-410A | 2.85 | Residential & Commercial | Ducted CEE Tier 1
214303010 | Central HP <5.4 tons | RUUD | HRCU-A-CB (Split System: Heat Pump with Remote Outdoor Unit-Air-Source) | RD17AZ36AJ3N | ADP |  | H,RG47936 | R951V0403A17UHU | 34200 | 18 | 8.1 | 32600 | 29400 | 90.18% | 1.9 | 0 | 10 |  |  |  | No | R-410A | 2.85 | Residential & Commercial | Ducted CEE Tier 1
211227653 | Central HP <5.4 tons | ARCOAIRE | HRCU-A-CB (Split System: Heat Pump with Remote Outdoor Unit-Air-Source) | DLCURAH36ABK |  |  | EA*4X42L21A* | *95ESU1002120A* | 35800 | 16 | 8.1 | 38500 | 35000 | 90.91% | 1.9 | 0 | 10 |  |  |  | No | R-410A | 2.9833 | Residential & Commercial | Ducted CEE Tier 1
212862155 | Central HP <5.4 tons | GE Appliances | HRCU-A-C (Split System: Heat Pump with Remote Outdoor Unit with No Indoor Fan --Air Source) | AUH2436ZGDA* | ADP |  | HE7J924+TD |  | 22200 | 15.2 | 8.4 | 22400 | 21200 | 94.64% | 1.78 | 0 | 10.5 |  |  |  | No | R-410A | 1.85 | Residential & Commercial | Ducted CEE Tier 1
212984957 | Central HP <5.4 tons | KEEPRITE | HRCU-A-CB (Split System: Heat Pump with Remote Outdoor Unit-Air-Source) | DLCURAH36ABK |  |  | EA*4X48L24A* | *92MSN0802120A* | 35800 | 16.5 | 8.5 | 37800 | 34600 | 91.53% | 2.02 | 0 | 10 |  |  |  | No | R-410A | 2.9833 | Residential & Commercial | Ducted CEE Tier 1
215419907 | Central HP <5.4 tons | COLEMAN | HRCU-A-CB (Split System: Heat Pump with Remote Outdoor Unit-Air-Source) | HH824E2S11 | ASPEN |  | D(A,C,E)25B4J+TDR | Z9ES040A10SMPS1 | 21200 | 18 | 8.5 | 23000 | 17800 | 77.39% | 2 | 0 | 11.7 |  |  |  | No | R-454B | 1.7667 | Residential & Commercial | Ducted CEE Tier 1
214385842 | Central HP <5.4 tons | COMFORTMAKER | HRCU-A-C (Split System: Heat Pump with Remote Outdoor Unit with No Indoor Fan --Air Source) | DLCURAH24ABK | ADP |  | H,YE35936+TD |  | 24000 | 16 | 9.5 | 23400 | 19600 | 83.76% | 1.95 | 0 | 10.5 |  |  |  | No | R-410A | 2 | Residential & Commercial | Ducted CEE Tier 1
214784852 | Central HP <5.4 tons | COMFORTMAKER | HRCU-A-C (Split System: Heat Pump with Remote Outdoor Unit with No Indoor Fan --Air Source) | DLCURAH24ABK | ADP |  | H,GG32930+TD |  | 24000 | 16 | 9.4 | 23400 | 19600 | 83.76% | 1.94 | 0 | 10.5 |  |  |  | No | R-410A | 2 | Residential & Commercial | Ducted CEE Tier 1
212627994 | Central HP <5.4 tons | COLEMAN | HRCU-A-CB (Split System: Heat Pump with Remote Outdoor Unit-Air-Source) | HMH72B341 | ASPEN |  | D(A,C,E)42D36+TDR | TM9V100C16MP12 | 33200 | 17.5 | 8.5 | 34000 | 27400 | 80.59% | 2.67 | 0 | 10 |  |  |  | No | R-410A | 2.7667 | Residential & Commercial | Ducted CEE Tier 1
212628009 | Central HP <5.4 tons | COLEMAN | HRCU-A-CB (Split System: Heat Pump with Remote Outdoor Unit-Air-Source) | HMH72B341 | ASPEN |  | D(A,C,E)36C36+TDR | TP9C100C16MP13 | 32400 | 17.5 | 8.1 | 34000 | 27400 | 80.59% | 2.47 | 0 | 10 |  |  |  | No | R-410A | 2.7 | Residential & Commercial | Ducted CEE Tier 1
212628011 | Central HP <5.4 tons | COLEMAN | HRCU-A-CB (Split System: Heat Pump with Remote Outdoor Unit-Air-Source) | HMH72B341 | ASPEN |  | D(A,C,E)36D36+TDR | TP9C100C16MP13 | 32800 | 17.5 | 8.1 | 34000 | 27400 | 80.59% | 2.47 | 0 | 10 |  |  |  | No | R-410A | 2.7333 | Residential & Commercial | Ducted CEE Tier 1
212625006 | Central HP <5.4 tons | COLEMAN | HRCU-A-CB (Split System: Heat Pump with Remote Outdoor Unit-Air-Source) | HMH72B341 | ASPEN |  | D(A,C,E)42A44+TDR | TM8Y100C16MP11 | 32400 | 18.5 | 8.5 | 34000 | 27400 | 80.59% | 2.67 | 0 | 10 |  |  |  | No | R-410A | 2.7 | Residential & Commercial | Ducted CEE Tier 1
212625147 | Central HP <5.4 tons | COLEMAN | HRCU-A-CB (Split System: Heat Pump with Remote Outdoor Unit-Air-Source) | HMH72B341 | ASPEN |  | D(A,C,E)48C34+TDR | TP9C100C16MP13 | 33200 | 17.5 | 8.1 | 34000 | 27400 | 80.59% | 2.47 | 0 | 10 |  |  |  | No | R-410A | 2.7667 | Residential & Commercial | Ducted CEE Tier 1
212625263 | Central HP <5.4 tons | COLEMAN | HRCU-A-CB (Split System: Heat Pump with Remote Outdoor Unit-Air-Source) | HMH72B341 | ASPEN |  | D(A,C,E)36C34+TDR | TL8E100C20UH11 | 32400 | 17.5 | 8.5 | 34000 | 27400 | 80.59% | 2.69 | 0 | 10 |  |  |  | No | R-410A | 2.7 | Residential & Commercial | Ducted CEE Tier 1
213771952 | Central HP <5.4 tons | KEEPRITE | HRCU-A-CB (Split System: Heat Pump with Remote Outdoor Unit-Air-Source) | CVH825GKA2* |  |  | EHD4X30AAL+WALLCON | *80CTL0901716B* | 23800 | 16 | 8.1 | 21800 | 16800 | 77.06% | 1.96 | 0 | 10.5 |  |  |  | No | R-410A | 1.9833 | Residential & Commercial | Ducted CEE Tier 1
213770832 | Central HP <5.4 tons | KEEPRITE | HRCU-A-CB (Split System: Heat Pump with Remote Outdoor Unit-Air-Source) | CVH825GKA2* |  |  | EA*4X36L17A*+WALLCON | *80CTL0701716B* | 23600 | 16.5 | 8.1 | 21400 | 16700 | 78.04% | 1.94 | 0 | 11 |  |  |  | No | R-410A | 1.9667 | Residential & Commercial | Ducted CEE Tier 1
214784850 | Central HP <5.4 tons | COMFORTMAKER | HRCU-A-C (Split System: Heat Pump with Remote Outdoor Unit with No Indoor Fan --Air Source) | DLCURAH18ABK | ADP |  | H,GG32936+TD |  | 18000 | 16 | 9.4 | 17400 | 14600 | 83.91% | 2.18 | 0 | 11.7 |  |  |  | No | R-410A | 1.5 | Residential & Commercial | Ducted CEE Tier 1
210596719 | Central HP <5.4 tons | KEEPRITE | HRCU-A-CB (Split System: Heat Pump with Remote Outdoor Unit-Air-Source) | CVH825GKA2* |  |  | EA*4X42L24A*+WALLCON | *80CTL1352422A* | 23800 | 16.5 | 8.1 | 21400 | 16600 | 77.57% | 1.96 | 0 | 11 |  |  |  | No | R-410A | 1.9833 | Residential & Commercial | Ducted CEE Tier 1
210596736 | Central HP <5.4 tons | KEEPRITE | HRCU-A-CB (Split System: Heat Pump with Remote Outdoor Unit-Air-Source) | CVH825GKA2* |  |  | EA*4X42L24A*+WALLCON | *96CTN1202422A* | 23800 | 17 | 8.1 | 21400 | 16600 | 77.57% | 1.96 | 0 | 11 |  |  |  | No | R-410A | 1.9833 | Residential & Commercial | Ducted CEE Tier 1
211230893 | Central HP <5.4 tons | GRANDAIRE | HRCU-A-CB (Split System: Heat Pump with Remote Outdoor Unit-Air-Source) | WDLCURAH36ABK |  |  | FMA4X36**AL* |  | 35800 | 17 | 8.1 | 40000 | 35200 | 88% | 1.86 | 0 | 10 |  |  |  | No | R-410A | 2.9833 | Residential & Commercial | Ducted CEE Tier 1
213077687 | Central HP <5.4 tons | GRANDAIRE | HRCU-A-CB (Split System: Heat Pump with Remote Outdoor Unit-Air-Source) | WDLCURAH36ABK |  |  | WLN(C,W)484CA* | WFST100C060A* | 36000 | 16.5 | 8.1 | 38500 | 35000 | 90.91% | 2 | 0 | 10 |  |  |  | No | R-410A | 3 | Residential & Commercial | Ducted CEE Tier 1
213078650 | Central HP <5.4 tons | GRANDAIRE | HRCU-A-CB (Split System: Heat Pump with Remote Outdoor Unit-Air-Source) | WDLCURAH36ABK |  |  | WLA*424DA* | WFE*110C060C* | 35800 | 16.5 | 8.1 | 38500 | 34800 | 90.39% | 2.06 | 0 | 10 |  |  |  | No | R-410A | 2.9833 | Residential & Commercial | Ducted CEE Tier 1
213077839 | Central HP <5.4 tons | GRANDAIRE | HRCU-A-CB (Split System: Heat Pump with Remote Outdoor Unit-Air-Source) | WDLCURAH36ABK |  |  | WLA*374BA* | WFE*045A036C* | 36000 | 15.2 | 8.5 | 38500 | 35400 | 91.95% | 1.78 | 0 | 10 |  |  |  | No | R-410A | 3 | Residential & Commercial | Ducted CEE Tier 1
213077955 | Central HP <5.4 tons | GRANDAIRE | HRCU-A-CB (Split System: Heat Pump with Remote Outdoor Unit-Air-Source) | WDLCURAH36ABK |  |  | WLA*374CA* | WFE*070B036C* | 36200 | 16 | 8.5 | 38000 | 35000 | 92.11% | 1.88 | 0 | 10 |  |  |  | No | R-410A | 3.0167 | Residential & Commercial | Ducted CEE Tier 1
213078080 | Central HP <5.4 tons | GRANDAIRE | HRCU-A-CB (Split System: Heat Pump with Remote Outdoor Unit-Air-Source) | WDLCURAH36ABK |  |  | WLA*374CA* | WFE*070B048C* | 36600 | 16 | 8.5 | 38500 | 35000 | 90.91% | 1.88 | 0 | 10 |  |  |  | No | R-410A | 3.05 | Residential & Commercial | Ducted CEE Tier 1
214302990 | Central HP <5.4 tons | RUUD | HRCU-A-CB (Split System: Heat Pump with Remote Outdoor Unit-Air-Source) | RD17AZ36AJ3N | ADP |  | H,RG47936 | R802V0504A17UHN | 34200 | 18 | 8.1 | 32600 | 29400 | 90.18% | 1.9 | 0 | 10 |  |  |  | No | R-410A | 2.85 | Residential & Commercial | Ducted CEE Tier 1
211230518 | Central HP <5.4 tons | ARCOAIRE | HRCU-A-CB (Split System: Heat Pump with Remote Outdoor Unit-Air-Source) | DLCURAH36ABK |  |  | EN(A,D)4X48L24** | *80VSL0902420A* | 35800 | 16.5 | 8.1 | 38500 | 34800 | 90.39% | 2 | 0 | 10 |  |  |  | No | R-410A | 2.9833 | Residential & Commercial | Ducted CEE Tier 1
211228437 | Central HP <5.4 tons | ARCOAIRE | HRCU-A-CB (Split System: Heat Pump with Remote Outdoor Unit-Air-Source) | DLCURAH36ABK |  |  | EA*4X43L21A* | *92ESN0601714A* | 36400 | 16 | 8.5 | 38500 | 34800 | 90.39% | 2.08 | 0 | 10 |  |  |  | No | R-410A | 3.0333 | Residential & Commercial | Ducted CEE Tier 1
211228469 | Central HP <5.4 tons | ARCOAIRE | HRCU-A-CB (Split System: Heat Pump with Remote Outdoor Unit-Air-Source) | DLCURAH36ABK |  |  | EA*4X43L21A* | *92ESN1002122A* | 37400 | 15.2 | 8.5 | 39000 | 35000 | 89.74% | 2.16 | 0 | 10 |  |  |  | No | R-410A | 3.1167 | Residential & Commercial | Ducted CEE Tier 1
213079566 | Central HP <5.4 tons | GRANDAIRE | HRCU-A-CB (Split System: Heat Pump with Remote Outdoor Unit-Air-Source) | WDLCURAH36ABK |  |  | WLA*424CA* | WFAX080B048B* | 35400 | 16 | 8.1 | 38500 | 34800 | 90.39% | 2.04 | 0 | 10 |  |  |  | No | R-410A | 2.95 | Residential & Commercial | Ducted CEE Tier 1
211230193 | Central HP <5.4 tons | GRANDAIRE | HRCU-A-CB (Split System: Heat Pump with Remote Outdoor Unit-Air-Source) | WDLCURAH36ABK |  |  | WLN(C,W)484CA* | WFSX080C060A* | 36800 | 15.5 | 8.1 | 39500 | 35000 | 88.61% | 2.06 | 0 | 10.5 |  |  |  | No | R-410A | 3.0667 | Residential & Commercial | Ducted CEE Tier 1
211228455 | Central HP <5.4 tons | GRANDAIRE | HRCU-A-CB (Split System: Heat Pump with Remote Outdoor Unit-Air-Source) | WDLCURAH36ABK |  |  | WLA*434CA* | WFAX080C060A* | 37400 | 16 | 8.5 | 38500 | 34800 | 90.39% | 2.14 | 0 | 10 |  |  |  | No | R-410A | 3.1167 | Residential & Commercial | Ducted CEE Tier 1
211230936 | Central HP <5.4 tons | GRANDAIRE | HRCU-A-CB (Split System: Heat Pump with Remote Outdoor Unit-Air-Source) | WDLCURAH36ABK |  |  | WAXL484A* |  | 36800 | 16 | 8.5 | 38500 | 34600 | 89.87% | 2.08 | 0 | 10 |  |  |  | No | R-410A | 3.0667 | Residential & Commercial | Ducted CEE Tier 1
215936031 | Central HP <5.4 tons | KEEPRITE | HRCU-A-CB (Split System: Heat Pump with Remote Outdoor Unit-Air-Source) | C5H3V36*K*AAA* |  |  | EVD5X42M21A*+WALLCON | *80CTL1102120B* | 34400 | 21 | 8.5 | 38500 | 28000 | 72.73% | 2.04 | 0 | 12 |  |  |  | No | R-454B | 2.8667 | Residential & Commercial | Ducted CEE Tier 1
215935961 | Central HP <5.4 tons | KEEPRITE | HRCU-A-CB (Split System: Heat Pump with Remote Outdoor Unit-Air-Source) | C5H3V36*K*AAA* |  |  | EVD5X42M21A*+WALLCON | *80CSU0601716A* | 34400 | 21 | 8.5 | 38500 | 28200 | 73.25% | 2.04 | 0 | 11.7 |  |  |  | No | R-454B | 2.8667 | Residential & Commercial | Ducted CEE Tier 1
215935981 | Central HP <5.4 tons | KEEPRITE | HRCU-A-CB (Split System: Heat Pump with Remote Outdoor Unit-Air-Source) | C5H3V36*K*AAA* |  |  | EVD5X42M21A*+WALLCON | *80CTL0451712B* | 34000 | 20 | 8.5 | 39500 | 29000 | 73.42% | 2.02 | 0 | 11 |  |  |  | No | R-454B | 2.8333 | Residential & Commercial | Ducted CEE Tier 1
215935861 | Central HP <5.4 tons | KEEPRITE | HRCU-A-CB (Split System: Heat Pump with Remote Outdoor Unit-Air-Source) | C5H3V36*K*AAA* |  |  | EVD5X38M17A*+WALLCON | *80CTL0901716B* | 35400 | 21.5 | 8.5 | 38000 | 28800 | 75.79% | 2.02 | 0 | 12 |  |  |  | No | R-454B | 2.95 | Residential & Commercial | Ducted CEE Tier 1
215935711 | Central HP <5.4 tons | KEEPRITE | HRCU-A-CB (Split System: Heat Pump with Remote Outdoor Unit-Air-Source) | C5H3V36*K*AAA* |  |  | EVD5X36M21A*+WALLCON | *97CMN0601714B* | 34000 | 20 | 8.1 | 38000 | 27000 | 71.05% | 2 | 0 | 11 |  |  |  | No | R-454B | 2.8333 | Residential & Commercial | Ducted CEE Tier 1
215935811 | Central HP <5.4 tons | KEEPRITE | HRCU-A-CB (Split System: Heat Pump with Remote Outdoor Unit-Air-Source) | C5H3V36*K*AAA* |  |  | EVD5X38M17A*+WALLCON | *80CSU0401712A* | 35400 | 22 | 8.5 | 38500 | 28800 | 74.81% | 2.04 | 0 | 12 |  |  |  | No | R-454B | 2.95 | Residential & Commercial | Ducted CEE Tier 1
215935561 | Central HP <5.4 tons | KEEPRITE | HRCU-A-CB (Split System: Heat Pump with Remote Outdoor Unit-Air-Source) | C5H3V36*K*AAA* |  |  | EVD5X31M17A*+WALLCON | *96CTN0601714B* | 34800 | 21 | 8.5 | 38000 | 27800 | 73.16% | 2.06 | 0 | 11 |  |  |  | No | R-454B | 2.9 | Residential & Commercial | Ducted CEE Tier 1
212627562 | Central HP <5.4 tons | COLEMAN | HRCU-A-CB (Split System: Heat Pump with Remote Outdoor Unit-Air-Source) | HMH72B341 | ASPEN |  | D(A,C,E)48D36+TDR | TM9Y100C16MP11 | 32800 | 18 | 8.5 | 34000 | 28400 | 83.53% | 2.74 | 0 | 10 |  |  |  | No | R-410A | 2.7333 | Residential & Commercial | Ducted CEE Tier 1
212627778 | Central HP <5.4 tons | COLEMAN | HRCU-A-CB (Split System: Heat Pump with Remote Outdoor Unit-Air-Source) | HMH72B341 | ASPEN |  | D(A,C,E)42C36+TDR | TM8V100C16MP12 | 32800 | 17.5 | 8.5 | 34000 | 27400 | 80.59% | 2.67 | 0 | 10 |  |  |  | No | R-410A | 2.7333 | Residential & Commercial | Ducted CEE Tier 1
213076595 | Central HP <5.4 tons | GRANDAIRE | HRCU-A-CB (Split System: Heat Pump with Remote Outdoor Unit-Air-Source) | WDLCURAH36ABK |  |  | WLA*374BA* | WFET090B048A* | 36000 | 15.5 | 8.5 | 38500 | 34800 | 90.39% | 2.04 | 0 | 10 |  |  |  | No | R-410A | 3 | Residential & Commercial | Ducted CEE Tier 1
213076786 | Central HP <5.4 tons | GRANDAIRE | HRCU-A-CB (Split System: Heat Pump with Remote Outdoor Unit-Air-Source) | WDLCURAH36ABK |  |  | WLA*434CA* | WFET110C066A* | 36600 | 16 | 8.5 | 38000 | 34800 | 91.58% | 2.04 | 0 | 10 |  |  |  | No | R-410A | 3.05 | Residential & Commercial | Ducted CEE Tier 1
213077447 | Central HP <5.4 tons | GRANDAIRE | HRCU-A-CB (Split System: Heat Pump with Remote Outdoor Unit-Air-Source) | WDLCURAH36ABK |  |  | WLNC424BA* | WFST080B048A* | 35800 | 15.5 | 8.1 | 39000 | 35200 | 90.26% | 1.88 | 0 | 10 |  |  |  | No | R-410A | 2.9833 | Residential & Commercial | Ducted CEE Tier 1
213078140 | Central HP <5.4 tons | GRANDAIRE | HRCU-A-CB (Split System: Heat Pump with Remote Outdoor Unit-Air-Source) | WDLCURAH36ABK |  |  | WLNC424BA* | WFE*070B048C* | 35800 | 15.5 | 8.1 | 38500 | 35200 | 91.43% | 1.88 | 0 | 10 |  |  |  | No | R-410A | 2.9833 | Residential & Commercial | Ducted CEE Tier 1
213079408 | Central HP <5.4 tons | GRANDAIRE | HRCU-A-CB (Split System: Heat Pump with Remote Outdoor Unit-Air-Source) | WDLCURAH36ABK |  |  | WLA*374BA* | WFAX060B042B* | 36000 | 15.5 | 8.5 | 38500 | 35000 | 90.91% | 2.06 | 0 | 10 |  |  |  | No | R-410A | 3 | Residential & Commercial | Ducted CEE Tier 1
212988672 | Central HP <5.4 tons | GRANDAIRE | HRCU-A-CB (Split System: Heat Pump with Remote Outdoor Unit-Air-Source) | WDLCURAH24ABK |  |  | WLA*304BA* | WFSU040B036B* | 23600 | 16.5 | 8.5 | 26400 | 23800 | 90.15% | 1.96 | 0 | 10 |  |  |  | No | R-410A | 1.9667 | Residential & Commercial | Ducted CEE Tier 1
212988708 | Central HP <5.4 tons | GRANDAIRE | HRCU-A-CB (Split System: Heat Pump with Remote Outdoor Unit-Air-Source) | WDLCURAH24ABK |  |  | WLA*374BA* | WFSU040B036B* | 24000 | 16.5 | 8.5 | 25200 | 21400 | 84.92% | 1.8 | 0 | 10 |  |  |  | No | R-410A | 2 | Residential & Commercial | Ducted CEE Tier 1
212987386 | Central HP <5.4 tons | GRANDAIRE | HRCU-A-CB (Split System: Heat Pump with Remote Outdoor Unit-Air-Source) | WDLCURAH24ABK |  |  | WLA*254BA* | WFSX080B048B* | 24400 | 17 | 8.5 | 25200 | 24200 | 96.03% | 2.02 | 0 | 10 |  |  |  | No | R-410A | 2.0333 | Residential & Commercial | Ducted CEE Tier 1
211241646 | Central HP <5.4 tons | GRANDAIRE | HRCU-A-CB (Split System: Heat Pump with Remote Outdoor Unit-Air-Source) | WDLCURAH24ABK |  |  | WLA*304BA* | WFEL045A036B* | 24600 | 16 | 8.5 | 26600 | 22600 | 84.96% | 1.84 | 0 | 10 |  |  |  | No | R-410A | 2.05 | Residential & Commercial | Ducted CEE Tier 1
211242082 | Central HP <5.4 tons | GRANDAIRE | HRCU-A-CB (Split System: Heat Pump with Remote Outdoor Unit-Air-Source) | WDLCURAH24ABK |  |  | WLA*364BA* | WFEL045A036B* | 24600 | 16 | 8.5 | 26600 | 22200 | 83.46% | 1.82 | 0 | 10 |  |  |  | No | R-410A | 2.05 | Residential & Commercial | Ducted CEE Tier 1
211242607 | Central HP <5.4 tons | GRANDAIRE | HRCU-A-CB (Split System: Heat Pump with Remote Outdoor Unit-Air-Source) | WDLCURAH24ABK |  |  | WLA*364CA* | WFER090C060A* | 24800 | 17 | 8.5 | 26600 | 22000 | 82.71% | 1.82 | 0 | 10 |  |  |  | No | R-410A | 2.0667 | Residential & Commercial | Ducted CEE Tier 1
211260502 | Central HP <5.4 tons | KEEPRITE | HRCU-A-CB (Split System: Heat Pump with Remote Outdoor Unit-Air-Source) | DLCURAH18ABK |  |  | EA*4X24L17A* | *96VTN0601412A* | 17900 | 16 | 8.5 | 18800 | 19000 | 101.1% | 2.28 | 0 | 10.5 |  |  |  | No | R-410A | 1.4917 | Residential & Commercial | Ducted CEE Tier 1
212626031 | Central HP <5.4 tons | COLEMAN | HRCU-A-CB (Split System: Heat Pump with Remote Outdoor Unit-Air-Source) | HMH72B341 | ASPEN |  | C(A,C,D,E)36C36+TDR | TM8Y060A12MP11 | 32400 | 18 | 8.1 | 33400 | 27400 | 82.04% | 2.42 | 0 | 10 |  |  |  | No | R-410A | 2.7 | Residential & Commercial | Ducted CEE Tier 1
212626044 | Central HP <5.4 tons | COLEMAN | HRCU-A-CB (Split System: Heat Pump with Remote Outdoor Unit-Air-Source) | HMH72B341 | ASPEN |  | D(A,C,E)42D36+TDR | TM8Y060A12MP11 | 33200 | 18 | 8.1 | 33400 | 27400 | 82.04% | 2.42 | 0 | 10 |  |  |  | No | R-410A | 2.7667 | Residential & Commercial | Ducted CEE Tier 1
212624593 | Central HP <5.4 tons | COLEMAN | HRCU-A-CB (Split System: Heat Pump with Remote Outdoor Unit-Air-Source) | HMH72B341 | ASPEN |  | D(A,C,E)48C34+TDR | TM8V080C16MP12 | 33200 | 17.5 | 8.5 | 34000 | 27400 | 80.59% | 2.67 | 0 | 10 |  |  |  | No | R-410A | 2.7667 | Residential & Commercial | Ducted CEE Tier 1
212624625 | Central HP <5.4 tons | COLEMAN | HRCU-A-CB (Split System: Heat Pump with Remote Outdoor Unit-Air-Source) | HMH72B341 | ASPEN |  | D(A,C,E)42C34+TDR | TM8V100C16MP12 | 32800 | 17.5 | 8.5 | 34000 | 27400 | 80.59% | 2.67 | 0 | 10 |  |  |  | No | R-410A | 2.7333 | Residential & Commercial | Ducted CEE Tier 1
212624693 | Central HP <5.4 tons | COLEMAN | HRCU-A-CB (Split System: Heat Pump with Remote Outdoor Unit-Air-Source) | HMH72B341 | ASPEN |  | D(A,C,E)36C34+TDR | TPLC080C16MP13 | 32400 | 17.5 | 8.1 | 33800 | 27400 | 81.07% | 2.47 | 0 | 10 |  |  |  | No | R-410A | 2.7 | Residential & Commercial | Ducted CEE Tier 1
210596802 | Central HP <5.4 tons | KEEPRITE | HRCU-A-CB (Split System: Heat Pump with Remote Outdoor Unit-Air-Source) | CVH825GKA2* |  |  | EA*4X43L21A*+WALLCON | *97CMN0801714A* | 24400 | 16.5 | 8.1 | 21200 | 16700 | 78.77% | 2.02 | 0 | 11 |  |  |  | No | R-410A | 2.0333 | Residential & Commercial | Ducted CEE Tier 1
210596820 | Central HP <5.4 tons | KEEPRITE | HRCU-A-CB (Split System: Heat Pump with Remote Outdoor Unit-Air-Source) | CVH825GKA2* |  |  | EA*4X48L21A*+WALLCON | *80CTL0701716A* | 24000 | 17 | 8.1 | 21000 | 16600 | 79.05% | 2.02 | 0 | 11 |  |  |  | No | R-410A | 2 | Residential & Commercial | Ducted CEE Tier 1
210596868 | Central HP <5.4 tons | KEEPRITE | HRCU-A-CB (Split System: Heat Pump with Remote Outdoor Unit-Air-Source) | CVH825GKA2* |  |  | EA*4X48L24A*+WALLCON | *96CTN1002122A* | 24200 | 16.5 | 8.1 | 21000 | 16500 | 78.57% | 2.02 | 0 | 11 |  |  |  | No | R-410A | 2.0167 | Residential & Commercial | Ducted CEE Tier 1
210596967 | Central HP <5.4 tons | KEEPRITE | HRCU-A-CB (Split System: Heat Pump with Remote Outdoor Unit-Air-Source) | CVH825GKA2* |  |  | EHD4X48AAL+WALLCON | *95CSU0601716A* | 24200 | 16 | 8.1 | 21400 | 16700 | 78.04% | 2 | 0 | 10.5 |  |  |  | No | R-410A | 2.0167 | Residential & Commercial | Ducted CEE Tier 1
210596985 | Central HP <5.4 tons | KEEPRITE | HRCU-A-CB (Split System: Heat Pump with Remote Outdoor Unit-Air-Source) | CVH825GKA2* |  |  | EHD4X48AAL+WALLCON | *96CTN1202422A* | 24200 | 16.5 | 8.1 | 21200 | 16600 | 78.3% | 2.02 | 0 | 11 |  |  |  | No | R-410A | 2.0167 | Residential & Commercial | Ducted CEE Tier 1
210597003 | Central HP <5.4 tons | KEEPRITE | HRCU-A-CB (Split System: Heat Pump with Remote Outdoor Unit-Air-Source) | CVH825GKA2* |  |  | EN(A,D)4X48L24**+WALLCON | *80CSU1002120A* | 24000 | 16.5 | 8.1 | 21400 | 16600 | 77.57% | 2 | 0 | 11 |  |  |  | No | R-410A | 2 | Residential & Commercial | Ducted CEE Tier 1
212624708 | Central HP <5.4 tons | COLEMAN | HRCU-A-CB (Split System: Heat Pump with Remote Outdoor Unit-Air-Source) | HMH72B341 | ASPEN |  | D(A,C,E)48D34+TDR | TPLC080C16MP13 | 33400 | 17.5 | 8.1 | 33800 | 27400 | 81.07% | 2.47 | 0 | 10 |  |  |  | No | R-410A | 2.7833 | Residential & Commercial | Ducted CEE Tier 1
212624794 | Central HP <5.4 tons | COLEMAN | HRCU-A-CB (Split System: Heat Pump with Remote Outdoor Unit-Air-Source) | HMH72B341 | ASPEN |  | D(A,C,E)42B34+TDR | TL8E080C16UH11 | 32400 | 17.5 | 8.5 | 34000 | 27800 | 81.76% | 2.68 | 0 | 10 |  |  |  | No | R-410A | 2.7 | Residential & Commercial | Ducted CEE Tier 1
212627828 | Central HP <5.4 tons | COLEMAN | HRCU-A-CB (Split System: Heat Pump with Remote Outdoor Unit-Air-Source) | HMH72B341 | ASPEN |  | D(A,C,E)42C36+TDR | TPLC080C16MP13 | 32800 | 17.5 | 8.1 | 33800 | 27400 | 81.07% | 2.47 | 0 | 10 |  |  |  | No | R-410A | 2.7333 | Residential & Commercial | Ducted CEE Tier 1
212627923 | Central HP <5.4 tons | COLEMAN | HRCU-A-CB (Split System: Heat Pump with Remote Outdoor Unit-Air-Source) | HMH72B341 | ASPEN |  | D(A,C,E)42C36+TDR | CP9C100C16MP13 | 32800 | 17.5 | 8.1 | 34000 | 27400 | 80.59% | 2.47 | 0 | 10 |  |  |  | No | R-410A | 2.7333 | Residential & Commercial | Ducted CEE Tier 1
212627939 | Central HP <5.4 tons | COLEMAN | HRCU-A-CB (Split System: Heat Pump with Remote Outdoor Unit-Air-Source) | HMH72B341 | ASPEN |  | D(A,C,E)36B46+TDR | TM8Y080C16MP11 | 33000 | 18.5 | 8.5 | 34000 | 27400 | 80.59% | 2.67 | 0 | 10 |  |  |  | No | R-410A | 2.75 | Residential & Commercial | Ducted CEE Tier 1
212627948 | Central HP <5.4 tons | COLEMAN | HRCU-A-CB (Split System: Heat Pump with Remote Outdoor Unit-Air-Source) | HMH72B341 | ASPEN |  | D(A,C,E)42D36+TDR | TM8Y080C16MP11 | 33200 | 18.5 | 8.5 | 34000 | 27400 | 80.59% | 2.67 | 0 | 10 |  |  |  | No | R-410A | 2.7667 | Residential & Commercial | Ducted CEE Tier 1
212627971 | Central HP <5.4 tons | COLEMAN | HRCU-A-CB (Split System: Heat Pump with Remote Outdoor Unit-Air-Source) | HMH72B341 | ASPEN |  | D(A,C,E)42D36+TDR | TM8Y100C16MP11 | 33200 | 18.5 | 8.5 | 34000 | 27400 | 80.59% | 2.67 | 0 | 10 |  |  |  | No | R-410A | 2.7667 | Residential & Commercial | Ducted CEE Tier 1
212626213 | Central HP <5.4 tons | COLEMAN | HRCU-A-CB (Split System: Heat Pump with Remote Outdoor Unit-Air-Source) | HMH72B341 | ASPEN |  | D(A,C,E)48A36+TDR | TM9Y100C16MP11 | 32800 | 18 | 8.1 | 33600 | 28200 | 83.93% | 2.62 | 0 | 10 |  |  |  | No | R-410A | 2.7333 | Residential & Commercial | Ducted CEE Tier 1
212626263 | Central HP <5.4 tons | COLEMAN | HRCU-A-CB (Split System: Heat Pump with Remote Outdoor Unit-Air-Source) | HMH72B341 | ASPEN |  | C(A,C,D,E)42B36+TDR | TM8E100C16MP11 | 33000 | 18 | 8.1 | 33600 | 28200 | 83.93% | 2.64 | 0 | 10 |  |  |  | No | R-410A | 2.75 | Residential & Commercial | Ducted CEE Tier 1
212626265 | Central HP <5.4 tons | COLEMAN | HRCU-A-CB (Split System: Heat Pump with Remote Outdoor Unit-Air-Source) | HMH72B341 | ASPEN |  | D(A,C,E)36A36+TDR | TM8E100C16MP11 | 33000 | 18 | 8.1 | 33600 | 28200 | 83.93% | 2.64 | 0 | 10 |  |  |  | No | R-410A | 2.75 | Residential & Commercial | Ducted CEE Tier 1
212628151 | Central HP <5.4 tons | ARCOAIRE | HRCU-A-CB (Split System: Heat Pump with Remote Outdoor Unit-Air-Source) | DLCURAH18ABK | ADP |  | BV**A9925 |  | 16500 | 15.2 | 8.5 | 16700 | 19000 | 113.8% | 2.34 | 0 | 10 |  |  |  | No | R-410A | 1.375 | Residential & Commercial | Ducted CEE Tier 1
212625951 | Central HP <5.4 tons | COLEMAN | HRCU-A-CB (Split System: Heat Pump with Remote Outdoor Unit-Air-Source) | HMH72B341 | ASPEN |  | D(A,C,E)36B46+TDR | TM9E100C20MP12 | 33000 | 15.5 | 8.1 | 33200 | 27000 | 81.33% | 2.43 | 0 | 10 |  |  |  | No | R-410A | 2.75 | Residential & Commercial | Ducted CEE Tier 1
211227483 | Central HP <5.4 tons | ARCOAIRE | HRCU-A-CB (Split System: Heat Pump with Remote Outdoor Unit-Air-Source) | DLCURAH36ABK |  |  | EA*4X42L21A* | *80VTL1102122A* | 36200 | 15.5 | 8.1 | 39500 | 35200 | 89.11% | 1.92 | 0 | 10 |  |  |  | No | R-410A | 3.0167 | Residential & Commercial | Ducted CEE Tier 1
211227544 | Central HP <5.4 tons | ARCOAIRE | HRCU-A-CB (Split System: Heat Pump with Remote Outdoor Unit-Air-Source) | DLCURAH36ABK |  |  | EA*4X42L21A* | *92ESN1002120A* | 35200 | 16.5 | 8.1 | 38500 | 35000 | 90.91% | 1.88 | 0 | 10 |  |  |  | No | R-410A | 2.9333 | Residential & Commercial | Ducted CEE Tier 1
211227585 | Central HP <5.4 tons | ARCOAIRE | HRCU-A-CB (Split System: Heat Pump with Remote Outdoor Unit-Air-Source) | DLCURAH36ABK |  |  | EA*4X42L21A* | *95ESN1002122A* | 36600 | 15.2 | 8.5 | 40000 | 35200 | 88% | 1.94 | 0 | 10 |  |  |  | No | R-410A | 3.05 | Residential & Commercial | Ducted CEE Tier 1
211230252 | Central HP <5.4 tons | ARCOAIRE | HRCU-A-CB (Split System: Heat Pump with Remote Outdoor Unit-Air-Source) | DLCURAH36ABK |  |  | EN(A,D,W)4X48L21** | *96VSN1002120A* | 36200 | 16 | 8.1 | 38500 | 34800 | 90.39% | 2.02 | 0 | 10 |  |  |  | No | R-410A | 3.0167 | Residential & Commercial | Ducted CEE Tier 1
211230352 | Central HP <5.4 tons | ARCOAIRE | HRCU-A-CB (Split System: Heat Pump with Remote Outdoor Unit-Air-Source) | DLCURAH36ABK |  |  | EN(A,D,W)4X48L21** | OLV098A12* | 35600 | 15.2 | 8.1 | 38500 | 35000 | 90.91% | 2 | 0 | 10 |  |  |  | No | R-410A | 2.9667 | Residential & Commercial | Ducted CEE Tier 1
211230918 | Central HP <5.4 tons | ARCOAIRE | HRCU-A-CB (Split System: Heat Pump with Remote Outdoor Unit-Air-Source) | DLCURAH36ABK |  |  | FXM4X42**AL |  | 36000 | 16 | 8.1 | 38500 | 34800 | 90.39% | 1.94 | 0 | 10 |  |  |  | No | R-410A | 3 | Residential & Commercial | Ducted CEE Tier 1
211230527 | Central HP <5.4 tons | ARCOAIRE | HRCU-A-CB (Split System: Heat Pump with Remote Outdoor Unit-Air-Source) | DLCURAH36ABK |  |  | EN(A,D)4X48L24** | *80VSL1102422A* | 36000 | 16.5 | 8.1 | 38500 | 34800 | 90.39% | 2.02 | 0 | 10 |  |  |  | No | R-410A | 3 | Residential & Commercial | Ducted CEE Tier 1
211230559 | Central HP <5.4 tons | ARCOAIRE | HRCU-A-CB (Split System: Heat Pump with Remote Outdoor Unit-Air-Source) | DLCURAH36ABK |  |  | EN(A,D)4X48L24** | *80VTL0902120A* | 35800 | 16.5 | 8.1 | 38500 | 34800 | 90.39% | 2 | 0 | 10 |  |  |  | No | R-410A | 2.9833 | Residential & Commercial | Ducted CEE Tier 1
211230693 | Central HP <5.4 tons | ARCOAIRE | HRCU-A-CB (Split System: Heat Pump with Remote Outdoor Unit-Air-Source) | DLCURAH36ABK |  |  | EN(A,D)4X48L24** | *96VSN0802120A* | 36200 | 16 | 8.1 | 38500 | 34800 | 90.39% | 2.02 | 0 | 10 |  |  |  | No | R-410A | 3.0167 | Residential & Commercial | Ducted CEE Tier 1
211230752 | Central HP <5.4 tons | ARCOAIRE | HRCU-A-CB (Split System: Heat Pump with Remote Outdoor Unit-Air-Source) | DLCURAH36ABK |  |  | EN(A,D)4X48L24** | *96VTN0802120A* | 35600 | 16 | 8.1 | 38500 | 34800 | 90.39% | 2 | 0 | 10 |  |  |  | No | R-410A | 2.9667 | Residential & Commercial | Ducted CEE Tier 1
211230443 | Central HP <5.4 tons | ARCOAIRE | HRCU-A-CB (Split System: Heat Pump with Remote Outdoor Unit-Air-Source) | DLCURAH36ABK |  |  | EN(A,D)4X48L24** | *80ES(N,L)0902420A* | 36200 | 16.5 | 8.1 | 38500 | 34800 | 90.39% | 2.02 | 0 | 10.5 |  |  |  | No | R-410A | 3.0167 | Residential & Commercial | Ducted CEE Tier 1
211230491 | Central HP <5.4 tons | ARCOAIRE | HRCU-A-CB (Split System: Heat Pump with Remote Outdoor Unit-Air-Source) | DLCURAH36ABK |  |  | EN(A,D)4X48L24** | *80ES(N,L)1552420A* | 37200 | 16 | 8.1 | 39500 | 35000 | 88.61% | 2.08 | 0 | 10.5 |  |  |  | No | R-410A | 3.1 | Residential & Commercial | Ducted CEE Tier 1
212626210 | Central HP <5.4 tons | COLEMAN | HRCU-A-CB (Split System: Heat Pump with Remote Outdoor Unit-Air-Source) | HMH72B341 | ASPEN |  | C(A,C,D,E)42B36+TDR | TM9Y100C16MP11 | 32800 | 18 | 8.1 | 33600 | 28200 | 83.93% | 2.62 | 0 | 10 |  |  |  | No | R-410A | 2.7333 | Residential & Commercial | Ducted CEE Tier 1
214784849 | Central HP <5.4 tons | COMFORTMAKER | HRCU-A-C (Split System: Heat Pump with Remote Outdoor Unit with No Indoor Fan --Air Source) | DLCURAH18ABK | ADP |  | H,GG32930+TD |  | 18000 | 16 | 9.4 | 17400 | 14600 | 83.91% | 2.18 | 0 | 11.7 |  |  |  | No | R-410A | 1.5 | Residential & Commercial | Ducted CEE Tier 1
215540519 | Central HP <5.4 tons | ARCOAIRE | HRCU-A-CB (Split System: Heat Pump with Remote Outdoor Unit-Air-Source) | DLCURAH18ABK | ADP |  | SK3925 |  | 16800 | 17 | 8.75 | 17000 | 19400 | 114.1% | 2.34 | 0 | 11 |  |  |  | No | R-410A | 1.4 | Residential & Commercial | Ducted CEE Tier 1
212626285 | Central HP <5.4 tons | COLEMAN | HRCU-A-CB (Split System: Heat Pump with Remote Outdoor Unit-Air-Source) | HMH72B341 | ASPEN |  | C(A,C,D,E)42B36+TDR | TM8E120C16MP11 | 33200 | 18 | 8.1 | 33600 | 28600 | 85.12% | 2.67 | 0 | 10 |  |  |  | No | R-410A | 2.7667 | Residential & Commercial | Ducted CEE Tier 1
211229650 | Central HP <5.4 tons | ARCOAIRE | HRCU-A-CB (Split System: Heat Pump with Remote Outdoor Unit-Air-Source) | DLCURAH36ABK |  |  | EA*4X48L24A* | OMV154L20A | 36800 | 16 | 8.5 | 38500 | 34800 | 90.39% | 2.1 | 0 | 10 |  |  |  | No | R-410A | 3.0667 | Residential & Commercial | Ducted CEE Tier 1
211230009 | Central HP <5.4 tons | ARCOAIRE | HRCU-A-CB (Split System: Heat Pump with Remote Outdoor Unit-Air-Source) | DLCURAH36ABK |  |  | EN(A,D,W)4X48L21** | *80VSL0902120A* | 35800 | 16.5 | 8.1 | 38500 | 34800 | 90.39% | 2 | 0 | 10 |  |  |  | No | R-410A | 2.9833 | Residential & Commercial | Ducted CEE Tier 1
211230075 | Central HP <5.4 tons | ARCOAIRE | HRCU-A-CB (Split System: Heat Pump with Remote Outdoor Unit-Air-Source) | DLCURAH36ABK |  |  | EN(A,D,W)4X48L21** | *80VTL0902120A* | 35800 | 16.5 | 8.1 | 38500 | 34800 | 90.39% | 2 | 0 | 10 |  |  |  | No | R-410A | 2.9833 | Residential & Commercial | Ducted CEE Tier 1
211228226 | Central HP <5.4 tons | ARCOAIRE | HRCU-A-CB (Split System: Heat Pump with Remote Outdoor Unit-Air-Source) | DLCURAH36ABK |  |  | EA*4X43L21A* | *80ES(N,L)0701712A* | 36400 | 15.5 | 8.5 | 38500 | 34800 | 90.39% | 2.08 | 0 | 10 |  |  |  | No | R-410A | 3.0333 | Residential & Commercial | Ducted CEE Tier 1
211228512 | Central HP <5.4 tons | ARCOAIRE | HRCU-A-CB (Split System: Heat Pump with Remote Outdoor Unit-Air-Source) | DLCURAH36ABK |  |  | EA*4X43L21A* | *95ESN1002120A* | 37000 | 15.5 | 8.5 | 38500 | 34800 | 90.39% | 2.1 | 0 | 10 |  |  |  | No | R-410A | 3.0833 | Residential & Commercial | Ducted CEE Tier 1
211227878 | Central HP <5.4 tons | ARCOAIRE | HRCU-A-CB (Split System: Heat Pump with Remote Outdoor Unit-Air-Source) | DLCURAH36ABK |  |  | EA*4X42L24A* | *80VSL0902420A* | 35200 | 16 | 8.1 | 38500 | 35000 | 90.91% | 1.88 | 0 | 10 |  |  |  | No | R-410A | 2.9333 | Residential & Commercial | Ducted CEE Tier 1
212626392 | Central HP <5.4 tons | COLEMAN | HRCU-A-CB (Split System: Heat Pump with Remote Outdoor Unit-Air-Source) | HMH72B341 | ASPEN |  | D(A,C,E)42A46+TDR | TM9E100C16MP12 | 32600 | 18 | 8.5 | 33600 | 27200 | 80.95% | 2.66 | 0 | 10 |  |  |  | No | R-410A | 2.7167 | Residential & Commercial | Ducted CEE Tier 1
212626560 | Central HP <5.4 tons | COLEMAN | HRCU-A-CB (Split System: Heat Pump with Remote Outdoor Unit-Air-Source) | HMH72B341 | ASPEN |  | C(A,C,D,E)36A46+TDR | TM9Y100C16MP11 | 32800 | 18 | 8.2 | 33800 | 28200 | 83.43% | 2.66 | 0 | 10 |  |  |  | No | R-410A | 2.7333 | Residential & Commercial | Ducted CEE Tier 1
212626735 | Central HP <5.4 tons | COLEMAN | HRCU-A-CB (Split System: Heat Pump with Remote Outdoor Unit-Air-Source) | HMH72B341 | ASPEN |  | D(A,C,E)36D26+TDR | TM8E100C16MP11 | 31800 | 18 | 8.3 | 33800 | 28600 | 84.62% | 2.7 | 0 | 10 |  |  |  | No | R-410A | 2.65 | Residential & Commercial | Ducted CEE Tier 1
212626737 | Central HP <5.4 tons | COLEMAN | HRCU-A-CB (Split System: Heat Pump with Remote Outdoor Unit-Air-Source) | HMH72B341 | ASPEN |  | C(A,C,D,E)36A46+TDR | TM8E120C16MP11 | 33200 | 18 | 8.2 | 33800 | 28600 | 84.62% | 2.7 | 0 | 10 |  |  |  | No | R-410A | 2.7667 | Residential & Commercial | Ducted CEE Tier 1
212626742 | Central HP <5.4 tons | COLEMAN | HRCU-A-CB (Split System: Heat Pump with Remote Outdoor Unit-Air-Source) | HMH72B341 | ASPEN |  | D(A,C,E)48C26+TDR | TM9Y100C16MP11 | 32000 | 18 | 8.4 | 33800 | 28600 | 84.62% | 2.7 | 0 | 10 |  |  |  | No | R-410A | 2.6667 | Residential & Commercial | Ducted CEE Tier 1
212626801 | Central HP <5.4 tons | COLEMAN | HRCU-A-CB (Split System: Heat Pump with Remote Outdoor Unit-Air-Source) | HMH72B341 | ASPEN |  | D(A,C,E)48B36+TDR | TL9E100C20UH11 | 33400 | 17 | 8.2 | 33800 | 28800 | 85.21% | 2.73 | 0 | 10 |  |  |  | No | R-410A | 2.7833 | Residential & Commercial | Ducted CEE Tier 1
212626937 | Central HP <5.4 tons | COLEMAN | HRCU-A-CB (Split System: Heat Pump with Remote Outdoor Unit-Air-Source) | HMH72B341 | ASPEN |  | D(A,C,E)36C36+TDR | TMLE060A12MP11 | 32600 | 18 | 8.1 | 33800 | 27400 | 81.07% | 2.44 | 0 | 10 |  |  |  | No | R-410A | 2.7167 | Residential & Commercial | Ducted CEE Tier 1
212626946 | Central HP <5.4 tons | COLEMAN | HRCU-A-CB (Split System: Heat Pump with Remote Outdoor Unit-Air-Source) | HMH72B341 | ASPEN |  | D(A,C,E)48B36+TDR | TMLE060A12MP11 | 32800 | 18 | 8.1 | 33800 | 27400 | 81.07% | 2.44 | 0 | 10 |  |  |  | No | R-410A | 2.7333 | Residential & Commercial | Ducted CEE Tier 1
212626971 | Central HP <5.4 tons | COLEMAN | HRCU-A-CB (Split System: Heat Pump with Remote Outdoor Unit-Air-Source) | HMH72B341 | ASPEN |  | D(A,C,E)48C36+TDR | TMLE100B12MP11 | 33200 | 18 | 8.1 | 33800 | 27400 | 81.07% | 2.44 | 0 | 10 |  |  |  | No | R-410A | 2.7667 | Residential & Commercial | Ducted CEE Tier 1
212624218 | Central HP <5.4 tons | COLEMAN | HRCU-A-CB (Split System: Heat Pump with Remote Outdoor Unit-Air-Source) | HMH72B341 | ASPEN |  | D(A,C,E)42D34+TDR | TM8E040A12MP11 | 32800 | 18 | 8.1 | 33400 | 29000 | 86.83% | 2.48 | 0 | 10 |  |  |  | No | R-410A | 2.7333 | Residential & Commercial | Ducted CEE Tier 1
212624261 | Central HP <5.4 tons | COLEMAN | HRCU-A-CB (Split System: Heat Pump with Remote Outdoor Unit-Air-Source) | HMH72B341 | ASPEN |  | C(A,C,D,E)42C24+TDR | TMLE080C16MP11 | 31800 | 18 | 8.1 | 33000 | 29000 | 87.88% | 2.49 | 0 | 10 |  |  |  | No | R-410A | 2.65 | Residential & Commercial | Ducted CEE Tier 1
212627396 | Central HP <5.4 tons | COLEMAN | HRCU-A-CB (Split System: Heat Pump with Remote Outdoor Unit-Air-Source) | HMH72B341 | ASPEN |  | D(A,C,E)36D36+TDR | TM9Y100C16MP11 | 32800 | 18 | 8.4 | 34000 | 28400 | 83.53% | 2.72 | 0 | 10 |  |  |  | No | R-410A | 2.7333 | Residential & Commercial | Ducted CEE Tier 1
212624943 | Central HP <5.4 tons | COLEMAN | HRCU-A-CB (Split System: Heat Pump with Remote Outdoor Unit-Air-Source) | HMH72B341 | ASPEN |  | D(A,C,E)42C34+TDR | TM8Y080C16MP11 | 32800 | 18.5 | 8.5 | 34000 | 27400 | 80.59% | 2.67 | 0 | 10 |  |  |  | No | R-410A | 2.7333 | Residential & Commercial | Ducted CEE Tier 1
212624960 | Central HP <5.4 tons | COLEMAN | HRCU-A-CB (Split System: Heat Pump with Remote Outdoor Unit-Air-Source) | HMH72B341 | ASPEN |  | D(A,C,E)48D34+TDR | TM8Y080C16MP11 | 33400 | 18.5 | 8.5 | 34000 | 27400 | 80.59% | 2.67 | 0 | 10 |  |  |  | No | R-410A | 2.7833 | Residential & Commercial | Ducted CEE Tier 1
212625008 | Central HP <5.4 tons | COLEMAN | HRCU-A-CB (Split System: Heat Pump with Remote Outdoor Unit-Air-Source) | HMH72B341 | ASPEN |  | D(A,C,E)42B34+TDR | TM8Y100C16MP11 | 32400 | 18.5 | 8.5 | 34000 | 27400 | 80.59% | 2.67 | 0 | 10 |  |  |  | No | R-410A | 2.7 | Residential & Commercial | Ducted CEE Tier 1
212626798 | Central HP <5.4 tons | COLEMAN | HRCU-A-CB (Split System: Heat Pump with Remote Outdoor Unit-Air-Source) | HMH72B341 | ASPEN |  | D(A,C,E)48C26+TDR | TM8E080C16MP11 | 32200 | 18 | 8.4 | 33800 | 28600 | 84.62% | 2.73 | 0 | 10 |  |  |  | No | R-410A | 2.6833 | Residential & Commercial | Ducted CEE Tier 1
212626850 | Central HP <5.4 tons | COLEMAN | HRCU-A-CB (Split System: Heat Pump with Remote Outdoor Unit-Air-Source) | HMH72B341 | ASPEN |  | D(A,C,E)48B36+TDR | TM9E080B12MP12 | 32800 | 17.5 | 8.5 | 33800 | 27400 | 81.07% | 2.65 | 0 | 10 |  |  |  | No | R-410A | 2.7333 | Residential & Commercial | Ducted CEE Tier 1
212626865 | Central HP <5.4 tons | COLEMAN | HRCU-A-CB (Split System: Heat Pump with Remote Outdoor Unit-Air-Source) | HMH72B341 | ASPEN |  | D(A,C,E)36B36+TDR | TL9E100C20UH11 | 33400 | 17 | 8.2 | 33800 | 28800 | 85.21% | 2.73 | 0 | 10 |  |  |  | No | R-410A | 2.7833 | Residential & Commercial | Ducted CEE Tier 1
212624506 | Central HP <5.4 tons | COLEMAN | HRCU-A-CB (Split System: Heat Pump with Remote Outdoor Unit-Air-Source) | HMH72B341 | ASPEN |  | C(A,C,D,E)36C34+TDR | CPLC100C16MP13 | 32400 | 17.5 | 8.1 | 33800 | 27400 | 81.07% | 2.47 | 0 | 10 |  |  |  | No | R-410A | 2.7 | Residential & Commercial | Ducted CEE Tier 1
214303020 | Central HP <5.4 tons | RUUD | HRCU-A-CB (Split System: Heat Pump with Remote Outdoor Unit-Air-Source) | RD17AZ36AJ3N | ADP |  | H,RG47936 | R962V0603A17M4S | 34200 | 18 | 8.1 | 32600 | 29400 | 90.18% | 1.9 | 0 | 10 |  |  |  | No | R-410A | 2.85 | Residential & Commercial | Ducted CEE Tier 1
212627587 | Central HP <5.4 tons | COLEMAN | HRCU-A-CB (Split System: Heat Pump with Remote Outdoor Unit-Air-Source) | HMH72B341 | ASPEN |  | D(A,C,E)42D36+TDR | TMLE080C16MP11 | 33000 | 18 | 8.1 | 33000 | 29000 | 87.88% | 2.49 | 0 | 10 |  |  |  | No | R-410A | 2.75 | Residential & Commercial | Ducted CEE Tier 1
212626897 | Central HP <5.4 tons | COLEMAN | HRCU-A-CB (Split System: Heat Pump with Remote Outdoor Unit-Air-Source) | HMH72B341 | ASPEN |  | D(A,C,E)42C36+TDR | TM8E060A12MP11 | 33000 | 18 | 8.1 | 33800 | 27400 | 81.07% | 2.44 | 0 | 10 |  |  |  | No | R-410A | 2.75 | Residential & Commercial | Ducted CEE Tier 1
212626899 | Central HP <5.4 tons | COLEMAN | HRCU-A-CB (Split System: Heat Pump with Remote Outdoor Unit-Air-Source) | HMH72B341 | ASPEN |  | D(A,C,E)42D36+TDR | TM8E060A12MP11 | 33200 | 18 | 8.1 | 33800 | 27400 | 81.07% | 2.44 | 0 | 10 |  |  |  | No | R-410A | 2.7667 | Residential & Commercial | Ducted CEE Tier 1
212626900 | Central HP <5.4 tons | COLEMAN | HRCU-A-CB (Split System: Heat Pump with Remote Outdoor Unit-Air-Source) | HMH72B341 | ASPEN |  | D(A,C,E)48B36+TDR | TM8E060A12MP11 | 32800 | 18 | 8.1 | 33800 | 27400 | 81.07% | 2.44 | 0 | 10 |  |  |  | No | R-410A | 2.7333 | Residential & Commercial | Ducted CEE Tier 1
212624581 | Central HP <5.4 tons | COLEMAN | HRCU-A-CB (Split System: Heat Pump with Remote Outdoor Unit-Air-Source) | HMH72B341 | ASPEN |  | D(A,C,E)36D34+TDR | TM8V080C16MP12 | 32800 | 17.5 | 8.5 | 34000 | 27400 | 80.59% | 2.67 | 0 | 10 |  |  |  | No | R-410A | 2.7333 | Residential & Commercial | Ducted CEE Tier 1
212624622 | Central HP <5.4 tons | COLEMAN | HRCU-A-CB (Split System: Heat Pump with Remote Outdoor Unit-Air-Source) | HMH72B341 | ASPEN |  | D(A,C,E)42A44+TDR | TM8V100C16MP12 | 32400 | 17.5 | 8.5 | 34000 | 27400 | 80.59% | 2.67 | 0 | 10 |  |  |  | No | R-410A | 2.7 | Residential & Commercial | Ducted CEE Tier 1
212627673 | Central HP <5.4 tons | COLEMAN | HRCU-A-CB (Split System: Heat Pump with Remote Outdoor Unit-Air-Source) | HMH72B341 | ASPEN |  | D(A,C,E)48C36+TDR | TMLE120C16MP11 | 33200 | 18 | 8.1 | 33000 | 29200 | 88.48% | 2.5 | 0 | 10 |  |  |  | No | R-410A | 2.7667 | Residential & Commercial | Ducted CEE Tier 1
212624670 | Central HP <5.4 tons | COLEMAN | HRCU-A-CB (Split System: Heat Pump with Remote Outdoor Unit-Air-Source) | HMH72B341 | ASPEN |  | D(A,C,E)42C34+TDR | TMLV100C16MP12 | 32800 | 17.5 | 8.1 | 33800 | 27400 | 81.07% | 2.47 | 0 | 10 |  |  |  | No | R-410A | 2.7333 | Residential & Commercial | Ducted CEE Tier 1
212624706 | Central HP <5.4 tons | COLEMAN | HRCU-A-CB (Split System: Heat Pump with Remote Outdoor Unit-Air-Source) | HMH72B341 | ASPEN |  | D(A,C,E)48C34+TDR | TPLC080C16MP13 | 33200 | 17.5 | 8.1 | 33800 | 27400 | 81.07% | 2.47 | 0 | 10 |  |  |  | No | R-410A | 2.7667 | Residential & Commercial | Ducted CEE Tier 1
212627705 | Central HP <5.4 tons | COLEMAN | HRCU-A-CB (Split System: Heat Pump with Remote Outdoor Unit-Air-Source) | HMH72B341 | ASPEN |  | D(A,C,E)42A46+TDR | CPLC080C16MP13 | 32400 | 17.5 | 8.1 | 33800 | 27400 | 81.07% | 2.47 | 0 | 10 |  |  |  | No | R-410A | 2.7 | Residential & Commercial | Ducted CEE Tier 1
211260836 | Central HP <5.4 tons | KEEPRITE | HRCU-A-CB (Split System: Heat Pump with Remote Outdoor Unit-Air-Source) | DLCURAH18ABK |  |  | EA*4X25L17A* | *80VTL0451412A* | 18200 | 16.5 | 8.5 | 18000 | 17500 | 97.22% | 2.12 | 0 | 11 |  |  |  | No | R-410A | 1.5167 | Residential & Commercial | Ducted CEE Tier 1
211260972 | Central HP <5.4 tons | KEEPRITE | HRCU-A-CB (Split System: Heat Pump with Remote Outdoor Unit-Air-Source) | DLCURAH18ABK |  |  | EA*4X25L17A* | *96VTN0601714A* | 18200 | 16 | 8.5 | 18100 | 17500 | 96.69% | 2.12 | 0 | 10.5 |  |  |  | No | R-410A | 1.5167 | Residential & Commercial | Ducted CEE Tier 1
211240648 | Central HP <5.4 tons | GRANDAIRE | HRCU-A-CB (Split System: Heat Pump with Remote Outdoor Unit-Air-Source) | WDLCURAH24ABK |  |  | WLA*244BA* | WFEL045B036B* | 23800 | 16.5 | 8.5 | 26800 | 24200 | 90.3% | 2 | 0 | 10 |  |  |  | No | R-410A | 1.9833 | Residential & Commercial | Ducted CEE Tier 1
214228987 | Central HP <5.4 tons | KEEPRITE | HRCU-A-CB (Split System: Heat Pump with Remote Outdoor Unit-Air-Source) | DLCURAH18ABK |  |  | EA*4X24L17A* | *80MSU0601716A* | 17600 | 16.5 | 8.5 | 18600 | 19100 | 102.7% | 2.3 | 0 | 10.5 |  |  |  | No | R-410A | 1.4667 | Residential & Commercial | Ducted CEE Tier 1
212969563 | Central HP <5.4 tons | KEEPRITE | HRCU-A-CB (Split System: Heat Pump with Remote Outdoor Unit-Air-Source) | DLCURAH18ABK |  |  | EN(A,D)4X18L14** | *80VSL0451412B* | 17400 | 16 | 8.5 | 18600 | 19700 | 105.9% | 2.38 | 0 | 10.5 |  |  |  | No | R-410A | 1.45 | Residential & Commercial | Ducted CEE Tier 1
211227803 | Central HP <5.4 tons | ARCOAIRE | HRCU-A-CB (Split System: Heat Pump with Remote Outdoor Unit-Air-Source) | DLCURAH36ABK |  |  | EA*4X42L24A* | *80ES(N,L)0902420A* | 35400 | 16 | 8.1 | 38500 | 35000 | 90.91% | 1.88 | 0 | 10 |  |  |  | No | R-410A | 2.95 | Residential & Commercial | Ducted CEE Tier 1
212976814 | Central HP <5.4 tons | KEEPRITE | HRCU-A-CB (Split System: Heat Pump with Remote Outdoor Unit-Air-Source) | DLCURAH36ABK |  |  | EA*4X48L24A* | *96VTN1002120B* | 36000 | 16.5 | 8.5 | 37800 | 34800 | 92.06% | 2.04 | 0 | 10 |  |  |  | No | R-410A | 3 | Residential & Commercial | Ducted CEE Tier 1
212976532 | Central HP <5.4 tons | KEEPRITE | HRCU-A-CB (Split System: Heat Pump with Remote Outdoor Unit-Air-Source) | DLCURAH36ABK |  |  | EA*4X48L24A* | *96VTN0802120B* | 35400 | 16.5 | 8.1 | 37800 | 34600 | 91.53% | 2 | 0 | 10 |  |  |  | No | R-410A | 2.95 | Residential & Commercial | Ducted CEE Tier 1
212383305 | Central HP <5.4 tons | ARCOAIRE | HRCU-A-CB (Split System: Heat Pump with Remote Outdoor Unit-Air-Source) | DLCURAH36ABK |  |  | EA*4X36L21A* | *80ES(N,L)0902116A* | 35600 | 16 | 8.1 | 39500 | 35200 | 89.11% | 1.84 | 0 | 10 |  |  |  | No | R-410A | 2.9667 | Residential & Commercial | Ducted CEE Tier 1
211228904 | Central HP <5.4 tons | ARCOAIRE | HRCU-A-CB (Split System: Heat Pump with Remote Outdoor Unit-Air-Source) | DLCURAH36ABK |  |  | EA*4X48L21A* | *80VTL0701716A* | 35800 | 16 | 8.5 | 38500 | 34600 | 89.87% | 2.04 | 0 | 10 |  |  |  | No | R-410A | 2.9833 | Residential & Commercial | Ducted CEE Tier 1
207573588 | Central HP <5.4 tons | DAY & NIGHT | HRCU-A-CB (Split System: Heat Pump with Remote Outdoor Unit-Air-Source) | CVH837GKA2* | ADP |  | PL36H175P789 | *80CTL0901716A* | 32400 | 18 | 8.1 | 30800 | 27200 | 88.31% | 2.2 | 12.5 | 11.5 |  |  |  | No | R-410A | 2.7 | Residential & Commercial | Ducted CEE Tier 1
211228522 | Central HP <5.4 tons | ARCOAIRE | HRCU-A-CB (Split System: Heat Pump with Remote Outdoor Unit-Air-Source) | DLCURAH36ABK |  |  | EA*4X43L21A* | *95ESN1002122A* | 37400 | 15.5 | 8.5 | 39000 | 35000 | 89.74% | 2.16 | 0 | 10 |  |  |  | No | R-410A | 3.1167 | Residential & Commercial | Ducted CEE Tier 1
212384790 | Central HP <5.4 tons | ARCOAIRE | HRCU-A-CB (Split System: Heat Pump with Remote Outdoor Unit-Air-Source) | DLCURAH36ABK |  |  | EN(A,D,W)4X48L21** | *92ESN0801716A* | 36200 | 16.5 | 8.1 | 39000 | 34800 | 89.23% | 2.02 | 0 | 10.5 |  |  |  | No | R-410A | 3.0167 | Residential & Commercial | Ducted CEE Tier 1
214229460 | Central HP <5.4 tons | KEEPRITE | HRCU-A-CB (Split System: Heat Pump with Remote Outdoor Unit-Air-Source) | DLCURAH36ABK |  |  | EA*4X48L24A* | *80MSU1002120A* | 35600 | 16 | 8.5 | 38000 | 34600 | 91.05% | 2.04 | 0 | 10 |  |  |  | No | R-410A | 2.9667 | Residential & Commercial | Ducted CEE Tier 1
214385681 | Central HP <5.4 tons | COMFORTMAKER | HRCU-A-C (Split System: Heat Pump with Remote Outdoor Unit with No Indoor Fan --Air Source) | DLCURAH36ABK | ADP |  | H,YE35936+TD |  | 36000 | 15.2 | 8.55 | 36400 | 31200 | 85.71% | 1.84 | 0 | 10 |  |  |  | No | R-410A | 3 | Residential & Commercial | Ducted CEE Tier 1
213080494 | Central HP <5.4 tons | ARCOAIRE | HRCU-A-CB (Split System: Heat Pump with Remote Outdoor Unit-Air-Source) | DLCURAH36ABK |  |  | EN(A,D)4X48L24** | *96MSN1402422A* | 35800 | 16.5 | 8.1 | 38500 | 35000 | 90.91% | 2 | 0 | 10 |  |  |  | No | R-410A | 2.9833 | Residential & Commercial | Ducted CEE Tier 1
214302982 | Central HP <5.4 tons | RUUD | HRCU-A-CB (Split System: Heat Pump with Remote Outdoor Unit-Air-Source) | RD17AZ36AJ3N | ADP |  | H,RG47936 | R801V0704A17UHU | 34200 | 18 | 8.1 | 32600 | 29200 | 89.57% | 1.9 | 0 | 10 |  |  |  | No | R-410A | 2.85 | Residential & Commercial | Ducted CEE Tier 1
212627753 | Central HP <5.4 tons | COLEMAN | HRCU-A-CB (Split System: Heat Pump with Remote Outdoor Unit-Air-Source) | HMH72B341 | ASPEN |  | D(A,C,E)42B36+TDR | TM8V080C16MP12 | 32400 | 17.5 | 8.5 | 34000 | 27400 | 80.59% | 2.67 | 0 | 10 |  |  |  | No | R-410A | 2.7 | Residential & Commercial | Ducted CEE Tier 1
212627755 | Central HP <5.4 tons | COLEMAN | HRCU-A-CB (Split System: Heat Pump with Remote Outdoor Unit-Air-Source) | HMH72B341 | ASPEN |  | D(A,C,E)42C36+TDR | TM8V080C16MP12 | 32800 | 17.5 | 8.5 | 34000 | 27400 | 80.59% | 2.67 | 0 | 10 |  |  |  | No | R-410A | 2.7333 | Residential & Commercial | Ducted CEE Tier 1
212627771 | Central HP <5.4 tons | COLEMAN | HRCU-A-CB (Split System: Heat Pump with Remote Outdoor Unit-Air-Source) | HMH72B341 | ASPEN |  | D(A,C,E)36B46+TDR | TM8V100C16MP12 | 33000 | 17.5 | 8.5 | 34000 | 27400 | 80.59% | 2.67 | 0 | 10 |  |  |  | No | R-410A | 2.75 | Residential & Commercial | Ducted CEE Tier 1
212626913 | Central HP <5.4 tons | COLEMAN | HRCU-A-CB (Split System: Heat Pump with Remote Outdoor Unit-Air-Source) | HMH72B341 | ASPEN |  | D(A,C,E)36B46+TDR | TM8E100B12MP11 | 33000 | 18 | 8.5 | 33800 | 27400 | 81.07% | 2.64 | 0 | 10 |  |  |  | No | R-410A | 2.75 | Residential & Commercial | Ducted CEE Tier 1
212626916 | Central HP <5.4 tons | COLEMAN | HRCU-A-CB (Split System: Heat Pump with Remote Outdoor Unit-Air-Source) | HMH72B341 | ASPEN |  | D(A,C,E)36D36+TDR | TM8E100B12MP11 | 33000 | 18 | 8.5 | 33800 | 27400 | 81.07% | 2.64 | 0 | 10 |  |  |  | No | R-410A | 2.75 | Residential & Commercial | Ducted CEE Tier 1
214094110 | Central HP <5.4 tons | BOSCH | HRCU-A-CB (Split System: Heat Pump with Remote Outdoor Unit-Air-Source) | BOVA-36HDN1-M20G | ASPEN |  | DM36A34+TDR | BGH96M080B3A | 22200 | 18.3 | 8.4 | 23600 | 23000 | 97.46% | 2.3 | 0 | 11.8 |  |  |  | No | R-410A | 1.85 | Residential & Commercial | Ducted CEE Tier 1
214094126 | Central HP <5.4 tons | BOSCH | HRCU-A-CB (Split System: Heat Pump with Remote Outdoor Unit-Air-Source) | BOVA-36HDN1-M20G | ASPEN |  | DM42B34+TDR | BGH96M080C4A | 31600 | 17.5 | 8.6 | 33800 | 26400 | 78.11% | 2.42 | 0 | 10.9 |  |  |  | No | R-410A | 2.6333 | Residential & Commercial | Ducted CEE Tier 1
214094128 | Central HP <5.4 tons | BOSCH | HRCU-A-CB (Split System: Heat Pump with Remote Outdoor Unit-Air-Source) | BOVA-36HDN1-M20G | ASPEN |  | DM42B34+TDR | BGH96M100C5A | 30400 | 18.3 | 8.7 | 34000 | 27400 | 80.59% | 2.43 | 0 | 11.7 |  |  |  | No | R-410A | 2.5333 | Residential & Commercial | Ducted CEE Tier 1
215375389 | Central HP <5.4 tons | BOSCH | HRCU-A-CB (Split System: Heat Pump with Remote Outdoor Unit-Air-Source) | BOVA-36HDN1-M20G | ASPEN |  | D(A,C,E)36A36+TDR | BGH96M100C5B | 29800 | 18.5 | 8.7 | 34000 | 25400 | 74.71% | 2.43 | 0 | 11 |  |  |  | No | R-410A | 2.4833 | Residential & Commercial | Ducted CEE Tier 1
215375406 | Central HP <5.4 tons | BOSCH | HRCU-A-CB (Split System: Heat Pump with Remote Outdoor Unit-Air-Source) | BOVB-36HDN1-M20G | ASPEN |  | D(A,C,E)36A36+TDR | BGH96M060B3B | 22200 | 18 | 8.4 | 23600 | 19500 | 82.63% | 2.17 | 0 | 11.8 |  |  |  | No | R-410A | 1.85 | Residential & Commercial | Ducted CEE Tier 1
215936931 | Central HP <5.4 tons | KEEPRITE | HRCU-A-CB (Split System: Heat Pump with Remote Outdoor Unit-Air-Source) | C5H3V36*K*AAA* |  |  | EVD5X61M24A*+WALLCON | *80CTL0902120B* | 36000 | 22.5 | 8.5 | 37600 | 28200 | 75% | 2.06 | 0 | 12.5 |  |  |  | No | R-454B | 3 | Residential & Commercial | Ducted CEE Tier 1
215936681 | Central HP <5.4 tons | KEEPRITE | HRCU-A-CB (Split System: Heat Pump with Remote Outdoor Unit-Air-Source) | C5H3V36*K*AAA* |  |  | EVD5X60M21A*+WALLCON | *97CMN0602120B* | 35400 | 21 | 8.5 | 38500 | 29000 | 75.32% | 2 | 0 | 12 |  |  |  | No | R-454B | 2.95 | Residential & Commercial | Ducted CEE Tier 1
215936831 | Central HP <5.4 tons | KEEPRITE | HRCU-A-CB (Split System: Heat Pump with Remote Outdoor Unit-Air-Source) | C5H3V36*K*AAA* |  |  | EVD5X60M24A*+WALLCON | *97CMN1002122B* | 35600 | 22 | 8.5 | 38000 | 28400 | 74.74% | 2.04 | 0 | 12.5 |  |  |  | No | R-454B | 2.9667 | Residential & Commercial | Ducted CEE Tier 1
215936281 | Central HP <5.4 tons | KEEPRITE | HRCU-A-CB (Split System: Heat Pump with Remote Outdoor Unit-Air-Source) | C5H3V36*K*AAA* |  |  | EVD5X48M21A*+WALLCON | *97CMN0601714B* | 34400 | 20.5 | 8.5 | 38000 | 27600 | 72.63% | 2.08 | 0 | 11 |  |  |  | No | R-454B | 2.8667 | Residential & Commercial | Ducted CEE Tier 1
215936481 | Central HP <5.4 tons | KEEPRITE | HRCU-A-CB (Split System: Heat Pump with Remote Outdoor Unit-Air-Source) | C5H3V36*K*AAA* |  |  | EVD5X49M24A*+WALLCON | *95CSU0802120B* | 35400 | 21.5 | 8.5 | 38000 | 28600 | 75.26% | 2.04 | 0 | 12 |  |  |  | No | R-454B | 2.95 | Residential & Commercial | Ducted CEE Tier 1
215936711 | Central HP <5.4 tons | KEEPRITE | HRCU-A-CB (Split System: Heat Pump with Remote Outdoor Unit-Air-Source) | C5H3V36*K*AAA* |  |  | EVD5X60M21A*+WALLCON | *97CMN1002122B* | 35600 | 22 | 8.5 | 38000 | 28600 | 75.26% | 2.02 | 0 | 12.5 |  |  |  | No | R-454B | 2.9667 | Residential & Commercial | Ducted CEE Tier 1
215935741 | Central HP <5.4 tons | KEEPRITE | HRCU-A-CB (Split System: Heat Pump with Remote Outdoor Unit-Air-Source) | C5H3V36*K*AAA* |  |  | EVD5X36M21A*+WALLCON | *97CMN0802120B* | 34400 | 20.5 | 8.5 | 38500 | 28200 | 73.25% | 2.04 | 0 | 11.7 |  |  |  | No | R-454B | 2.8667 | Residential & Commercial | Ducted CEE Tier 1
212625963 | Central HP <5.4 tons | COLEMAN | HRCU-A-CB (Split System: Heat Pump with Remote Outdoor Unit-Air-Source) | HMH72B341 | ASPEN |  | D(A,C,E)48C36+TDR | TM9E100C20MP12 | 33200 | 15.5 | 8.1 | 33200 | 27000 | 81.33% | 2.43 | 0 | 10 |  |  |  | No | R-410A | 2.7667 | Residential & Commercial | Ducted CEE Tier 1
212507767 | Central HP <5.4 tons | BOSCH | HRCU-A-CB (Split System: Heat Pump with Remote Outdoor Unit-Air-Source) | BOVA-36HDN1-M20G | ASPEN |  | L(E,G)M24H4 |  | 23600 | 19 | 9 | 23600 | 26600 | 112.7% | 2.6 | 0 | 12.5 |  |  |  | No | R-410A | 1.9667 | Residential & Commercial | Ducted CEE Tier 1
211226873 | Central HP <5.4 tons | ARCOAIRE | HRCU-A-CB (Split System: Heat Pump with Remote Outdoor Unit-Air-Source) | DLCURAH36ABK |  |  | EA*4X37L21A* | *80VSL0701716A* | 36600 | 15.5 | 8.5 | 38500 | 34800 | 90.39% | 2.08 | 0 | 10 |  |  |  | No | R-410A | 3.05 | Residential & Commercial | Ducted CEE Tier 1
211227333 | Central HP <5.4 tons | ARCOAIRE | HRCU-A-CB (Split System: Heat Pump with Remote Outdoor Unit-Air-Source) | DLCURAH36ABK |  |  | EA*4X42L21A* | *80ES(N,L)0901714A* | 36000 | 15.5 | 8.1 | 39500 | 35200 | 89.11% | 1.9 | 0 | 10 |  |  |  | No | R-410A | 3 | Residential & Commercial | Ducted CEE Tier 1
211230886 | Central HP <5.4 tons | ARCOAIRE | HRCU-A-CB (Split System: Heat Pump with Remote Outdoor Unit-Air-Source) | DLCURAH36ABK |  |  | FMA4X36**AL* |  | 35800 | 17 | 8.1 | 40000 | 35200 | 88% | 1.86 | 0 | 10 |  |  |  | No | R-410A | 2.9833 | Residential & Commercial | Ducted CEE Tier 1
212383484 | Central HP <5.4 tons | ARCOAIRE | HRCU-A-CB (Split System: Heat Pump with Remote Outdoor Unit-Air-Source) | DLCURAH36ABK |  |  | EA*4X48L21A* | *80ES(N,L)0701716A* | 35600 | 16 | 8.5 | 37800 | 34600 | 91.53% | 2.04 | 0 | 10 |  |  |  | No | R-410A | 2.9667 | Residential & Commercial | Ducted CEE Tier 1
212384690 | Central HP <5.4 tons | ARCOAIRE | HRCU-A-CB (Split System: Heat Pump with Remote Outdoor Unit-Air-Source) | DLCURAH36ABK |  |  | EN(A,D,W)4X42L21** | *92ESN1002120A* | 36200 | 15.5 | 8.1 | 39500 | 35200 | 89.11% | 1.9 | 0 | 10 |  |  |  | No | R-410A | 3.0167 | Residential & Commercial | Ducted CEE Tier 1
214094131 | Central HP <5.4 tons | BOSCH | HRCU-A-CB (Split System: Heat Pump with Remote Outdoor Unit-Air-Source) | BOVB-36HDN1-M20G | ASPEN |  | DM42B34+TDR | BGH96M080B3B | 30400 | 18.3 | 8.7 | 34000 | 27400 | 80.59% | 2.42 | 0 | 10.9 |  |  |  | No | R-410A | 2.5333 | Residential & Commercial | Ducted CEE Tier 1
213885829 | Central HP <5.4 tons | BOSCH | HRCU-A-CB (Split System: Heat Pump with Remote Outdoor Unit-Air-Source) | BOVA-36HDN1-M20G | ASPEN |  | AE(D,N,U)+CM36A34+TDR |  | 22200 | 19.9 | 8.9 | 23600 | 27000 | 114.4% | 2.45 | 0 | 12.7 |  |  |  | No | R-410A | 1.85 | Residential & Commercial | Ducted CEE Tier 1
215057476 | Central HP <5.4 tons | BOSCH | HRCU-A-CB (Split System: Heat Pump with Remote Outdoor Unit-Air-Source) | BOVD-36HDN1-M20G | ASPEN |  | L(E,G)M24F4 |  | 21400 | 18 | 8.1 | 23400 | 17600 | 75.21% | 2 | 0 | 12 |  |  |  | No | R-410A | 1.7833 | Residential & Commercial | Ducted CEE Tier 1
215937171 | Central HP <5.4 tons | KEEPRITE | HRCU-A-CB (Split System: Heat Pump with Remote Outdoor Unit-Air-Source) | C5H3V48*K*AAA* |  |  | EVM5X49M21A*+WALLCON | *80CTL0901716B* | 44500 | 20.5 | 8.1 | 53500 | 37600 | 70.28% | 1.95 | 0 | 11.5 |  |  |  | No | R-454B | 3.7083 | Residential & Commercial | Ducted CEE Tier 1
215937471 | Central HP <5.4 tons | KEEPRITE | HRCU-A-CB (Split System: Heat Pump with Remote Outdoor Unit-Air-Source) | C5H3V48*K*AAA* |  |  | EVM5X60M24A*+WALLCON | *80CTL0902120B* | 45500 | 21 | 8.1 | 52500 | 38000 | 72.38% | 1.95 | 0 | 11.5 |  |  |  | No | R-454B | 3.7917 | Residential & Commercial | Ducted CEE Tier 1
212627065 | Central HP <5.4 tons | COLEMAN | HRCU-A-CB (Split System: Heat Pump with Remote Outdoor Unit-Air-Source) | HMH72B341 | ASPEN |  | D(A,C,E)42A46+TDR | TM9V080C16MP12 | 32600 | 17.5 | 8.5 | 33800 | 27400 | 81.07% | 2.66 | 0 | 10 |  |  |  | No | R-410A | 2.7167 | Residential & Commercial | Ducted CEE Tier 1
212627084 | Central HP <5.4 tons | COLEMAN | HRCU-A-CB (Split System: Heat Pump with Remote Outdoor Unit-Air-Source) | HMH72B341 | ASPEN |  | D(A,C,E)36B46+TDR | TP9C080C16MP13 | 33000 | 17.5 | 8.1 | 33800 | 27400 | 81.07% | 2.45 | 0 | 10 |  |  |  | No | R-410A | 2.75 | Residential & Commercial | Ducted CEE Tier 1
212624888 | Central HP <5.4 tons | COLEMAN | HRCU-A-CB (Split System: Heat Pump with Remote Outdoor Unit-Air-Source) | HMH72B341 | ASPEN |  | D(A,C,E)42B34+TDR | CP9C100C16MP13 | 32400 | 17.5 | 8.1 | 34000 | 27400 | 80.59% | 2.47 | 0 | 10 |  |  |  | No | R-410A | 2.7 | Residential & Commercial | Ducted CEE Tier 1
213079080 | Central HP <5.4 tons | GRANDAIRE | HRCU-A-CB (Split System: Heat Pump with Remote Outdoor Unit-Air-Source) | WDLCURAH36ABK |  |  | WLN(C,W)484CA* | WFEU040B036B* | 35800 | 16.5 | 8.1 | 38500 | 34800 | 90.39% | 2 | 0 | 10 |  |  |  | No | R-410A | 2.9833 | Residential & Commercial | Ducted CEE Tier 1
213079248 | Central HP <5.4 tons | GRANDAIRE | HRCU-A-CB (Split System: Heat Pump with Remote Outdoor Unit-Air-Source) | WDLCURAH36ABK |  |  | WLA*424DA* | WFEU080C060B* | 35200 | 16.5 | 8.1 | 38500 | 35000 | 90.91% | 1.9 | 0 | 10 |  |  |  | No | R-410A | 2.9333 | Residential & Commercial | Ducted CEE Tier 1
213079224 | Central HP <5.4 tons | GRANDAIRE | HRCU-A-CB (Split System: Heat Pump with Remote Outdoor Unit-Air-Source) | WDLCURAH36ABK |  |  | WLA*374CA* | WFEU080C060B* | 36600 | 16.5 | 8.5 | 38000 | 34600 | 91.05% | 2.08 | 0 | 10 |  |  |  | No | R-410A | 3.05 | Residential & Commercial | Ducted CEE Tier 1
213078408 | Central HP <5.4 tons | GRANDAIRE | HRCU-A-CB (Split System: Heat Pump with Remote Outdoor Unit-Air-Source) | WDLCURAH36ABK |  |  | WLA*374CA* | WFE*090C048C* | 36400 | 16.5 | 8.5 | 38000 | 35000 | 92.11% | 1.88 | 0 | 10 |  |  |  | No | R-410A | 3.0333 | Residential & Commercial | Ducted CEE Tier 1
213078674 | Central HP <5.4 tons | GRANDAIRE | HRCU-A-CB (Split System: Heat Pump with Remote Outdoor Unit-Air-Source) | WDLCURAH36ABK |  |  | WLA*484CA* | WFE*110C060C* | 36200 | 16.5 | 8.5 | 38000 | 34800 | 91.58% | 2.06 | 0 | 10 |  |  |  | No | R-410A | 3.0167 | Residential & Commercial | Ducted CEE Tier 1
213080871 | Central HP <5.4 tons | GRANDAIRE | HRCU-A-CB (Split System: Heat Pump with Remote Outdoor Unit-Air-Source) | WDLCURAH36ABK |  |  | WLN(C,W)484CA* | WFSU080C060B* | 35800 | 16.5 | 8.1 | 38500 | 35000 | 90.91% | 2 | 0 | 10 |  |  |  | No | R-410A | 2.9833 | Residential & Commercial | Ducted CEE Tier 1
212627821 | Central HP <5.4 tons | COLEMAN | HRCU-A-CB (Split System: Heat Pump with Remote Outdoor Unit-Air-Source) | HMH72B341 | ASPEN |  | D(A,C,E)36B46+TDR | TPLC080C16MP13 | 33000 | 17.5 | 8.1 | 33800 | 27400 | 81.07% | 2.47 | 0 | 10 |  |  |  | No | R-410A | 2.75 | Residential & Commercial | Ducted CEE Tier 1
212627848 | Central HP <5.4 tons | COLEMAN | HRCU-A-CB (Split System: Heat Pump with Remote Outdoor Unit-Air-Source) | HMH72B341 | ASPEN |  | D(A,C,E)42A46+TDR | TPLC100C16MP13 | 32400 | 17.5 | 8.1 | 33800 | 27400 | 81.07% | 2.47 | 0 | 10 |  |  |  | No | R-410A | 2.7 | Residential & Commercial | Ducted CEE Tier 1
212627099 | Central HP <5.4 tons | COLEMAN | HRCU-A-CB (Split System: Heat Pump with Remote Outdoor Unit-Air-Source) | HMH72B341 | ASPEN |  | D(A,C,E)36D26+TDR | TL9E100C20UH11 | 32000 | 17 | 8.3 | 33800 | 28800 | 85.21% | 2.77 | 0 | 10 |  |  |  | No | R-410A | 2.6667 | Residential & Commercial | Ducted CEE Tier 1
211227839 | Central HP <5.4 tons | ARCOAIRE | HRCU-A-CB (Split System: Heat Pump with Remote Outdoor Unit-Air-Source) | DLCURAH36ABK |  |  | EA*4X42L24A* | *80ES(N,L)1352420A* | 35600 | 16 | 8.1 | 38500 | 35000 | 90.91% | 1.9 | 0 | 10 |  |  |  | No | R-410A | 2.9667 | Residential & Commercial | Ducted CEE Tier 1
211227069 | Central HP <5.4 tons | ARCOAIRE | HRCU-A-CB (Split System: Heat Pump with Remote Outdoor Unit-Air-Source) | DLCURAH36ABK |  |  | EA*4X37L21A* | *95ESN1002120A* | 37000 | 15.5 | 8.5 | 38500 | 34800 | 90.39% | 2.1 | 0 | 10 |  |  |  | No | R-410A | 3.0833 | Residential & Commercial | Ducted CEE Tier 1
211227005 | Central HP <5.4 tons | ARCOAIRE | HRCU-A-CB (Split System: Heat Pump with Remote Outdoor Unit-Air-Source) | DLCURAH36ABK |  |  | EA*4X37L21A* | *92ESN0801716A* | 36200 | 16 | 8.5 | 38500 | 34800 | 90.39% | 2.08 | 0 | 10 |  |  |  | No | R-410A | 3.0167 | Residential & Commercial | Ducted CEE Tier 1
212970433 | Central HP <5.4 tons | KEEPRITE | HRCU-A-CB (Split System: Heat Pump with Remote Outdoor Unit-Air-Source) | DLCURAH36ABK |  |  | EA*4X48L21A* | *80VSL0701716B* | 36000 | 16 | 8.5 | 38500 | 34800 | 90.39% | 2.02 | 0 | 10 |  |  |  | No | R-410A | 3 | Residential & Commercial | Ducted CEE Tier 1
211226536 | Central HP <5.4 tons | KEEPRITE | HRCU-A-CB (Split System: Heat Pump with Remote Outdoor Unit-Air-Source) | DLCURAH36ABK |  |  | EA*4X37L17A* | *80ES(N,L)0901714A* | 36400 | 15.5 | 8.5 | 38500 | 35000 | 90.91% | 2.04 | 0 | 10 |  |  |  | No | R-410A | 3.0333 | Residential & Commercial | Ducted CEE Tier 1
211227787 | Central HP <5.4 tons | GRANDAIRE | HRCU-A-CB (Split System: Heat Pump with Remote Outdoor Unit-Air-Source) | WDLCURAH36ABK |  |  | WLA*424DA* | WFER090C048A* | 35800 | 16 | 8.1 | 39500 | 35000 | 88.61% | 1.9 | 0 | 10 |  |  |  | No | R-410A | 2.9833 | Residential & Commercial | Ducted CEE Tier 1
211227904 | Central HP <5.4 tons | GRANDAIRE | HRCU-A-CB (Split System: Heat Pump with Remote Outdoor Unit-Air-Source) | WDLCURAH36ABK |  |  | WLA*424DA* | WFEU080C060A* | 37000 | 15.5 | 8.5 | 40000 | 35200 | 88% | 1.96 | 0 | 10 |  |  |  | No | R-410A | 3.0833 | Residential & Commercial | Ducted CEE Tier 1
211228039 | Central HP <5.4 tons | GRANDAIRE | HRCU-A-CB (Split System: Heat Pump with Remote Outdoor Unit-Air-Source) | WDLCURAH36ABK |  |  | WLA*424DA* | WFSX120D066A* | 36600 | 15.2 | 8.1 | 40000 | 35200 | 88% | 1.94 | 0 | 10 |  |  |  | No | R-410A | 3.05 | Residential & Commercial | Ducted CEE Tier 1
211229143 | Central HP <5.4 tons | GRANDAIRE | HRCU-A-CB (Split System: Heat Pump with Remote Outdoor Unit-Air-Source) | WDLCURAH36ABK |  |  | WLA*484CA* | WFSU100C060A* | 36200 | 16 | 8.5 | 38500 | 34600 | 89.87% | 2.06 | 0 | 10 |  |  |  | No | R-410A | 3.0167 | Residential & Commercial | Ducted CEE Tier 1
211228508 | Central HP <5.4 tons | GRANDAIRE | HRCU-A-CB (Split System: Heat Pump with Remote Outdoor Unit-Air-Source) | WDLCURAH36ABK |  |  | WLA*434CA* | WFSX080C060A* | 37200 | 15.5 | 8.5 | 38500 | 35000 | 90.91% | 2.12 | 0 | 10 |  |  |  | No | R-410A | 3.1 | Residential & Commercial | Ducted CEE Tier 1
211228808 | Central HP <5.4 tons | GRANDAIRE | HRCU-A-CB (Split System: Heat Pump with Remote Outdoor Unit-Air-Source) | WDLCURAH36ABK |  |  | WLA*484CA* | WFER090C060A* | 36400 | 16 | 8.5 | 38500 | 34800 | 90.39% | 2.08 | 0 | 10 |  |  |  | No | R-410A | 3.0333 | Residential & Commercial | Ducted CEE Tier 1
215937771 | Central HP <5.4 tons | KEEPRITE | HRCU-A-CB (Split System: Heat Pump with Remote Outdoor Unit-Air-Source) | C5H3V48*K*AAA* |  |  | EVD5X48M21A*+WALLCON | *80CTL1102120B* | 44500 | 20 | 8.1 | 52000 | 38000 | 73.08% | 1.9 | 0 | 11 |  |  |  | No | R-454B | 3.7083 | Residential & Commercial | Ducted CEE Tier 1
215938091 | Central HP <5.4 tons | KEEPRITE | HRCU-A-CB (Split System: Heat Pump with Remote Outdoor Unit-Air-Source) | C5H3V48*K*AAA* |  |  | EVD5X49M24A*+WALLCON | *97CMN1002122B* | 45500 | 20.5 | 8.1 | 52500 | 38000 | 72.38% | 1.9 | 0 | 11.5 |  |  |  | No | R-454B | 3.7917 | Residential & Commercial | Ducted CEE Tier 1
215938121 | Central HP <5.4 tons | KEEPRITE | HRCU-A-CB (Split System: Heat Pump with Remote Outdoor Unit-Air-Source) | C5H3V48*K*AAA* |  |  | EVD5X49M24A*+WALLCON | *96CTN1202422B* | 45500 | 20.5 | 8.1 | 52500 | 38000 | 72.38% | 1.95 | 0 | 11.5 |  |  |  | No | R-454B | 3.7917 | Residential & Commercial | Ducted CEE Tier 1
215937021 | Central HP <5.4 tons | KEEPRITE | HRCU-A-CB (Split System: Heat Pump with Remote Outdoor Unit-Air-Source) | C5H3V48*K*AAA* |  |  | EVM5X48M21A*+WALLCON | *80CTL0902120B* | 44500 | 20 | 8.1 | 52000 | 38000 | 73.08% | 1.9 | 0 | 11 |  |  |  | No | R-454B | 3.7083 | Residential & Commercial | Ducted CEE Tier 1
212624899 | Central HP <5.4 tons | COLEMAN | HRCU-A-CB (Split System: Heat Pump with Remote Outdoor Unit-Air-Source) | HMH72B341 | ASPEN |  | D(A,C,E)48C34+TDR | CP9C100C16MP13 | 33200 | 17.5 | 8.1 | 34000 | 27400 | 80.59% | 2.47 | 0 | 10 |  |  |  | No | R-410A | 2.7667 | Residential & Commercial | Ducted CEE Tier 1
212625013 | Central HP <5.4 tons | COLEMAN | HRCU-A-CB (Split System: Heat Pump with Remote Outdoor Unit-Air-Source) | HMH72B341 | ASPEN |  | D(A,C,E)42C34+TDR | TM8Y100C16MP11 | 32800 | 18.5 | 8.5 | 34000 | 27400 | 80.59% | 2.67 | 0 | 10 |  |  |  | No | R-410A | 2.7333 | Residential & Commercial | Ducted CEE Tier 1
212627921 | Central HP <5.4 tons | COLEMAN | HRCU-A-CB (Split System: Heat Pump with Remote Outdoor Unit-Air-Source) | HMH72B341 | ASPEN |  | D(A,C,E)42B36+TDR | CP9C100C16MP13 | 32400 | 17.5 | 8.1 | 34000 | 27400 | 80.59% | 2.47 | 0 | 10 |  |  |  | No | R-410A | 2.7 | Residential & Commercial | Ducted CEE Tier 1
211226701 | Central HP <5.4 tons | KEEPRITE | HRCU-A-CB (Split System: Heat Pump with Remote Outdoor Unit-Air-Source) | DLCURAH36ABK |  |  | EA*4X37L17A* | *95ESU0601716A* | 36200 | 15.5 | 8.5 | 38500 | 35000 | 90.91% | 2.02 | 0 | 10 |  |  |  | No | R-410A | 3.0167 | Residential & Commercial | Ducted CEE Tier 1
213205616 | Central HP <5.4 tons | TEMPSTAR | HRCU-A-CB (Split System: Heat Pump with Remote Outdoor Unit-Air-Source) | DLCURAH36ABK | ASPEN |  | D(A,C,E)42B34+TDR | *92ESN1002122A* | 35400 | 15.5 | 8.5 | 39500 | 31600 | 80% | 2.71 | 0 | 10 |  |  |  | No | R-410A | 2.95 | Residential & Commercial | Ducted CEE Tier 1
213205649 | Central HP <5.4 tons | TEMPSTAR | HRCU-A-CB (Split System: Heat Pump with Remote Outdoor Unit-Air-Source) | DLCURAH36ABK | ASPEN |  | D(A,C,E)36C34+TDR | *95ESN1002120A* | 35400 | 16 | 8.1 | 39500 | 31200 | 78.99% | 2.69 | 0 | 10 |  |  |  | No | R-410A | 2.95 | Residential & Commercial | Ducted CEE Tier 1
213205651 | Central HP <5.4 tons | TEMPSTAR | HRCU-A-CB (Split System: Heat Pump with Remote Outdoor Unit-Air-Source) | DLCURAH36ABK | ASPEN |  | D(A,C,E)42B34+TDR | *95ESN1002120A* | 35400 | 16 | 8.1 | 39500 | 31200 | 78.99% | 2.69 | 0 | 10 |  |  |  | No | R-410A | 2.95 | Residential & Commercial | Ducted CEE Tier 1
214303108 | Central HP <5.4 tons | RUUD | HRCU-A-CB (Split System: Heat Pump with Remote Outdoor Unit-Air-Source) | RD17AZ24AJ3N | ADP |  | V,R36H***P449 | R801V0503A14UH | 22400 | 18 | 8.1 | 21000 | 16500 | 78.57% | 2 | 0 | 10 |  |  |  | No | R-410A | 1.8667 | Residential & Commercial | Ducted CEE Tier 1
214303110 | Central HP <5.4 tons | RUUD | HRCU-A-CB (Split System: Heat Pump with Remote Outdoor Unit-Air-Source) | RD17AZ24AJ3N | ADP |  | V,R36H***P449 | R802V0503A14UHN | 22400 | 18 | 8.1 | 21000 | 16500 | 78.57% | 2 | 0 | 10 |  |  |  | No | R-410A | 1.8667 | Residential & Commercial | Ducted CEE Tier 1
212625065 | Central HP <5.4 tons | COLEMAN | HRCU-A-CB (Split System: Heat Pump with Remote Outdoor Unit-Air-Source) | HMH72B341 | ASPEN |  | D(A,C,E)42B34+TDR | TM9V100C16MP12 | 32400 | 17.5 | 8.5 | 34000 | 27400 | 80.59% | 2.67 | 0 | 10 |  |  |  | No | R-410A | 2.7 | Residential & Commercial | Ducted CEE Tier 1
212625172 | Central HP <5.4 tons | COLEMAN | HRCU-A-CB (Split System: Heat Pump with Remote Outdoor Unit-Air-Source) | HMH72B341 | ASPEN |  | D(A,C,E)48C34+TDR | TL9E100C20UH11 | 33400 | 17 | 8.5 | 34000 | 29200 | 85.88% | 2.81 | 0 | 10 |  |  |  | No | R-410A | 2.7833 | Residential & Commercial | Ducted CEE Tier 1
212975780 | Central HP <5.4 tons | KEEPRITE | HRCU-A-CB (Split System: Heat Pump with Remote Outdoor Unit-Air-Source) | DLCURAH18ABK |  |  | EA*4X19L17A* | *96VTN0801716B* | 17700 | 16.5 | 8.1 | 17700 | 17900 | 101.1% | 2.16 | 0 | 10.5 |  |  |  | No | R-410A | 1.475 | Residential & Commercial | Ducted CEE Tier 1
212975460 | Central HP <5.4 tons | KEEPRITE | HRCU-A-CB (Split System: Heat Pump with Remote Outdoor Unit-Air-Source) | DLCURAH18ABK |  |  | EN(A,D)4X24L14** | *96VTN0601412B* | 17500 | 16 | 8.5 | 18500 | 19200 | 103.8% | 2.3 | 0 | 10.5 |  |  |  | No | R-410A | 1.4583 | Residential & Commercial | Ducted CEE Tier 1
212973689 | Central HP <5.4 tons | KEEPRITE | HRCU-A-CB (Split System: Heat Pump with Remote Outdoor Unit-Air-Source) | DLCURAH18ABK |  |  | EA*4X30L17A* | *96VSN0801716B* | 17400 | 16 | 8.5 | 18000 | 18700 | 103.9% | 2.26 | 0 | 10.5 |  |  |  | No | R-410A | 1.45 | Residential & Commercial | Ducted CEE Tier 1
212986234 | Central HP <5.4 tons | GRANDAIRE | HRCU-A-CB (Split System: Heat Pump with Remote Outdoor Unit-Air-Source) | WDLCURAH24ABK |  |  | WLNC244BA* | WFSX040A030B* | 23200 | 16 | 8.5 | 27000 | 24600 | 91.11% | 2.02 | 0 | 10 |  |  |  | No | R-410A | 1.9333 | Residential & Commercial | Ducted CEE Tier 1
212627946 | Central HP <5.4 tons | COLEMAN | HRCU-A-CB (Split System: Heat Pump with Remote Outdoor Unit-Air-Source) | HMH72B341 | ASPEN |  | D(A,C,E)42C36+TDR | TM8Y080C16MP11 | 32800 | 18.5 | 8.5 | 34000 | 27400 | 80.59% | 2.67 | 0 | 10 |  |  |  | No | R-410A | 2.7333 | Residential & Commercial | Ducted CEE Tier 1
213613120 | Central HP <5.4 tons | GE | HRCU-A-CB (Split System: Heat Pump with Remote Outdoor Unit-Air-Source) | NS22H24MA4-**A | ADP |  | V36H175P149 | NF95X060S3B | 23600 | 19 | 8.1 | 21200 | 15000 | 70.75% | 1.94 | 0 | 12.5 |  |  |  | No | R-410A | 1.9667 | Residential & Commercial | Ducted CEE Tier 1
213613122 | Central HP <5.4 tons | GE | HRCU-A-CB (Split System: Heat Pump with Remote Outdoor Unit-Air-Source) | NS22H24MA4-**A | ADP |  | V36H175P789 | NF95X060S3B | 23800 | 19 | 8.2 | 21200 | 15000 | 70.75% | 1.96 | 0 | 13 |  |  |  | No | R-410A | 1.9833 | Residential & Commercial | Ducted CEE Tier 1
212625281 | Central HP <5.4 tons | COLEMAN | HRCU-A-CB (Split System: Heat Pump with Remote Outdoor Unit-Air-Source) | HMH72B341 | ASPEN |  | D(A,C,E)42D34+TDR | TL8E100C20UH11 | 33200 | 17.5 | 8.5 | 34000 | 27400 | 80.59% | 2.69 | 0 | 10 |  |  |  | No | R-410A | 2.7667 | Residential & Commercial | Ducted CEE Tier 1
213771932 | Central HP <5.4 tons | KEEPRITE | HRCU-A-CB (Split System: Heat Pump with Remote Outdoor Unit-Air-Source) | CVH825GKA2* |  |  | EHD4X30AAL+WALLCON | *80CTL0701412B* | 23800 | 16 | 8.1 | 21800 | 16800 | 77.06% | 1.98 | 0 | 10.5 |  |  |  | No | R-410A | 1.9833 | Residential & Commercial | Ducted CEE Tier 1
213771412 | Central HP <5.4 tons | KEEPRITE | HRCU-A-CB (Split System: Heat Pump with Remote Outdoor Unit-Air-Source) | CVH825GKA2* |  |  | EA*4X42L24A*+WALLCON | *97CMN1202422B* | 23800 | 16.5 | 8.1 | 21400 | 16600 | 77.57% | 1.96 | 0 | 11 |  |  |  | No | R-410A | 1.9833 | Residential & Commercial | Ducted CEE Tier 1
213080868 | Central HP <5.4 tons | KEEPRITE | HRCU-A-CB (Split System: Heat Pump with Remote Outdoor Unit-Air-Source) | DLCURAH36ABK |  |  | EN(A,D,W)4X48L21** | *95MSU0802120A* | 35800 | 16.5 | 8.1 | 38500 | 35000 | 90.91% | 2 | 0 | 10 |  |  |  | No | R-410A | 2.9833 | Residential & Commercial | Ducted CEE Tier 1
213079948 | Central HP <5.4 tons | KEEPRITE | HRCU-A-CB (Split System: Heat Pump with Remote Outdoor Unit-Air-Source) | DLCURAH36ABK |  |  | EN(A,D)4X48L24** | *92MSN1202420A* | 36400 | 16 | 8.1 | 38500 | 35000 | 90.91% | 2.02 | 0 | 10.5 |  |  |  | No | R-410A | 3.0333 | Residential & Commercial | Ducted CEE Tier 1
213080131 | Central HP <5.4 tons | KEEPRITE | HRCU-A-CB (Split System: Heat Pump with Remote Outdoor Unit-Air-Source) | DLCURAH36ABK |  |  | EN(A,D,W)4X48L21** | *96MSN0801716A* | 35600 | 16 | 8.1 | 38500 | 35000 | 90.91% | 1.98 | 0 | 10 |  |  |  | No | R-410A | 2.9667 | Residential & Commercial | Ducted CEE Tier 1
213079833 | Central HP <5.4 tons | KEEPRITE | HRCU-A-CB (Split System: Heat Pump with Remote Outdoor Unit-Air-Source) | DLCURAH36ABK |  |  | EN(A,D)4X48L24** | *92MSN1002120A* | 36000 | 16.5 | 8.1 | 38500 | 34800 | 90.39% | 2 | 0 | 10.5 |  |  |  | No | R-410A | 3 | Residential & Commercial | Ducted CEE Tier 1
212984417 | Central HP <5.4 tons | KEEPRITE | HRCU-A-CB (Split System: Heat Pump with Remote Outdoor Unit-Air-Source) | DLCURAH36ABK |  |  | EA*4X48L21A* | *92MSN0801716A* | 35800 | 16.5 | 8.5 | 37800 | 34600 | 91.53% | 2.02 | 0 | 10 |  |  |  | No | R-410A | 2.9833 | Residential & Commercial | Ducted CEE Tier 1
212988325 | Central HP <5.4 tons | KEEPRITE | HRCU-A-CB (Split System: Heat Pump with Remote Outdoor Unit-Air-Source) | DLCURAH36ABK |  |  | EA*4X48L24A* | *96MSN1202422A* | 35600 | 16.5 | 8.5 | 37800 | 34600 | 91.53% | 2.02 | 0 | 10 |  |  |  | No | R-410A | 2.9667 | Residential & Commercial | Ducted CEE Tier 1
212626045 | Central HP <5.4 tons | COLEMAN | HRCU-A-CB (Split System: Heat Pump with Remote Outdoor Unit-Air-Source) | HMH72B341 | ASPEN |  | D(A,C,E)48B36+TDR | TM8Y060A12MP11 | 32800 | 18 | 8.1 | 33400 | 27400 | 82.04% | 2.42 | 0 | 10 |  |  |  | No | R-410A | 2.7333 | Residential & Commercial | Ducted CEE Tier 1
212626079 | Central HP <5.4 tons | COLEMAN | HRCU-A-CB (Split System: Heat Pump with Remote Outdoor Unit-Air-Source) | HMH72B341 | ASPEN |  | D(A,C,E)42C36+TDR | TM8Y080B12MP11 | 33000 | 18 | 8.5 | 33400 | 27400 | 82.04% | 2.65 | 0 | 10 |  |  |  | No | R-410A | 2.75 | Residential & Commercial | Ducted CEE Tier 1
212626179 | Central HP <5.4 tons | COLEMAN | HRCU-A-CB (Split System: Heat Pump with Remote Outdoor Unit-Air-Source) | HMH72B341 | ASPEN |  | D(A,C,E)48B26+TDR | TM9Y100C16MP11 | 31600 | 18 | 8.1 | 33600 | 28200 | 83.93% | 2.63 | 0 | 10 |  |  |  | No | R-410A | 2.6333 | Residential & Commercial | Ducted CEE Tier 1
212627498 | Central HP <5.4 tons | COLEMAN | HRCU-A-CB (Split System: Heat Pump with Remote Outdoor Unit-Air-Source) | HMH72B341 | ASPEN |  | D(A,C,E)48D26+TDR | TM9Y100C16MP11 | 32400 | 18 | 8.4 | 34000 | 28400 | 83.53% | 2.75 | 0 | 10 |  |  |  | No | R-410A | 2.7 | Residential & Commercial | Ducted CEE Tier 1
211227106 | Central HP <5.4 tons | ARCOAIRE | HRCU-A-CB (Split System: Heat Pump with Remote Outdoor Unit-Air-Source) | DLCURAH36ABK |  |  | EA*4X37L21A* | *96VSN0801716A* | 36800 | 15.2 | 8.5 | 38500 | 35000 | 90.91% | 2.1 | 0 | 10 |  |  |  | No | R-410A | 3.0667 | Residential & Commercial | Ducted CEE Tier 1
211228001 | Central HP <5.4 tons | ARCOAIRE | HRCU-A-CB (Split System: Heat Pump with Remote Outdoor Unit-Air-Source) | DLCURAH36ABK |  |  | EA*4X42L24A* | *95ESN0802120A* | 36200 | 15.5 | 8.1 | 39500 | 35200 | 89.11% | 1.92 | 0 | 10 |  |  |  | No | R-410A | 3.0167 | Residential & Commercial | Ducted CEE Tier 1
211228012 | Central HP <5.4 tons | ARCOAIRE | HRCU-A-CB (Split System: Heat Pump with Remote Outdoor Unit-Air-Source) | DLCURAH36ABK |  |  | EA*4X42L24A* | *95ESN1002120A* | 36000 | 15.5 | 8.1 | 39500 | 35200 | 89.11% | 1.92 | 0 | 10 |  |  |  | No | R-410A | 3 | Residential & Commercial | Ducted CEE Tier 1
211228812 | Central HP <5.4 tons | ARCOAIRE | HRCU-A-CB (Split System: Heat Pump with Remote Outdoor Unit-Air-Source) | DLCURAH36ABK |  |  | EA*4X48L21A* | *80ES(N,L)1102120A* | 35800 | 16.5 | 8.5 | 38500 | 34600 | 89.87% | 2.04 | 0 | 10 |  |  |  | No | R-410A | 2.9833 | Residential & Commercial | Ducted CEE Tier 1
204456574 | Central HP <5.4 tons | ARCOAIRE | HRCU-A-CB (Split System: Heat Pump with Remote Outdoor Unit-Air-Source) | HVH825GKA2* |  |  | EA*4X30L17A*+WALLCON | *80CTL0701412A* | 23600 | 17 | 8.1 | 21600 | 16600 | 76.85% | 1.92 | 11.5 | 11 |  |  |  | No | R-410A | 1.9667 | Residential & Commercial | Ducted CEE Tier 1
204456439 | Central HP <5.4 tons | ARCOAIRE | HRCU-A-CB (Split System: Heat Pump with Remote Outdoor Unit-Air-Source) | HVH825GKA2* |  |  | EA*4X25L17A*+WALLCON | *80CTL0451712A* | 24200 | 16.5 | 8.1 | 21400 | 16800 | 78.5% | 2 | 11 | 11 |  |  |  | No | R-410A | 2.0167 | Residential & Commercial | Ducted CEE Tier 1
212627589 | Central HP <5.4 tons | COLEMAN | HRCU-A-CB (Split System: Heat Pump with Remote Outdoor Unit-Air-Source) | HMH72B341 | ASPEN |  | D(A,C,E)48D36+TDR | TMLE080C16MP11 | 33000 | 18 | 8.1 | 33000 | 29000 | 87.88% | 2.49 | 0 | 10 |  |  |  | No | R-410A | 2.75 | Residential & Commercial | Ducted CEE Tier 1
212627594 | Central HP <5.4 tons | COLEMAN | HRCU-A-CB (Split System: Heat Pump with Remote Outdoor Unit-Air-Source) | HMH72B341 | ASPEN |  | C(A,C,D,E)48C26+TDR | TM9E080C16MP12 | 32200 | 18 | 8.1 | 33000 | 29200 | 88.48% | 2.49 | 0 | 10 |  |  |  | No | R-410A | 2.6833 | Residential & Commercial | Ducted CEE Tier 1
212627596 | Central HP <5.4 tons | COLEMAN | HRCU-A-CB (Split System: Heat Pump with Remote Outdoor Unit-Air-Source) | HMH72B341 | ASPEN |  | D(A,C,E)48C36+TDR | TM9E080C16MP12 | 33000 | 18 | 8.1 | 33000 | 29200 | 88.48% | 2.49 | 0 | 10 |  |  |  | No | R-410A | 2.75 | Residential & Commercial | Ducted CEE Tier 1
212627584 | Central HP <5.4 tons | COLEMAN | HRCU-A-CB (Split System: Heat Pump with Remote Outdoor Unit-Air-Source) | HMH72B341 | ASPEN |  | D(A,C,E)48D36+TDR | TM8E080C16MP11 | 33000 | 18 | 8.5 | 34000 | 28400 | 83.53% | 2.77 | 0 | 10 |  |  |  | No | R-410A | 2.75 | Residential & Commercial | Ducted CEE Tier 1
211228871 | Central HP <5.4 tons | ARCOAIRE | HRCU-A-CB (Split System: Heat Pump with Remote Outdoor Unit-Air-Source) | DLCURAH36ABK |  |  | EA*4X48L21A* | *80ESU0601716A | 36600 | 16 | 8.5 | 38500 | 34800 | 90.39% | 2.08 | 0 | 10 |  |  |  | No | R-410A | 3.05 | Residential & Commercial | Ducted CEE Tier 1
211227016 | Central HP <5.4 tons | ARCOAIRE | HRCU-A-CB (Split System: Heat Pump with Remote Outdoor Unit-Air-Source) | DLCURAH36ABK |  |  | EA*4X37L21A* | *92ESN0802120A* | 37400 | 16 | 8.5 | 38500 | 34800 | 90.39% | 2.14 | 0 | 10 |  |  |  | No | R-410A | 3.1167 | Residential & Commercial | Ducted CEE Tier 1
211228345 | Central HP <5.4 tons | ARCOAIRE | HRCU-A-CB (Split System: Heat Pump with Remote Outdoor Unit-Air-Source) | DLCURAH36ABK |  |  | EA*4X43L21A* | *80ESU0601716A | 37200 | 16 | 8.5 | 38500 | 34800 | 90.39% | 2.12 | 0 | 10 |  |  |  | No | R-410A | 3.1 | Residential & Commercial | Ducted CEE Tier 1
211228577 | Central HP <5.4 tons | ARCOAIRE | HRCU-A-CB (Split System: Heat Pump with Remote Outdoor Unit-Air-Source) | DLCURAH36ABK |  |  | EA*4X43L21A* | *95ESU0601716A* | 36800 | 15.5 | 8.5 | 38500 | 34800 | 90.39% | 2.1 | 0 | 10 |  |  |  | No | R-410A | 3.0667 | Residential & Commercial | Ducted CEE Tier 1
211228022 | Central HP <5.4 tons | ARCOAIRE | HRCU-A-CB (Split System: Heat Pump with Remote Outdoor Unit-Air-Source) | DLCURAH36ABK |  |  | EA*4X42L24A* | *95ESN1002122A* | 36800 | 15.5 | 8.5 | 40000 | 35200 | 88% | 1.94 | 0 | 10 |  |  |  | No | R-410A | 3.0667 | Residential & Commercial | Ducted CEE Tier 1
211230262 | Central HP <5.4 tons | ARCOAIRE | HRCU-A-CB (Split System: Heat Pump with Remote Outdoor Unit-Air-Source) | DLCURAH36ABK |  |  | EN(A,D,W)4X48L21** | *95ESU0601716A* | 35800 | 16 | 8.1 | 38500 | 34800 | 90.39% | 2 | 0 | 10 |  |  |  | No | R-410A | 2.9833 | Residential & Commercial | Ducted CEE Tier 1
213771462 | Central HP <5.4 tons | KEEPRITE | HRCU-A-CB (Split System: Heat Pump with Remote Outdoor Unit-Air-Source) | CVH825GKA2* |  |  | EA*4X43L21A*+WALLCON | *80CTL0901716B* | 24600 | 17 | 8.5 | 21000 | 16600 | 79.05% | 2.02 | 0 | 11 |  |  |  | No | R-410A | 2.05 | Residential & Commercial | Ducted CEE Tier 1
213770912 | Central HP <5.4 tons | KEEPRITE | HRCU-A-CB (Split System: Heat Pump with Remote Outdoor Unit-Air-Source) | CVH825GKA2* |  |  | EA*4X36L21A*+WALLCON | *80CTL0451712B* | 23400 | 16 | 8.1 | 21600 | 16800 | 77.78% | 1.92 | 0 | 10.5 |  |  |  | No | R-410A | 1.95 | Residential & Commercial | Ducted CEE Tier 1
213770962 | Central HP <5.4 tons | KEEPRITE | HRCU-A-CB (Split System: Heat Pump with Remote Outdoor Unit-Air-Source) | CVH825GKA2* |  |  | EA*4X36L21A*+WALLCON | *95CSU0601716B* | 23600 | 16.5 | 8.1 | 21600 | 16700 | 77.31% | 1.94 | 0 | 10.5 |  |  |  | No | R-410A | 1.9667 | Residential & Commercial | Ducted CEE Tier 1
212625960 | Central HP <5.4 tons | COLEMAN | HRCU-A-CB (Split System: Heat Pump with Remote Outdoor Unit-Air-Source) | HMH72B341 | ASPEN |  | D(A,C,E)42D36+TDR | TM9E100C20MP12 | 33200 | 15.5 | 8.1 | 33200 | 27000 | 81.33% | 2.43 | 0 | 10 |  |  |  | No | R-410A | 2.7667 | Residential & Commercial | Ducted CEE Tier 1
212626040 | Central HP <5.4 tons | COLEMAN | HRCU-A-CB (Split System: Heat Pump with Remote Outdoor Unit-Air-Source) | HMH72B341 | ASPEN |  | D(A,C,E)42B36+TDR | TM8Y060A12MP11 | 32400 | 18 | 8.1 | 33400 | 27400 | 82.04% | 2.42 | 0 | 10 |  |  |  | No | R-410A | 2.7 | Residential & Commercial | Ducted CEE Tier 1
212627702 | Central HP <5.4 tons | COLEMAN | HRCU-A-CB (Split System: Heat Pump with Remote Outdoor Unit-Air-Source) | HMH72B341 | ASPEN |  | D(A,C,E)36C36+TDR | CPLC080C16MP13 | 32400 | 17.5 | 8.1 | 33800 | 27400 | 81.07% | 2.47 | 0 | 10 |  |  |  | No | R-410A | 2.7 | Residential & Commercial | Ducted CEE Tier 1
212627783 | Central HP <5.4 tons | COLEMAN | HRCU-A-CB (Split System: Heat Pump with Remote Outdoor Unit-Air-Source) | HMH72B341 | ASPEN |  | D(A,C,E)48C36+TDR | TM8V100C16MP12 | 33200 | 17.5 | 8.5 | 34000 | 27400 | 80.59% | 2.67 | 0 | 10 |  |  |  | No | R-410A | 2.7667 | Residential & Commercial | Ducted CEE Tier 1
212627801 | Central HP <5.4 tons | COLEMAN | HRCU-A-CB (Split System: Heat Pump with Remote Outdoor Unit-Air-Source) | HMH72B341 | ASPEN |  | D(A,C,E)42A46+TDR | TMLV100C16MP12 | 32400 | 17.5 | 8.1 | 33800 | 27400 | 81.07% | 2.47 | 0 | 10 |  |  |  | No | R-410A | 2.7 | Residential & Commercial | Ducted CEE Tier 1
212626217 | Central HP <5.4 tons | COLEMAN | HRCU-A-CB (Split System: Heat Pump with Remote Outdoor Unit-Air-Source) | HMH72B341 | ASPEN |  | D(A,C,E)48B26+TDR | TM8E080C16MP11 | 31800 | 18 | 8.1 | 33600 | 28200 | 83.93% | 2.65 | 0 | 10 |  |  |  | No | R-410A | 2.65 | Residential & Commercial | Ducted CEE Tier 1
211226912 | Central HP <5.4 tons | ARCOAIRE | HRCU-A-CB (Split System: Heat Pump with Remote Outdoor Unit-Air-Source) | DLCURAH36ABK |  |  | EA*4X37L21A* | *80ESU0601716A | 37000 | 16 | 8.5 | 38500 | 34800 | 90.39% | 2.12 | 0 | 10 |  |  |  | No | R-410A | 3.0833 | Residential & Commercial | Ducted CEE Tier 1
211227145 | Central HP <5.4 tons | ARCOAIRE | HRCU-A-CB (Split System: Heat Pump with Remote Outdoor Unit-Air-Source) | DLCURAH36ABK |  |  | EA*4X37L21A* | *95ESU1002120A* | 36600 | 16 | 8.5 | 38500 | 34800 | 90.39% | 2.1 | 0 | 10 |  |  |  | No | R-410A | 3.05 | Residential & Commercial | Ducted CEE Tier 1
214440922 | Central HP <5.4 tons | BRYANT HEATING AND COOLING SYSTEMS | HRCU-A-CB (Split System: Heat Pump with Remote Outdoor Unit-Air-Source) | 284ANV036*0**B* | ADP |  | V,C36H175P459 | 987MC42060C17*** | 33000 | 19 | 9 | 34600 | 26800 | 77.46% | 2 | 0 | 11.7 |  |  |  | No | R-410A | 2.75 | Residential & Commercial | Ducted CEE Tier 1
214440924 | Central HP <5.4 tons | BRYANT HEATING AND COOLING SYSTEMS | HRCU-A-CB (Split System: Heat Pump with Remote Outdoor Unit-Air-Source) | 284ANV036*0**B* | ADP |  | V,C36H175P149 | 987MC42080C17*** | 32400 | 19 | 9 | 35200 | 27400 | 77.84% | 2.02 | 0 | 11.7 |  |  |  | No | R-410A | 2.7 | Residential & Commercial | Ducted CEE Tier 1
214302980 | Central HP <5.4 tons | RUUD | HRCU-A-CB (Split System: Heat Pump with Remote Outdoor Unit-Air-Source) | RD17AZ36AJ3N | ADP |  | H,RG47936 | R801V0504A17UHU | 34200 | 18 | 8.1 | 32600 | 29400 | 90.18% | 1.9 | 0 | 10 |  |  |  | No | R-410A | 2.85 | Residential & Commercial | Ducted CEE Tier 1
211228694 | Central HP <5.4 tons | ARCOAIRE | HRCU-A-CB (Split System: Heat Pump with Remote Outdoor Unit-Air-Source) | DLCURAH36ABK |  |  | EA*4X43L21A* | OMV112K14A | 36200 | 15.5 | 8.5 | 38500 | 34800 | 90.39% | 2.06 | 0 | 10 |  |  |  | No | R-410A | 3.0167 | Residential & Commercial | Ducted CEE Tier 1
211228378 | Central HP <5.4 tons | ARCOAIRE | HRCU-A-CB (Split System: Heat Pump with Remote Outdoor Unit-Air-Source) | DLCURAH36ABK |  |  | EA*4X43L21A* | *80VTL0701716A* | 36200 | 16 | 8.5 | 38500 | 34800 | 90.39% | 2.08 | 0 | 10 |  |  |  | No | R-410A | 3.0167 | Residential & Commercial | Ducted CEE Tier 1
211228071 | Central HP <5.4 tons | ARCOAIRE | HRCU-A-CB (Split System: Heat Pump with Remote Outdoor Unit-Air-Source) | DLCURAH36ABK |  |  | EA*4X42L24A* | *96VSN1202422A* | 35400 | 16 | 8.1 | 38500 | 35000 | 90.91% | 1.88 | 0 | 10 |  |  |  | No | R-410A | 2.95 | Residential & Commercial | Ducted CEE Tier 1
211229982 | Central HP <5.4 tons | ARCOAIRE | HRCU-A-CB (Split System: Heat Pump with Remote Outdoor Unit-Air-Source) | DLCURAH36ABK |  |  | EN(A,D,W)4X48L21** | *80VSL0451716A* | 35800 | 15.5 | 8.1 | 38500 | 35000 | 90.91% | 2 | 0 | 10 |  |  |  | No | R-410A | 2.9833 | Residential & Commercial | Ducted CEE Tier 1
211228850 | Central HP <5.4 tons | ARCOAIRE | HRCU-A-CB (Split System: Heat Pump with Remote Outdoor Unit-Air-Source) | DLCURAH36ABK |  |  | EA*4X48L21A* | *80VSL0902120A* | 35400 | 16 | 8.1 | 37800 | 34600 | 91.53% | 2.02 | 0 | 10 |  |  |  | No | R-410A | 2.95 | Residential & Commercial | Ducted CEE Tier 1
211229136 | Central HP <5.4 tons | ARCOAIRE | HRCU-A-CB (Split System: Heat Pump with Remote Outdoor Unit-Air-Source) | DLCURAH36ABK |  |  | EA*4X48L21A* | *95ESU1002120A* | 36200 | 16 | 8.5 | 38500 | 34600 | 89.87% | 2.06 | 0 | 10 |  |  |  | No | R-410A | 3.0167 | Residential & Commercial | Ducted CEE Tier 1
213076381 | Central HP <5.4 tons | GRANDAIRE | HRCU-A-CB (Split System: Heat Pump with Remote Outdoor Unit-Air-Source) | WDLCURAH24ABK |  |  | WLA*244BA* | WFST060B048A* | 23200 | 16.5 | 8.5 | 26800 | 19500 | 72.76% | 2.34 | 0 | 10 |  |  |  | No | R-410A | 1.9333 | Residential & Commercial | Ducted CEE Tier 1
211260432 | Central HP <5.4 tons | ARCOAIRE | HRCU-A-CB (Split System: Heat Pump with Remote Outdoor Unit-Air-Source) | DLCURAH18ABK |  |  | EA*4X24L17A* | *80VTL0701716A* | 17300 | 16 | 8.5 | 18100 | 19200 | 106.1% | 2.32 | 0 | 10.5 |  |  |  | No | R-410A | 1.4417 | Residential & Commercial | Ducted CEE Tier 1
212986174 | Central HP <5.4 tons | GRANDAIRE | HRCU-A-CB (Split System: Heat Pump with Remote Outdoor Unit-Air-Source) | WDLCURAH24ABK |  |  | WLA*304AA* | WFSX040A030B* | 23400 | 16 | 8.5 | 26400 | 24600 | 93.18% | 2.04 | 0 | 10 |  |  |  | No | R-410A | 1.95 | Residential & Commercial | Ducted CEE Tier 1
211228032 | Central HP <5.4 tons | ARCOAIRE | HRCU-A-CB (Split System: Heat Pump with Remote Outdoor Unit-Air-Source) | DLCURAH36ABK |  |  | EA*4X42L24A* | *95ESN1202422A* | 36600 | 15.2 | 8.1 | 40000 | 35200 | 88% | 1.94 | 0 | 10 |  |  |  | No | R-410A | 3.05 | Residential & Commercial | Ducted CEE Tier 1
211228599 | Central HP <5.4 tons | ARCOAIRE | HRCU-A-CB (Split System: Heat Pump with Remote Outdoor Unit-Air-Source) | DLCURAH36ABK |  |  | EA*4X43L21A* | *95ESU1002120A* | 36600 | 16 | 8.5 | 38500 | 34800 | 90.39% | 2.1 | 0 | 10 |  |  |  | No | R-410A | 3.05 | Residential & Commercial | Ducted CEE Tier 1
213079479 | Central HP <5.4 tons | KEEPRITE | HRCU-A-CB (Split System: Heat Pump with Remote Outdoor Unit-Air-Source) | DLCURAH36ABK |  |  | END4X42L17** | *92MSN0601714A* | 35400 | 16 | 8.1 | 38500 | 35000 | 90.91% | 1.94 | 0 | 10 |  |  |  | No | R-410A | 2.95 | Residential & Commercial | Ducted CEE Tier 1
213079245 | Central HP <5.4 tons | KEEPRITE | HRCU-A-CB (Split System: Heat Pump with Remote Outdoor Unit-Air-Source) | DLCURAH36ABK |  |  | EA*4X42L24A* | *80MSU0802120A* | 35200 | 16.5 | 8.1 | 38500 | 35000 | 90.91% | 1.9 | 0 | 10 |  |  |  | No | R-410A | 2.9333 | Residential & Commercial | Ducted CEE Tier 1
213076500 | Central HP <5.4 tons | ARCOAIRE | HRCU-A-CB (Split System: Heat Pump with Remote Outdoor Unit-Air-Source) | DLCURAH36ABK |  |  | EA*4X37L21A* | *80VTL0701716B* | 36200 | 16 | 8.5 | 38000 | 34800 | 91.58% | 2.04 | 0 | 10 |  |  |  | No | R-410A | 3.0167 | Residential & Commercial | Ducted CEE Tier 1
213770512 | Central HP <5.4 tons | KEEPRITE | HRCU-A-CB (Split System: Heat Pump with Remote Outdoor Unit-Air-Source) | CVH825GKA2* |  |  | EA*4X24L17A*+WALLCON | *80CTL0701716B* | 23200 | 16.5 | 8.1 | 22000 | 16800 | 76.36% | 1.9 | 0 | 10.5 |  |  |  | No | R-410A | 1.9333 | Residential & Commercial | Ducted CEE Tier 1
212383268 | Central HP <5.4 tons | ARCOAIRE | HRCU-A-CB (Split System: Heat Pump with Remote Outdoor Unit-Air-Source) | DLCURAH36ABK |  |  | EA*4X36L21A* | *80VTL1102122A* | 36000 | 15.5 | 8.1 | 39500 | 35200 | 89.11% | 1.84 | 0 | 10 |  |  |  | No | R-410A | 3 | Residential & Commercial | Ducted CEE Tier 1
211227511 | Central HP <5.4 tons | ARCOAIRE | HRCU-A-CB (Split System: Heat Pump with Remote Outdoor Unit-Air-Source) | DLCURAH36ABK |  |  | EA*4X42L21A* | *92ESN0601714A* | 35400 | 16 | 8.1 | 38500 | 35000 | 90.91% | 1.88 | 0 | 10 |  |  |  | No | R-410A | 2.95 | Residential & Commercial | Ducted CEE Tier 1
211229623 | Central HP <5.4 tons | ARCOAIRE | HRCU-A-CB (Split System: Heat Pump with Remote Outdoor Unit-Air-Source) | DLCURAH36ABK |  |  | EA*4X48L24A* | *96VTN1202422A* | 36000 | 16 | 8.5 | 38500 | 34600 | 89.87% | 2.06 | 0 | 10 |  |  |  | No | R-410A | 3 | Residential & Commercial | Ducted CEE Tier 1
211230702 | Central HP <5.4 tons | ARCOAIRE | HRCU-A-CB (Split System: Heat Pump with Remote Outdoor Unit-Air-Source) | DLCURAH36ABK |  |  | EN(A,D)4X48L24** | *96VSN1002120A* | 36200 | 16 | 8.1 | 38500 | 34800 | 90.39% | 2.02 | 0 | 10 |  |  |  | No | R-410A | 3.0167 | Residential & Commercial | Ducted CEE Tier 1
211230818 | Central HP <5.4 tons | ARCOAIRE | HRCU-A-CB (Split System: Heat Pump with Remote Outdoor Unit-Air-Source) | DLCURAH36ABK |  |  | FEM4P42**AL |  | 37000 | 16 | 8.1 | 38500 | 34800 | 90.39% | 2 | 0 | 10 |  |  |  | No | R-410A | 3.0833 | Residential & Commercial | Ducted CEE Tier 1
211230652 | Central HP <5.4 tons | ARCOAIRE | HRCU-A-CB (Split System: Heat Pump with Remote Outdoor Unit-Air-Source) | DLCURAH36ABK |  |  | EN(A,D)4X48L24** | *95ESN1002120A* | 36800 | 16 | 8.1 | 39500 | 35000 | 88.61% | 2.06 | 0 | 10.5 |  |  |  | No | R-410A | 3.0667 | Residential & Commercial | Ducted CEE Tier 1
212627671 | Central HP <5.4 tons | COLEMAN | HRCU-A-CB (Split System: Heat Pump with Remote Outdoor Unit-Air-Source) | HMH72B341 | ASPEN |  | C(A,C,D,E)48C26+TDR | TMLE120C16MP11 | 32400 | 18 | 8.1 | 33000 | 29200 | 88.48% | 2.5 | 0 | 10 |  |  |  | No | R-410A | 2.7 | Residential & Commercial | Ducted CEE Tier 1
212988696 | Central HP <5.4 tons | GRANDAIRE | HRCU-A-CB (Split System: Heat Pump with Remote Outdoor Unit-Air-Source) | WDLCURAH24ABK |  |  | WLA*364CA* | WFSU040B036B* | 23400 | 17 | 8.5 | 26000 | 22200 | 85.38% | 1.84 | 0 | 10 |  |  |  | No | R-410A | 1.95 | Residential & Commercial | Ducted CEE Tier 1
212989632 | Central HP <5.4 tons | GRANDAIRE | HRCU-A-CB (Split System: Heat Pump with Remote Outdoor Unit-Air-Source) | WDLCURAH24ABK |  |  | WLNC364CA* | WFSU080C060B* | 23400 | 17 | 8.5 | 26200 | 28600 | 109.2% | 1.96 | 0 | 10.5 |  |  |  | No | R-410A | 1.95 | Residential & Commercial | Ducted CEE Tier 1
212987527 | Central HP <5.4 tons | KEEPRITE | HRCU-A-CB (Split System: Heat Pump with Remote Outdoor Unit-Air-Source) | DLCURAH18ABK |  |  | EA*4X25L17A* | *96MSN0801716A* | 18200 | 16.5 | 8.5 | 18100 | 17600 | 97.24% | 2.14 | 0 | 11 |  |  |  | No | R-410A | 1.5167 | Residential & Commercial | Ducted CEE Tier 1
212986995 | Central HP <5.4 tons | KEEPRITE | HRCU-A-CB (Split System: Heat Pump with Remote Outdoor Unit-Air-Source) | DLCURAH18ABK |  |  | EA*4X24L14A* | *96MSN0601412A* | 17300 | 16 | 8.5 | 18200 | 19400 | 106.6% | 2.34 | 0 | 10.5 |  |  |  | No | R-410A | 1.4417 | Residential & Commercial | Ducted CEE Tier 1
212986675 | Central HP <5.4 tons | KEEPRITE | HRCU-A-CB (Split System: Heat Pump with Remote Outdoor Unit-Air-Source) | DLCURAH18ABK |  |  | EA*4X24L17A* | *96MSN0401712A* | 17200 | 15.5 | 8.5 | 18300 | 19400 | 106% | 2.32 | 0 | 10 |  |  |  | No | R-410A | 1.4333 | Residential & Commercial | Ducted CEE Tier 1
211261925 | Central HP <5.4 tons | KEEPRITE | HRCU-A-CB (Split System: Heat Pump with Remote Outdoor Unit-Air-Source) | DLCURAH18ABK |  |  | EA*4X30L17A* | *96VTN0401410A* | 17500 | 16 | 8.5 | 18100 | 18600 | 102.8% | 2.24 | 0 | 10.5 |  |  |  | No | R-410A | 1.4583 | Residential & Commercial | Ducted CEE Tier 1
212985522 | Central HP <5.4 tons | KEEPRITE | HRCU-A-CB (Split System: Heat Pump with Remote Outdoor Unit-Air-Source) | DLCURAH36ABK |  |  | EA*4X48L24A* | *92MSN1002122A* | 36000 | 16.5 | 8.5 | 37800 | 34600 | 91.53% | 2.04 | 0 | 10 |  |  |  | No | R-410A | 3 | Residential & Commercial | Ducted CEE Tier 1
211227621 | Central HP <5.4 tons | ARCOAIRE | HRCU-A-CB (Split System: Heat Pump with Remote Outdoor Unit-Air-Source) | DLCURAH36ABK |  |  | EA*4X42L21A* | *96VSN1002120A* | 35600 | 16 | 8.1 | 38500 | 35000 | 90.91% | 1.88 | 0 | 10 |  |  |  | No | R-410A | 2.9667 | Residential & Commercial | Ducted CEE Tier 1
212985513 | Central HP <5.4 tons | KEEPRITE | HRCU-A-CB (Split System: Heat Pump with Remote Outdoor Unit-Air-Source) | DLCURAH36ABK |  |  | EA*4X48L21A* | *92MSN1002122A* | 35800 | 16.5 | 8.5 | 37800 | 34600 | 91.53% | 2.02 | 0 | 10 |  |  |  | No | R-410A | 2.9833 | Residential & Commercial | Ducted CEE Tier 1
212984947 | Central HP <5.4 tons | KEEPRITE | HRCU-A-CB (Split System: Heat Pump with Remote Outdoor Unit-Air-Source) | DLCURAH36ABK |  |  | EA*4X48L21A* | *92MSN0802120A* | 35600 | 16.5 | 8.5 | 37800 | 34600 | 91.53% | 2.02 | 0 | 10 |  |  |  | No | R-410A | 2.9667 | Residential & Commercial | Ducted CEE Tier 1
212977259 | Central HP <5.4 tons | KEEPRITE | HRCU-A-CB (Split System: Heat Pump with Remote Outdoor Unit-Air-Source) | DLCURAH36ABK |  |  | EA*4X48L24A* | *96VTN1202422B* | 35600 | 16.5 | 8.5 | 37800 | 34600 | 91.53% | 2.02 | 0 | 10 |  |  |  | No | R-410A | 2.9667 | Residential & Commercial | Ducted CEE Tier 1
212974199 | Central HP <5.4 tons | KEEPRITE | HRCU-A-CB (Split System: Heat Pump with Remote Outdoor Unit-Air-Source) | DLCURAH36ABK |  |  | EA*4X48L24A* | *96VSN0802120B* | 35400 | 16.5 | 8.1 | 37800 | 34600 | 91.53% | 2 | 0 | 10 |  |  |  | No | R-410A | 2.95 | Residential & Commercial | Ducted CEE Tier 1
211227439 | Central HP <5.4 tons | ARCOAIRE | HRCU-A-CB (Split System: Heat Pump with Remote Outdoor Unit-Air-Source) | DLCURAH36ABK |  |  | EA*4X42L21A* | *80ESU0802120A | 36800 | 15.5 | 8.5 | 40000 | 35200 | 88% | 1.96 | 0 | 10 |  |  |  | No | R-410A | 3.0667 | Residential & Commercial | Ducted CEE Tier 1
211227222 | Central HP <5.4 tons | ARCOAIRE | HRCU-A-CB (Split System: Heat Pump with Remote Outdoor Unit-Air-Source) | DLCURAH36ABK |  |  | EA*4X37L21A* | OLV112A16A | 36600 | 15.2 | 8.5 | 38500 | 35000 | 90.91% | 2.08 | 0 | 10 |  |  |  | No | R-410A | 3.05 | Residential & Commercial | Ducted CEE Tier 1
212626619 | Central HP <5.4 tons | COLEMAN | HRCU-A-CB (Split System: Heat Pump with Remote Outdoor Unit-Air-Source) | HMH72B341 | ASPEN |  | D(A,C,E)36D26+TDR | TM9Y100C16MP11 | 31600 | 18 | 8.3 | 33800 | 28600 | 84.62% | 2.69 | 0 | 10 |  |  |  | No | R-410A | 2.6333 | Residential & Commercial | Ducted CEE Tier 1
212627802 | Central HP <5.4 tons | COLEMAN | HRCU-A-CB (Split System: Heat Pump with Remote Outdoor Unit-Air-Source) | HMH72B341 | ASPEN |  | D(A,C,E)42B36+TDR | TMLV100C16MP12 | 32400 | 17.5 | 8.1 | 33800 | 27400 | 81.07% | 2.47 | 0 | 10 |  |  |  | No | R-410A | 2.7 | Residential & Commercial | Ducted CEE Tier 1
212627728 | Central HP <5.4 tons | COLEMAN | HRCU-A-CB (Split System: Heat Pump with Remote Outdoor Unit-Air-Source) | HMH72B341 | ASPEN |  | D(A,C,E)42A46+TDR | CPLC100C16MP13 | 32400 | 17.5 | 8.1 | 33800 | 27400 | 81.07% | 2.47 | 0 | 10 |  |  |  | No | R-410A | 2.7 | Residential & Commercial | Ducted CEE Tier 1
212627762 | Central HP <5.4 tons | COLEMAN | HRCU-A-CB (Split System: Heat Pump with Remote Outdoor Unit-Air-Source) | HMH72B341 | ASPEN |  | D(A,C,E)48D36+TDR | TM8V080C16MP12 | 33400 | 17.5 | 8.5 | 34000 | 27400 | 80.59% | 2.67 | 0 | 10 |  |  |  | No | R-410A | 2.7833 | Residential & Commercial | Ducted CEE Tier 1
212627780 | Central HP <5.4 tons | COLEMAN | HRCU-A-CB (Split System: Heat Pump with Remote Outdoor Unit-Air-Source) | HMH72B341 | ASPEN |  | D(A,C,E)42D36+TDR | TM8V100C16MP12 | 33200 | 17.5 | 8.5 | 34000 | 27400 | 80.59% | 2.67 | 0 | 10 |  |  |  | No | R-410A | 2.7667 | Residential & Commercial | Ducted CEE Tier 1
212626867 | Central HP <5.4 tons | COLEMAN | HRCU-A-CB (Split System: Heat Pump with Remote Outdoor Unit-Air-Source) | HMH72B341 | ASPEN |  | C(A,C,D,E)36C36+TDR | TM8E120C16MP11 | 33200 | 18 | 8.3 | 33800 | 28800 | 85.21% | 2.73 | 0 | 10 |  |  |  | No | R-410A | 2.7667 | Residential & Commercial | Ducted CEE Tier 1
212626894 | Central HP <5.4 tons | COLEMAN | HRCU-A-CB (Split System: Heat Pump with Remote Outdoor Unit-Air-Source) | HMH72B341 | ASPEN |  | D(A,C,E)42A46+TDR | TM8E060A12MP11 | 32600 | 18 | 8.1 | 33800 | 27400 | 81.07% | 2.44 | 0 | 10 |  |  |  | No | R-410A | 2.7167 | Residential & Commercial | Ducted CEE Tier 1
215931571 | Central HP <5.4 tons | KEEPRITE | HRCU-A-CB (Split System: Heat Pump with Remote Outdoor Unit-Air-Source) | C5H3V60*K*AAA* |  |  | EA*5X60M24A*+WALLCON | *80CTL1352422B* | 56000 | 18.5 | 8.5 | 60500 | 45500 | 75.21% | 2.08 | 0 | 11.5 |  |  |  | No | R-454B | 4.6667 | Residential & Commercial | Ducted CEE Tier 1
212627830 | Central HP <5.4 tons | COLEMAN | HRCU-A-CB (Split System: Heat Pump with Remote Outdoor Unit-Air-Source) | HMH72B341 | ASPEN |  | D(A,C,E)42D36+TDR | TPLC080C16MP13 | 33200 | 17.5 | 8.1 | 33800 | 27400 | 81.07% | 2.47 | 0 | 10 |  |  |  | No | R-410A | 2.7667 | Residential & Commercial | Ducted CEE Tier 1
211227851 | Central HP <5.4 tons | ARCOAIRE | HRCU-A-CB (Split System: Heat Pump with Remote Outdoor Unit-Air-Source) | DLCURAH36ABK |  |  | EA*4X42L24A* | *80ES(N,L)1552420A* | 36400 | 15.5 | 8.1 | 39500 | 35200 | 89.11% | 1.94 | 0 | 10 |  |  |  | No | R-410A | 3.0333 | Residential & Commercial | Ducted CEE Tier 1
213205555 | Central HP <5.4 tons | TEMPSTAR | HRCU-A-CB (Split System: Heat Pump with Remote Outdoor Unit-Air-Source) | DLCURAH36ABK | ASPEN |  | D(A,C,E)36B34+TDR | *80ES(N,L)1102420A* | 34800 | 16.5 | 8.1 | 38500 | 31800 | 82.6% | 2.72 | 0 | 10.5 |  |  |  | No | R-410A | 2.9 | Residential & Commercial | Ducted CEE Tier 1
212627853 | Central HP <5.4 tons | COLEMAN | HRCU-A-CB (Split System: Heat Pump with Remote Outdoor Unit-Air-Source) | HMH72B341 | ASPEN |  | D(A,C,E)42D36+TDR | TPLC100C16MP13 | 33200 | 17.5 | 8.1 | 33800 | 27400 | 81.07% | 2.47 | 0 | 10 |  |  |  | No | R-410A | 2.7667 | Residential & Commercial | Ducted CEE Tier 1
212626962 | Central HP <5.4 tons | COLEMAN | HRCU-A-CB (Split System: Heat Pump with Remote Outdoor Unit-Air-Source) | HMH72B341 | ASPEN |  | D(A,C,E)36D36+TDR | TMLE100B12MP11 | 33000 | 18 | 8.1 | 33800 | 27400 | 81.07% | 2.44 | 0 | 10 |  |  |  | No | R-410A | 2.75 | Residential & Commercial | Ducted CEE Tier 1
212627071 | Central HP <5.4 tons | COLEMAN | HRCU-A-CB (Split System: Heat Pump with Remote Outdoor Unit-Air-Source) | HMH72B341 | ASPEN |  | D(A,C,E)48B36+TDR | TM9V080C16MP12 | 32800 | 17.5 | 8.5 | 33800 | 27400 | 81.07% | 2.66 | 0 | 10 |  |  |  | No | R-410A | 2.7333 | Residential & Commercial | Ducted CEE Tier 1
212627094 | Central HP <5.4 tons | COLEMAN | HRCU-A-CB (Split System: Heat Pump with Remote Outdoor Unit-Air-Source) | HMH72B341 | ASPEN |  | D(A,C,E)48B36+TDR | TP9C080C16MP13 | 32800 | 17.5 | 8.1 | 33800 | 27400 | 81.07% | 2.45 | 0 | 10 |  |  |  | No | R-410A | 2.7333 | Residential & Commercial | Ducted CEE Tier 1
212627912 | Central HP <5.4 tons | COLEMAN | HRCU-A-CB (Split System: Heat Pump with Remote Outdoor Unit-Air-Source) | HMH72B341 | ASPEN |  | C(A,C,D,E)36C36+TDR | CP9C100C16MP13 | 32400 | 17.5 | 8.1 | 34000 | 27400 | 80.59% | 2.47 | 0 | 10 |  |  |  | No | R-410A | 2.7 | Residential & Commercial | Ducted CEE Tier 1
211227058 | Central HP <5.4 tons | ARCOAIRE | HRCU-A-CB (Split System: Heat Pump with Remote Outdoor Unit-Air-Source) | DLCURAH36ABK |  |  | EA*4X37L21A* | *95ESN0802120A* | 37200 | 15.5 | 8.5 | 38500 | 35000 | 90.91% | 2.12 | 0 | 10 |  |  |  | No | R-410A | 3.1 | Residential & Commercial | Ducted CEE Tier 1
211227185 | Central HP <5.4 tons | ARCOAIRE | HRCU-A-CB (Split System: Heat Pump with Remote Outdoor Unit-Air-Source) | DLCURAH36ABK |  |  | EA*4X37L21A* | *96VTN0802120A* | 37000 | 15.5 | 8.5 | 38500 | 35000 | 90.91% | 2.1 | 0 | 10 |  |  |  | No | R-410A | 3.0833 | Residential & Commercial | Ducted CEE Tier 1
211262190 | Central HP <5.4 tons | KEEPRITE | HRCU-A-CB (Split System: Heat Pump with Remote Outdoor Unit-Air-Source) | DLCURAH18ABK |  |  | EA*4X30L17A* | OMV098J12* | 18300 | 16 | 8.5 | 18900 | 18400 | 97.35% | 2.22 | 0 | 10.5 |  |  |  | No | R-410A | 1.525 | Residential & Commercial | Ducted CEE Tier 1
212977810 | Central HP <5.4 tons | KEEPRITE | HRCU-A-CB (Split System: Heat Pump with Remote Outdoor Unit-Air-Source) | DLCURAH18ABK |  |  | EN(A,D)4X24L17** | *80MS(N,L)0451412A* | 17500 | 16.5 | 8.5 | 18400 | 19200 | 104.3% | 2.3 | 0 | 11 |  |  |  | No | R-410A | 1.4583 | Residential & Commercial | Ducted CEE Tier 1
212974751 | Central HP <5.4 tons | KEEPRITE | HRCU-A-CB (Split System: Heat Pump with Remote Outdoor Unit-Air-Source) | DLCURAH18ABK |  |  | EN(A,D)4X30L17** | *96VTN0401410B* | 17400 | 16 | 8.1 | 18000 | 18700 | 103.9% | 2.24 | 0 | 10.5 |  |  |  | No | R-410A | 1.45 | Residential & Commercial | Ducted CEE Tier 1
212987539 | Central HP <5.4 tons | KEEPRITE | HRCU-A-CB (Split System: Heat Pump with Remote Outdoor Unit-Air-Source) | DLCURAH18ABK |  |  | EA*4X30L17A* | *96MSN0801716A* | 17300 | 16 | 8.1 | 17600 | 18300 | 104% | 2.2 | 0 | 10.5 |  |  |  | No | R-410A | 1.4417 | Residential & Commercial | Ducted CEE Tier 1
214229020 | Central HP <5.4 tons | KEEPRITE | HRCU-A-CB (Split System: Heat Pump with Remote Outdoor Unit-Air-Source) | DLCURAH18ABK |  |  | EN(A,D)4X24L17** | *80MSU0601716A* | 17600 | 16 | 8.5 | 18500 | 18900 | 102.2% | 2.28 | 0 | 11 |  |  |  | No | R-410A | 1.4667 | Residential & Commercial | Ducted CEE Tier 1
212975482 | Central HP <5.4 tons | KEEPRITE | HRCU-A-CB (Split System: Heat Pump with Remote Outdoor Unit-Air-Source) | DLCURAH18ABK |  |  | EN(A,D)4X30L14** | *96VTN0601412B* | 17400 | 16 | 8.1 | 18000 | 18700 | 103.9% | 2.24 | 0 | 11 |  |  |  | No | R-410A | 1.45 | Residential & Commercial | Ducted CEE Tier 1
212975793 | Central HP <5.4 tons | KEEPRITE | HRCU-A-CB (Split System: Heat Pump with Remote Outdoor Unit-Air-Source) | DLCURAH18ABK |  |  | EA*4X24L17A* | *96VTN0801716B* | 17200 | 16 | 8.5 | 18200 | 19400 | 106.6% | 2.34 | 0 | 10.5 |  |  |  | No | R-410A | 1.4333 | Residential & Commercial | Ducted CEE Tier 1
212628023 | Central HP <5.4 tons | COLEMAN | HRCU-A-CB (Split System: Heat Pump with Remote Outdoor Unit-Air-Source) | HMH72B341 | ASPEN |  | C(A,C,D,E)48C26+TDR | TL9E100C20UH11 | 32400 | 17 | 8.5 | 34000 | 29200 | 85.88% | 2.81 | 0 | 10 |  |  |  | No | R-410A | 2.7 | Residential & Commercial | Ducted CEE Tier 1
215731727 | Central HP <5.4 tons | YORK | HRCU-A-CB (Split System: Heat Pump with Remote Outdoor Unit-Air-Source) | HH860E2S11 | ADP |  | H,YG74*48+TXV-BLEED | Y81E120C16SMPS1 | 44000 | 18 | 8.5 | 41500 | 32600 | 78.55% | 2 | 0 | 12 |  |  |  | No | R-454B | 3.6667 | Residential & Commercial | Ducted CEE Tier 1
215731786 | Central HP <5.4 tons | YORK | HRCU-A-CB (Split System: Heat Pump with Remote Outdoor Unit-Air-Source) | HH860E2S11 | ADP |  | H,YG55*60+TXV | Y81E130D20SMPS1 | 54000 | 19 | 8.5 | 52500 | 39000 | 74.29% | 2 | 0 | 11.7 |  |  |  | No | R-454B | 4.5 | Residential & Commercial | Ducted CEE Tier 1
211229899 | Central HP <5.4 tons | ARCOAIRE | HRCU-A-CB (Split System: Heat Pump with Remote Outdoor Unit-Air-Source) | DLCURAH36ABK |  |  | EN(A,D,W)4X48L21** | *80ES(N,L)0451712A* | 35800 | 15.5 | 8.1 | 38500 | 35000 | 90.91% | 2 | 0 | 10 |  |  |  | No | R-410A | 2.9833 | Residential & Commercial | Ducted CEE Tier 1
211229006 | Central HP <5.4 tons | ARCOAIRE | HRCU-A-CB (Split System: Heat Pump with Remote Outdoor Unit-Air-Source) | DLCURAH36ABK |  |  | EA*4X48L21A* | *92ESN1002122A* | 37400 | 15.2 | 8.5 | 38500 | 35000 | 90.91% | 2.12 | 0 | 10 |  |  |  | No | R-410A | 3.1167 | Residential & Commercial | Ducted CEE Tier 1
211226882 | Central HP <5.4 tons | ARCOAIRE | HRCU-A-CB (Split System: Heat Pump with Remote Outdoor Unit-Air-Source) | DLCURAH36ABK |  |  | EA*4X37L21A* | *80VSL0702120A* | 36200 | 16 | 8.5 | 38500 | 34800 | 90.39% | 2.06 | 0 | 10 |  |  |  | No | R-410A | 3.0167 | Residential & Commercial | Ducted CEE Tier 1
211228501 | Central HP <5.4 tons | ARCOAIRE | HRCU-A-CB (Split System: Heat Pump with Remote Outdoor Unit-Air-Source) | DLCURAH36ABK |  |  | EA*4X43L21A* | *95ESN0802120A* | 37200 | 15.5 | 8.5 | 38500 | 35000 | 90.91% | 2.12 | 0 | 10 |  |  |  | No | R-410A | 3.1 | Residential & Commercial | Ducted CEE Tier 1
212628055 | Central HP <5.4 tons | COLEMAN | HRCU-A-CB (Split System: Heat Pump with Remote Outdoor Unit-Air-Source) | HMH72B341 | ASPEN |  | D(A,C,E)36D36+TDR | TL8E100C20UH11 | 32800 | 17.5 | 8.5 | 34000 | 27400 | 80.59% | 2.69 | 0 | 10 |  |  |  | No | R-410A | 2.7333 | Residential & Commercial | Ducted CEE Tier 1
215935541 | Central HP <5.4 tons | KEEPRITE | HRCU-A-CB (Split System: Heat Pump with Remote Outdoor Unit-Air-Source) | C5H3V36*K*AAA* |  |  | EVD5X30M17A*+WALLCON | *96CTN0601714B* | 34000 | 20 | 8.1 | 38000 | 27200 | 71.58% | 2 | 0 | 11 |  |  |  | No | R-454B | 2.8333 | Residential & Commercial | Ducted CEE Tier 1
215936851 | Central HP <5.4 tons | KEEPRITE | HRCU-A-CB (Split System: Heat Pump with Remote Outdoor Unit-Air-Source) | C5H3V36*K*AAA* |  |  | EVD5X60M24A*+WALLCON | *96CTN1002122B* | 35600 | 22 | 8.5 | 38000 | 28400 | 74.74% | 2.04 | 0 | 12.5 |  |  |  | No | R-454B | 2.9667 | Residential & Commercial | Ducted CEE Tier 1
212383403 | Central HP <5.4 tons | ARCOAIRE | HRCU-A-CB (Split System: Heat Pump with Remote Outdoor Unit-Air-Source) | DLCURAH36ABK |  |  | EA*4X37L21A* | *80ES(N,L)0701716A* | 36600 | 15.5 | 8.5 | 39000 | 34800 | 89.23% | 2.1 | 0 | 10 |  |  |  | No | R-410A | 3.05 | Residential & Commercial | Ducted CEE Tier 1
212383367 | Central HP <5.4 tons | ARCOAIRE | HRCU-A-CB (Split System: Heat Pump with Remote Outdoor Unit-Air-Source) | DLCURAH36ABK |  |  | EA*4X36L21A* | *80ESU0802120A | 36600 | 15.2 | 8.1 | 40000 | 35400 | 88.5% | 1.88 | 0 | 10 |  |  |  | No | R-410A | 3.05 | Residential & Commercial | Ducted CEE Tier 1
212624195 | Central HP <5.4 tons | COLEMAN | HRCU-A-CB (Split System: Heat Pump with Remote Outdoor Unit-Air-Source) | HMH72B341 | ASPEN |  | D(A,C,E)42C34+TDR | TM8E100C16MP11 | 33000 | 18 | 8.4 | 34000 | 28400 | 83.53% | 2.74 | 0 | 10 |  |  |  | No | R-410A | 2.75 | Residential & Commercial | Ducted CEE Tier 1
212624222 | Central HP <5.4 tons | COLEMAN | HRCU-A-CB (Split System: Heat Pump with Remote Outdoor Unit-Air-Source) | HMH72B341 | ASPEN |  | C(A,C,D,E)36D24+TDR | TMLE040A12MP11 | 31600 | 18 | 8.1 | 33400 | 29000 | 86.83% | 2.48 | 0 | 10 |  |  |  | No | R-410A | 2.6333 | Residential & Commercial | Ducted CEE Tier 1
212624270 | Central HP <5.4 tons | COLEMAN | HRCU-A-CB (Split System: Heat Pump with Remote Outdoor Unit-Air-Source) | HMH72B341 | ASPEN |  | D(A,C,E)48D34+TDR | TMLE080C16MP11 | 33000 | 18 | 8.1 | 33000 | 29000 | 87.88% | 2.49 | 0 | 10 |  |  |  | No | R-410A | 2.75 | Residential & Commercial | Ducted CEE Tier 1
212624327 | Central HP <5.4 tons | COLEMAN | HRCU-A-CB (Split System: Heat Pump with Remote Outdoor Unit-Air-Source) | HMH72B341 | ASPEN |  | D(A,C,E)48D24+TDR | TM8E120C16MP11 | 32800 | 18 | 8.4 | 34000 | 28800 | 84.71% | 2.79 | 0 | 10 |  |  |  | No | R-410A | 2.7333 | Residential & Commercial | Ducted CEE Tier 1
212624486 | Central HP <5.4 tons | COLEMAN | HRCU-A-CB (Split System: Heat Pump with Remote Outdoor Unit-Air-Source) | HMH72B341 | ASPEN |  | D(A,C,E)36C34+TDR | CPLC080C16MP13 | 32400 | 17.5 | 8.1 | 33800 | 27400 | 81.07% | 2.47 | 0 | 10 |  |  |  | No | R-410A | 2.7 | Residential & Commercial | Ducted CEE Tier 1
212624629 | Central HP <5.4 tons | COLEMAN | HRCU-A-CB (Split System: Heat Pump with Remote Outdoor Unit-Air-Source) | HMH72B341 | ASPEN |  | D(A,C,E)42D34+TDR | TM8V100C16MP12 | 33200 | 17.5 | 8.5 | 34000 | 27400 | 80.59% | 2.67 | 0 | 10 |  |  |  | No | R-410A | 2.7667 | Residential & Commercial | Ducted CEE Tier 1
212624695 | Central HP <5.4 tons | COLEMAN | HRCU-A-CB (Split System: Heat Pump with Remote Outdoor Unit-Air-Source) | HMH72B341 | ASPEN |  | D(A,C,E)36D34+TDR | TPLC080C16MP13 | 32800 | 17.5 | 8.1 | 33800 | 27400 | 81.07% | 2.47 | 0 | 10 |  |  |  | No | R-410A | 2.7333 | Residential & Commercial | Ducted CEE Tier 1
212624697 | Central HP <5.4 tons | COLEMAN | HRCU-A-CB (Split System: Heat Pump with Remote Outdoor Unit-Air-Source) | HMH72B341 | ASPEN |  | D(A,C,E)42B34+TDR | TPLC080C16MP13 | 32400 | 17.5 | 8.1 | 33800 | 27400 | 81.07% | 2.47 | 0 | 10 |  |  |  | No | R-410A | 2.7 | Residential & Commercial | Ducted CEE Tier 1
212624745 | Central HP <5.4 tons | COLEMAN | HRCU-A-CB (Split System: Heat Pump with Remote Outdoor Unit-Air-Source) | HMH72B341 | ASPEN |  | D(A,C,E)48B34+TDR | TPLC100C16MP13 | 32600 | 17.5 | 8.1 | 33800 | 27400 | 81.07% | 2.47 | 0 | 10 |  |  |  | No | R-410A | 2.7167 | Residential & Commercial | Ducted CEE Tier 1
211227712 | Central HP <5.4 tons | ARCOAIRE | HRCU-A-CB (Split System: Heat Pump with Remote Outdoor Unit-Air-Source) | DLCURAH36ABK |  |  | EA*4X42L21A* | *96VTN1002122A* | 35400 | 16.5 | 8.1 | 38500 | 35000 | 90.91% | 1.88 | 0 | 10 |  |  |  | No | R-410A | 2.95 | Residential & Commercial | Ducted CEE Tier 1
211230790 | Central HP <5.4 tons | ARCOAIRE | HRCU-A-CB (Split System: Heat Pump with Remote Outdoor Unit-Air-Source) | DLCURAH36ABK |  |  | EN(A,D)4X48L24** | OLV112A16A | 36000 | 15.5 | 8.1 | 38500 | 35000 | 90.91% | 2.02 | 0 | 10 |  |  |  | No | R-410A | 3 | Residential & Commercial | Ducted CEE Tier 1
211230620 | Central HP <5.4 tons | ARCOAIRE | HRCU-A-CB (Split System: Heat Pump with Remote Outdoor Unit-Air-Source) | DLCURAH36ABK |  |  | EN(A,D)4X48L24** | *92ESN1002122A* | 37600 | 15.5 | 8.5 | 39500 | 35000 | 88.61% | 2.08 | 0 | 10.5 |  |  |  | No | R-410A | 3.1333 | Residential & Commercial | Ducted CEE Tier 1
211230370 | Central HP <5.4 tons | ARCOAIRE | HRCU-A-CB (Split System: Heat Pump with Remote Outdoor Unit-Air-Source) | DLCURAH36ABK |  |  | EN(A,D,W)4X48L21** | OMV098J12* | 35800 | 15.5 | 8.1 | 38500 | 35000 | 90.91% | 2 | 0 | 10 |  |  |  | No | R-410A | 2.9833 | Residential & Commercial | Ducted CEE Tier 1
211227990 | Central HP <5.4 tons | ARCOAIRE | HRCU-A-CB (Split System: Heat Pump with Remote Outdoor Unit-Air-Source) | DLCURAH36ABK |  |  | EA*4X42L24A* | *92ESN1202420A* | 35800 | 16 | 8.1 | 38500 | 35000 | 90.91% | 1.9 | 0 | 10 |  |  |  | No | R-410A | 2.9833 | Residential & Commercial | Ducted CEE Tier 1
212624788 | Central HP <5.4 tons | COLEMAN | HRCU-A-CB (Split System: Heat Pump with Remote Outdoor Unit-Air-Source) | HMH72B341 | ASPEN |  | D(A,C,E)36D34+TDR | TL8E080C16UH11 | 32800 | 17.5 | 8.5 | 34000 | 27800 | 81.76% | 2.68 | 0 | 10 |  |  |  | No | R-410A | 2.7333 | Residential & Commercial | Ducted CEE Tier 1
212624938 | Central HP <5.4 tons | COLEMAN | HRCU-A-CB (Split System: Heat Pump with Remote Outdoor Unit-Air-Source) | HMH72B341 | ASPEN |  | D(A,C,E)42B34+TDR | TM8Y080C16MP11 | 32400 | 18.5 | 8.5 | 34000 | 27400 | 80.59% | 2.67 | 0 | 10 |  |  |  | No | R-410A | 2.7 | Residential & Commercial | Ducted CEE Tier 1
212625022 | Central HP <5.4 tons | COLEMAN | HRCU-A-CB (Split System: Heat Pump with Remote Outdoor Unit-Air-Source) | HMH72B341 | ASPEN |  | D(A,C,E)48C34+TDR | TM8Y100C16MP11 | 33200 | 18.5 | 8.5 | 34000 | 27400 | 80.59% | 2.67 | 0 | 10 |  |  |  | No | R-410A | 2.7667 | Residential & Commercial | Ducted CEE Tier 1
213088238 | Central HP <5.4 tons | ARCOAIRE | HRCU-A-CB (Split System: Heat Pump with Remote Outdoor Unit-Air-Source) | DLCURAH18ABK | ADP |  | H,GG32924+AEFE3A* |  | 17800 | 17 | 8.95 | 17100 | 19400 | 113.5% | 2.4 | 0 | 11 |  |  |  | No | R-410A | 1.4833 | Residential & Commercial | Ducted CEE Tier 1
212625165 | Central HP <5.4 tons | COLEMAN | HRCU-A-CB (Split System: Heat Pump with Remote Outdoor Unit-Air-Source) | HMH72B341 | ASPEN |  | C(A,C,D,E)48D24+TDR | TL9E100C20UH11 | 32800 | 17 | 8.5 | 34000 | 29200 | 85.88% | 2.81 | 0 | 10 |  |  |  | No | R-410A | 2.7333 | Residential & Commercial | Ducted CEE Tier 1
213076627 | Central HP <5.4 tons | GRANDAIRE | HRCU-A-CB (Split System: Heat Pump with Remote Outdoor Unit-Air-Source) | WDLCURAH36ABK |  |  | WLN(C,W)484CA* | WFET090B048A* | 35600 | 16.5 | 8.1 | 38500 | 28600 | 74.29% | 1.94 | 0 | 10 |  |  |  | No | R-410A | 2.9667 | Residential & Commercial | Ducted CEE Tier 1
213078104 | Central HP <5.4 tons | GRANDAIRE | HRCU-A-CB (Split System: Heat Pump with Remote Outdoor Unit-Air-Source) | WDLCURAH36ABK |  |  | WLA*434CA* | WFE*070B048C* | 36600 | 16 | 8.5 | 38500 | 34600 | 89.87% | 2 | 0 | 10 |  |  |  | No | R-410A | 3.05 | Residential & Commercial | Ducted CEE Tier 1
213078474 | Central HP <5.4 tons | GRANDAIRE | HRCU-A-CB (Split System: Heat Pump with Remote Outdoor Unit-Air-Source) | WDLCURAH36ABK |  |  | WLN(C,W)484CA* | WFE*090C048C* | 35800 | 16.5 | 8.1 | 38500 | 34800 | 90.39% | 2 | 0 | 10 |  |  |  | No | R-410A | 2.9833 | Residential & Commercial | Ducted CEE Tier 1
211227822 | Central HP <5.4 tons | GRANDAIRE | HRCU-A-CB (Split System: Heat Pump with Remote Outdoor Unit-Air-Source) | WDLCURAH36ABK |  |  | WLA*424DA* | WFEL110C060B* | 35400 | 16 | 8.1 | 38500 | 35000 | 90.91% | 1.88 | 0 | 10 |  |  |  | No | R-410A | 2.95 | Residential & Commercial | Ducted CEE Tier 1
211228008 | Central HP <5.4 tons | GRANDAIRE | HRCU-A-CB (Split System: Heat Pump with Remote Outdoor Unit-Air-Source) | WDLCURAH36ABK |  |  | WLA*424DA* | WFSX080C060A* | 36200 | 15.5 | 8.1 | 39500 | 35200 | 89.11% | 1.92 | 0 | 10 |  |  |  | No | R-410A | 3.0167 | Residential & Commercial | Ducted CEE Tier 1
211230848 | Central HP <5.4 tons | GRANDAIRE | HRCU-A-CB (Split System: Heat Pump with Remote Outdoor Unit-Air-Source) | WDLCURAH36ABK |  |  | WAHL424B* |  | 37000 | 16 | 8.1 | 38500 | 34800 | 90.39% | 2 | 0 | 10 |  |  |  | No | R-410A | 3.0833 | Residential & Commercial | Ducted CEE Tier 1
212383472 | Central HP <5.4 tons | ARCOAIRE | HRCU-A-CB (Split System: Heat Pump with Remote Outdoor Unit-Air-Source) | DLCURAH36ABK |  |  | EA*4X43L21A* | *92ESN0801716A* | 36400 | 16 | 8.5 | 38500 | 34800 | 90.39% | 2.08 | 0 | 10 |  |  |  | No | R-410A | 3.0333 | Residential & Commercial | Ducted CEE Tier 1
212384291 | Central HP <5.4 tons | ARCOAIRE | HRCU-A-CB (Split System: Heat Pump with Remote Outdoor Unit-Air-Source) | DLCURAH36ABK |  |  | END4X42L17** | *80ES(N,L)0901714A* | 36200 | 15.5 | 8.1 | 39500 | 35000 | 88.61% | 1.98 | 0 | 10 |  |  |  | No | R-410A | 3.0167 | Residential & Commercial | Ducted CEE Tier 1
213078359 | Central HP <5.4 tons | KEEPRITE | HRCU-A-CB (Split System: Heat Pump with Remote Outdoor Unit-Air-Source) | DLCURAH36ABK |  |  | END4X42L17** | *80MS(N,L)0901714A* | 35600 | 16 | 8.1 | 38500 | 35000 | 90.91% | 1.94 | 0 | 10 |  |  |  | No | R-410A | 2.9667 | Residential & Commercial | Ducted CEE Tier 1
211227815 | Central HP <5.4 tons | ARCOAIRE | HRCU-A-CB (Split System: Heat Pump with Remote Outdoor Unit-Air-Source) | DLCURAH36ABK |  |  | EA*4X42L24A* | *80ES(N,L)1102120A* | 35400 | 16 | 8.1 | 38500 | 35000 | 90.91% | 1.88 | 0 | 10 |  |  |  | No | R-410A | 2.95 | Residential & Commercial | Ducted CEE Tier 1
211228989 | Central HP <5.4 tons | KEEPRITE | HRCU-A-CB (Split System: Heat Pump with Remote Outdoor Unit-Air-Source) | DLCURAH36ABK |  |  | EA*4X48L21A* | *92ESN0802120A* | 35600 | 16.5 | 8.5 | 37800 | 34600 | 91.53% | 2.04 | 0 | 10 |  |  |  | No | R-410A | 2.9667 | Residential & Commercial | Ducted CEE Tier 1
213077648 | Central HP <5.4 tons | GRANDAIRE | HRCU-A-CB (Split System: Heat Pump with Remote Outdoor Unit-Air-Source) | WDLCURAH36ABK |  |  | WLA*434CA* | WFST100C060A* | 36200 | 16.5 | 8.5 | 38000 | 34600 | 91.05% | 2.02 | 0 | 10 |  |  |  | No | R-410A | 3.0167 | Residential & Commercial | Ducted CEE Tier 1
213076810 | Central HP <5.4 tons | GRANDAIRE | HRCU-A-CB (Split System: Heat Pump with Remote Outdoor Unit-Air-Source) | WDLCURAH36ABK |  |  | WLA*484DA* | WFET110C066A* | 36200 | 16.5 | 8.5 | 38000 | 35400 | 93.16% | 1.78 | 0 | 10 |  |  |  | No | R-410A | 3.0167 | Residential & Commercial | Ducted CEE Tier 1
213077635 | Central HP <5.4 tons | GRANDAIRE | HRCU-A-CB (Split System: Heat Pump with Remote Outdoor Unit-Air-Source) | WDLCURAH36ABK |  |  | WLA*424DA* | WFST100C060A* | 35400 | 16.5 | 8.1 | 38500 | 34800 | 90.39% | 2.04 | 0 | 10 |  |  |  | No | R-410A | 2.95 | Residential & Commercial | Ducted CEE Tier 1
213078686 | Central HP <5.4 tons | GRANDAIRE | HRCU-A-CB (Split System: Heat Pump with Remote Outdoor Unit-Air-Source) | WDLCURAH36ABK |  |  | WLA*484DA* | WFE*110C060C* | 36200 | 16.5 | 8.5 | 38000 | 35200 | 92.63% | 1.78 | 0 | 10 |  |  |  | No | R-410A | 3.0167 | Residential & Commercial | Ducted CEE Tier 1
213078485 | Central HP <5.4 tons | GRANDAIRE | HRCU-A-CB (Split System: Heat Pump with Remote Outdoor Unit-Air-Source) | WDLCURAH36ABK |  |  | WLNC484DA* | WFE*090C048C* | 35800 | 16.5 | 8.1 | 38500 | 28000 | 72.73% | 1.76 | 0 | 10 |  |  |  | No | R-410A | 2.9833 | Residential & Commercial | Ducted CEE Tier 1
213079554 | Central HP <5.4 tons | GRANDAIRE | HRCU-A-CB (Split System: Heat Pump with Remote Outdoor Unit-Air-Source) | WDLCURAH36ABK |  |  | WLA*374CA* | WFAX080B048B* | 36200 | 16.5 | 8.5 | 38000 | 35000 | 92.11% | 1.88 | 0 | 10 |  |  |  | No | R-410A | 3.0167 | Residential & Commercial | Ducted CEE Tier 1
213079824 | Central HP <5.4 tons | GRANDAIRE | HRCU-A-CB (Split System: Heat Pump with Remote Outdoor Unit-Air-Source) | WDLCURAH36ABK |  |  | WLN(C,W)484CA* | WFAX100C060B* | 36000 | 16.5 | 8.1 | 38500 | 34800 | 90.39% | 2 | 0 | 10.5 |  |  |  | No | R-410A | 3 | Residential & Commercial | Ducted CEE Tier 1
213078852 | Central HP <5.4 tons | GRANDAIRE | HRCU-A-CB (Split System: Heat Pump with Remote Outdoor Unit-Air-Source) | WDLCURAH36ABK |  |  | WLA*374BA* | WFEU100C060B* | 36000 | 15.5 | 8.5 | 38500 | 35000 | 90.91% | 2.06 | 0 | 10 |  |  |  | No | R-410A | 3 | Residential & Commercial | Ducted CEE Tier 1
213079422 | Central HP <5.4 tons | GRANDAIRE | HRCU-A-CB (Split System: Heat Pump with Remote Outdoor Unit-Air-Source) | WDLCURAH36ABK |  |  | WLA*374CA* | WFAX060B042B* | 36600 | 16 | 8.5 | 38500 | 35200 | 91.43% | 1.88 | 0 | 10 |  |  |  | No | R-410A | 3.05 | Residential & Commercial | Ducted CEE Tier 1
213080374 | Central HP <5.4 tons | GRANDAIRE | HRCU-A-CB (Split System: Heat Pump with Remote Outdoor Unit-Air-Source) | WDLCURAH36ABK |  |  | WLNC484DA* | WFSX100C060B* | 36000 | 16.5 | 8.1 | 38500 | 34800 | 90.39% | 2.02 | 0 | 10 |  |  |  | No | R-410A | 3 | Residential & Commercial | Ducted CEE Tier 1
213080643 | Central HP <5.4 tons | GRANDAIRE | HRCU-A-CB (Split System: Heat Pump with Remote Outdoor Unit-Air-Source) | WDLCURAH36ABK |  |  | WLN(C,W)484CA* | WFSU040B036B* | 35800 | 15.2 | 8.1 | 38500 | 28200 | 73.25% | 1.76 | 0 | 10 |  |  |  | No | R-410A | 2.9833 | Residential & Commercial | Ducted CEE Tier 1
212625958 | Central HP <5.4 tons | COLEMAN | HRCU-A-CB (Split System: Heat Pump with Remote Outdoor Unit-Air-Source) | HMH72B341 | ASPEN |  | D(A,C,E)42C36+TDR | TM9E100C20MP12 | 32800 | 15.5 | 8.1 | 33200 | 27000 | 81.33% | 2.43 | 0 | 10 |  |  |  | No | R-410A | 2.7333 | Residential & Commercial | Ducted CEE Tier 1
212626035 | Central HP <5.4 tons | COLEMAN | HRCU-A-CB (Split System: Heat Pump with Remote Outdoor Unit-Air-Source) | HMH72B341 | ASPEN |  | D(A,C,E)36B46+TDR | TM8Y060A12MP11 | 32800 | 18 | 8.1 | 33400 | 27400 | 82.04% | 2.42 | 0 | 10 |  |  |  | No | R-410A | 2.7333 | Residential & Commercial | Ducted CEE Tier 1
212626042 | Central HP <5.4 tons | COLEMAN | HRCU-A-CB (Split System: Heat Pump with Remote Outdoor Unit-Air-Source) | HMH72B341 | ASPEN |  | D(A,C,E)42C36+TDR | TM8Y060A12MP11 | 32800 | 18 | 8.1 | 33400 | 27400 | 82.04% | 2.42 | 0 | 10 |  |  |  | No | R-410A | 2.7333 | Residential & Commercial | Ducted CEE Tier 1
212626049 | Central HP <5.4 tons | COLEMAN | HRCU-A-CB (Split System: Heat Pump with Remote Outdoor Unit-Air-Source) | HMH72B341 | ASPEN |  | D(A,C,E)48D36+TDR | TM8Y060A12MP11 | 33400 | 18 | 8.1 | 33400 | 27400 | 82.04% | 2.42 | 0 | 10 |  |  |  | No | R-410A | 2.7833 | Residential & Commercial | Ducted CEE Tier 1
213076738 | Central HP <5.4 tons | GRANDAIRE | HRCU-A-CB (Split System: Heat Pump with Remote Outdoor Unit-Air-Source) | WDLCURAH36ABK |  |  | WLA*364CA* | WFET110C066A* | 35400 | 16 | 8.1 | 39000 | 34800 | 89.23% | 2.06 | 0 | 10 |  |  |  | No | R-410A | 2.95 | Residential & Commercial | Ducted CEE Tier 1
213077408 | Central HP <5.4 tons | GRANDAIRE | HRCU-A-CB (Split System: Heat Pump with Remote Outdoor Unit-Air-Source) | WDLCURAH36ABK |  |  | WLA*434CA* | WFST080B048A* | 36600 | 15.5 | 8.5 | 38500 | 34800 | 90.39% | 2 | 0 | 10 |  |  |  | No | R-410A | 3.05 | Residential & Commercial | Ducted CEE Tier 1
213078326 | Central HP <5.4 tons | GRANDAIRE | HRCU-A-CB (Split System: Heat Pump with Remote Outdoor Unit-Air-Source) | WDLCURAH36ABK |  |  | WLA*434CA* | WFE*090B042C* | 36200 | 16.5 | 8.5 | 38000 | 34600 | 91.05% | 2.02 | 0 | 10 |  |  |  | No | R-410A | 3.0167 | Residential & Commercial | Ducted CEE Tier 1
212626326 | Central HP <5.4 tons | COLEMAN | HRCU-A-CB (Split System: Heat Pump with Remote Outdoor Unit-Air-Source) | HMH72B341 | ASPEN |  | D(A,C,E)36A36+TDR | TL9E100C20UH11 | 33400 | 17 | 8.1 | 33600 | 29000 | 86.31% | 2.72 | 0 | 10 |  |  |  | No | R-410A | 2.7833 | Residential & Commercial | Ducted CEE Tier 1
213076619 | Central HP <5.4 tons | GRANDAIRE | HRCU-A-CB (Split System: Heat Pump with Remote Outdoor Unit-Air-Source) | WDLCURAH36ABK |  |  | WLNC424BA* | WFET090B048A* | 35600 | 16 | 8.1 | 38500 | 35200 | 91.43% | 1.88 | 0 | 10 |  |  |  | No | R-410A | 2.9667 | Residential & Commercial | Ducted CEE Tier 1
213076762 | Central HP <5.4 tons | GRANDAIRE | HRCU-A-CB (Split System: Heat Pump with Remote Outdoor Unit-Air-Source) | WDLCURAH36ABK |  |  | WLA*424CA* | WFET110C066A* | 35600 | 16 | 8.1 | 38500 | 35200 | 91.43% | 1.9 | 0 | 10 |  |  |  | No | R-410A | 2.9667 | Residential & Commercial | Ducted CEE Tier 1
213077596 | Central HP <5.4 tons | GRANDAIRE | HRCU-A-CB (Split System: Heat Pump with Remote Outdoor Unit-Air-Source) | WDLCURAH36ABK |  |  | WLA*364CA* | WFST100C060A* | 35200 | 16 | 8.1 | 38500 | 34800 | 90.39% | 2.04 | 0 | 10 |  |  |  | No | R-410A | 2.9333 | Residential & Commercial | Ducted CEE Tier 1
213078626 | Central HP <5.4 tons | GRANDAIRE | HRCU-A-CB (Split System: Heat Pump with Remote Outdoor Unit-Air-Source) | WDLCURAH36ABK |  |  | WLA*374CA* | WFE*110C060C* | 36600 | 16.5 | 8.5 | 38000 | 35000 | 92.11% | 1.9 | 0 | 10 |  |  |  | No | R-410A | 3.05 | Residential & Commercial | Ducted CEE Tier 1
213079614 | Central HP <5.4 tons | GRANDAIRE | HRCU-A-CB (Split System: Heat Pump with Remote Outdoor Unit-Air-Source) | WDLCURAH36ABK |  |  | WLNC424BA* | WFAX080B048B* | 35600 | 16 | 8.1 | 38500 | 35200 | 91.43% | 1.88 | 0 | 10 |  |  |  | No | R-410A | 2.9667 | Residential & Commercial | Ducted CEE Tier 1
213078996 | Central HP <5.4 tons | GRANDAIRE | HRCU-A-CB (Split System: Heat Pump with Remote Outdoor Unit-Air-Source) | WDLCURAH36ABK |  |  | WLA*374CA* | WFEU040B036B* | 36600 | 16 | 8.5 | 38500 | 34800 | 90.39% | 2.08 | 0 | 10 |  |  |  | No | R-410A | 3.05 | Residential & Commercial | Ducted CEE Tier 1
213080467 | Central HP <5.4 tons | GRANDAIRE | HRCU-A-CB (Split System: Heat Pump with Remote Outdoor Unit-Air-Source) | WDLCURAH36ABK |  |  | WLA*424DA* | WFSX120D066B* | 35200 | 16 | 8.1 | 38500 | 34600 | 89.87% | 2.02 | 0 | 10 |  |  |  | No | R-410A | 2.9333 | Residential & Commercial | Ducted CEE Tier 1
212626687 | Central HP <5.4 tons | COLEMAN | HRCU-A-CB (Split System: Heat Pump with Remote Outdoor Unit-Air-Source) | HMH72B341 | ASPEN |  | D(A,C,E)36A46+TDR | TM8E100C16MP11 | 33000 | 18 | 8.2 | 33800 | 28200 | 83.43% | 2.68 | 0 | 10 |  |  |  | No | R-410A | 2.75 | Residential & Commercial | Ducted CEE Tier 1
212626803 | Central HP <5.4 tons | COLEMAN | HRCU-A-CB (Split System: Heat Pump with Remote Outdoor Unit-Air-Source) | HMH72B341 | ASPEN |  | D(A,C,E)42C26+TDR | TM8E120C16MP11 | 32000 | 18 | 8.3 | 33800 | 28800 | 85.21% | 2.73 | 0 | 10 |  |  |  | No | R-410A | 2.6667 | Residential & Commercial | Ducted CEE Tier 1
212626969 | Central HP <5.4 tons | COLEMAN | HRCU-A-CB (Split System: Heat Pump with Remote Outdoor Unit-Air-Source) | HMH72B341 | ASPEN |  | D(A,C,E)48B36+TDR | TMLE100B12MP11 | 32800 | 18 | 8.1 | 33800 | 27400 | 81.07% | 2.44 | 0 | 10 |  |  |  | No | R-410A | 2.7333 | Residential & Commercial | Ducted CEE Tier 1
213078984 | Central HP <5.4 tons | GRANDAIRE | HRCU-A-CB (Split System: Heat Pump with Remote Outdoor Unit-Air-Source) | WDLCURAH36ABK |  |  | WLA*374BA* | WFEU040B036B* | 36000 | 15.5 | 8.5 | 38500 | 34800 | 90.39% | 2.02 | 0 | 10 |  |  |  | No | R-410A | 3 | Residential & Commercial | Ducted CEE Tier 1
213078164 | Central HP <5.4 tons | GRANDAIRE | HRCU-A-CB (Split System: Heat Pump with Remote Outdoor Unit-Air-Source) | WDLCURAH36ABK |  |  | WLN(C,W)484CA* | WFE*070B048C* | 35800 | 16.5 | 8.1 | 38500 | 28400 | 73.77% | 1.76 | 0 | 10 |  |  |  | No | R-410A | 2.9833 | Residential & Commercial | Ducted CEE Tier 1
213078614 | Central HP <5.4 tons | GRANDAIRE | HRCU-A-CB (Split System: Heat Pump with Remote Outdoor Unit-Air-Source) | WDLCURAH36ABK |  |  | WLA*364CA* | WFE*110C060C* | 35400 | 16.5 | 8.1 | 38500 | 34800 | 90.39% | 2.06 | 0 | 10 |  |  |  | No | R-410A | 2.95 | Residential & Commercial | Ducted CEE Tier 1
212627085 | Central HP <5.4 tons | COLEMAN | HRCU-A-CB (Split System: Heat Pump with Remote Outdoor Unit-Air-Source) | HMH72B341 | ASPEN |  | D(A,C,E)36C36+TDR | TP9C080C16MP13 | 32600 | 17.5 | 8.1 | 33800 | 27400 | 81.07% | 2.45 | 0 | 10 |  |  |  | No | R-410A | 2.7167 | Residential & Commercial | Ducted CEE Tier 1
212627087 | Central HP <5.4 tons | COLEMAN | HRCU-A-CB (Split System: Heat Pump with Remote Outdoor Unit-Air-Source) | HMH72B341 | ASPEN |  | D(A,C,E)36D36+TDR | TP9C080C16MP13 | 32800 | 17.5 | 8.1 | 33800 | 27400 | 81.07% | 2.45 | 0 | 10 |  |  |  | No | R-410A | 2.7333 | Residential & Commercial | Ducted CEE Tier 1
211229189 | Central HP <5.4 tons | KEEPRITE | HRCU-A-CB (Split System: Heat Pump with Remote Outdoor Unit-Air-Source) | DLCURAH36ABK |  |  | EA*4X48L21A* | *96VTN1002122A* | 35800 | 16.5 | 8.5 | 37800 | 34600 | 91.53% | 2.04 | 0 | 10 |  |  |  | No | R-410A | 2.9833 | Residential & Commercial | Ducted CEE Tier 1
211229346 | Central HP <5.4 tons | KEEPRITE | HRCU-A-CB (Split System: Heat Pump with Remote Outdoor Unit-Air-Source) | DLCURAH36ABK |  |  | EA*4X48L24A* | *80VSL0702120A* | 36000 | 16 | 8.5 | 38500 | 34600 | 89.87% | 2.06 | 0 | 10 |  |  |  | No | R-410A | 3 | Residential & Commercial | Ducted CEE Tier 1
211229498 | Central HP <5.4 tons | KEEPRITE | HRCU-A-CB (Split System: Heat Pump with Remote Outdoor Unit-Air-Source) | DLCURAH36ABK |  |  | EA*4X48L24A* | *95ESN1002120A* | 36600 | 16 | 8.5 | 38500 | 34800 | 90.39% | 2.08 | 0 | 10 |  |  |  | No | R-410A | 3.05 | Residential & Commercial | Ducted CEE Tier 1
211227231 | Central HP <5.4 tons | ARCOAIRE | HRCU-A-CB (Split System: Heat Pump with Remote Outdoor Unit-Air-Source) | DLCURAH36ABK |  |  | EA*4X37L21A* | OMV098J12* | 36200 | 15.2 | 8.5 | 38500 | 35000 | 90.91% | 2.06 | 0 | 10 |  |  |  | No | R-410A | 3.0167 | Residential & Commercial | Ducted CEE Tier 1
211226945 | Central HP <5.4 tons | ARCOAIRE | HRCU-A-CB (Split System: Heat Pump with Remote Outdoor Unit-Air-Source) | DLCURAH36ABK |  |  | EA*4X37L21A* | *80VTL0701716A* | 36200 | 16 | 8.5 | 38500 | 34800 | 90.39% | 2.08 | 0 | 10 |  |  |  | No | R-410A | 3.0167 | Residential & Commercial | Ducted CEE Tier 1
211230186 | Central HP <5.4 tons | ARCOAIRE | HRCU-A-CB (Split System: Heat Pump with Remote Outdoor Unit-Air-Source) | DLCURAH36ABK |  |  | EN(A,D,W)4X48L21** | *95ESN0802120A* | 36800 | 15.5 | 8.1 | 39500 | 35000 | 88.61% | 2.06 | 0 | 10.5 |  |  |  | No | R-410A | 3.0667 | Residential & Commercial | Ducted CEE Tier 1
213076846 | Central HP <5.4 tons | GRANDAIRE | HRCU-A-CB (Split System: Heat Pump with Remote Outdoor Unit-Air-Source) | WDLCURAH36ABK |  |  | WLN(C,W)484CA* | WFET110C066A* | 36400 | 16.5 | 8.1 | 38500 | 35000 | 90.91% | 2.02 | 0 | 10.5 |  |  |  | No | R-410A | 3.0333 | Residential & Commercial | Ducted CEE Tier 1
213077382 | Central HP <5.4 tons | GRANDAIRE | HRCU-A-CB (Split System: Heat Pump with Remote Outdoor Unit-Air-Source) | WDLCURAH36ABK |  |  | WLA*374CA* | WFST080B048A* | 36400 | 15.5 | 8.5 | 38500 | 35200 | 91.43% | 1.86 | 0 | 10 |  |  |  | No | R-410A | 3.0333 | Residential & Commercial | Ducted CEE Tier 1
213079104 | Central HP <5.4 tons | GRANDAIRE | HRCU-A-CB (Split System: Heat Pump with Remote Outdoor Unit-Air-Source) | WDLCURAH36ABK |  |  | WLA*374CA* | WFEU060B048B* | 36400 | 16.5 | 8.5 | 38000 | 34800 | 91.58% | 2.08 | 0 | 10 |  |  |  | No | R-410A | 3.0333 | Residential & Commercial | Ducted CEE Tier 1
213079272 | Central HP <5.4 tons | GRANDAIRE | HRCU-A-CB (Split System: Heat Pump with Remote Outdoor Unit-Air-Source) | WDLCURAH36ABK |  |  | WLA*484CA* | WFEU080C060B* | 36200 | 16.5 | 8.5 | 38000 | 34600 | 91.05% | 2.06 | 0 | 10 |  |  |  | No | R-410A | 3.0167 | Residential & Commercial | Ducted CEE Tier 1
213078441 | Central HP <5.4 tons | GRANDAIRE | HRCU-A-CB (Split System: Heat Pump with Remote Outdoor Unit-Air-Source) | WDLCURAH36ABK |  |  | WLA*434CA* | WFE*090C048C* | 36400 | 16.5 | 8.5 | 38000 | 34600 | 91.05% | 2.02 | 0 | 10 |  |  |  | No | R-410A | 3.0333 | Residential & Commercial | Ducted CEE Tier 1
213078864 | Central HP <5.4 tons | GRANDAIRE | HRCU-A-CB (Split System: Heat Pump with Remote Outdoor Unit-Air-Source) | WDLCURAH36ABK |  |  | WLA*374CA* | WFEU100C060B* | 36400 | 16 | 8.5 | 38000 | 34800 | 91.58% | 2.1 | 0 | 10 |  |  |  | No | R-410A | 3.0333 | Residential & Commercial | Ducted CEE Tier 1
213078734 | Central HP <5.4 tons | GRANDAIRE | HRCU-A-CB (Split System: Heat Pump with Remote Outdoor Unit-Air-Source) | WDLCURAH36ABK |  |  | WLNC484DA* | WFE*110C060C* | 36400 | 16.5 | 8.1 | 38500 | 27800 | 72.21% | 1.8 | 0 | 10.5 |  |  |  | No | R-410A | 3.0333 | Residential & Commercial | Ducted CEE Tier 1
213079116 | Central HP <5.4 tons | GRANDAIRE | HRCU-A-CB (Split System: Heat Pump with Remote Outdoor Unit-Air-Source) | WDLCURAH36ABK |  |  | WLA*424CA* | WFEU060B048B* | 35200 | 16.5 | 8.1 | 38500 | 35000 | 90.91% | 1.86 | 0 | 10 |  |  |  | No | R-410A | 2.9333 | Residential & Commercial | Ducted CEE Tier 1
213079200 | Central HP <5.4 tons | GRANDAIRE | HRCU-A-CB (Split System: Heat Pump with Remote Outdoor Unit-Air-Source) | WDLCURAH36ABK |  |  | WLNC484DA* | WFEU060B048B* | 35800 | 17 | 8.1 | 38000 | 28000 | 73.68% | 1.78 | 0 | 10.5 |  |  |  | No | R-410A | 2.9833 | Residential & Commercial | Ducted CEE Tier 1
213079752 | Central HP <5.4 tons | GRANDAIRE | HRCU-A-CB (Split System: Heat Pump with Remote Outdoor Unit-Air-Source) | WDLCURAH36ABK |  |  | WLA*374CA* | WFAX100C060B* | 36600 | 16.5 | 8.5 | 38000 | 35000 | 92.11% | 1.88 | 0 | 10 |  |  |  | No | R-410A | 3.05 | Residential & Commercial | Ducted CEE Tier 1
213080302 | Central HP <5.4 tons | GRANDAIRE | HRCU-A-CB (Split System: Heat Pump with Remote Outdoor Unit-Air-Source) | WDLCURAH36ABK |  |  | WLA*424CA* | WFSX100C060B* | 35400 | 16 | 8.1 | 38500 | 35000 | 90.91% | 1.88 | 0 | 10 |  |  |  | No | R-410A | 2.95 | Residential & Commercial | Ducted CEE Tier 1
213080026 | Central HP <5.4 tons | GRANDAIRE | HRCU-A-CB (Split System: Heat Pump with Remote Outdoor Unit-Air-Source) | WDLCURAH36ABK |  |  | WLA*374BA* | WFSX080B048B* | 35800 | 15.5 | 8.1 | 38500 | 35000 | 90.91% | 2.06 | 0 | 10 |  |  |  | No | R-410A | 2.9833 | Residential & Commercial | Ducted CEE Tier 1
213080110 | Central HP <5.4 tons | GRANDAIRE | HRCU-A-CB (Split System: Heat Pump with Remote Outdoor Unit-Air-Source) | WDLCURAH36ABK |  |  | WLNC424BA* | WFSX080B048B* | 35600 | 15.5 | 8.1 | 38500 | 35200 | 91.43% | 1.88 | 0 | 10 |  |  |  | No | R-410A | 2.9667 | Residential & Commercial | Ducted CEE Tier 1
215936901 | Central HP <5.4 tons | KEEPRITE | HRCU-A-CB (Split System: Heat Pump with Remote Outdoor Unit-Air-Source) | C5H3V36*K*AAA* |  |  | EVD5X61M21A*+WALLCON | *97CMN0602120B* | 35600 | 21.5 | 8.5 | 38000 | 28600 | 75.26% | 1.98 | 0 | 12 |  |  |  | No | R-454B | 2.9667 | Residential & Commercial | Ducted CEE Tier 1
215935611 | Central HP <5.4 tons | KEEPRITE | HRCU-A-CB (Split System: Heat Pump with Remote Outdoor Unit-Air-Source) | C5H3V36*K*AAA* |  |  | EVD5X36M21A*+WALLCON | *80CSU1002120A* | 34400 | 20.5 | 8.5 | 38500 | 28200 | 73.25% | 2.04 | 0 | 11.7 |  |  |  | No | R-454B | 2.8667 | Residential & Commercial | Ducted CEE Tier 1
215935881 | Central HP <5.4 tons | KEEPRITE | HRCU-A-CB (Split System: Heat Pump with Remote Outdoor Unit-Air-Source) | C5H3V36*K*AAA* |  |  | EVD5X38M17A*+WALLCON | *97CMN0601714B* | 35200 | 21 | 8.5 | 38000 | 28000 | 73.68% | 2.06 | 0 | 11.5 |  |  |  | No | R-454B | 2.9333 | Residential & Commercial | Ducted CEE Tier 1
215935911 | Central HP <5.4 tons | KEEPRITE | HRCU-A-CB (Split System: Heat Pump with Remote Outdoor Unit-Air-Source) | C5H3V36*K*AAA* |  |  | EVD5X38M17A*+WALLCON | *96CTN0801714B* | 35400 | 21.5 | 8.5 | 38500 | 29000 | 75.32% | 2.02 | 0 | 12 |  |  |  | No | R-454B | 2.95 | Residential & Commercial | Ducted CEE Tier 1
215936011 | Central HP <5.4 tons | KEEPRITE | HRCU-A-CB (Split System: Heat Pump with Remote Outdoor Unit-Air-Source) | C5H3V36*K*AAA* |  |  | EVD5X42M21A*+WALLCON | *80CTL0901716B* | 34400 | 21 | 8.5 | 38500 | 28200 | 73.25% | 2.04 | 0 | 11.7 |  |  |  | No | R-454B | 2.8667 | Residential & Commercial | Ducted CEE Tier 1
215936081 | Central HP <5.4 tons | KEEPRITE | HRCU-A-CB (Split System: Heat Pump with Remote Outdoor Unit-Air-Source) | C5H3V36*K*AAA* |  |  | EVD5X42M21A*+WALLCON | *97CMN0602120B* | 34200 | 20.5 | 8.5 | 39000 | 28600 | 73.33% | 2.04 | 0 | 11.5 |  |  |  | No | R-454B | 2.85 | Residential & Commercial | Ducted CEE Tier 1
212974673 | Central HP <5.4 tons | KEEPRITE | HRCU-A-CB (Split System: Heat Pump with Remote Outdoor Unit-Air-Source) | DLCURAH18ABK |  |  | EA*4X30L14A* | *96VTN0401410B* | 17300 | 16 | 8.1 | 17900 | 18700 | 104.5% | 2.24 | 0 | 10.5 |  |  |  | No | R-410A | 1.4417 | Residential & Commercial | Ducted CEE Tier 1
212974712 | Central HP <5.4 tons | KEEPRITE | HRCU-A-CB (Split System: Heat Pump with Remote Outdoor Unit-Air-Source) | DLCURAH18ABK |  |  | EN(A,D)4X24L14** | *96VTN0401410B* | 17300 | 15.5 | 8.5 | 18400 | 19200 | 104.3% | 2.3 | 0 | 10.5 |  |  |  | No | R-410A | 1.4417 | Residential & Commercial | Ducted CEE Tier 1
212973069 | Central HP <5.4 tons | KEEPRITE | HRCU-A-CB (Split System: Heat Pump with Remote Outdoor Unit-Air-Source) | DLCURAH18ABK |  |  | EN(A,D)4X30L17** | *96VSN0401712B* | 17300 | 16 | 8.1 | 17900 | 18600 | 103.9% | 2.22 | 0 | 10.5 |  |  |  | No | R-410A | 1.4417 | Residential & Commercial | Ducted CEE Tier 1
212975449 | Central HP <5.4 tons | KEEPRITE | HRCU-A-CB (Split System: Heat Pump with Remote Outdoor Unit-Air-Source) | DLCURAH18ABK |  |  | EN(A,D)4X18L14** | *96VTN0601412B* | 17300 | 16 | 8.5 | 18500 | 19800 | 107% | 2.38 | 0 | 10.5 |  |  |  | No | R-410A | 1.4417 | Residential & Commercial | Ducted CEE Tier 1
212973359 | Central HP <5.4 tons | KEEPRITE | HRCU-A-CB (Split System: Heat Pump with Remote Outdoor Unit-Air-Source) | DLCURAH18ABK |  |  | EN(A,D)4X18L14** | *96VSN0601412B* | 17300 | 16 | 8.5 | 18500 | 19800 | 107% | 2.38 | 0 | 10.5 |  |  |  | No | R-410A | 1.4417 | Residential & Commercial | Ducted CEE Tier 1
212973379 | Central HP <5.4 tons | KEEPRITE | HRCU-A-CB (Split System: Heat Pump with Remote Outdoor Unit-Air-Source) | DLCURAH18ABK |  |  | EN(A,D)4X24L17** | *96VSN0601412B* | 17500 | 16 | 8.5 | 18500 | 19200 | 103.8% | 2.3 | 0 | 10.5 |  |  |  | No | R-410A | 1.4583 | Residential & Commercial | Ducted CEE Tier 1
211259706 | Central HP <5.4 tons | ARCOAIRE | HRCU-A-CB (Split System: Heat Pump with Remote Outdoor Unit-Air-Source) | DLCURAH18ABK |  |  | EA*4X19L17A* | *80VSL0451716A* | 18100 | 16 | 8.5 | 18100 | 17700 | 97.79% | 2.14 | 0 | 10.5 |  |  |  | No | R-410A | 1.5083 | Residential & Commercial | Ducted CEE Tier 1
211229935 | Central HP <5.4 tons | ARCOAIRE | HRCU-A-CB (Split System: Heat Pump with Remote Outdoor Unit-Air-Source) | DLCURAH36ABK |  |  | EN(A,D,W)4X48L21** | *80ES(N,L)0901714A* | 36600 | 16 | 8.1 | 39500 | 35000 | 88.61% | 2.04 | 0 | 10.5 |  |  |  | No | R-410A | 3.05 | Residential & Commercial | Ducted CEE Tier 1
211229401 | Central HP <5.4 tons | ARCOAIRE | HRCU-A-CB (Split System: Heat Pump with Remote Outdoor Unit-Air-Source) | DLCURAH36ABK |  |  | EA*4X48L24A* | *80VTL0902120A* | 35600 | 16.5 | 8.1 | 37800 | 34600 | 91.53% | 2.04 | 0 | 10 |  |  |  | No | R-410A | 2.9667 | Residential & Commercial | Ducted CEE Tier 1
211229452 | Central HP <5.4 tons | ARCOAIRE | HRCU-A-CB (Split System: Heat Pump with Remote Outdoor Unit-Air-Source) | DLCURAH36ABK |  |  | EA*4X48L24A* | *92ESN1002120A* | 35600 | 16.5 | 8.5 | 37800 | 34600 | 91.53% | 2.04 | 0 | 10 |  |  |  | No | R-410A | 2.9667 | Residential & Commercial | Ducted CEE Tier 1
211228752 | Central HP <5.4 tons | ARCOAIRE | HRCU-A-CB (Split System: Heat Pump with Remote Outdoor Unit-Air-Source) | DLCURAH36ABK |  |  | EA*4X48L21A* | *80ES(N,L)0701712A* | 36000 | 15.5 | 8.5 | 38500 | 34800 | 90.39% | 2.06 | 0 | 10 |  |  |  | No | R-410A | 3 | Residential & Commercial | Ducted CEE Tier 1
211229504 | Central HP <5.4 tons | ARCOAIRE | HRCU-A-CB (Split System: Heat Pump with Remote Outdoor Unit-Air-Source) | DLCURAH36ABK |  |  | EA*4X48L24A* | *95ESN1002122A* | 37400 | 15.5 | 8.5 | 38500 | 35000 | 90.91% | 2.14 | 0 | 10 |  |  |  | No | R-410A | 3.1167 | Residential & Commercial | Ducted CEE Tier 1
211229535 | Central HP <5.4 tons | ARCOAIRE | HRCU-A-CB (Split System: Heat Pump with Remote Outdoor Unit-Air-Source) | DLCURAH36ABK |  |  | EA*4X48L24A* | *96VSN0802120A* | 36200 | 16 | 8.5 | 38500 | 34600 | 89.87% | 2.06 | 0 | 10 |  |  |  | No | R-410A | 3.0167 | Residential & Commercial | Ducted CEE Tier 1
211229553 | Central HP <5.4 tons | ARCOAIRE | HRCU-A-CB (Split System: Heat Pump with Remote Outdoor Unit-Air-Source) | DLCURAH36ABK |  |  | EA*4X48L24A* | *96VSN1202422A* | 35800 | 16 | 8.5 | 38500 | 34600 | 89.87% | 2.04 | 0 | 10 |  |  |  | No | R-410A | 2.9833 | Residential & Commercial | Ducted CEE Tier 1
212626211 | Central HP <5.4 tons | COLEMAN | HRCU-A-CB (Split System: Heat Pump with Remote Outdoor Unit-Air-Source) | HMH72B341 | ASPEN |  | C(A,C,D,E)48A36+TDR | TM9Y100C16MP11 | 32800 | 18 | 8.1 | 33600 | 28200 | 83.93% | 2.62 | 0 | 10 |  |  |  | No | R-410A | 2.7333 | Residential & Commercial | Ducted CEE Tier 1
212626212 | Central HP <5.4 tons | COLEMAN | HRCU-A-CB (Split System: Heat Pump with Remote Outdoor Unit-Air-Source) | HMH72B341 | ASPEN |  | D(A,C,E)36A36+TDR | TM9Y100C16MP11 | 32800 | 18 | 8.1 | 33600 | 28200 | 83.93% | 2.62 | 0 | 10 |  |  |  | No | R-410A | 2.7333 | Residential & Commercial | Ducted CEE Tier 1
212626563 | Central HP <5.4 tons | COLEMAN | HRCU-A-CB (Split System: Heat Pump with Remote Outdoor Unit-Air-Source) | HMH72B341 | ASPEN |  | D(A,C,E)36B36+TDR | TM9Y100C16MP11 | 32800 | 18 | 8.2 | 33800 | 28200 | 83.43% | 2.66 | 0 | 10 |  |  |  | No | R-410A | 2.7333 | Residential & Commercial | Ducted CEE Tier 1
212626599 | Central HP <5.4 tons | COLEMAN | HRCU-A-CB (Split System: Heat Pump with Remote Outdoor Unit-Air-Source) | HMH72B341 | ASPEN |  | C(A,C,D,E)36A46+TDR | TM8E080C16MP11 | 33000 | 18 | 8.2 | 33800 | 28200 | 83.43% | 2.68 | 0 | 10 |  |  |  | No | R-410A | 2.75 | Residential & Commercial | Ducted CEE Tier 1
212626863 | Central HP <5.4 tons | COLEMAN | HRCU-A-CB (Split System: Heat Pump with Remote Outdoor Unit-Air-Source) | HMH72B341 | ASPEN |  | C(A,C,D,E)36B36+TDR | TL9E100C20UH11 | 33400 | 17 | 8.2 | 33800 | 28800 | 85.21% | 2.73 | 0 | 10 |  |  |  | No | R-410A | 2.7833 | Residential & Commercial | Ducted CEE Tier 1
212626917 | Central HP <5.4 tons | COLEMAN | HRCU-A-CB (Split System: Heat Pump with Remote Outdoor Unit-Air-Source) | HMH72B341 | ASPEN |  | D(A,C,E)42A46+TDR | TM8E100B12MP11 | 32600 | 18 | 8.5 | 33800 | 27400 | 81.07% | 2.64 | 0 | 10 |  |  |  | No | R-410A | 2.7167 | Residential & Commercial | Ducted CEE Tier 1
211229249 | Central HP <5.4 tons | ARCOAIRE | HRCU-A-CB (Split System: Heat Pump with Remote Outdoor Unit-Air-Source) | DLCURAH36ABK |  |  | EA*4X48L24A* | *80ES(N,L)0702116A* | 35800 | 16.5 | 8.5 | 37800 | 34600 | 91.53% | 2.04 | 0 | 10 |  |  |  | No | R-410A | 2.9833 | Residential & Commercial | Ducted CEE Tier 1
211228788 | Central HP <5.4 tons | ARCOAIRE | HRCU-A-CB (Split System: Heat Pump with Remote Outdoor Unit-Air-Source) | DLCURAH36ABK |  |  | EA*4X48L21A* | *80ES(N,L)0902116A* | 36200 | 16 | 8.5 | 38500 | 34600 | 89.87% | 2.08 | 0 | 10 |  |  |  | No | R-410A | 3.0167 | Residential & Commercial | Ducted CEE Tier 1
211230742 | Central HP <5.4 tons | ARCOAIRE | HRCU-A-CB (Split System: Heat Pump with Remote Outdoor Unit-Air-Source) | DLCURAH36ABK |  |  | EN(A,D)4X48L24** | *95ESU1002122A* | 37400 | 15.5 | 8.5 | 39500 | 35000 | 88.61% | 2.08 | 0 | 10.5 |  |  |  | No | R-410A | 3.1167 | Residential & Commercial | Ducted CEE Tier 1
211229285 | Central HP <5.4 tons | ARCOAIRE | HRCU-A-CB (Split System: Heat Pump with Remote Outdoor Unit-Air-Source) | DLCURAH36ABK |  |  | EA*4X48L24A* | *80ES(N,L)0902420A* | 36000 | 16.5 | 8.5 | 38500 | 34600 | 89.87% | 2.06 | 0 | 10 |  |  |  | No | R-410A | 3 | Residential & Commercial | Ducted CEE Tier 1
211229333 | Central HP <5.4 tons | ARCOAIRE | HRCU-A-CB (Split System: Heat Pump with Remote Outdoor Unit-Air-Source) | DLCURAH36ABK |  |  | EA*4X48L24A* | *80ES(N,L)1552420A* | 37000 | 16 | 8.5 | 38500 | 34800 | 90.39% | 2.12 | 0 | 10 |  |  |  | No | R-410A | 3.0833 | Residential & Commercial | Ducted CEE Tier 1
211229185 | Central HP <5.4 tons | ARCOAIRE | HRCU-A-CB (Split System: Heat Pump with Remote Outdoor Unit-Air-Source) | DLCURAH36ABK |  |  | EA*4X48L21A* | *96VTN1002122A* | 35800 | 16.5 | 8.5 | 37800 | 34600 | 91.53% | 2.04 | 0 | 10 |  |  |  | No | R-410A | 2.9833 | Residential & Commercial | Ducted CEE Tier 1
211228832 | Central HP <5.4 tons | ARCOAIRE | HRCU-A-CB (Split System: Heat Pump with Remote Outdoor Unit-Air-Source) | DLCURAH36ABK |  |  | EA*4X48L21A* | *80VSL0701716A* | 35600 | 16 | 8.1 | 37800 | 34600 | 91.53% | 2.04 | 0 | 10 |  |  |  | No | R-410A | 2.9667 | Residential & Commercial | Ducted CEE Tier 1
211260485 | Central HP <5.4 tons | ARCOAIRE | HRCU-A-CB (Split System: Heat Pump with Remote Outdoor Unit-Air-Source) | DLCURAH18ABK |  |  | EA*4X24L17A* | *96VTN0401410A* | 17400 | 16 | 8.5 | 18300 | 19200 | 104.9% | 2.3 | 0 | 10.5 |  |  |  | No | R-410A | 1.45 | Residential & Commercial | Ducted CEE Tier 1
211260886 | Central HP <5.4 tons | ARCOAIRE | HRCU-A-CB (Split System: Heat Pump with Remote Outdoor Unit-Air-Source) | DLCURAH18ABK |  |  | EA*4X25L17A* | *95ESN0401410A* | 18300 | 16 | 8.5 | 18200 | 17500 | 96.15% | 2.12 | 0 | 10.5 |  |  |  | No | R-410A | 1.525 | Residential & Commercial | Ducted CEE Tier 1
211260287 | Central HP <5.4 tons | ARCOAIRE | HRCU-A-CB (Split System: Heat Pump with Remote Outdoor Unit-Air-Source) | DLCURAH18ABK |  |  | EA*4X24L17A* | *96VSN0401712A* | 17700 | 15.5 | 8.5 | 18700 | 19100 | 102.1% | 2.28 | 0 | 10.5 |  |  |  | No | R-410A | 1.475 | Residential & Commercial | Ducted CEE Tier 1
211262160 | Central HP <5.4 tons | ARCOAIRE | HRCU-A-CB (Split System: Heat Pump with Remote Outdoor Unit-Air-Source) | DLCURAH18ABK |  |  | EA*4X30L17A* | *80ES(N,L)0701412A* | 17800 | 16.5 | 8.5 | 18200 | 18500 | 101.6% | 2.22 | 0 | 10.5 |  |  |  | No | R-410A | 1.4833 | Residential & Commercial | Ducted CEE Tier 1
211259765 | Central HP <5.4 tons | ARCOAIRE | HRCU-A-CB (Split System: Heat Pump with Remote Outdoor Unit-Air-Source) | DLCURAH18ABK |  |  | EA*4X19L17A* | *96VTN0401712A* | 18200 | 15.5 | 8.5 | 18300 | 17600 | 96.17% | 2.12 | 0 | 10.5 |  |  |  | No | R-410A | 1.5167 | Residential & Commercial | Ducted CEE Tier 1
211261610 | Central HP <5.4 tons | ARCOAIRE | HRCU-A-CB (Split System: Heat Pump with Remote Outdoor Unit-Air-Source) | DLCURAH18ABK |  |  | EA*4X30L17A* | *96VSN0601412A* | 18000 | 16 | 8.5 | 18600 | 18500 | 99.46% | 2.22 | 0 | 10.5 |  |  |  | No | R-410A | 1.5 | Residential & Commercial | Ducted CEE Tier 1
211260994 | Central HP <5.4 tons | ARCOAIRE | HRCU-A-CB (Split System: Heat Pump with Remote Outdoor Unit-Air-Source) | DLCURAH18ABK |  |  | EA*4X25L17A* | *80ES(N,L)0451712A* | 19100 | 16 | 8.5 | 19000 | 17300 | 91.05% | 2.12 | 0 | 11 |  |  |  | No | R-410A | 1.5917 | Residential & Commercial | Ducted CEE Tier 1
211261035 | Central HP <5.4 tons | ARCOAIRE | HRCU-A-CB (Split System: Heat Pump with Remote Outdoor Unit-Air-Source) | DLCURAH18ABK |  |  | EA*4X25L17A* | *92ESN0601714A* | 18300 | 16.5 | 8.5 | 18000 | 17500 | 97.22% | 2.12 | 0 | 11 |  |  |  | No | R-410A | 1.525 | Residential & Commercial | Ducted CEE Tier 1
212626964 | Central HP <5.4 tons | COLEMAN | HRCU-A-CB (Split System: Heat Pump with Remote Outdoor Unit-Air-Source) | HMH72B341 | ASPEN |  | D(A,C,E)42B36+TDR | TMLE100B12MP11 | 32600 | 18 | 8.1 | 33800 | 27400 | 81.07% | 2.44 | 0 | 10 |  |  |  | No | R-410A | 2.7167 | Residential & Commercial | Ducted CEE Tier 1
212626966 | Central HP <5.4 tons | COLEMAN | HRCU-A-CB (Split System: Heat Pump with Remote Outdoor Unit-Air-Source) | HMH72B341 | ASPEN |  | D(A,C,E)42C36+TDR | TMLE100B12MP11 | 33000 | 18 | 8.1 | 33800 | 27400 | 81.07% | 2.44 | 0 | 10 |  |  |  | No | R-410A | 2.75 | Residential & Commercial | Ducted CEE Tier 1
212627016 | Central HP <5.4 tons | COLEMAN | HRCU-A-CB (Split System: Heat Pump with Remote Outdoor Unit-Air-Source) | HMH72B341 | ASPEN |  | C(A,C,D,E)36C36+TDR | TL9E100C20UH11 | 33400 | 17 | 8.3 | 33800 | 29200 | 86.39% | 2.78 | 0 | 10 |  |  |  | No | R-410A | 2.7833 | Residential & Commercial | Ducted CEE Tier 1
212627098 | Central HP <5.4 tons | COLEMAN | HRCU-A-CB (Split System: Heat Pump with Remote Outdoor Unit-Air-Source) | HMH72B341 | ASPEN |  | D(A,C,E)48D36+TDR | TP9C080C16MP13 | 33600 | 17.5 | 8.1 | 33800 | 27400 | 81.07% | 2.45 | 0 | 10 |  |  |  | No | R-410A | 2.8 | Residential & Commercial | Ducted CEE Tier 1
211241290 | Central HP <5.4 tons | ARCOAIRE | HRCU-A-CB (Split System: Heat Pump with Remote Outdoor Unit-Air-Source) | DLCURAH24ABK |  |  | EA*4X30L14A* | *95ESN0601412A* | 24200 | 15.5 | 8.5 | 26600 | 22800 | 85.71% | 1.86 | 0 | 10 |  |  |  | No | R-410A | 2.0167 | Residential & Commercial | Ducted CEE Tier 1
211260027 | Central HP <5.4 tons | GRANDAIRE | HRCU-A-CB (Split System: Heat Pump with Remote Outdoor Unit-Air-Source) | WDLCURAH18ABK |  |  | WLA*194BA* | WFEU060B048A* | 19100 | 16.5 | 9 | 19000 | 17400 | 91.58% | 2.14 | 0 | 11 |  |  |  | No | R-410A | 1.5917 | Residential & Commercial | Ducted CEE Tier 1
212988816 | Central HP <5.4 tons | GRANDAIRE | HRCU-A-CB (Split System: Heat Pump with Remote Outdoor Unit-Air-Source) | WDLCURAH18ABK |  |  | WLA*304BA* | WFSU040B036B* | 17400 | 16 | 8.5 | 18000 | 19100 | 106.1% | 2.3 | 0 | 10.5 |  |  |  | No | R-410A | 1.45 | Residential & Commercial | Ducted CEE Tier 1
212984168 | Central HP <5.4 tons | GRANDAIRE | HRCU-A-CB (Split System: Heat Pump with Remote Outdoor Unit-Air-Source) | WDLCURAH18ABK |  |  | WLA*194BA* | WFAX060B042B* | 18000 | 16.5 | 8.5 | 18000 | 19400 | 107.8% | 2.34 | 0 | 11 |  |  |  | No | R-410A | 1.5 | Residential & Commercial | Ducted CEE Tier 1
214229383 | Central HP <5.4 tons | KEEPRITE | HRCU-A-CB (Split System: Heat Pump with Remote Outdoor Unit-Air-Source) | DLCURAH24ABK |  |  | EA*4X37L21A* | *80MSU0802120A* | 24200 | 17.5 | 8.5 | 25000 | 21400 | 85.6% | 1.8 | 0 | 10 |  |  |  | No | R-410A | 2.0167 | Residential & Commercial | Ducted CEE Tier 1
212986865 | Central HP <5.4 tons | KEEPRITE | HRCU-A-CB (Split System: Heat Pump with Remote Outdoor Unit-Air-Source) | DLCURAH24ABK |  |  | EA*4X24L14A* | *96MSN0601412A* | 23200 | 16.5 | 8.5 | 27000 | 26400 | 97.78% | 2.22 | 0 | 10 |  |  |  | No | R-410A | 1.9333 | Residential & Commercial | Ducted CEE Tier 1
211259806 | Central HP <5.4 tons | GRANDAIRE | HRCU-A-CB (Split System: Heat Pump with Remote Outdoor Unit-Air-Source) | WDLCURAH18ABK |  |  | WLA*194BA* | WFSX040A030A* | 18300 | 16 | 8.5 | 18300 | 17600 | 96.17% | 2.12 | 0 | 10.5 |  |  |  | No | R-410A | 1.525 | Residential & Commercial | Ducted CEE Tier 1
211229095 | Central HP <5.4 tons | ARCOAIRE | HRCU-A-CB (Split System: Heat Pump with Remote Outdoor Unit-Air-Source) | DLCURAH36ABK |  |  | EA*4X48L21A* | *96VSN0802120A* | 36000 | 16 | 8.5 | 38500 | 34600 | 89.87% | 2.06 | 0 | 10 |  |  |  | No | R-410A | 3 | Residential & Commercial | Ducted CEE Tier 1
211230683 | Central HP <5.4 tons | ARCOAIRE | HRCU-A-CB (Split System: Heat Pump with Remote Outdoor Unit-Air-Source) | DLCURAH36ABK |  |  | EN(A,D)4X48L24** | *95ESN1402422A* | 37400 | 15.2 | 8.1 | 40000 | 35200 | 88% | 2.08 | 0 | 10 |  |  |  | No | R-410A | 3.1167 | Residential & Commercial | Ducted CEE Tier 1
213076709 | Central HP <5.4 tons | ARCOAIRE | HRCU-A-CB (Split System: Heat Pump with Remote Outdoor Unit-Air-Source) | DLCURAH36ABK |  |  | EN(A,D,W)4X48L21** | *80VTL0902120B* | 36000 | 16.5 | 8.1 | 38500 | 35000 | 90.91% | 2 | 0 | 10 |  |  |  | No | R-410A | 3 | Residential & Commercial | Ducted CEE Tier 1
212627602 | Central HP <5.4 tons | COLEMAN | HRCU-A-CB (Split System: Heat Pump with Remote Outdoor Unit-Air-Source) | HMH72B341 | ASPEN |  | D(A,C,E)42D36+TDR | TM8E100C16MP11 | 33000 | 18 | 8.5 | 34000 | 28400 | 83.53% | 2.76 | 0 | 10 |  |  |  | No | R-410A | 2.75 | Residential & Commercial | Ducted CEE Tier 1
212627667 | Central HP <5.4 tons | COLEMAN | HRCU-A-CB (Split System: Heat Pump with Remote Outdoor Unit-Air-Source) | HMH72B341 | ASPEN |  | C(A,C,D,E)48C26+TDR | TM8E120C16MP11 | 32400 | 18 | 8.5 | 34000 | 28800 | 84.71% | 2.79 | 0 | 10 |  |  |  | No | R-410A | 2.7 | Residential & Commercial | Ducted CEE Tier 1
212384678 | Central HP <5.4 tons | ARCOAIRE | HRCU-A-CB (Split System: Heat Pump with Remote Outdoor Unit-Air-Source) | DLCURAH36ABK |  |  | EN(A,D,W)4X42L21** | *92ESN0802120A* | 36400 | 15.5 | 8.1 | 39500 | 35200 | 89.11% | 1.92 | 0 | 10 |  |  |  | No | R-410A | 3.0333 | Residential & Commercial | Ducted CEE Tier 1
213078161 | Central HP <5.4 tons | KEEPRITE | HRCU-A-CB (Split System: Heat Pump with Remote Outdoor Unit-Air-Source) | DLCURAH36ABK |  |  | EN(A,D,W)4X48L21** | *80MS(N,L)0701716A* | 35800 | 16.5 | 8.1 | 38500 | 35000 | 90.91% | 2 | 0 | 10 |  |  |  | No | R-410A | 2.9833 | Residential & Commercial | Ducted CEE Tier 1
211230715 | Central HP <5.4 tons | KEEPRITE | HRCU-A-CB (Split System: Heat Pump with Remote Outdoor Unit-Air-Source) | DLCURAH36ABK |  |  | EN(A,D)4X48L24** | *96VSN1202422A* | 36000 | 16 | 8.1 | 38500 | 34800 | 90.39% | 2.02 | 0 | 10 |  |  |  | No | R-410A | 3 | Residential & Commercial | Ducted CEE Tier 1
211230697 | Central HP <5.4 tons | KEEPRITE | HRCU-A-CB (Split System: Heat Pump with Remote Outdoor Unit-Air-Source) | DLCURAH36ABK |  |  | EN(A,D)4X48L24** | *96VSN0802120A* | 36200 | 16 | 8.1 | 38500 | 34800 | 90.39% | 2.02 | 0 | 10 |  |  |  | No | R-410A | 3.0167 | Residential & Commercial | Ducted CEE Tier 1
211229598 | Central HP <5.4 tons | KEEPRITE | HRCU-A-CB (Split System: Heat Pump with Remote Outdoor Unit-Air-Source) | DLCURAH36ABK |  |  | EA*4X48L24A* | *96VTN0802120A* | 35600 | 16 | 8.1 | 37800 | 34600 | 91.53% | 2.02 | 0 | 10 |  |  |  | No | R-410A | 2.9667 | Residential & Commercial | Ducted CEE Tier 1
211228553 | Central HP <5.4 tons | KEEPRITE | HRCU-A-CB (Split System: Heat Pump with Remote Outdoor Unit-Air-Source) | DLCURAH36ABK |  |  | EA*4X43L21A* | *96VSN0801716A* | 36800 | 15.5 | 8.5 | 38500 | 35000 | 90.91% | 2.1 | 0 | 10 |  |  |  | No | R-410A | 3.0667 | Residential & Commercial | Ducted CEE Tier 1
211228562 | Central HP <5.4 tons | KEEPRITE | HRCU-A-CB (Split System: Heat Pump with Remote Outdoor Unit-Air-Source) | DLCURAH36ABK |  |  | EA*4X43L21A* | *96VSN0802120A* | 36400 | 16 | 8.5 | 38500 | 34800 | 90.39% | 2.08 | 0 | 10 |  |  |  | No | R-410A | 3.0333 | Residential & Commercial | Ducted CEE Tier 1
214242502 | Central HP <5.4 tons | KEEPRITE | HRCU-A-CB (Split System: Heat Pump with Remote Outdoor Unit-Air-Source) | CVH825GKA2* |  |  | EN(A,D)4X24L17**+WALLCON | *96CTN0601714B* | 23200 | 15.5 | 8.1 | 22200 | 16900 | 76.13% | 1.92 | 0 | 10.5 |  |  |  | No | R-410A | 1.9333 | Residential & Commercial | Ducted CEE Tier 1
214242702 | Central HP <5.4 tons | KEEPRITE | HRCU-A-CB (Split System: Heat Pump with Remote Outdoor Unit-Air-Source) | CVH825GKA2* |  |  | EN(A,D,W)4X36L17**+WALLCON | *97CMN0801714B* | 23400 | 16.5 | 8.1 | 21600 | 16700 | 77.31% | 1.92 | 0 | 10.5 |  |  |  | No | R-410A | 1.95 | Residential & Commercial | Ducted CEE Tier 1
211260635 | Central HP <5.4 tons | GRANDAIRE | HRCU-A-CB (Split System: Heat Pump with Remote Outdoor Unit-Air-Source) | WDLCURAH18ABK |  |  | WLA*244BA* | WFEL070A036B* | 17600 | 16 | 8.5 | 18400 | 19100 | 103.8% | 2.3 | 0 | 10.5 |  |  |  | No | R-410A | 1.4667 | Residential & Commercial | Ducted CEE Tier 1
212989272 | Central HP <5.4 tons | GRANDAIRE | HRCU-A-CB (Split System: Heat Pump with Remote Outdoor Unit-Air-Source) | WDLCURAH18ABK |  |  | WLA*194BA* | WFSU060B048B* | 17800 | 16.5 | 8.1 | 17800 | 19400 | 109% | 2.34 | 0 | 10.5 |  |  |  | No | R-410A | 1.4833 | Residential & Commercial | Ducted CEE Tier 1
211260200 | Central HP <5.4 tons | GRANDAIRE | HRCU-A-CB (Split System: Heat Pump with Remote Outdoor Unit-Air-Source) | WDLCURAH18ABK |  |  | WLA*244AA* | WFER045A036A* | 18000 | 16 | 8.5 | 18900 | 18900 | 100% | 2.28 | 0 | 10.5 |  |  |  | No | R-410A | 1.5 | Residential & Commercial | Ducted CEE Tier 1
211260239 | Central HP <5.4 tons | GRANDAIRE | HRCU-A-CB (Split System: Heat Pump with Remote Outdoor Unit-Air-Source) | WDLCURAH18ABK |  |  | WLA*244AA* | WFEL070A036B* | 17600 | 16 | 8.5 | 18400 | 19100 | 103.8% | 2.3 | 0 | 10.5 |  |  |  | No | R-410A | 1.4667 | Residential & Commercial | Ducted CEE Tier 1
211260543 | Central HP <5.4 tons | GRANDAIRE | HRCU-A-CB (Split System: Heat Pump with Remote Outdoor Unit-Air-Source) | WDLCURAH18ABK |  |  | WLA*244BA* | WFEL045A036B* | 18000 | 16 | 8.5 | 18900 | 18900 | 100% | 2.28 | 0 | 10.5 |  |  |  | No | R-410A | 1.5 | Residential & Commercial | Ducted CEE Tier 1
211260768 | Central HP <5.4 tons | GRANDAIRE | HRCU-A-CB (Split System: Heat Pump with Remote Outdoor Unit-Air-Source) | WDLCURAH18ABK |  |  | WLA*254BA* | WFSU040B036A* | 18200 | 16.5 | 8.5 | 18000 | 17600 | 97.78% | 2.12 | 0 | 11 |  |  |  | No | R-410A | 1.5167 | Residential & Commercial | Ducted CEE Tier 1
211261002 | Central HP <5.4 tons | GRANDAIRE | HRCU-A-CB (Split System: Heat Pump with Remote Outdoor Unit-Air-Source) | WDLCURAH18ABK |  |  | WLA*254BA* | WFEL045B036B* | 19100 | 16 | 8.5 | 19000 | 17300 | 91.05% | 2.12 | 0 | 11 |  |  |  | No | R-410A | 1.5917 | Residential & Commercial | Ducted CEE Tier 1
211259930 | Central HP <5.4 tons | GRANDAIRE | HRCU-A-CB (Split System: Heat Pump with Remote Outdoor Unit-Air-Source) | WDLCURAH18ABK |  |  | WLA*194BA* | WFEL070B036B* | 18600 | 16.5 | 8.5 | 18400 | 17500 | 95.11% | 2.14 | 0 | 11 |  |  |  | No | R-410A | 1.55 | Residential & Commercial | Ducted CEE Tier 1
212627733 | Central HP <5.4 tons | COLEMAN | HRCU-A-CB (Split System: Heat Pump with Remote Outdoor Unit-Air-Source) | HMH72B341 | ASPEN |  | D(A,C,E)42D36+TDR | CPLC100C16MP13 | 33200 | 17.5 | 8.1 | 33800 | 27400 | 81.07% | 2.47 | 0 | 10 |  |  |  | No | R-410A | 2.7667 | Residential & Commercial | Ducted CEE Tier 1
212627751 | Central HP <5.4 tons | COLEMAN | HRCU-A-CB (Split System: Heat Pump with Remote Outdoor Unit-Air-Source) | HMH72B341 | ASPEN |  | D(A,C,E)36D36+TDR | TM8V080C16MP12 | 32800 | 17.5 | 8.5 | 34000 | 27400 | 80.59% | 2.67 | 0 | 10 |  |  |  | No | R-410A | 2.7333 | Residential & Commercial | Ducted CEE Tier 1
212627752 | Central HP <5.4 tons | COLEMAN | HRCU-A-CB (Split System: Heat Pump with Remote Outdoor Unit-Air-Source) | HMH72B341 | ASPEN |  | D(A,C,E)42A46+TDR | TM8V080C16MP12 | 32400 | 17.5 | 8.5 | 34000 | 27400 | 80.59% | 2.67 | 0 | 10 |  |  |  | No | R-410A | 2.7 | Residential & Commercial | Ducted CEE Tier 1
212627800 | Central HP <5.4 tons | COLEMAN | HRCU-A-CB (Split System: Heat Pump with Remote Outdoor Unit-Air-Source) | HMH72B341 | ASPEN |  | D(A,C,E)36D36+TDR | TMLV100C16MP12 | 32800 | 17.5 | 8.1 | 33800 | 27400 | 81.07% | 2.47 | 0 | 10 |  |  |  | No | R-410A | 2.7333 | Residential & Commercial | Ducted CEE Tier 1
212627849 | Central HP <5.4 tons | COLEMAN | HRCU-A-CB (Split System: Heat Pump with Remote Outdoor Unit-Air-Source) | HMH72B341 | ASPEN |  | D(A,C,E)42B36+TDR | TPLC100C16MP13 | 32400 | 17.5 | 8.1 | 33800 | 27400 | 81.07% | 2.47 | 0 | 10 |  |  |  | No | R-410A | 2.7 | Residential & Commercial | Ducted CEE Tier 1
211261110 | Central HP <5.4 tons | ARCOAIRE | HRCU-A-CB (Split System: Heat Pump with Remote Outdoor Unit-Air-Source) | DLCURAH18ABK |  |  | EA*4X25L17A* | *80ES(N,L)0701412A* | 18200 | 16.5 | 8.5 | 17900 | 17500 | 97.77% | 2.12 | 0 | 11 |  |  |  | No | R-410A | 1.5167 | Residential & Commercial | Ducted CEE Tier 1
211261226 | Central HP <5.4 tons | ARCOAIRE | HRCU-A-CB (Split System: Heat Pump with Remote Outdoor Unit-Air-Source) | DLCURAH18ABK |  |  | EA*4X25L17A* | OMV112K14A | 18700 | 15.5 | 8.5 | 18700 | 17400 | 93.05% | 2.12 | 0 | 11 |  |  |  | No | R-410A | 1.5583 | Residential & Commercial | Ducted CEE Tier 1
211260535 | Central HP <5.4 tons | ARCOAIRE | HRCU-A-CB (Split System: Heat Pump with Remote Outdoor Unit-Air-Source) | DLCURAH18ABK |  |  | EA*4X24L17A* | *80ES(N,L)0451412A* | 18000 | 16 | 8.5 | 18900 | 18900 | 100% | 2.28 | 0 | 10.5 |  |  |  | No | R-410A | 1.5 | Residential & Commercial | Ducted CEE Tier 1
211260297 | Central HP <5.4 tons | ARCOAIRE | HRCU-A-CB (Split System: Heat Pump with Remote Outdoor Unit-Air-Source) | DLCURAH18ABK |  |  | EA*4X24L17A* | *96VSN0601412A* | 17900 | 16 | 8.5 | 18800 | 19000 | 101.1% | 2.28 | 0 | 10.5 |  |  |  | No | R-410A | 1.4917 | Residential & Commercial | Ducted CEE Tier 1
211260150 | Central HP <5.4 tons | GRANDAIRE | HRCU-A-CB (Split System: Heat Pump with Remote Outdoor Unit-Air-Source) | WDLCURAH18ABK |  |  | WLA*244AA* | WFSX060A036A* | 17800 | 16 | 8.5 | 18700 | 19000 | 101.6% | 2.28 | 0 | 10.5 |  |  |  | No | R-410A | 1.4833 | Residential & Commercial | Ducted CEE Tier 1
211259677 | Central HP <5.4 tons | GRANDAIRE | HRCU-A-CB (Split System: Heat Pump with Remote Outdoor Unit-Air-Source) | WDLCURAH18ABK |  |  | WLA*194BA* | WFSU040B036A* | 18200 | 16.5 | 8.5 | 18100 | 17600 | 97.24% | 2.14 | 0 | 11 |  |  |  | No | R-410A | 1.5167 | Residential & Commercial | Ducted CEE Tier 1
212986342 | Central HP <5.4 tons | GRANDAIRE | HRCU-A-CB (Split System: Heat Pump with Remote Outdoor Unit-Air-Source) | WDLCURAH18ABK |  |  | WLNC184AA* | WFSX040A030B* | 17200 | 15.5 | 8.5 | 18500 | 19200 | 103.8% | 2.3 | 0 | 10.5 |  |  |  | No | R-410A | 1.4333 | Residential & Commercial | Ducted CEE Tier 1
212988780 | Central HP <5.4 tons | GRANDAIRE | HRCU-A-CB (Split System: Heat Pump with Remote Outdoor Unit-Air-Source) | WDLCURAH18ABK |  |  | WLA*194BA* | WFSU040B036B* | 17700 | 16.5 | 8.1 | 17700 | 19400 | 109.6% | 2.34 | 0 | 10.5 |  |  |  | No | R-410A | 1.475 | Residential & Commercial | Ducted CEE Tier 1
212986390 | Central HP <5.4 tons | GRANDAIRE | HRCU-A-CB (Split System: Heat Pump with Remote Outdoor Unit-Air-Source) | WDLCURAH18ABK |  |  | WLNC304BA* | WFSX040A030B* | 17600 | 16 | 8.1 | 18200 | 16300 | 89.56% | 1.82 | 0 | 11 |  |  |  | No | R-410A | 1.4667 | Residential & Commercial | Ducted CEE Tier 1
211240821 | Central HP <5.4 tons | ARCOAIRE | HRCU-A-CB (Split System: Heat Pump with Remote Outdoor Unit-Air-Source) | DLCURAH24ABK |  |  | EA*4X25L17A* | *96VSN0601714A* | 24800 | 16.5 | 8.5 | 25600 | 21200 | 82.81% | 1.78 | 0 | 10 |  |  |  | No | R-410A | 2.0667 | Residential & Commercial | Ducted CEE Tier 1
211241698 | Central HP <5.4 tons | ARCOAIRE | HRCU-A-CB (Split System: Heat Pump with Remote Outdoor Unit-Air-Source) | DLCURAH24ABK |  |  | EA*4X30L17A* | *92ESN0601714A* | 24400 | 17 | 8.5 | 26400 | 22800 | 86.36% | 1.88 | 0 | 10 |  |  |  | No | R-410A | 2.0333 | Residential & Commercial | Ducted CEE Tier 1
211227912 | Central HP <5.4 tons | KEEPRITE | HRCU-A-CB (Split System: Heat Pump with Remote Outdoor Unit-Air-Source) | DLCURAH36ABK |  |  | EA*4X42L24A* | *80ESU1002120A* | 35600 | 16 | 8.1 | 38500 | 35000 | 90.91% | 1.88 | 0 | 10 |  |  |  | No | R-410A | 2.9667 | Residential & Commercial | Ducted CEE Tier 1
211228096 | Central HP <5.4 tons | KEEPRITE | HRCU-A-CB (Split System: Heat Pump with Remote Outdoor Unit-Air-Source) | DLCURAH36ABK |  |  | EA*4X42L24A* | *95ESU1002120A* | 35800 | 16 | 8.1 | 38500 | 35000 | 90.91% | 1.9 | 0 | 10 |  |  |  | No | R-410A | 2.9833 | Residential & Commercial | Ducted CEE Tier 1
211228126 | Central HP <5.4 tons | KEEPRITE | HRCU-A-CB (Split System: Heat Pump with Remote Outdoor Unit-Air-Source) | DLCURAH36ABK |  |  | EA*4X42L24A* | *96VTN1002120A* | 35800 | 15.5 | 8.1 | 39500 | 35200 | 89.11% | 1.9 | 0 | 10 |  |  |  | No | R-410A | 2.9833 | Residential & Commercial | Ducted CEE Tier 1
211227767 | Central HP <5.4 tons | ARCOAIRE | HRCU-A-CB (Split System: Heat Pump with Remote Outdoor Unit-Air-Source) | DLCURAH36ABK |  |  | EA*4X42L24A* | *80ES(N,L)0702116A* | 35200 | 16 | 8.1 | 38500 | 35000 | 90.91% | 1.88 | 0 | 10 |  |  |  | No | R-410A | 2.9333 | Residential & Commercial | Ducted CEE Tier 1
212627851 | Central HP <5.4 tons | COLEMAN | HRCU-A-CB (Split System: Heat Pump with Remote Outdoor Unit-Air-Source) | HMH72B341 | ASPEN |  | D(A,C,E)42C36+TDR | TPLC100C16MP13 | 32800 | 17.5 | 8.1 | 33800 | 27400 | 81.07% | 2.47 | 0 | 10 |  |  |  | No | R-410A | 2.7333 | Residential & Commercial | Ducted CEE Tier 1
212627969 | Central HP <5.4 tons | COLEMAN | HRCU-A-CB (Split System: Heat Pump with Remote Outdoor Unit-Air-Source) | HMH72B341 | ASPEN |  | D(A,C,E)42C36+TDR | TM8Y100C16MP11 | 32800 | 18.5 | 8.5 | 34000 | 27400 | 80.59% | 2.67 | 0 | 10 |  |  |  | No | R-410A | 2.7333 | Residential & Commercial | Ducted CEE Tier 1
212627985 | Central HP <5.4 tons | COLEMAN | HRCU-A-CB (Split System: Heat Pump with Remote Outdoor Unit-Air-Source) | HMH72B341 | ASPEN |  | D(A,C,E)36B46+TDR | TM9V100C16MP12 | 33000 | 17.5 | 8.5 | 34000 | 27400 | 80.59% | 2.67 | 0 | 10 |  |  |  | No | R-410A | 2.75 | Residential & Commercial | Ducted CEE Tier 1
212627986 | Central HP <5.4 tons | COLEMAN | HRCU-A-CB (Split System: Heat Pump with Remote Outdoor Unit-Air-Source) | HMH72B341 | ASPEN |  | D(A,C,E)36C36+TDR | TM9V100C16MP12 | 32400 | 17.5 | 8.5 | 34000 | 27400 | 80.59% | 2.67 | 0 | 10 |  |  |  | No | R-410A | 2.7 | Residential & Commercial | Ducted CEE Tier 1
211241639 | Central HP <5.4 tons | ARCOAIRE | HRCU-A-CB (Split System: Heat Pump with Remote Outdoor Unit-Air-Source) | DLCURAH24ABK |  |  | EA*4X30L17A* | *80ES(N,L)0451412A* | 24600 | 16 | 8.5 | 26600 | 22600 | 84.96% | 1.84 | 0 | 10 |  |  |  | No | R-410A | 2.05 | Residential & Commercial | Ducted CEE Tier 1
211241598 | Central HP <5.4 tons | ARCOAIRE | HRCU-A-CB (Split System: Heat Pump with Remote Outdoor Unit-Air-Source) | DLCURAH24ABK |  |  | EA*4X30L17A* | *96VTN0401410A* | 23200 | 16 | 8.5 | 25800 | 24200 | 93.8% | 2.02 | 0 | 10 |  |  |  | No | R-410A | 1.9333 | Residential & Commercial | Ducted CEE Tier 1
211241489 | Central HP <5.4 tons | ARCOAIRE | HRCU-A-CB (Split System: Heat Pump with Remote Outdoor Unit-Air-Source) | DLCURAH24ABK |  |  | EA*4X30L17A* | *80VSL0701716A* | 23800 | 16.5 | 8.5 | 26200 | 23400 | 89.31% | 1.94 | 0 | 10 |  |  |  | No | R-410A | 1.9833 | Residential & Commercial | Ducted CEE Tier 1
211241239 | Central HP <5.4 tons | ARCOAIRE | HRCU-A-CB (Split System: Heat Pump with Remote Outdoor Unit-Air-Source) | DLCURAH24ABK |  |  | EA*4X30L14A* | *80VSL0451412A* | 24200 | 16 | 8.5 | 26400 | 23000 | 87.12% | 1.9 | 0 | 10 |  |  |  | No | R-410A | 2.0167 | Residential & Commercial | Ducted CEE Tier 1
211241480 | Central HP <5.4 tons | ARCOAIRE | HRCU-A-CB (Split System: Heat Pump with Remote Outdoor Unit-Air-Source) | DLCURAH24ABK |  |  | EA*4X30L17A* | *80VSL0451716A* | 24200 | 16.5 | 8.5 | 26400 | 23000 | 87.12% | 1.9 | 0 | 10 |  |  |  | No | R-410A | 2.0167 | Residential & Commercial | Ducted CEE Tier 1
211260572 | Central HP <5.4 tons | GRANDAIRE | HRCU-A-CB (Split System: Heat Pump with Remote Outdoor Unit-Air-Source) | WDLCURAH18ABK |  |  | WLA*244BA* | WFEL070B036B* | 18000 | 16 | 8.5 | 18800 | 18900 | 100.5% | 2.28 | 0 | 10.5 |  |  |  | No | R-410A | 1.5 | Residential & Commercial | Ducted CEE Tier 1
211260622 | Central HP <5.4 tons | GRANDAIRE | HRCU-A-CB (Split System: Heat Pump with Remote Outdoor Unit-Air-Source) | WDLCURAH18ABK |  |  | WLA*244BA* | WFAX040B036A* | 17800 | 15.5 | 8.5 | 18800 | 19000 | 101.1% | 2.28 | 0 | 10.5 |  |  |  | No | R-410A | 1.4833 | Residential & Commercial | Ducted CEE Tier 1
211262043 | Central HP <5.4 tons | GRANDAIRE | HRCU-A-CB (Split System: Heat Pump with Remote Outdoor Unit-Air-Source) | WDLCURAH18ABK |  |  | WLA*304BA* | WFER045B036A* | 18000 | 16 | 8.5 | 18500 | 18500 | 100% | 2.22 | 0 | 10.5 |  |  |  | No | R-410A | 1.5 | Residential & Commercial | Ducted CEE Tier 1
212383460 | Central HP <5.4 tons | ARCOAIRE | HRCU-A-CB (Split System: Heat Pump with Remote Outdoor Unit-Air-Source) | DLCURAH36ABK |  |  | EA*4X43L21A* | *80ES(N,L)0701716A* | 36800 | 15.5 | 8.5 | 39000 | 34800 | 89.23% | 2.1 | 0 | 10 |  |  |  | No | R-410A | 3.0667 | Residential & Commercial | Ducted CEE Tier 1
212384278 | Central HP <5.4 tons | ARCOAIRE | HRCU-A-CB (Split System: Heat Pump with Remote Outdoor Unit-Air-Source) | DLCURAH36ABK |  |  | END4X42L17** | *80ES(N,L)0701712A* | 35800 | 15.2 | 8.1 | 39500 | 35000 | 88.61% | 1.96 | 0 | 10 |  |  |  | No | R-410A | 2.9833 | Residential & Commercial | Ducted CEE Tier 1
212384328 | Central HP <5.4 tons | ARCOAIRE | HRCU-A-CB (Split System: Heat Pump with Remote Outdoor Unit-Air-Source) | DLCURAH36ABK |  |  | END4X42L17** | *92ESN0801716A* | 35600 | 16 | 8.1 | 39000 | 35000 | 89.74% | 1.96 | 0 | 10 |  |  |  | No | R-410A | 2.9667 | Residential & Commercial | Ducted CEE Tier 1
211230845 | Central HP <5.4 tons | KEEPRITE | HRCU-A-CB (Split System: Heat Pump with Remote Outdoor Unit-Air-Source) | DLCURAH36ABK |  |  | FEM4X42**BL |  | 37000 | 16 | 8.1 | 38500 | 34800 | 90.39% | 2 | 0 | 10 |  |  |  | No | R-410A | 3.0833 | Residential & Commercial | Ducted CEE Tier 1
211229975 | Central HP <5.4 tons | KEEPRITE | HRCU-A-CB (Split System: Heat Pump with Remote Outdoor Unit-Air-Source) | DLCURAH36ABK |  |  | EN(A,D,W)4X48L21** | *80ES(N,L)1102120A* | 36200 | 16.5 | 8.1 | 38500 | 34800 | 90.39% | 2.02 | 0 | 10.5 |  |  |  | No | R-410A | 3.0167 | Residential & Commercial | Ducted CEE Tier 1
211230634 | Central HP <5.4 tons | KEEPRITE | HRCU-A-CB (Split System: Heat Pump with Remote Outdoor Unit-Air-Source) | DLCURAH36ABK |  |  | EN(A,D)4X48L24** | *92ESN1202420A* | 36400 | 16 | 8.1 | 38500 | 34800 | 90.39% | 2.04 | 0 | 10.5 |  |  |  | No | R-410A | 3.0333 | Residential & Commercial | Ducted CEE Tier 1
212628018 | Central HP <5.4 tons | COLEMAN | HRCU-A-CB (Split System: Heat Pump with Remote Outdoor Unit-Air-Source) | HMH72B341 | ASPEN |  | D(A,C,E)48B36+TDR | TP9C100C16MP13 | 32600 | 17.5 | 8.1 | 34000 | 27400 | 80.59% | 2.47 | 0 | 10 |  |  |  | No | R-410A | 2.7167 | Residential & Commercial | Ducted CEE Tier 1
212628052 | Central HP <5.4 tons | COLEMAN | HRCU-A-CB (Split System: Heat Pump with Remote Outdoor Unit-Air-Source) | HMH72B341 | ASPEN |  | D(A,C,E)36B46+TDR | TL8E100C20UH11 | 33000 | 17.5 | 8.5 | 34000 | 27400 | 80.59% | 2.69 | 0 | 10 |  |  |  | No | R-410A | 2.75 | Residential & Commercial | Ducted CEE Tier 1
213078290 | Central HP <5.4 tons | GRANDAIRE | HRCU-A-CB (Split System: Heat Pump with Remote Outdoor Unit-Air-Source) | WDLCURAH36ABK |  |  | WLA*374BA* | WFE*090B042C* | 36200 | 16 | 8.5 | 38500 | 34800 | 90.39% | 2.04 | 0 | 10 |  |  |  | No | R-410A | 3.0167 | Residential & Commercial | Ducted CEE Tier 1
213079776 | Central HP <5.4 tons | GRANDAIRE | HRCU-A-CB (Split System: Heat Pump with Remote Outdoor Unit-Air-Source) | WDLCURAH36ABK |  |  | WLA*424DA* | WFAX100C060B* | 35400 | 16.5 | 8.1 | 38500 | 34800 | 90.39% | 2.08 | 0 | 10 |  |  |  | No | R-410A | 2.95 | Residential & Commercial | Ducted CEE Tier 1
212984192 | Central HP <5.4 tons | GRANDAIRE | HRCU-A-CB (Split System: Heat Pump with Remote Outdoor Unit-Air-Source) | WDLCURAH18ABK |  |  | WLA*254BA* | WFAX060B042B* | 18100 | 16.5 | 8.5 | 17900 | 18700 | 104.5% | 2.24 | 0 | 11 |  |  |  | No | R-410A | 1.5083 | Residential & Commercial | Ducted CEE Tier 1
212971684 | Central HP <5.4 tons | KEEPRITE | HRCU-A-CB (Split System: Heat Pump with Remote Outdoor Unit-Air-Source) | DLCURAH24ABK |  |  | EA*4X37L17A* | *80VTL0701716B* | 24000 | 17 | 8.5 | 25200 | 22000 | 87.3% | 1.84 | 0 | 10 |  |  |  | No | R-410A | 2 | Residential & Commercial | Ducted CEE Tier 1
212969813 | Central HP <5.4 tons | KEEPRITE | HRCU-A-CB (Split System: Heat Pump with Remote Outdoor Unit-Air-Source) | DLCURAH24ABK |  |  | EN(A,D)4X24L17** | *80VSL0451412B* | 23400 | 17 | 8.5 | 27000 | 25000 | 92.59% | 2.08 | 0 | 10 |  |  |  | No | R-410A | 1.95 | Residential & Commercial | Ducted CEE Tier 1
212989332 | Central HP <5.4 tons | GRANDAIRE | HRCU-A-CB (Split System: Heat Pump with Remote Outdoor Unit-Air-Source) | WDLCURAH18ABK |  |  | WLNC304BA* | WFSU060B048B* | 17600 | 16.5 | 8.1 | 18100 | 28400 | 156.9% | 1.94 | 0 | 11 |  |  |  | No | R-410A | 1.4667 | Residential & Commercial | Ducted CEE Tier 1
211245105 | Central HP <5.4 tons | KEEPRITE | HRCU-A-CB (Split System: Heat Pump with Remote Outdoor Unit-Air-Source) | DLCURAH24ABK |  |  | EN(A,D,W)4X36L17** | *96VTN0601714A* | 24000 | 16.5 | 8.1 | 26200 | 23200 | 88.55% | 1.92 | 0 | 10 |  |  |  | No | R-410A | 2 | Residential & Commercial | Ducted CEE Tier 1
212984228 | Central HP <5.4 tons | GRANDAIRE | HRCU-A-CB (Split System: Heat Pump with Remote Outdoor Unit-Air-Source) | WDLCURAH18ABK |  |  | WLNC304BA* | WFAX060B042B* | 17700 | 16.5 | 8.1 | 18300 | 28400 | 155.2% | 1.94 | 0 | 11 |  |  |  | No | R-410A | 1.475 | Residential & Commercial | Ducted CEE Tier 1
212986282 | Central HP <5.4 tons | GRANDAIRE | HRCU-A-CB (Split System: Heat Pump with Remote Outdoor Unit-Air-Source) | WDLCURAH18ABK |  |  | WLA*194BA* | WFSX040A030B* | 17900 | 16 | 8.5 | 18000 | 19500 | 108.3% | 2.34 | 0 | 10.5 |  |  |  | No | R-410A | 1.4917 | Residential & Commercial | Ducted CEE Tier 1
212986318 | Central HP <5.4 tons | GRANDAIRE | HRCU-A-CB (Split System: Heat Pump with Remote Outdoor Unit-Air-Source) | WDLCURAH18ABK |  |  | WLA*304AA* | WFSX040A030B* | 17600 | 16 | 8.5 | 18300 | 18800 | 102.7% | 2.26 | 0 | 10.5 |  |  |  | No | R-410A | 1.4667 | Residential & Commercial | Ducted CEE Tier 1
211261592 | Central HP <5.4 tons | ARCOAIRE | HRCU-A-CB (Split System: Heat Pump with Remote Outdoor Unit-Air-Source) | DLCURAH18ABK |  |  | EA*4X30L17A* | *96VSN0401712A* | 17900 | 15.5 | 8.5 | 18500 | 18500 | 100% | 2.22 | 0 | 10.5 |  |  |  | No | R-410A | 1.4917 | Residential & Commercial | Ducted CEE Tier 1
211261455 | Central HP <5.4 tons | ARCOAIRE | HRCU-A-CB (Split System: Heat Pump with Remote Outdoor Unit-Air-Source) | DLCURAH18ABK |  |  | EA*4X30L14A* | *92ESN0601412A* | 18200 | 16 | 8.5 | 18700 | 18400 | 98.4% | 2.22 | 0 | 10.5 |  |  |  | No | R-410A | 1.5167 | Residential & Commercial | Ducted CEE Tier 1
211260104 | Central HP <5.4 tons | KEEPRITE | HRCU-A-CB (Split System: Heat Pump with Remote Outdoor Unit-Air-Source) | DLCURAH18ABK |  |  | EA*4X24L14A* | *96VSN0601412A* | 17800 | 16 | 8.5 | 18800 | 19000 | 101.1% | 2.28 | 0 | 10.5 |  |  |  | No | R-410A | 1.4833 | Residential & Commercial | Ducted CEE Tier 1
211259733 | Central HP <5.4 tons | ARCOAIRE | HRCU-A-CB (Split System: Heat Pump with Remote Outdoor Unit-Air-Source) | DLCURAH18ABK |  |  | EA*4X19L17A* | *80ESU0401712A* | 19000 | 17 | 8.5 | 18900 | 17400 | 92.06% | 2.14 | 0 | 11 |  |  |  | No | R-410A | 1.5833 | Residential & Commercial | Ducted CEE Tier 1
212971181 | Central HP <5.4 tons | GRANDAIRE | HRCU-A-CB (Split System: Heat Pump with Remote Outdoor Unit-Air-Source) | WDLCURAH24ABK |  |  | WLA*364BA* | WFET045A036A* | 23600 | 17 | 8.5 | 26000 | 22000 | 84.62% | 1.84 | 0 | 10 |  |  |  | No | R-410A | 1.9667 | Residential & Commercial | Ducted CEE Tier 1
211261711 | Central HP <5.4 tons | KEEPRITE | HRCU-A-CB (Split System: Heat Pump with Remote Outdoor Unit-Air-Source) | DLCURAH18ABK |  |  | EA*4X30L17A* | *80VSL0451716A* | 17800 | 16 | 8.5 | 18300 | 18600 | 101.6% | 2.22 | 0 | 10.5 |  |  |  | No | R-410A | 1.4833 | Residential & Commercial | Ducted CEE Tier 1
211261986 | Central HP <5.4 tons | KEEPRITE | HRCU-A-CB (Split System: Heat Pump with Remote Outdoor Unit-Air-Source) | DLCURAH18ABK |  |  | EA*4X30L17A* | *96VTN0601714A* | 17800 | 16 | 8.5 | 18400 | 18500 | 100.5% | 2.22 | 0 | 10.5 |  |  |  | No | R-410A | 1.4833 | Residential & Commercial | Ducted CEE Tier 1
211230666 | Central HP <5.4 tons | KEEPRITE | HRCU-A-CB (Split System: Heat Pump with Remote Outdoor Unit-Air-Source) | DLCURAH36ABK |  |  | EN(A,D)4X48L24** | *95ESN1002122A* | 37600 | 15.5 | 8.5 | 39500 | 35000 | 88.61% | 2.08 | 0 | 10.5 |  |  |  | No | R-410A | 3.1333 | Residential & Commercial | Ducted CEE Tier 1
211228131 | Central HP <5.4 tons | ARCOAIRE | HRCU-A-CB (Split System: Heat Pump with Remote Outdoor Unit-Air-Source) | DLCURAH36ABK |  |  | EA*4X42L24A* | *96VTN1002122A* | 35400 | 16.5 | 8.1 | 38500 | 35000 | 90.91% | 1.88 | 0 | 10 |  |  |  | No | R-410A | 2.95 | Residential & Commercial | Ducted CEE Tier 1
211230808 | Central HP <5.4 tons | ARCOAIRE | HRCU-A-CB (Split System: Heat Pump with Remote Outdoor Unit-Air-Source) | DLCURAH36ABK |  |  | EN(A,D)4X48L24** | OMV154L20A | 37000 | 16 | 8.1 | 39500 | 35000 | 88.61% | 2.06 | 0 | 10.5 |  |  |  | No | R-410A | 3.0833 | Residential & Commercial | Ducted CEE Tier 1
211230324 | Central HP <5.4 tons | ARCOAIRE | HRCU-A-CB (Split System: Heat Pump with Remote Outdoor Unit-Air-Source) | DLCURAH36ABK |  |  | EN(A,D,W)4X48L21** | *96VTN0802120A* | 35600 | 16 | 8.1 | 38500 | 34800 | 90.39% | 2 | 0 | 10 |  |  |  | No | R-410A | 2.9667 | Residential & Commercial | Ducted CEE Tier 1
213249342 | Central HP <5.4 tons | KEEPRITE | HRCU-A-CB (Split System: Heat Pump with Remote Outdoor Unit-Air-Source) | DLCURAH36ABK |  |  | FEVA0036**+NAVA43601CK |  | 35400 | 16 | 8.5 | 38500 | 35000 | 90.91% | 1.9 | 0 | 10 |  |  |  | No | R-410A | 2.95 | Residential & Commercial | Ducted CEE Tier 1
212971169 | Central HP <5.4 tons | GRANDAIRE | HRCU-A-CB (Split System: Heat Pump with Remote Outdoor Unit-Air-Source) | WDLCURAH24ABK |  |  | WLA*304BA* | WFET045A036A* | 23400 | 17 | 8.5 | 26200 | 24200 | 92.37% | 2 | 0 | 10 |  |  |  | No | R-410A | 1.95 | Residential & Commercial | Ducted CEE Tier 1
212987015 | Central HP <5.4 tons | KEEPRITE | HRCU-A-CB (Split System: Heat Pump with Remote Outdoor Unit-Air-Source) | DLCURAH18ABK |  |  | EA*4X25L17A* | *96MSN0601412A* | 17800 | 16.5 | 8.1 | 17700 | 17700 | 100% | 2.14 | 0 | 10.5 |  |  |  | No | R-410A | 1.4833 | Residential & Commercial | Ducted CEE Tier 1
212972014 | Central HP <5.4 tons | GRANDAIRE | HRCU-A-CB (Split System: Heat Pump with Remote Outdoor Unit-Air-Source) | WDLCURAH24ABK |  |  | WLN(C,W)364BA* | WFET090B048A* | 23400 | 17 | 8.5 | 26200 | 24600 | 93.89% | 2.06 | 0 | 10 |  |  |  | No | R-410A | 1.95 | Residential & Commercial | Ducted CEE Tier 1
211260549 | Central HP <5.4 tons | ARCOAIRE | HRCU-A-CB (Split System: Heat Pump with Remote Outdoor Unit-Air-Source) | DLCURAH18ABK |  |  | EA*4X24L17A* | *80ES(N,L)0451712A* | 18500 | 15.5 | 9 | 19400 | 18600 | 95.88% | 2.24 | 0 | 10.5 |  |  |  | No | R-410A | 1.5417 | Residential & Commercial | Ducted CEE Tier 1
211259906 | Central HP <5.4 tons | ARCOAIRE | HRCU-A-CB (Split System: Heat Pump with Remote Outdoor Unit-Air-Source) | DLCURAH18ABK |  |  | EA*4X19L17A* | *80ES(N,L)0451712A* | 19100 | 16 | 9 | 19100 | 17400 | 91.1% | 2.14 | 0 | 11 |  |  |  | No | R-410A | 1.5917 | Residential & Commercial | Ducted CEE Tier 1
211230133 | Central HP <5.4 tons | ARCOAIRE | HRCU-A-CB (Split System: Heat Pump with Remote Outdoor Unit-Air-Source) | DLCURAH36ABK |  |  | EN(A,D,W)4X48L21** | *92ESN0802120A* | 35800 | 16.5 | 8.1 | 38500 | 34800 | 90.39% | 2.02 | 0 | 10.5 |  |  |  | No | R-410A | 2.9833 | Residential & Commercial | Ducted CEE Tier 1
211230207 | Central HP <5.4 tons | ARCOAIRE | HRCU-A-CB (Split System: Heat Pump with Remote Outdoor Unit-Air-Source) | DLCURAH36ABK |  |  | EN(A,D,W)4X48L21** | *95ESN1002122A* | 37600 | 15.5 | 8.5 | 39500 | 35000 | 88.61% | 2.08 | 0 | 10.5 |  |  |  | No | R-410A | 3.1333 | Residential & Commercial | Ducted CEE Tier 1
211230225 | Central HP <5.4 tons | ARCOAIRE | HRCU-A-CB (Split System: Heat Pump with Remote Outdoor Unit-Air-Source) | DLCURAH36ABK |  |  | EN(A,D,W)4X48L21** | *96VSN0601714A* | 35600 | 15.5 | 8.1 | 38500 | 35000 | 90.91% | 2 | 0 | 10 |  |  |  | No | R-410A | 2.9667 | Residential & Commercial | Ducted CEE Tier 1
211230041 | Central HP <5.4 tons | ARCOAIRE | HRCU-A-CB (Split System: Heat Pump with Remote Outdoor Unit-Air-Source) | DLCURAH36ABK |  |  | EN(A,D,W)4X48L21** | *80ESU0802120A | 37400 | 15.5 | 8.5 | 39500 | 35000 | 88.61% | 2.1 | 0 | 10.5 |  |  |  | No | R-410A | 3.1167 | Residential & Commercial | Ducted CEE Tier 1
212384714 | Central HP <5.4 tons | ARCOAIRE | HRCU-A-CB (Split System: Heat Pump with Remote Outdoor Unit-Air-Source) | DLCURAH36ABK |  |  | EN(A,D,W)4X42L21** | *80ESU0802120A | 36800 | 15.2 | 8.1 | 40000 | 35200 | 88% | 1.94 | 0 | 10 |  |  |  | No | R-410A | 3.0667 | Residential & Commercial | Ducted CEE Tier 1
211227779 | Central HP <5.4 tons | ARCOAIRE | HRCU-A-CB (Split System: Heat Pump with Remote Outdoor Unit-Air-Source) | DLCURAH36ABK |  |  | EA*4X42L24A* | *80ES(N,L)0902116A* | 35800 | 16 | 8.1 | 39500 | 35000 | 88.61% | 1.9 | 0 | 10 |  |  |  | No | R-410A | 2.9833 | Residential & Commercial | Ducted CEE Tier 1
214229474 | Central HP <5.4 tons | KEEPRITE | HRCU-A-CB (Split System: Heat Pump with Remote Outdoor Unit-Air-Source) | DLCURAH36ABK |  |  | EN(A,D)4X48L24** | *80MSU1002120A* | 35800 | 16.5 | 8.5 | 38500 | 34800 | 90.39% | 2 | 0 | 10 |  |  |  | No | R-410A | 2.9833 | Residential & Commercial | Ducted CEE Tier 1
212973699 | Central HP <5.4 tons | KEEPRITE | HRCU-A-CB (Split System: Heat Pump with Remote Outdoor Unit-Air-Source) | DLCURAH18ABK |  |  | EN(A,D)4X24L17** | *96VSN0801716B* | 17700 | 16 | 8.5 | 18700 | 19100 | 102.1% | 2.3 | 0 | 11 |  |  |  | No | R-410A | 1.475 | Residential & Commercial | Ducted CEE Tier 1
212973329 | Central HP <5.4 tons | KEEPRITE | HRCU-A-CB (Split System: Heat Pump with Remote Outdoor Unit-Air-Source) | DLCURAH18ABK |  |  | EA*4X25L17A* | *96VSN0601412B* | 17800 | 16.5 | 8.1 | 17600 | 17800 | 101.1% | 2.14 | 0 | 10.5 |  |  |  | No | R-410A | 1.4833 | Residential & Commercial | Ducted CEE Tier 1
211260554 | Central HP <5.4 tons | KEEPRITE | HRCU-A-CB (Split System: Heat Pump with Remote Outdoor Unit-Air-Source) | DLCURAH18ABK |  |  | EA*4X24L17A* | *80ES(N,L)0451712A* | 18500 | 15.5 | 9 | 19400 | 18600 | 95.88% | 2.24 | 0 | 10.5 |  |  |  | No | R-410A | 1.5417 | Residential & Commercial | Ducted CEE Tier 1
211260853 | Central HP <5.4 tons | KEEPRITE | HRCU-A-CB (Split System: Heat Pump with Remote Outdoor Unit-Air-Source) | DLCURAH18ABK |  |  | EA*4X25L17A* | *96VTN0401712A* | 18200 | 15.5 | 8.5 | 18200 | 17500 | 96.15% | 2.12 | 0 | 10.5 |  |  |  | No | R-410A | 1.5167 | Residential & Commercial | Ducted CEE Tier 1
212984705 | Central HP <5.4 tons | KEEPRITE | HRCU-A-CB (Split System: Heat Pump with Remote Outdoor Unit-Air-Source) | DLCURAH18ABK |  |  | EA*4X19L17A* | *92MSN0801716A* | 18300 | 16.5 | 8.5 | 18200 | 17700 | 97.25% | 2.14 | 0 | 11 |  |  |  | No | R-410A | 1.525 | Residential & Commercial | Ducted CEE Tier 1
212984753 | Central HP <5.4 tons | KEEPRITE | HRCU-A-CB (Split System: Heat Pump with Remote Outdoor Unit-Air-Source) | DLCURAH18ABK |  |  | EN(A,D)4X24L17** | *92MSN0801716A* | 17700 | 16.5 | 8.5 | 18700 | 19100 | 102.1% | 2.3 | 0 | 11 |  |  |  | No | R-410A | 1.475 | Residential & Commercial | Ducted CEE Tier 1
211260564 | Central HP <5.4 tons | ARCOAIRE | HRCU-A-CB (Split System: Heat Pump with Remote Outdoor Unit-Air-Source) | DLCURAH18ABK |  |  | EA*4X24L17A* | *80ES(N,L)0701712A* | 18000 | 16 | 8.5 | 18800 | 18900 | 100.5% | 2.28 | 0 | 10.5 |  |  |  | No | R-410A | 1.5 | Residential & Commercial | Ducted CEE Tier 1
211230513 | Central HP <5.4 tons | KEEPRITE | HRCU-A-CB (Split System: Heat Pump with Remote Outdoor Unit-Air-Source) | DLCURAH36ABK |  |  | EN(A,D)4X48L24** | *80VSL0902120A* | 35800 | 16.5 | 8.1 | 38500 | 34800 | 90.39% | 2 | 0 | 10 |  |  |  | No | R-410A | 2.9833 | Residential & Commercial | Ducted CEE Tier 1
211230614 | Central HP <5.4 tons | KEEPRITE | HRCU-A-CB (Split System: Heat Pump with Remote Outdoor Unit-Air-Source) | DLCURAH36ABK |  |  | EN(A,D)4X48L24** | *92ESN1002120A* | 35800 | 16.5 | 8.1 | 38500 | 34800 | 90.39% | 2 | 0 | 10 |  |  |  | No | R-410A | 2.9833 | Residential & Commercial | Ducted CEE Tier 1
211230328 | Central HP <5.4 tons | KEEPRITE | HRCU-A-CB (Split System: Heat Pump with Remote Outdoor Unit-Air-Source) | DLCURAH36ABK |  |  | EN(A,D,W)4X48L21** | *96VTN0802120A* | 35600 | 16 | 8.1 | 38500 | 34800 | 90.39% | 2 | 0 | 10 |  |  |  | No | R-410A | 2.9667 | Residential & Commercial | Ducted CEE Tier 1
211229927 | Central HP <5.4 tons | KEEPRITE | HRCU-A-CB (Split System: Heat Pump with Remote Outdoor Unit-Air-Source) | DLCURAH36ABK |  |  | EN(A,D,W)4X48L21** | *80ES(N,L)0702116A* | 35800 | 16.5 | 8.1 | 38500 | 34800 | 90.39% | 2 | 0 | 10 |  |  |  | No | R-410A | 2.9833 | Residential & Commercial | Ducted CEE Tier 1
211229578 | Central HP <5.4 tons | KEEPRITE | HRCU-A-CB (Split System: Heat Pump with Remote Outdoor Unit-Air-Source) | DLCURAH36ABK |  |  | EA*4X48L24A* | *95ESU1002120A* | 36200 | 16 | 8.5 | 38500 | 34600 | 89.87% | 2.08 | 0 | 10 |  |  |  | No | R-410A | 3.0167 | Residential & Commercial | Ducted CEE Tier 1
211229108 | Central HP <5.4 tons | KEEPRITE | HRCU-A-CB (Split System: Heat Pump with Remote Outdoor Unit-Air-Source) | DLCURAH36ABK |  |  | EA*4X48L21A* | *96VSN1002120A* | 36000 | 16 | 8.5 | 38500 | 34600 | 89.87% | 2.06 | 0 | 10 |  |  |  | No | R-410A | 3 | Residential & Commercial | Ducted CEE Tier 1
211261290 | Central HP <5.4 tons | KEEPRITE | HRCU-A-CB (Split System: Heat Pump with Remote Outdoor Unit-Air-Source) | DLCURAH18ABK |  |  | EA*4X30L14A* | *96VSN0601412A* | 18000 | 16 | 8.5 | 18500 | 18500 | 100% | 2.22 | 0 | 10.5 |  |  |  | No | R-410A | 1.5 | Residential & Commercial | Ducted CEE Tier 1
211261439 | Central HP <5.4 tons | KEEPRITE | HRCU-A-CB (Split System: Heat Pump with Remote Outdoor Unit-Air-Source) | DLCURAH18ABK |  |  | EA*4X30L14A* | *80ES(N,L)0451412A* | 18200 | 16.5 | 8.5 | 18600 | 18400 | 98.92% | 2.22 | 0 | 10.5 |  |  |  | No | R-410A | 1.5167 | Residential & Commercial | Ducted CEE Tier 1
211260170 | Central HP <5.4 tons | KEEPRITE | HRCU-A-CB (Split System: Heat Pump with Remote Outdoor Unit-Air-Source) | DLCURAH18ABK |  |  | EA*4X24L14A* | *96VTN0601412A* | 17800 | 16 | 8.5 | 18800 | 19000 | 101.1% | 2.28 | 0 | 10.5 |  |  |  | No | R-410A | 1.4833 | Residential & Commercial | Ducted CEE Tier 1
211260302 | Central HP <5.4 tons | KEEPRITE | HRCU-A-CB (Split System: Heat Pump with Remote Outdoor Unit-Air-Source) | DLCURAH18ABK |  |  | EA*4X24L17A* | *96VSN0601412A* | 17900 | 16 | 8.5 | 18800 | 19000 | 101.1% | 2.28 | 0 | 10.5 |  |  |  | No | R-410A | 1.4917 | Residential & Commercial | Ducted CEE Tier 1
212971217 | Central HP <5.4 tons | GRANDAIRE | HRCU-A-CB (Split System: Heat Pump with Remote Outdoor Unit-Air-Source) | WDLCURAH24ABK |  |  | WLNC244BA* | WFET045A036A* | 23400 | 17 | 8.5 | 27000 | 24400 | 90.37% | 2.04 | 0 | 10 |  |  |  | No | R-410A | 1.95 | Residential & Commercial | Ducted CEE Tier 1
212974962 | Central HP <5.4 tons | GRANDAIRE | HRCU-A-CB (Split System: Heat Pump with Remote Outdoor Unit-Air-Source) | WDLCURAH24ABK |  |  | WLA*304AA* | WFST040A030A* | 23200 | 16 | 8.5 | 26400 | 24800 | 93.94% | 2.06 | 0 | 10 |  |  |  | No | R-410A | 1.9333 | Residential & Commercial | Ducted CEE Tier 1
207683187 | Central HP <5.4 tons | LENNOX | HRCU-A-CB (Split System: Heat Pump with Remote Outdoor Unit-Air-Source) | SL25XPV-048-230A** | ADP |  | LP42/62W9 | EL296UH090XV60C* | 45500 | 20 | 9.4 | 42000 | 35800 | 85.24% | 1.88 | 12.5 | 12 |  |  |  | No | R-410A | 3.7917 | Residential & Commercial | Ducted CEE Tier 1
207683539 | Central HP <5.4 tons | LENNOX | HRCU-A-CB (Split System: Heat Pump with Remote Outdoor Unit-Air-Source) | SL25XPV-048-230A** | ADP |  | LP42/62W9 | SLP99UH090XV48C* | 45500 | 20 | 9.4 | 42000 | 36000 | 85.71% | 1.88 | 12 | 12 |  |  |  | No | R-410A | 3.7917 | Residential & Commercial | Ducted CEE Tier 1
212624203 | Central HP <5.4 tons | COLEMAN | HRCU-A-CB (Split System: Heat Pump with Remote Outdoor Unit-Air-Source) | HMH72B341 | ASPEN |  | D(A,C,E)48D34+TDR | TM9Y100C16MP11 | 32800 | 18 | 8.5 | 34000 | 28400 | 83.53% | 2.74 | 0 | 10 |  |  |  | No | R-410A | 2.7333 | Residential & Commercial | Ducted CEE Tier 1
212624219 | Central HP <5.4 tons | COLEMAN | HRCU-A-CB (Split System: Heat Pump with Remote Outdoor Unit-Air-Source) | HMH72B341 | ASPEN |  | D(A,C,E)48C34+TDR | TM8E040A12MP11 | 32800 | 18 | 8.1 | 33400 | 29000 | 86.83% | 2.48 | 0 | 10 |  |  |  | No | R-410A | 2.7333 | Residential & Commercial | Ducted CEE Tier 1
212624228 | Central HP <5.4 tons | COLEMAN | HRCU-A-CB (Split System: Heat Pump with Remote Outdoor Unit-Air-Source) | HMH72B341 | ASPEN |  | C(A,C,D,E)48D24+TDR | TMLE040A12MP11 | 32400 | 18 | 8.1 | 33400 | 29000 | 86.83% | 2.48 | 0 | 10 |  |  |  | No | R-410A | 2.7 | Residential & Commercial | Ducted CEE Tier 1
212624269 | Central HP <5.4 tons | COLEMAN | HRCU-A-CB (Split System: Heat Pump with Remote Outdoor Unit-Air-Source) | HMH72B341 | ASPEN |  | D(A,C,E)48C34+TDR | TMLE080C16MP11 | 33000 | 18 | 8.1 | 33000 | 29000 | 87.88% | 2.49 | 0 | 10 |  |  |  | No | R-410A | 2.75 | Residential & Commercial | Ducted CEE Tier 1
212624287 | Central HP <5.4 tons | COLEMAN | HRCU-A-CB (Split System: Heat Pump with Remote Outdoor Unit-Air-Source) | HMH72B341 | ASPEN |  | C(A,C,D,E)48C24+TDR | TM9E080C16MP12 | 32200 | 18 | 8.1 | 33000 | 29200 | 88.48% | 2.49 | 0 | 10 |  |  |  | No | R-410A | 2.6833 | Residential & Commercial | Ducted CEE Tier 1
212624303 | Central HP <5.4 tons | COLEMAN | HRCU-A-CB (Split System: Heat Pump with Remote Outdoor Unit-Air-Source) | HMH72B341 | ASPEN |  | C(A,C,D,E)42C24+TDR | TM8E100C16MP11 | 31800 | 18 | 8.5 | 34000 | 28400 | 83.53% | 2.76 | 0 | 10 |  |  |  | No | R-410A | 2.65 | Residential & Commercial | Ducted CEE Tier 1
212624589 | Central HP <5.4 tons | COLEMAN | HRCU-A-CB (Split System: Heat Pump with Remote Outdoor Unit-Air-Source) | HMH72B341 | ASPEN |  | D(A,C,E)42D34+TDR | TM8V080C16MP12 | 33200 | 17.5 | 8.5 | 34000 | 27400 | 80.59% | 2.67 | 0 | 10 |  |  |  | No | R-410A | 2.7667 | Residential & Commercial | Ducted CEE Tier 1
212624630 | Central HP <5.4 tons | COLEMAN | HRCU-A-CB (Split System: Heat Pump with Remote Outdoor Unit-Air-Source) | HMH72B341 | ASPEN |  | D(A,C,E)48B34+TDR | TM8V100C16MP12 | 32600 | 17.5 | 8.5 | 34000 | 27400 | 80.59% | 2.67 | 0 | 10 |  |  |  | No | R-410A | 2.7167 | Residential & Commercial | Ducted CEE Tier 1
212624648 | Central HP <5.4 tons | COLEMAN | HRCU-A-CB (Split System: Heat Pump with Remote Outdoor Unit-Air-Source) | HMH72B341 | ASPEN |  | C(A,C,D,E)36C34+TDR | TMLV100C16MP12 | 32400 | 17.5 | 8.1 | 33800 | 27400 | 81.07% | 2.47 | 0 | 10 |  |  |  | No | R-410A | 2.7 | Residential & Commercial | Ducted CEE Tier 1
211228792 | Central HP <5.4 tons | KEEPRITE | HRCU-A-CB (Split System: Heat Pump with Remote Outdoor Unit-Air-Source) | DLCURAH36ABK |  |  | EA*4X48L21A* | *80ES(N,L)0902116A* | 36200 | 16 | 8.5 | 38500 | 34600 | 89.87% | 2.08 | 0 | 10 |  |  |  | No | R-410A | 3.0167 | Residential & Commercial | Ducted CEE Tier 1
211228106 | Central HP <5.4 tons | KEEPRITE | HRCU-A-CB (Split System: Heat Pump with Remote Outdoor Unit-Air-Source) | DLCURAH36ABK |  |  | EA*4X42L24A* | *95ESU1002122A* | 36600 | 15.2 | 8.1 | 40000 | 35200 | 88% | 1.94 | 0 | 10 |  |  |  | No | R-410A | 3.05 | Residential & Commercial | Ducted CEE Tier 1
211226891 | Central HP <5.4 tons | ARCOAIRE | HRCU-A-CB (Split System: Heat Pump with Remote Outdoor Unit-Air-Source) | DLCURAH36ABK |  |  | EA*4X37L21A* | *80VSL0902120A* | 36200 | 16 | 8.5 | 38500 | 34800 | 90.39% | 2.06 | 0 | 10 |  |  |  | No | R-410A | 3.0167 | Residential & Commercial | Ducted CEE Tier 1
211226934 | Central HP <5.4 tons | ARCOAIRE | HRCU-A-CB (Split System: Heat Pump with Remote Outdoor Unit-Air-Source) | DLCURAH36ABK |  |  | EA*4X37L21A* | *80ESU1002120A* | 36200 | 16 | 8.5 | 38500 | 34800 | 90.39% | 2.08 | 0 | 10 |  |  |  | No | R-410A | 3.0167 | Residential & Commercial | Ducted CEE Tier 1
211227450 | Central HP <5.4 tons | ARCOAIRE | HRCU-A-CB (Split System: Heat Pump with Remote Outdoor Unit-Air-Source) | DLCURAH36ABK |  |  | EA*4X42L21A* | *80ESU1002120A* | 35400 | 16 | 8.1 | 38500 | 35000 | 90.91% | 1.88 | 0 | 10 |  |  |  | No | R-410A | 2.95 | Residential & Commercial | Ducted CEE Tier 1
211230599 | Central HP <5.4 tons | ARCOAIRE | HRCU-A-CB (Split System: Heat Pump with Remote Outdoor Unit-Air-Source) | DLCURAH36ABK |  |  | EN(A,D)4X48L24** | *92ESN0802120A* | 35800 | 16.5 | 8.1 | 38500 | 34800 | 90.39% | 2.02 | 0 | 10.5 |  |  |  | No | R-410A | 2.9833 | Residential & Commercial | Ducted CEE Tier 1
211230897 | Central HP <5.4 tons | ARCOAIRE | HRCU-A-CB (Split System: Heat Pump with Remote Outdoor Unit-Air-Source) | DLCURAH36ABK |  |  | FVM4X48***L |  | 36200 | 17 | 8.5 | 37600 | 34400 | 91.49% | 2.06 | 0 | 10 |  |  |  | No | R-410A | 3.0167 | Residential & Commercial | Ducted CEE Tier 1
211230929 | Central HP <5.4 tons | ARCOAIRE | HRCU-A-CB (Split System: Heat Pump with Remote Outdoor Unit-Air-Source) | DLCURAH36ABK |  |  | FXM4X48**AL |  | 36800 | 16 | 8.5 | 38500 | 34600 | 89.87% | 2.08 | 0 | 10 |  |  |  | No | R-410A | 3.0667 | Residential & Commercial | Ducted CEE Tier 1
213076720 | Central HP <5.4 tons | ARCOAIRE | HRCU-A-CB (Split System: Heat Pump with Remote Outdoor Unit-Air-Source) | DLCURAH36ABK |  |  | EN(A,D)4X48L24** | *80VTL0902120B* | 36000 | 16.5 | 8.1 | 38500 | 35000 | 90.91% | 2 | 0 | 10 |  |  |  | No | R-410A | 3 | Residential & Commercial | Ducted CEE Tier 1
213076282 | Central HP <5.4 tons | ARCOAIRE | HRCU-A-CB (Split System: Heat Pump with Remote Outdoor Unit-Air-Source) | DLCURAH36ABK |  |  | EA*4X43L21A* | *95MSU1002122A* | 36400 | 16.5 | 8.5 | 38000 | 34800 | 91.58% | 2.06 | 0 | 10 |  |  |  | No | R-410A | 3.0333 | Residential & Commercial | Ducted CEE Tier 1
213076327 | Central HP <5.4 tons | ARCOAIRE | HRCU-A-CB (Split System: Heat Pump with Remote Outdoor Unit-Air-Source) | DLCURAH36ABK |  |  | EN(A,D,W)4X48L21** | *95MSU1002122A* | 36200 | 16.5 | 8.1 | 38500 | 35000 | 90.91% | 2.02 | 0 | 10.5 |  |  |  | No | R-410A | 3.0167 | Residential & Commercial | Ducted CEE Tier 1
213076336 | Central HP <5.4 tons | ARCOAIRE | HRCU-A-CB (Split System: Heat Pump with Remote Outdoor Unit-Air-Source) | DLCURAH36ABK |  |  | EN(A,D)4X48L24** | *95MSU1002122A* | 36200 | 16.5 | 8.1 | 38500 | 35000 | 90.91% | 2.02 | 0 | 10.5 |  |  |  | No | R-410A | 3.0167 | Residential & Commercial | Ducted CEE Tier 1
211230164 | Central HP <5.4 tons | ARCOAIRE | HRCU-A-CB (Split System: Heat Pump with Remote Outdoor Unit-Air-Source) | DLCURAH36ABK |  |  | EN(A,D,W)4X48L21** | *95ESN0601714A* | 35600 | 15.5 | 8.1 | 38500 | 35000 | 90.91% | 2 | 0 | 10 |  |  |  | No | R-410A | 2.9667 | Residential & Commercial | Ducted CEE Tier 1
211229176 | Central HP <5.4 tons | ARCOAIRE | HRCU-A-CB (Split System: Heat Pump with Remote Outdoor Unit-Air-Source) | DLCURAH36ABK |  |  | EA*4X48L21A* | *96VTN1002120A* | 36200 | 15.5 | 8.5 | 38500 | 34800 | 90.39% | 2.08 | 0 | 10 |  |  |  | No | R-410A | 3.0167 | Residential & Commercial | Ducted CEE Tier 1
211229494 | Central HP <5.4 tons | ARCOAIRE | HRCU-A-CB (Split System: Heat Pump with Remote Outdoor Unit-Air-Source) | DLCURAH36ABK |  |  | EA*4X48L24A* | *95ESN1002120A* | 36600 | 16 | 8.5 | 38500 | 34800 | 90.39% | 2.08 | 0 | 10 |  |  |  | No | R-410A | 3.05 | Residential & Commercial | Ducted CEE Tier 1
211229261 | Central HP <5.4 tons | ARCOAIRE | HRCU-A-CB (Split System: Heat Pump with Remote Outdoor Unit-Air-Source) | DLCURAH36ABK |  |  | EA*4X48L24A* | *80ES(N,L)0902116A* | 36400 | 16 | 8.5 | 38500 | 34600 | 89.87% | 2.08 | 0 | 10 |  |  |  | No | R-410A | 3.0333 | Residential & Commercial | Ducted CEE Tier 1
212383318 | Central HP <5.4 tons | ARCOAIRE | HRCU-A-CB (Split System: Heat Pump with Remote Outdoor Unit-Air-Source) | DLCURAH36ABK |  |  | EA*4X36L21A* | *80ES(N,L)0902120A* | 35600 | 16 | 8.1 | 39500 | 35200 | 89.11% | 1.84 | 0 | 10 |  |  |  | No | R-410A | 2.9667 | Residential & Commercial | Ducted CEE Tier 1
212384304 | Central HP <5.4 tons | ARCOAIRE | HRCU-A-CB (Split System: Heat Pump with Remote Outdoor Unit-Air-Source) | DLCURAH36ABK |  |  | END4X42L17** | *92ESN0601412A* | 36000 | 15.2 | 8.1 | 39500 | 35000 | 88.61% | 1.96 | 0 | 10 |  |  |  | No | R-410A | 3 | Residential & Commercial | Ducted CEE Tier 1
211228238 | Central HP <5.4 tons | ARCOAIRE | HRCU-A-CB (Split System: Heat Pump with Remote Outdoor Unit-Air-Source) | DLCURAH36ABK |  |  | EA*4X43L21A* | *80ES(N,L)0702116A* | 37200 | 15.5 | 8.5 | 38500 | 35000 | 90.91% | 2.12 | 0 | 10 |  |  |  | No | R-410A | 3.1 | Residential & Commercial | Ducted CEE Tier 1
212624998 | Central HP <5.4 tons | COLEMAN | HRCU-A-CB (Split System: Heat Pump with Remote Outdoor Unit-Air-Source) | HMH72B341 | ASPEN |  | D(A,C,E)36C34+TDR | TM8Y100C16MP11 | 32400 | 18.5 | 8.5 | 34000 | 27400 | 80.59% | 2.67 | 0 | 10 |  |  |  | No | R-410A | 2.7 | Residential & Commercial | Ducted CEE Tier 1
212625073 | Central HP <5.4 tons | COLEMAN | HRCU-A-CB (Split System: Heat Pump with Remote Outdoor Unit-Air-Source) | HMH72B341 | ASPEN |  | D(A,C,E)42D34+TDR | TM9V100C16MP12 | 33200 | 17.5 | 8.5 | 34000 | 27400 | 80.59% | 2.67 | 0 | 10 |  |  |  | No | R-410A | 2.7667 | Residential & Commercial | Ducted CEE Tier 1
212625080 | Central HP <5.4 tons | COLEMAN | HRCU-A-CB (Split System: Heat Pump with Remote Outdoor Unit-Air-Source) | HMH72B341 | ASPEN |  | D(A,C,E)48C34+TDR | TM9V100C16MP12 | 33200 | 17.5 | 8.5 | 34000 | 27400 | 80.59% | 2.67 | 0 | 10 |  |  |  | No | R-410A | 2.7667 | Residential & Commercial | Ducted CEE Tier 1
212625271 | Central HP <5.4 tons | COLEMAN | HRCU-A-CB (Split System: Heat Pump with Remote Outdoor Unit-Air-Source) | HMH72B341 | ASPEN |  | D(A,C,E)42B34+TDR | TL8E100C20UH11 | 32400 | 17.5 | 8.5 | 34000 | 27400 | 80.59% | 2.69 | 0 | 10 |  |  |  | No | R-410A | 2.7 | Residential & Commercial | Ducted CEE Tier 1
212625291 | Central HP <5.4 tons | COLEMAN | HRCU-A-CB (Split System: Heat Pump with Remote Outdoor Unit-Air-Source) | HMH72B341 | ASPEN |  | D(A,C,E)48D34+TDR | TL8E100C20UH11 | 33400 | 17.5 | 8.5 | 34000 | 27400 | 80.59% | 2.69 | 0 | 10 |  |  |  | No | R-410A | 2.7833 | Residential & Commercial | Ducted CEE Tier 1
211227827 | Central HP <5.4 tons | ARCOAIRE | HRCU-A-CB (Split System: Heat Pump with Remote Outdoor Unit-Air-Source) | DLCURAH36ABK |  |  | EA*4X42L24A* | *80ES(N,L)1102420A* | 35400 | 16.5 | 8.1 | 38500 | 35000 | 90.91% | 1.88 | 0 | 10 |  |  |  | No | R-410A | 2.95 | Residential & Commercial | Ducted CEE Tier 1
211230298 | Central HP <5.4 tons | KEEPRITE | HRCU-A-CB (Split System: Heat Pump with Remote Outdoor Unit-Air-Source) | DLCURAH36ABK |  |  | EN(A,D,W)4X48L21** | *95ESU1002122A* | 37400 | 15.5 | 8.5 | 39500 | 35000 | 88.61% | 2.08 | 0 | 10.5 |  |  |  | No | R-410A | 3.1167 | Residential & Commercial | Ducted CEE Tier 1
211230541 | Central HP <5.4 tons | KEEPRITE | HRCU-A-CB (Split System: Heat Pump with Remote Outdoor Unit-Air-Source) | DLCURAH36ABK |  |  | EN(A,D)4X48L24** | *80ESU0802120A | 37400 | 15.5 | 8.5 | 39500 | 35000 | 88.61% | 2.1 | 0 | 10.5 |  |  |  | No | R-410A | 3.1167 | Residential & Commercial | Ducted CEE Tier 1
207455036 | Central HP <5.4 tons | LENNOX | HRCU-A-CB (Split System: Heat Pump with Remote Outdoor Unit-Air-Source) | SL25XPV-036-230A** | ADP |  | L*35/36S9 | EL296UH090XV36C* | 34000 | 22 | 8.8 | 34000 | 27200 | 80% | 1.82 | 14 | 13 |  |  |  | No | R-410A | 2.8333 | Residential & Commercial | Ducted CEE Tier 1
207455181 | Central HP <5.4 tons | LENNOX | HRCU-A-CB (Split System: Heat Pump with Remote Outdoor Unit-Air-Source) | SL25XPV-036-230A** | ADP |  | LH23/37W9 | SL280UH110V60C* | 34000 | 21 | 8.8 | 33800 | 27000 | 79.88% | 1.84 | 14 | 13.5 |  |  |  | No | R-410A | 2.8333 | Residential & Commercial | Ducted CEE Tier 1
207455195 | Central HP <5.4 tons | LENNOX | HRCU-A-CB (Split System: Heat Pump with Remote Outdoor Unit-Air-Source) | SL25XPV-036-230A** | ADP |  | L*35/36S9 | SL297UH040NV36B* | 33800 | 21 | 8.8 | 33000 | 25800 | 78.18% | 1.84 | 14 | 13 |  |  |  | No | R-410A | 2.8167 | Residential & Commercial | Ducted CEE Tier 1
207455213 | Central HP <5.4 tons | LENNOX | HRCU-A-CB (Split System: Heat Pump with Remote Outdoor Unit-Air-Source) | SL25XPV-036-230A** | ADP |  | LH23/37W9 | SL297UH080NV48C* | 34000 | 22 | 8.8 | 33800 | 27000 | 79.88% | 1.82 | 14 | 13 |  |  |  | No | R-410A | 2.8333 | Residential & Commercial | Ducted CEE Tier 1
211230374 | Central HP <5.4 tons | KEEPRITE | HRCU-A-CB (Split System: Heat Pump with Remote Outdoor Unit-Air-Source) | DLCURAH36ABK |  |  | EN(A,D,W)4X48L21** | OMV098J12* | 35800 | 15.5 | 8.1 | 38500 | 35000 | 90.91% | 2 | 0 | 10 |  |  |  | No | R-410A | 2.9833 | Residential & Commercial | Ducted CEE Tier 1
211230383 | Central HP <5.4 tons | KEEPRITE | HRCU-A-CB (Split System: Heat Pump with Remote Outdoor Unit-Air-Source) | DLCURAH36ABK |  |  | EN(A,D,W)4X48L21** | OMV112K14A | 35800 | 15.5 | 8.1 | 38500 | 35000 | 90.91% | 2 | 0 | 10 |  |  |  | No | R-410A | 2.9833 | Residential & Commercial | Ducted CEE Tier 1
211230056 | Central HP <5.4 tons | KEEPRITE | HRCU-A-CB (Split System: Heat Pump with Remote Outdoor Unit-Air-Source) | DLCURAH36ABK |  |  | EN(A,D,W)4X48L21** | *80ESU1002120A* | 36200 | 16 | 8.1 | 38500 | 34800 | 90.39% | 2.02 | 0 | 10 |  |  |  | No | R-410A | 3.0167 | Residential & Commercial | Ducted CEE Tier 1
211229951 | Central HP <5.4 tons | KEEPRITE | HRCU-A-CB (Split System: Heat Pump with Remote Outdoor Unit-Air-Source) | DLCURAH36ABK |  |  | EN(A,D,W)4X48L21** | *80ES(N,L)0902116A* | 36400 | 16 | 8.1 | 38500 | 34800 | 90.39% | 2.04 | 0 | 10.5 |  |  |  | No | R-410A | 3.0333 | Residential & Commercial | Ducted CEE Tier 1
212626068 | Central HP <5.4 tons | COLEMAN | HRCU-A-CB (Split System: Heat Pump with Remote Outdoor Unit-Air-Source) | HMH72B341 | ASPEN |  | C(A,C,D,E)36C36+TDR | TM8Y080B12MP11 | 32600 | 18 | 8.5 | 33400 | 27400 | 82.04% | 2.65 | 0 | 10 |  |  |  | No | R-410A | 2.7167 | Residential & Commercial | Ducted CEE Tier 1
215935411 | Central HP <5.4 tons | KEEPRITE | HRCU-A-CB (Split System: Heat Pump with Remote Outdoor Unit-Air-Source) | C5H3V36*K*AAA* |  |  | EVM5X60M24A*+WALLCON | *97CMN0802120B* | 35400 | 21.5 | 8.5 | 38000 | 28400 | 74.74% | 2.04 | 0 | 12.5 |  |  |  | No | R-454B | 2.95 | Residential & Commercial | Ducted CEE Tier 1
215936181 | Central HP <5.4 tons | KEEPRITE | HRCU-A-CB (Split System: Heat Pump with Remote Outdoor Unit-Air-Source) | C5H3V36*K*AAA* |  |  | EVD5X42M24A*+WALLCON | *80CTL1102120B* | 35600 | 22 | 8.5 | 38500 | 28400 | 73.77% | 2.04 | 0 | 12.5 |  |  |  | No | R-454B | 2.9667 | Residential & Commercial | Ducted CEE Tier 1
215940331 | Central HP <5.4 tons | KEEPRITE | HRCU-A-CB (Split System: Heat Pump with Remote Outdoor Unit-Air-Source) | C5H3V36*K*AAA* |  |  | EVM5X49M21A*+WALLCON | *96CTN0802120B* | 35600 | 21.5 | 8.5 | 38000 | 28600 | 75.26% | 2.04 | 0 | 12 |  |  |  | No | R-454B | 2.9667 | Residential & Commercial | Ducted CEE Tier 1
215936251 | Central HP <5.4 tons | KEEPRITE | HRCU-A-CB (Split System: Heat Pump with Remote Outdoor Unit-Air-Source) | C5H3V36*K*AAA* |  |  | EVD5X42M24A*+WALLCON | *97CMN1202422B* | 35400 | 22 | 8.5 | 38000 | 28400 | 74.74% | 2.04 | 0 | 12.5 |  |  |  | No | R-454B | 2.95 | Residential & Commercial | Ducted CEE Tier 1
215935751 | Central HP <5.4 tons | KEEPRITE | HRCU-A-CB (Split System: Heat Pump with Remote Outdoor Unit-Air-Source) | C5H3V36*K*AAA* |  |  | EVD5X36M21A*+WALLCON | *97CMN1002122B* | 34400 | 21 | 8.5 | 38500 | 28000 | 72.73% | 2.06 | 0 | 12 |  |  |  | No | R-454B | 2.8667 | Residential & Commercial | Ducted CEE Tier 1
212626084 | Central HP <5.4 tons | COLEMAN | HRCU-A-CB (Split System: Heat Pump with Remote Outdoor Unit-Air-Source) | HMH72B341 | ASPEN |  | D(A,C,E)48C36+TDR | TM8Y080B12MP11 | 33400 | 18 | 8.5 | 33400 | 27400 | 82.04% | 2.65 | 0 | 10 |  |  |  | No | R-410A | 2.7833 | Residential & Commercial | Ducted CEE Tier 1
212626236 | Central HP <5.4 tons | COLEMAN | HRCU-A-CB (Split System: Heat Pump with Remote Outdoor Unit-Air-Source) | HMH72B341 | ASPEN |  | C(A,C,D,E)42B36+TDR | TM8E080C16MP11 | 33000 | 18 | 8.1 | 33600 | 28200 | 83.93% | 2.64 | 0 | 10 |  |  |  | No | R-410A | 2.75 | Residential & Commercial | Ducted CEE Tier 1
212626302 | Central HP <5.4 tons | COLEMAN | HRCU-A-CB (Split System: Heat Pump with Remote Outdoor Unit-Air-Source) | HMH72B341 | ASPEN |  | D(A,C,E)48B36+TDR | TM8E100C16MP11 | 33000 | 18 | 8.2 | 33600 | 28200 | 83.93% | 2.68 | 0 | 10 |  |  |  | No | R-410A | 2.75 | Residential & Commercial | Ducted CEE Tier 1
212626391 | Central HP <5.4 tons | COLEMAN | HRCU-A-CB (Split System: Heat Pump with Remote Outdoor Unit-Air-Source) | HMH72B341 | ASPEN |  | D(A,C,E)36D36+TDR | TM9E100C16MP12 | 33000 | 18 | 8.5 | 33600 | 27200 | 80.95% | 2.66 | 0 | 10 |  |  |  | No | R-410A | 2.75 | Residential & Commercial | Ducted CEE Tier 1
212626602 | Central HP <5.4 tons | COLEMAN | HRCU-A-CB (Split System: Heat Pump with Remote Outdoor Unit-Air-Source) | HMH72B341 | ASPEN |  | D(A,C,E)36B36+TDR | TM8E080C16MP11 | 33000 | 18 | 8.2 | 33800 | 28200 | 83.43% | 2.68 | 0 | 10 |  |  |  | No | R-410A | 2.75 | Residential & Commercial | Ducted CEE Tier 1
212626734 | Central HP <5.4 tons | COLEMAN | HRCU-A-CB (Split System: Heat Pump with Remote Outdoor Unit-Air-Source) | HMH72B341 | ASPEN |  | D(A,C,E)42B36+TDR | TM8E080C16MP11 | 33000 | 18 | 8.3 | 33800 | 28600 | 84.62% | 2.7 | 0 | 10 |  |  |  | No | R-410A | 2.75 | Residential & Commercial | Ducted CEE Tier 1
212626845 | Central HP <5.4 tons | COLEMAN | HRCU-A-CB (Split System: Heat Pump with Remote Outdoor Unit-Air-Source) | HMH72B341 | ASPEN |  | D(A,C,E)42B36+TDR | TM9E080B12MP12 | 32600 | 17.5 | 8.5 | 33800 | 27400 | 81.07% | 2.65 | 0 | 10 |  |  |  | No | R-410A | 2.7167 | Residential & Commercial | Ducted CEE Tier 1
212626886 | Central HP <5.4 tons | COLEMAN | HRCU-A-CB (Split System: Heat Pump with Remote Outdoor Unit-Air-Source) | HMH72B341 | ASPEN |  | C(A,C,D,E)36C36+TDR | TM8E060A12MP11 | 32600 | 18 | 8.1 | 33800 | 27400 | 81.07% | 2.44 | 0 | 10 |  |  |  | No | R-410A | 2.7167 | Residential & Commercial | Ducted CEE Tier 1
211259752 | Central HP <5.4 tons | KEEPRITE | HRCU-A-CB (Split System: Heat Pump with Remote Outdoor Unit-Air-Source) | DLCURAH18ABK |  |  | EA*4X19L17A* | *80VTL0451412A* | 18100 | 16.5 | 8.5 | 18000 | 17600 | 97.78% | 2.14 | 0 | 11 |  |  |  | No | R-410A | 1.5083 | Residential & Commercial | Ducted CEE Tier 1
211260051 | Central HP <5.4 tons | KEEPRITE | HRCU-A-CB (Split System: Heat Pump with Remote Outdoor Unit-Air-Source) | DLCURAH18ABK |  |  | EA*4X19L17A* | OLV098A12* | 18600 | 16 | 8.5 | 18600 | 17500 | 94.09% | 2.12 | 0 | 11 |  |  |  | No | R-410A | 1.55 | Residential & Commercial | Ducted CEE Tier 1
212971193 | Central HP <5.4 tons | GRANDAIRE | HRCU-A-CB (Split System: Heat Pump with Remote Outdoor Unit-Air-Source) | WDLCURAH24ABK |  |  | WLA*374BA* | WFET045A036A* | 24200 | 17 | 8.5 | 25200 | 25000 | 99.21% | 2.08 | 0 | 10 |  |  |  | No | R-410A | 2.0167 | Residential & Commercial | Ducted CEE Tier 1
211241760 | Central HP <5.4 tons | GRANDAIRE | HRCU-A-CB (Split System: Heat Pump with Remote Outdoor Unit-Air-Source) | WDLCURAH24ABK |  |  | WLA*304BA* | WFAX040B036A* | 23600 | 15.5 | 8.5 | 26200 | 23600 | 90.08% | 1.94 | 0 | 10 |  |  |  | No | R-410A | 1.9667 | Residential & Commercial | Ducted CEE Tier 1
211242061 | Central HP <5.4 tons | GRANDAIRE | HRCU-A-CB (Split System: Heat Pump with Remote Outdoor Unit-Air-Source) | WDLCURAH24ABK |  |  | WLA*364BA* | WFSX026A030A* | 23400 | 16.5 | 8.5 | 25600 | 23600 | 92.19% | 1.96 | 0 | 10 |  |  |  | No | R-410A | 1.95 | Residential & Commercial | Ducted CEE Tier 1
213077827 | Central HP <5.4 tons | GRANDAIRE | HRCU-A-CB (Split System: Heat Pump with Remote Outdoor Unit-Air-Source) | WDLCURAH24ABK |  |  | WLNC244BA* | WFST060B048A* | 23200 | 16.5 | 8.5 | 26800 | 25400 | 94.78% | 2.12 | 0 | 10 |  |  |  | No | R-410A | 1.9333 | Residential & Commercial | Ducted CEE Tier 1
212971978 | Central HP <5.4 tons | GRANDAIRE | HRCU-A-CB (Split System: Heat Pump with Remote Outdoor Unit-Air-Source) | WDLCURAH24ABK |  |  | WLA*244BA* | WFET090B048A* | 23200 | 17 | 8.5 | 26800 | 21600 | 80.6% | 1.82 | 0 | 10 |  |  |  | No | R-410A | 1.9333 | Residential & Commercial | Ducted CEE Tier 1
212971994 | Central HP <5.4 tons | GRANDAIRE | HRCU-A-CB (Split System: Heat Pump with Remote Outdoor Unit-Air-Source) | WDLCURAH24ABK |  |  | WLA*364CA* | WFET090B048A* | 23600 | 17 | 8.5 | 26200 | 22000 | 83.97% | 1.84 | 0 | 10 |  |  |  | No | R-410A | 1.9667 | Residential & Commercial | Ducted CEE Tier 1
212970902 | Central HP <5.4 tons | KEEPRITE | HRCU-A-CB (Split System: Heat Pump with Remote Outdoor Unit-Air-Source) | DLCURAH18ABK |  |  | EA*4X30L14A* | *80VTL0451412B* | 17800 | 16.5 | 8.5 | 18400 | 18800 | 102.2% | 2.26 | 0 | 10.5 |  |  |  | No | R-410A | 1.4833 | Residential & Commercial | Ducted CEE Tier 1
212970938 | Central HP <5.4 tons | KEEPRITE | HRCU-A-CB (Split System: Heat Pump with Remote Outdoor Unit-Air-Source) | DLCURAH18ABK |  |  | EN(A,D)4X24L17** | *80VTL0451412B* | 17700 | 16.5 | 8.5 | 18700 | 19100 | 102.1% | 2.3 | 0 | 11 |  |  |  | No | R-410A | 1.475 | Residential & Commercial | Ducted CEE Tier 1
215742328 | Central HP <5.4 tons | AMERICAN STANDARD | HRCU-A-CB (Split System: Heat Pump with Remote Outdoor Unit-Air-Source) | 4A6V8X60A1 | ADP |  | H,TG49960 | S8V2C100M5PDA | 54000 | 18 | 8.2 | 50000 | 39500 | 79% | 1.78 | 0 | 11.7 |  |  |  | No | R-410A | 4.5 | Residential & Commercial | Ducted CEE Tier 1
212626936 | Central HP <5.4 tons | COLEMAN | HRCU-A-CB (Split System: Heat Pump with Remote Outdoor Unit-Air-Source) | HMH72B341 | ASPEN |  | D(A,C,E)36B46+TDR | TMLE060A12MP11 | 33000 | 18 | 8.1 | 33800 | 27400 | 81.07% | 2.44 | 0 | 10 |  |  |  | No | R-410A | 2.75 | Residential & Commercial | Ducted CEE Tier 1
212626959 | Central HP <5.4 tons | COLEMAN | HRCU-A-CB (Split System: Heat Pump with Remote Outdoor Unit-Air-Source) | HMH72B341 | ASPEN |  | D(A,C,E)36B46+TDR | TMLE100B12MP11 | 33000 | 18 | 8.1 | 33800 | 27400 | 81.07% | 2.44 | 0 | 10 |  |  |  | No | R-410A | 2.75 | Residential & Commercial | Ducted CEE Tier 1
212627018 | Central HP <5.4 tons | COLEMAN | HRCU-A-CB (Split System: Heat Pump with Remote Outdoor Unit-Air-Source) | HMH72B341 | ASPEN |  | D(A,C,E)42A46+TDR | TL9E100C20UH11 | 33400 | 17 | 8.3 | 33800 | 29200 | 86.39% | 2.78 | 0 | 10 |  |  |  | No | R-410A | 2.7833 | Residential & Commercial | Ducted CEE Tier 1
212627045 | Central HP <5.4 tons | COLEMAN | HRCU-A-CB (Split System: Heat Pump with Remote Outdoor Unit-Air-Source) | HMH72B341 | ASPEN |  | D(A,C,E)42C36+TDR | CP9C080C16MP13 | 32800 | 17.5 | 8.1 | 33800 | 27400 | 81.07% | 2.45 | 0 | 10 |  |  |  | No | R-410A | 2.7333 | Residential & Commercial | Ducted CEE Tier 1
212627088 | Central HP <5.4 tons | COLEMAN | HRCU-A-CB (Split System: Heat Pump with Remote Outdoor Unit-Air-Source) | HMH72B341 | ASPEN |  | D(A,C,E)42A46+TDR | TP9C080C16MP13 | 32600 | 17.5 | 8.1 | 33800 | 27400 | 81.07% | 2.45 | 0 | 10 |  |  |  | No | R-410A | 2.7167 | Residential & Commercial | Ducted CEE Tier 1
211229588 | Central HP <5.4 tons | KEEPRITE | HRCU-A-CB (Split System: Heat Pump with Remote Outdoor Unit-Air-Source) | DLCURAH36ABK |  |  | EA*4X48L24A* | *95ESU1002122A* | 37200 | 15.5 | 8.5 | 38500 | 35000 | 90.91% | 2.12 | 0 | 10 |  |  |  | No | R-410A | 3.1 | Residential & Commercial | Ducted CEE Tier 1
211229456 | Central HP <5.4 tons | KEEPRITE | HRCU-A-CB (Split System: Heat Pump with Remote Outdoor Unit-Air-Source) | DLCURAH36ABK |  |  | EA*4X48L24A* | *92ESN1002120A* | 35600 | 16.5 | 8.5 | 37800 | 34600 | 91.53% | 2.04 | 0 | 10 |  |  |  | No | R-410A | 2.9667 | Residential & Commercial | Ducted CEE Tier 1
211229265 | Central HP <5.4 tons | KEEPRITE | HRCU-A-CB (Split System: Heat Pump with Remote Outdoor Unit-Air-Source) | DLCURAH36ABK |  |  | EA*4X48L24A* | *80ES(N,L)0902116A* | 36400 | 16 | 8.5 | 38500 | 34600 | 89.87% | 2.08 | 0 | 10 |  |  |  | No | R-410A | 3.0333 | Residential & Commercial | Ducted CEE Tier 1
211227984 | Central HP <5.4 tons | KEEPRITE | HRCU-A-CB (Split System: Heat Pump with Remote Outdoor Unit-Air-Source) | DLCURAH36ABK |  |  | EA*4X42L24A* | *92ESN1002122A* | 36800 | 15.2 | 8.5 | 40000 | 35200 | 88% | 1.94 | 0 | 10 |  |  |  | No | R-410A | 3.0667 | Residential & Commercial | Ducted CEE Tier 1
211228897 | Central HP <5.4 tons | KEEPRITE | HRCU-A-CB (Split System: Heat Pump with Remote Outdoor Unit-Air-Source) | DLCURAH36ABK |  |  | EA*4X48L21A* | *80ESU1002120A* | 36000 | 16 | 8.5 | 38500 | 34600 | 89.87% | 2.06 | 0 | 10 |  |  |  | No | R-410A | 3 | Residential & Commercial | Ducted CEE Tier 1
211229063 | Central HP <5.4 tons | KEEPRITE | HRCU-A-CB (Split System: Heat Pump with Remote Outdoor Unit-Air-Source) | DLCURAH36ABK |  |  | EA*4X48L21A* | *95ESN1002122A* | 37200 | 15.5 | 8.5 | 38500 | 35000 | 90.91% | 2.12 | 0 | 10 |  |  |  | No | R-410A | 3.1 | Residential & Commercial | Ducted CEE Tier 1
211228250 | Central HP <5.4 tons | ARCOAIRE | HRCU-A-CB (Split System: Heat Pump with Remote Outdoor Unit-Air-Source) | DLCURAH36ABK |  |  | EA*4X43L21A* | *80ES(N,L)0901714A* | 37000 | 16 | 8.5 | 38500 | 34800 | 90.39% | 2.1 | 0 | 10 |  |  |  | No | R-410A | 3.0833 | Residential & Commercial | Ducted CEE Tier 1
211228297 | Central HP <5.4 tons | ARCOAIRE | HRCU-A-CB (Split System: Heat Pump with Remote Outdoor Unit-Air-Source) | DLCURAH36ABK |  |  | EA*4X43L21A* | *80VSL0451716A* | 36200 | 15.5 | 8.5 | 38500 | 34800 | 90.39% | 2.06 | 0 | 10 |  |  |  | No | R-410A | 3.0167 | Residential & Commercial | Ducted CEE Tier 1
214242282 | Central HP <5.4 tons | KEEPRITE | HRCU-A-CB (Split System: Heat Pump with Remote Outdoor Unit-Air-Source) | CVH825GKA3* |  |  | EN(A,D,W)4X48L21**+WALLCON | *97CMN0801714B* | 24000 | 16.5 | 8.1 | 21400 | 16600 | 77.57% | 2 | 0 | 11 |  |  |  | No | R-410A | 2 | Residential & Commercial | Ducted CEE Tier 1
214242082 | Central HP <5.4 tons | KEEPRITE | HRCU-A-CB (Split System: Heat Pump with Remote Outdoor Unit-Air-Source) | CVH825GKA3* |  |  | END4X42L17**+WALLCON | *96CTN0801714B* | 24000 | 16.5 | 8.1 | 21400 | 16600 | 77.57% | 1.98 | 0 | 11 |  |  |  | No | R-410A | 2 | Residential & Commercial | Ducted CEE Tier 1
214242182 | Central HP <5.4 tons | KEEPRITE | HRCU-A-CB (Split System: Heat Pump with Remote Outdoor Unit-Air-Source) | CVH825GKA3* |  |  | EN(A,D,W)4X42L21**+WALLCON | *96CTN0601714B* | 23600 | 16 | 8.1 | 21600 | 16700 | 77.31% | 1.94 | 0 | 11 |  |  |  | No | R-410A | 1.9667 | Residential & Commercial | Ducted CEE Tier 1
211228367 | Central HP <5.4 tons | ARCOAIRE | HRCU-A-CB (Split System: Heat Pump with Remote Outdoor Unit-Air-Source) | DLCURAH36ABK |  |  | EA*4X43L21A* | *80ESU1002120A* | 36400 | 16 | 8.5 | 38500 | 34800 | 90.39% | 2.08 | 0 | 10 |  |  |  | No | R-410A | 3.0333 | Residential & Commercial | Ducted CEE Tier 1
211230922 | Central HP <5.4 tons | KEEPRITE | HRCU-A-CB (Split System: Heat Pump with Remote Outdoor Unit-Air-Source) | DLCURAH36ABK |  |  | FXM4X42**AL |  | 36000 | 16 | 8.1 | 38500 | 34800 | 90.39% | 1.94 | 0 | 10 |  |  |  | No | R-410A | 3 | Residential & Commercial | Ducted CEE Tier 1
211227795 | Central HP <5.4 tons | KEEPRITE | HRCU-A-CB (Split System: Heat Pump with Remote Outdoor Unit-Air-Source) | DLCURAH36ABK |  |  | EA*4X42L24A* | *80ES(N,L)0902120A* | 36000 | 16 | 8.1 | 39500 | 35000 | 88.61% | 1.92 | 0 | 10 |  |  |  | No | R-410A | 3 | Residential & Commercial | Ducted CEE Tier 1
211227843 | Central HP <5.4 tons | KEEPRITE | HRCU-A-CB (Split System: Heat Pump with Remote Outdoor Unit-Air-Source) | DLCURAH36ABK |  |  | EA*4X42L24A* | *80ES(N,L)1352420A* | 35600 | 16 | 8.1 | 38500 | 35000 | 90.91% | 1.9 | 0 | 10 |  |  |  | No | R-410A | 2.9667 | Residential & Commercial | Ducted CEE Tier 1
211227716 | Central HP <5.4 tons | KEEPRITE | HRCU-A-CB (Split System: Heat Pump with Remote Outdoor Unit-Air-Source) | DLCURAH36ABK |  |  | EA*4X42L21A* | *96VTN1002122A* | 35400 | 16.5 | 8.1 | 38500 | 35000 | 90.91% | 1.88 | 0 | 10 |  |  |  | No | R-410A | 2.95 | Residential & Commercial | Ducted CEE Tier 1
213080880 | Central HP <5.4 tons | KEEPRITE | HRCU-A-CB (Split System: Heat Pump with Remote Outdoor Unit-Air-Source) | DLCURAH36ABK |  |  | EN(A,D)4X48L24** | *95MSU0802120A* | 35800 | 16.5 | 8.1 | 38500 | 35000 | 90.91% | 2 | 0 | 10 |  |  |  | No | R-410A | 2.9833 | Residential & Commercial | Ducted CEE Tier 1
213080464 | Central HP <5.4 tons | KEEPRITE | HRCU-A-CB (Split System: Heat Pump with Remote Outdoor Unit-Air-Source) | DLCURAH36ABK |  |  | EA*4X42L24A* | *96MSN1202422A* | 35200 | 16 | 8.1 | 38500 | 35000 | 90.91% | 1.88 | 0 | 10 |  |  |  | No | R-410A | 2.9333 | Residential & Commercial | Ducted CEE Tier 1
211227204 | Central HP <5.4 tons | ARCOAIRE | HRCU-A-CB (Split System: Heat Pump with Remote Outdoor Unit-Air-Source) | DLCURAH36ABK |  |  | EA*4X37L21A* | *96VTN1002122A* | 36800 | 16.5 | 8.5 | 38500 | 34800 | 90.39% | 2.1 | 0 | 10 |  |  |  | No | R-410A | 3.0667 | Residential & Commercial | Ducted CEE Tier 1
213079269 | Central HP <5.4 tons | KEEPRITE | HRCU-A-CB (Split System: Heat Pump with Remote Outdoor Unit-Air-Source) | DLCURAH36ABK |  |  | EA*4X48L21A* | *80MSU0802120A* | 36200 | 16.5 | 8.5 | 38000 | 34600 | 91.05% | 2.06 | 0 | 10 |  |  |  | No | R-410A | 3.0167 | Residential & Commercial | Ducted CEE Tier 1
213076599 | Central HP <5.4 tons | GRANDAIRE | HRCU-A-CB (Split System: Heat Pump with Remote Outdoor Unit-Air-Source) | WDLCURAH36ABK |  |  | WLA*374CA* | WFET090B048A* | 36200 | 16 | 8.5 | 38000 | 35000 | 92.11% | 1.86 | 0 | 10 |  |  |  | No | R-410A | 3.0167 | Residential & Commercial | Ducted CEE Tier 1
213078419 | Central HP <5.4 tons | GRANDAIRE | HRCU-A-CB (Split System: Heat Pump with Remote Outdoor Unit-Air-Source) | WDLCURAH36ABK |  |  | WLA*424CA* | WFE*090C048C* | 35200 | 16.5 | 8.1 | 38500 | 35000 | 90.91% | 1.88 | 0 | 10 |  |  |  | No | R-410A | 2.9333 | Residential & Commercial | Ducted CEE Tier 1
213078068 | Central HP <5.4 tons | GRANDAIRE | HRCU-A-CB (Split System: Heat Pump with Remote Outdoor Unit-Air-Source) | WDLCURAH36ABK |  |  | WLA*374BA* | WFE*070B048C* | 36000 | 15.5 | 8.5 | 38500 | 35000 | 90.91% | 2.06 | 0 | 10 |  |  |  | No | R-410A | 3 | Residential & Commercial | Ducted CEE Tier 1
213078638 | Central HP <5.4 tons | GRANDAIRE | HRCU-A-CB (Split System: Heat Pump with Remote Outdoor Unit-Air-Source) | WDLCURAH36ABK |  |  | WLA*424CA* | WFE*110C060C* | 35800 | 16.5 | 8.1 | 38500 | 35000 | 90.91% | 1.9 | 0 | 10 |  |  |  | No | R-410A | 2.9833 | Residential & Commercial | Ducted CEE Tier 1
213080290 | Central HP <5.4 tons | GRANDAIRE | HRCU-A-CB (Split System: Heat Pump with Remote Outdoor Unit-Air-Source) | WDLCURAH36ABK |  |  | WLA*374CA* | WFSX100C060B* | 36600 | 16 | 8.5 | 38500 | 34800 | 90.39% | 2.1 | 0 | 10 |  |  |  | No | R-410A | 3.05 | Residential & Commercial | Ducted CEE Tier 1
213080326 | Central HP <5.4 tons | GRANDAIRE | HRCU-A-CB (Split System: Heat Pump with Remote Outdoor Unit-Air-Source) | WDLCURAH36ABK |  |  | WLA*434CA* | WFSX100C060B* | 36600 | 16 | 8.5 | 38500 | 34800 | 90.39% | 2.1 | 0 | 10 |  |  |  | No | R-410A | 3.05 | Residential & Commercial | Ducted CEE Tier 1
213078888 | Central HP <5.4 tons | GRANDAIRE | HRCU-A-CB (Split System: Heat Pump with Remote Outdoor Unit-Air-Source) | WDLCURAH36ABK |  |  | WLA*434CA* | WFEU100C060B* | 36400 | 16 | 8.5 | 38000 | 34800 | 91.58% | 2.1 | 0 | 10 |  |  |  | No | R-410A | 3.0333 | Residential & Commercial | Ducted CEE Tier 1
213079317 | Central HP <5.4 tons | KEEPRITE | HRCU-A-CB (Split System: Heat Pump with Remote Outdoor Unit-Air-Source) | DLCURAH36ABK |  |  | EN(A,D,W)4X48L21** | *80MSU0802120A* | 35800 | 17 | 8.1 | 38000 | 34800 | 91.58% | 2.04 | 0 | 10.5 |  |  |  | No | R-410A | 2.9833 | Residential & Commercial | Ducted CEE Tier 1
213079351 | Central HP <5.4 tons | KEEPRITE | HRCU-A-CB (Split System: Heat Pump with Remote Outdoor Unit-Air-Source) | DLCURAH36ABK |  |  | EA*4X37L17A* | *92MSN0601412A* | 36200 | 15.2 | 8.5 | 38500 | 35200 | 91.43% | 2 | 0 | 10 |  |  |  | No | R-410A | 3.0167 | Residential & Commercial | Ducted CEE Tier 1
211229360 | Central HP <5.4 tons | ARCOAIRE | HRCU-A-CB (Split System: Heat Pump with Remote Outdoor Unit-Air-Source) | DLCURAH36ABK |  |  | EA*4X48L24A* | *80VSL0902420A* | 35800 | 16.5 | 8.5 | 37800 | 34600 | 91.53% | 2.04 | 0 | 10 |  |  |  | No | R-410A | 2.9833 | Residential & Commercial | Ducted CEE Tier 1
211228841 | Central HP <5.4 tons | ARCOAIRE | HRCU-A-CB (Split System: Heat Pump with Remote Outdoor Unit-Air-Source) | DLCURAH36ABK |  |  | EA*4X48L21A* | *80VSL0702120A* | 35800 | 16 | 8.5 | 38500 | 34600 | 89.87% | 2.04 | 0 | 10 |  |  |  | No | R-410A | 2.9833 | Residential & Commercial | Ducted CEE Tier 1
212383371 | Central HP <5.4 tons | KEEPRITE | HRCU-A-CB (Split System: Heat Pump with Remote Outdoor Unit-Air-Source) | DLCURAH36ABK |  |  | EA*4X36L21A* | *80ESU0802120A | 36600 | 15.2 | 8.1 | 40000 | 35400 | 88.5% | 1.88 | 0 | 10 |  |  |  | No | R-410A | 3.05 | Residential & Commercial | Ducted CEE Tier 1
212972249 | Central HP <5.4 tons | KEEPRITE | HRCU-A-CB (Split System: Heat Pump with Remote Outdoor Unit-Air-Source) | DLCURAH36ABK |  |  | EA*4X48L24A* | *80VTL0902120B* | 35800 | 16.5 | 8.5 | 37800 | 34600 | 91.53% | 2.02 | 0 | 10 |  |  |  | No | R-410A | 2.9833 | Residential & Commercial | Ducted CEE Tier 1
212970693 | Central HP <5.4 tons | KEEPRITE | HRCU-A-CB (Split System: Heat Pump with Remote Outdoor Unit-Air-Source) | DLCURAH36ABK |  |  | EA*4X48L21A* | *80VSL0902120B* | 35600 | 16.5 | 8.5 | 38500 | 34600 | 89.87% | 2.02 | 0 | 10 |  |  |  | No | R-410A | 2.9667 | Residential & Commercial | Ducted CEE Tier 1
212970743 | Central HP <5.4 tons | KEEPRITE | HRCU-A-CB (Split System: Heat Pump with Remote Outdoor Unit-Air-Source) | DLCURAH36ABK |  |  | EN(A,D)4X48L24** | *80VSL0902120B* | 36000 | 16.5 | 8.1 | 38000 | 35000 | 92.11% | 2 | 0 | 10 |  |  |  | No | R-410A | 3 | Residential & Commercial | Ducted CEE Tier 1
211230356 | Central HP <5.4 tons | KEEPRITE | HRCU-A-CB (Split System: Heat Pump with Remote Outdoor Unit-Air-Source) | DLCURAH36ABK |  |  | EN(A,D,W)4X48L21** | OLV098A12* | 35600 | 15.2 | 8.1 | 38500 | 35000 | 90.91% | 2 | 0 | 10 |  |  |  | No | R-410A | 2.9667 | Residential & Commercial | Ducted CEE Tier 1
211230522 | Central HP <5.4 tons | KEEPRITE | HRCU-A-CB (Split System: Heat Pump with Remote Outdoor Unit-Air-Source) | DLCURAH36ABK |  |  | EN(A,D)4X48L24** | *80VSL0902420A* | 35800 | 16.5 | 8.1 | 38500 | 34800 | 90.39% | 2 | 0 | 10 |  |  |  | No | R-410A | 2.9833 | Residential & Commercial | Ducted CEE Tier 1
212627729 | Central HP <5.4 tons | COLEMAN | HRCU-A-CB (Split System: Heat Pump with Remote Outdoor Unit-Air-Source) | HMH72B341 | ASPEN |  | D(A,C,E)42B36+TDR | CPLC100C16MP13 | 32400 | 17.5 | 8.1 | 33800 | 27400 | 81.07% | 2.47 | 0 | 10 |  |  |  | No | R-410A | 2.7 | Residential & Commercial | Ducted CEE Tier 1
212627804 | Central HP <5.4 tons | COLEMAN | HRCU-A-CB (Split System: Heat Pump with Remote Outdoor Unit-Air-Source) | HMH72B341 | ASPEN |  | D(A,C,E)42C36+TDR | TMLV100C16MP12 | 32800 | 17.5 | 8.1 | 33800 | 27400 | 81.07% | 2.47 | 0 | 10 |  |  |  | No | R-410A | 2.7333 | Residential & Commercial | Ducted CEE Tier 1
212627822 | Central HP <5.4 tons | COLEMAN | HRCU-A-CB (Split System: Heat Pump with Remote Outdoor Unit-Air-Source) | HMH72B341 | ASPEN |  | D(A,C,E)36C36+TDR | TPLC080C16MP13 | 32400 | 17.5 | 8.1 | 33800 | 27400 | 81.07% | 2.47 | 0 | 10 |  |  |  | No | R-410A | 2.7 | Residential & Commercial | Ducted CEE Tier 1
212627856 | Central HP <5.4 tons | COLEMAN | HRCU-A-CB (Split System: Heat Pump with Remote Outdoor Unit-Air-Source) | HMH72B341 | ASPEN |  | D(A,C,E)48C36+TDR | TPLC100C16MP13 | 33200 | 17.5 | 8.1 | 33800 | 27400 | 81.07% | 2.47 | 0 | 10 |  |  |  | No | R-410A | 2.7667 | Residential & Commercial | Ducted CEE Tier 1
212627870 | Central HP <5.4 tons | COLEMAN | HRCU-A-CB (Split System: Heat Pump with Remote Outdoor Unit-Air-Source) | HMH72B341 | ASPEN |  | D(A,C,E)36C36+TDR | TL8E080C16UH11 | 32400 | 17.5 | 8.5 | 34000 | 27800 | 81.76% | 2.68 | 0 | 10 |  |  |  | No | R-410A | 2.7 | Residential & Commercial | Ducted CEE Tier 1
212627881 | Central HP <5.4 tons | COLEMAN | HRCU-A-CB (Split System: Heat Pump with Remote Outdoor Unit-Air-Source) | HMH72B341 | ASPEN |  | D(A,C,E)48C36+TDR | TL8E080C16UH11 | 33200 | 17.5 | 8.5 | 34000 | 27800 | 81.76% | 2.68 | 0 | 10 |  |  |  | No | R-410A | 2.7667 | Residential & Commercial | Ducted CEE Tier 1
211230573 | Central HP <5.4 tons | KEEPRITE | HRCU-A-CB (Split System: Heat Pump with Remote Outdoor Unit-Air-Source) | DLCURAH36ABK |  |  | EN(A,D)4X48L24** | *80VTL1102122A* | 37000 | 16 | 8.1 | 39500 | 35000 | 88.61% | 2.06 | 0 | 10.5 |  |  |  | No | R-410A | 3.0833 | Residential & Commercial | Ducted CEE Tier 1
211227195 | Central HP <5.4 tons | ARCOAIRE | HRCU-A-CB (Split System: Heat Pump with Remote Outdoor Unit-Air-Source) | DLCURAH36ABK |  |  | EA*4X37L21A* | *96VTN1002120A* | 36600 | 15.5 | 8.5 | 38500 | 34800 | 90.39% | 2.1 | 0 | 10 |  |  |  | No | R-410A | 3.05 | Residential & Commercial | Ducted CEE Tier 1
211227612 | Central HP <5.4 tons | ARCOAIRE | HRCU-A-CB (Split System: Heat Pump with Remote Outdoor Unit-Air-Source) | DLCURAH36ABK |  |  | EA*4X42L21A* | *96VSN0802120A* | 35600 | 16 | 8.1 | 38500 | 35000 | 90.91% | 1.88 | 0 | 10 |  |  |  | No | R-410A | 2.9667 | Residential & Commercial | Ducted CEE Tier 1
212383391 | Central HP <5.4 tons | ARCOAIRE | HRCU-A-CB (Split System: Heat Pump with Remote Outdoor Unit-Air-Source) | DLCURAH36ABK |  |  | EA*4X37L17A* | *80ESU0601716A | 36600 | 15.5 | 8.5 | 39500 | 35000 | 88.61% | 2.04 | 0 | 10 |  |  |  | No | R-410A | 3.05 | Residential & Commercial | Ducted CEE Tier 1
213076522 | Central HP <5.4 tons | ARCOAIRE | HRCU-A-CB (Split System: Heat Pump with Remote Outdoor Unit-Air-Source) | DLCURAH36ABK |  |  | EA*4X43L21A* | *80VTL0701716B* | 36200 | 16 | 8.5 | 38000 | 34800 | 91.58% | 2.04 | 0 | 10 |  |  |  | No | R-410A | 3.0167 | Residential & Commercial | Ducted CEE Tier 1
213076791 | Central HP <5.4 tons | ARCOAIRE | HRCU-A-CB (Split System: Heat Pump with Remote Outdoor Unit-Air-Source) | DLCURAH36ABK |  |  | EA*4X48L21A* | *80VTL1102122B* | 36200 | 16 | 8.5 | 38000 | 34800 | 91.58% | 2.04 | 0 | 10 |  |  |  | No | R-410A | 3.0167 | Residential & Commercial | Ducted CEE Tier 1
213076423 | Central HP <5.4 tons | ARCOAIRE | HRCU-A-CB (Split System: Heat Pump with Remote Outdoor Unit-Air-Source) | DLCURAH36ABK |  |  | EA*4X37L17A* | *80VTL0451412B* | 36000 | 15.5 | 8.5 | 38500 | 35000 | 90.91% | 2 | 0 | 10 |  |  |  | No | R-410A | 3 | Residential & Commercial | Ducted CEE Tier 1
213078209 | Central HP <5.4 tons | ARCOAIRE | HRCU-A-CB (Split System: Heat Pump with Remote Outdoor Unit-Air-Source) | DLCURAH36ABK |  |  | EA*4X43L21A* | *80MS(N,L)0702116A* | 36400 | 16 | 8.5 | 38000 | 34800 | 91.58% | 2.06 | 0 | 10 |  |  |  | No | R-410A | 3.0333 | Residential & Commercial | Ducted CEE Tier 1
213077744 | Central HP <5.4 tons | ARCOAIRE | HRCU-A-CB (Split System: Heat Pump with Remote Outdoor Unit-Air-Source) | DLCURAH36ABK |  |  | EA*4X43L21A* | *96VTN1002122B* | 36800 | 16.5 | 8.5 | 38000 | 34800 | 91.58% | 2.08 | 0 | 10 |  |  |  | No | R-410A | 3.0667 | Residential & Commercial | Ducted CEE Tier 1
213077808 | Central HP <5.4 tons | ARCOAIRE | HRCU-A-CB (Split System: Heat Pump with Remote Outdoor Unit-Air-Source) | DLCURAH36ABK |  |  | EN(A,D)4X48L24** | *96VTN1202422B* | 35800 | 16.5 | 8.1 | 38500 | 35000 | 90.91% | 2 | 0 | 10 |  |  |  | No | R-410A | 2.9833 | Residential & Commercial | Ducted CEE Tier 1
213077724 | Central HP <5.4 tons | ARCOAIRE | HRCU-A-CB (Split System: Heat Pump with Remote Outdoor Unit-Air-Source) | DLCURAH36ABK |  |  | EA*4X42L21A* | *96VTN1002122B* | 35400 | 16.5 | 8.1 | 38500 | 35000 | 90.91% | 1.88 | 0 | 10 |  |  |  | No | R-410A | 2.95 | Residential & Commercial | Ducted CEE Tier 1
213078936 | Central HP <5.4 tons | GRANDAIRE | HRCU-A-CB (Split System: Heat Pump with Remote Outdoor Unit-Air-Source) | WDLCURAH36ABK |  |  | WLN(C,W)424CA* | WFEU100C060B* | 35400 | 15.5 | 8.5 | 38500 | 35200 | 91.43% | 1.88 | 0 | 10 |  |  |  | No | R-410A | 2.95 | Residential & Commercial | Ducted CEE Tier 1
213079056 | Central HP <5.4 tons | GRANDAIRE | HRCU-A-CB (Split System: Heat Pump with Remote Outdoor Unit-Air-Source) | WDLCURAH36ABK |  |  | WLNC424BA* | WFEU040B036B* | 35400 | 15.5 | 8.5 | 39000 | 34800 | 89.23% | 1.94 | 0 | 10 |  |  |  | No | R-410A | 2.95 | Residential & Commercial | Ducted CEE Tier 1
213079188 | Central HP <5.4 tons | GRANDAIRE | HRCU-A-CB (Split System: Heat Pump with Remote Outdoor Unit-Air-Source) | WDLCURAH36ABK |  |  | WLN(C,W)484CA* | WFEU060B048B* | 35800 | 16.5 | 8.1 | 38500 | 34800 | 90.39% | 2 | 0 | 10 |  |  |  | No | R-410A | 2.9833 | Residential & Commercial | Ducted CEE Tier 1
213079236 | Central HP <5.4 tons | GRANDAIRE | HRCU-A-CB (Split System: Heat Pump with Remote Outdoor Unit-Air-Source) | WDLCURAH36ABK |  |  | WLA*424CA* | WFEU080C060B* | 35000 | 16.5 | 8.1 | 38500 | 35000 | 90.91% | 1.9 | 0 | 10 |  |  |  | No | R-410A | 2.9167 | Residential & Commercial | Ducted CEE Tier 1
213078314 | Central HP <5.4 tons | GRANDAIRE | HRCU-A-CB (Split System: Heat Pump with Remote Outdoor Unit-Air-Source) | WDLCURAH36ABK |  |  | WLA*424CA* | WFE*090B042C* | 35400 | 16.5 | 8.1 | 38500 | 34800 | 90.39% | 2.04 | 0 | 10 |  |  |  | No | R-410A | 2.95 | Residential & Commercial | Ducted CEE Tier 1
213078430 | Central HP <5.4 tons | GRANDAIRE | HRCU-A-CB (Split System: Heat Pump with Remote Outdoor Unit-Air-Source) | WDLCURAH36ABK |  |  | WLA*424DA* | WFE*090C048C* | 35200 | 16.5 | 8.1 | 38500 | 34800 | 90.39% | 2.06 | 0 | 10 |  |  |  | No | R-410A | 2.9333 | Residential & Commercial | Ducted CEE Tier 1
212628015 | Central HP <5.4 tons | COLEMAN | HRCU-A-CB (Split System: Heat Pump with Remote Outdoor Unit-Air-Source) | HMH72B341 | ASPEN |  | D(A,C,E)42C36+TDR | TP9C100C16MP13 | 32800 | 17.5 | 8.1 | 34000 | 27400 | 80.59% | 2.47 | 0 | 10 |  |  |  | No | R-410A | 2.7333 | Residential & Commercial | Ducted CEE Tier 1
212628022 | Central HP <5.4 tons | COLEMAN | HRCU-A-CB (Split System: Heat Pump with Remote Outdoor Unit-Air-Source) | HMH72B341 | ASPEN |  | D(A,C,E)48D36+TDR | TP9C100C16MP13 | 33400 | 17.5 | 8.1 | 34000 | 27400 | 80.59% | 2.47 | 0 | 10 |  |  |  | No | R-410A | 2.7833 | Residential & Commercial | Ducted CEE Tier 1
213079788 | Central HP <5.4 tons | GRANDAIRE | HRCU-A-CB (Split System: Heat Pump with Remote Outdoor Unit-Air-Source) | WDLCURAH36ABK |  |  | WLA*434CA* | WFAX100C060B* | 36600 | 16.5 | 8.5 | 38000 | 34600 | 91.05% | 2.02 | 0 | 10 |  |  |  | No | R-410A | 3.05 | Residential & Commercial | Ducted CEE Tier 1
213080775 | Central HP <5.4 tons | GRANDAIRE | HRCU-A-CB (Split System: Heat Pump with Remote Outdoor Unit-Air-Source) | WDLCURAH36ABK |  |  | WLN(C,W)484CA* | WFSU060B048B* | 35600 | 16 | 8.1 | 38500 | 28400 | 73.77% | 1.76 | 0 | 10 |  |  |  | No | R-410A | 2.9667 | Residential & Commercial | Ducted CEE Tier 1
213079313 | Central HP <5.4 tons | ARCOAIRE | HRCU-A-CB (Split System: Heat Pump with Remote Outdoor Unit-Air-Source) | DLCURAH36ABK |  |  | EN(A,D,W)4X48L21** | *80MSU0802120A* | 35800 | 17 | 8.1 | 38000 | 34800 | 91.58% | 2.04 | 0 | 10.5 |  |  |  | No | R-410A | 2.9833 | Residential & Commercial | Ducted CEE Tier 1
213079347 | Central HP <5.4 tons | ARCOAIRE | HRCU-A-CB (Split System: Heat Pump with Remote Outdoor Unit-Air-Source) | DLCURAH36ABK |  |  | EA*4X37L17A* | *92MSN0601412A* | 36200 | 15.2 | 8.5 | 38500 | 35200 | 91.43% | 2 | 0 | 10 |  |  |  | No | R-410A | 3.0167 | Residential & Commercial | Ducted CEE Tier 1
213078479 | Central HP <5.4 tons | ARCOAIRE | HRCU-A-CB (Split System: Heat Pump with Remote Outdoor Unit-Air-Source) | DLCURAH36ABK |  |  | EN(A,D)4X48L24** | *80MS(N,L)0902116A* | 35800 | 16.5 | 8.1 | 38500 | 34800 | 90.39% | 2 | 0 | 10 |  |  |  | No | R-410A | 2.9833 | Residential & Commercial | Ducted CEE Tier 1
211226385 | Central HP <5.4 tons | KEEPRITE | HRCU-A-CB (Split System: Heat Pump with Remote Outdoor Unit-Air-Source) | DLCURAH36ABK |  |  | EA*4X36L21A* | *95ESN1002122A* | 36400 | 15.2 | 8.1 | 40000 | 35400 | 88.5% | 1.88 | 0 | 10 |  |  |  | No | R-410A | 3.0333 | Residential & Commercial | Ducted CEE Tier 1
213079928 | Central HP <5.4 tons | GRANDAIRE | HRCU-A-CB (Split System: Heat Pump with Remote Outdoor Unit-Air-Source) | WDLCURAH36ABK |  |  | WLA*424DA* | WFAX120D060B* | 35800 | 16 | 8.1 | 38500 | 34800 | 90.39% | 2.04 | 0 | 10 |  |  |  | No | R-410A | 2.9833 | Residential & Commercial | Ducted CEE Tier 1
213080062 | Central HP <5.4 tons | GRANDAIRE | HRCU-A-CB (Split System: Heat Pump with Remote Outdoor Unit-Air-Source) | WDLCURAH36ABK |  |  | WLA*434CA* | WFSX080B048B* | 36400 | 15.5 | 8.5 | 38500 | 34800 | 90.39% | 2.02 | 0 | 10 |  |  |  | No | R-410A | 3.0333 | Residential & Commercial | Ducted CEE Tier 1
213079284 | Central HP <5.4 tons | GRANDAIRE | HRCU-A-CB (Split System: Heat Pump with Remote Outdoor Unit-Air-Source) | WDLCURAH36ABK |  |  | WLA*484DA* | WFEU080C060B* | 35600 | 16.5 | 8.5 | 37800 | 34600 | 91.53% | 2.06 | 0 | 10 |  |  |  | No | R-410A | 2.9667 | Residential & Commercial | Ducted CEE Tier 1
207454713 | Central HP <5.4 tons | LENNOX | HRCU-A-CB (Split System: Heat Pump with Remote Outdoor Unit-Air-Source) | SL25XPV-024-230A** | ADP |  | L*23/37Z9 | EL296UH045XV36B* | 22800 | 22 | 10 | 19600 | 19600 | 100% | 1.96 | 14 | 14.5 |  |  |  | No | R-410A | 1.9 | Residential & Commercial | Ducted CEE Tier 1
207454897 | Central HP <5.4 tons | LENNOX | HRCU-A-CB (Split System: Heat Pump with Remote Outdoor Unit-Air-Source) | SL25XPV-024-230A** | ADP |  | L*19/36S9 | SL297UH040NV36B* | 22000 | 22 | 9.75 | 19800 | 20000 | 101% | 1.82 | 14 | 14 |  |  |  | No | R-410A | 1.8333 | Residential & Commercial | Ducted CEE Tier 1
207454970 | Central HP <5.4 tons | LENNOX | HRCU-A-CB (Split System: Heat Pump with Remote Outdoor Unit-Air-Source) | SL25XPV-024-230A** | ADP |  | L*23/37Z9 | SLP99UH090XV36C* | 22200 | 22 | 9.3 | 19800 | 19800 | 100% | 1.9 | 14 | 14.5 |  |  |  | No | R-410A | 1.85 | Residential & Commercial | Ducted CEE Tier 1
212972739 | Central HP <5.4 tons | KEEPRITE | HRCU-A-CB (Split System: Heat Pump with Remote Outdoor Unit-Air-Source) | DLCURAH18ABK |  |  | EN(A,D)4X24L14** | *96VSN0401410B* | 17400 | 15.5 | 8.5 | 18500 | 19200 | 103.8% | 2.3 | 0 | 10.5 |  |  |  | No | R-410A | 1.45 | Residential & Commercial | Ducted CEE Tier 1
212989200 | Central HP <5.4 tons | GRANDAIRE | HRCU-A-CB (Split System: Heat Pump with Remote Outdoor Unit-Air-Source) | WDLCURAH24ABK |  |  | WLA*374BA* | WFSU060B048B* | 24000 | 17 | 8.5 | 25600 | 21600 | 84.38% | 1.82 | 0 | 10 |  |  |  | No | R-410A | 2 | Residential & Commercial | Ducted CEE Tier 1
211240507 | Central HP <5.4 tons | GRANDAIRE | HRCU-A-CB (Split System: Heat Pump with Remote Outdoor Unit-Air-Source) | WDLCURAH24ABK |  |  | WLA*244BA* | WFEU040B036A* | 23600 | 17 | 8.5 | 26600 | 24600 | 92.48% | 2.04 | 0 | 10 |  |  |  | No | R-410A | 1.9667 | Residential & Commercial | Ducted CEE Tier 1
211241175 | Central HP <5.4 tons | GRANDAIRE | HRCU-A-CB (Split System: Heat Pump with Remote Outdoor Unit-Air-Source) | WDLCURAH24ABK |  |  | WLA*254BA* | WFAX040A030A* | 24800 | 15.5 | 8.5 | 26000 | 21200 | 81.54% | 1.76 | 0 | 10 |  |  |  | No | R-410A | 2.0667 | Residential & Commercial | Ducted CEE Tier 1
211241594 | Central HP <5.4 tons | GRANDAIRE | HRCU-A-CB (Split System: Heat Pump with Remote Outdoor Unit-Air-Source) | WDLCURAH24ABK |  |  | WLA*304BA* | WFSX060A036A* | 24400 | 15.5 | 8.5 | 26600 | 22800 | 85.71% | 1.86 | 0 | 10 |  |  |  | No | R-410A | 2.0333 | Residential & Commercial | Ducted CEE Tier 1
211242030 | Central HP <5.4 tons | GRANDAIRE | HRCU-A-CB (Split System: Heat Pump with Remote Outdoor Unit-Air-Source) | WDLCURAH24ABK |  |  | WLA*364BA* | WFSX060A036A* | 24400 | 15.5 | 8.5 | 26600 | 22400 | 84.21% | 1.84 | 0 | 10 |  |  |  | No | R-410A | 2.0333 | Residential & Commercial | Ducted CEE Tier 1
211241459 | Central HP <5.4 tons | GRANDAIRE | HRCU-A-CB (Split System: Heat Pump with Remote Outdoor Unit-Air-Source) | WDLCURAH24ABK |  |  | WLA*304BA* | WFER070B048A* | 24800 | 16 | 8.5 | 26800 | 22200 | 82.84% | 1.82 | 0 | 10 |  |  |  | No | R-410A | 2.0667 | Residential & Commercial | Ducted CEE Tier 1
211242595 | Central HP <5.4 tons | GRANDAIRE | HRCU-A-CB (Split System: Heat Pump with Remote Outdoor Unit-Air-Source) | WDLCURAH24ABK |  |  | WLA*364CA* | WFER090B042A* | 24800 | 17 | 8.5 | 26400 | 22000 | 83.33% | 1.84 | 0 | 10 |  |  |  | No | R-410A | 2.0667 | Residential & Commercial | Ducted CEE Tier 1
213076858 | Central HP <5.4 tons | GRANDAIRE | HRCU-A-CB (Split System: Heat Pump with Remote Outdoor Unit-Air-Source) | WDLCURAH36ABK |  |  | WLNC484DA* | WFET110C066A* | 36400 | 16.5 | 8.1 | 38500 | 28600 | 74.29% | 1.96 | 0 | 10.5 |  |  |  | No | R-410A | 3.0333 | Residential & Commercial | Ducted CEE Tier 1
213078912 | Central HP <5.4 tons | GRANDAIRE | HRCU-A-CB (Split System: Heat Pump with Remote Outdoor Unit-Air-Source) | WDLCURAH36ABK |  |  | WLNC364CA* | WFEU100C060B* | 35000 | 15.5 | 8.1 | 38500 | 35400 | 91.95% | 1.76 | 0 | 10 |  |  |  | No | R-410A | 2.9167 | Residential & Commercial | Ducted CEE Tier 1
213080134 | Central HP <5.4 tons | GRANDAIRE | HRCU-A-CB (Split System: Heat Pump with Remote Outdoor Unit-Air-Source) | WDLCURAH36ABK |  |  | WLN(C,W)484CA* | WFSX080B048B* | 35600 | 16 | 8.1 | 38500 | 28400 | 73.77% | 1.76 | 0 | 10 |  |  |  | No | R-410A | 2.9667 | Residential & Commercial | Ducted CEE Tier 1
213080799 | Central HP <5.4 tons | GRANDAIRE | HRCU-A-CB (Split System: Heat Pump with Remote Outdoor Unit-Air-Source) | WDLCURAH36ABK |  |  | WLA*374CA* | WFSU080C060B* | 36600 | 16 | 8.5 | 38500 | 35000 | 90.91% | 1.88 | 0 | 10 |  |  |  | No | R-410A | 3.05 | Residential & Commercial | Ducted CEE Tier 1
213080715 | Central HP <5.4 tons | GRANDAIRE | HRCU-A-CB (Split System: Heat Pump with Remote Outdoor Unit-Air-Source) | WDLCURAH36ABK |  |  | WLA*434CA* | WFSU060B048B* | 36600 | 16 | 8.5 | 38500 | 34600 | 89.87% | 2 | 0 | 10 |  |  |  | No | R-410A | 3.05 | Residential & Commercial | Ducted CEE Tier 1
214440893 | Central HP <5.4 tons | BRYANT HEATING AND COOLING SYSTEMS | HRCU-A-CB (Split System: Heat Pump with Remote Outdoor Unit-Air-Source) | 284ANV036*0**B* | ADP |  | V,C36H175P159 | 88*TB48070C17*** | 33000 | 19 | 9 | 35000 | 27400 | 78.29% | 2.02 | 0 | 12 |  |  |  | No | R-410A | 2.75 | Residential & Commercial | Ducted CEE Tier 1
211228281 | Central HP <5.4 tons | GRANDAIRE | HRCU-A-CB (Split System: Heat Pump with Remote Outdoor Unit-Air-Source) | WDLCURAH36ABK |  |  | WLA*434CA* | WFEL090C060B* | 36800 | 16 | 8.5 | 38500 | 34800 | 90.39% | 2.1 | 0 | 10 |  |  |  | No | R-410A | 3.0667 | Residential & Commercial | Ducted CEE Tier 1
211228783 | Central HP <5.4 tons | GRANDAIRE | HRCU-A-CB (Split System: Heat Pump with Remote Outdoor Unit-Air-Source) | WDLCURAH36ABK |  |  | WLA*484CA* | WFEL090B042B* | 36400 | 16 | 8.5 | 38500 | 34800 | 90.39% | 2.08 | 0 | 10 |  |  |  | No | R-410A | 3.0333 | Residential & Commercial | Ducted CEE Tier 1
211229268 | Central HP <5.4 tons | GRANDAIRE | HRCU-A-CB (Split System: Heat Pump with Remote Outdoor Unit-Air-Source) | WDLCURAH36ABK |  |  | WLA*484DA* | WFEL090C048B* | 36400 | 16 | 8.5 | 38500 | 34600 | 89.87% | 2.08 | 0 | 10 |  |  |  | No | R-410A | 3.0333 | Residential & Commercial | Ducted CEE Tier 1
211227823 | Central HP <5.4 tons | GRANDAIRE | HRCU-A-CB (Split System: Heat Pump with Remote Outdoor Unit-Air-Source) | WDLCURAH36ABK |  |  | WLA*424DA* | WFER110C060A* | 35400 | 16 | 8.1 | 38500 | 35000 | 90.91% | 1.88 | 0 | 10 |  |  |  | No | R-410A | 2.95 | Residential & Commercial | Ducted CEE Tier 1
211227152 | Central HP <5.4 tons | GRANDAIRE | HRCU-A-CB (Split System: Heat Pump with Remote Outdoor Unit-Air-Source) | WDLCURAH36ABK |  |  | WLA*374CA* | WFSU100C060A* | 36600 | 16 | 8.5 | 38500 | 34800 | 90.39% | 2.1 | 0 | 10 |  |  |  | No | R-410A | 3.05 | Residential & Commercial | Ducted CEE Tier 1
213250273 | Central HP <5.4 tons | DIRECT AIR | HRCU-A-C (Split System: Heat Pump with Remote Outdoor Unit with No Indoor Fan --Air Source) | DIRM-18MAGICPRO20-OU | ADP |  | *G21924+TD |  | 17700 | 16 | 8.85 | 17100 | 14600 | 85.38% | 2.06 | 0 | 11.5 |  |  |  | No | R-410A | 1.475 | Residential & Commercial | Ducted CEE Tier 1
212628053 | Central HP <5.4 tons | COLEMAN | HRCU-A-CB (Split System: Heat Pump with Remote Outdoor Unit-Air-Source) | HMH72B341 | ASPEN |  | D(A,C,E)36C36+TDR | TL8E100C20UH11 | 32400 | 17.5 | 8.5 | 34000 | 27400 | 80.59% | 2.69 | 0 | 10 |  |  |  | No | R-410A | 2.7 | Residential & Commercial | Ducted CEE Tier 1
213077242 | Central HP <5.4 tons | KEEPRITE | HRCU-A-CB (Split System: Heat Pump with Remote Outdoor Unit-Air-Source) | DLCURAH36ABK |  |  | EA*4X42L24A* | *96VSN1202422B* | 35400 | 16 | 8.1 | 38500 | 35000 | 90.91% | 1.9 | 0 | 10 |  |  |  | No | R-410A | 2.95 | Residential & Commercial | Ducted CEE Tier 1
213076807 | Central HP <5.4 tons | KEEPRITE | HRCU-A-CB (Split System: Heat Pump with Remote Outdoor Unit-Air-Source) | DLCURAH36ABK |  |  | EA*4X48L24A* | *80VTL1102122B* | 36200 | 16.5 | 8.5 | 38000 | 34800 | 91.58% | 2.04 | 0 | 10 |  |  |  | No | R-410A | 3.0167 | Residential & Commercial | Ducted CEE Tier 1
211242630 | Central HP <5.4 tons | GRANDAIRE | HRCU-A-CB (Split System: Heat Pump with Remote Outdoor Unit-Air-Source) | WDLCURAH24ABK |  |  | WLA*364CA* | WFAX060B042A* | 24600 | 17 | 8.5 | 26200 | 22200 | 84.73% | 1.86 | 0 | 10 |  |  |  | No | R-410A | 2.05 | Residential & Commercial | Ducted CEE Tier 1
211243835 | Central HP <5.4 tons | GRANDAIRE | HRCU-A-CB (Split System: Heat Pump with Remote Outdoor Unit-Air-Source) | WDLCURAH24ABK |  |  | WLNC244AA* | WFEL070A036B* | 23800 | 16 | 8.5 | 26800 | 23200 | 86.57% | 1.92 | 0 | 10 |  |  |  | No | R-410A | 1.9833 | Residential & Commercial | Ducted CEE Tier 1
211243968 | Central HP <5.4 tons | GRANDAIRE | HRCU-A-CB (Split System: Heat Pump with Remote Outdoor Unit-Air-Source) | WDLCURAH24ABK |  |  | WLNC244BA* | WFSU060B048A* | 23800 | 16.5 | 8.5 | 26800 | 23400 | 87.31% | 1.92 | 0 | 10 |  |  |  | No | R-410A | 1.9833 | Residential & Commercial | Ducted CEE Tier 1
211243515 | Central HP <5.4 tons | GRANDAIRE | HRCU-A-CB (Split System: Heat Pump with Remote Outdoor Unit-Air-Source) | WDLCURAH24ABK |  |  | WLA*374CA* | WFER070B036A* | 25000 | 16.5 | 8.5 | 25600 | 20800 | 81.25% | 1.76 | 0 | 10.5 |  |  |  | No | R-410A | 2.0833 | Residential & Commercial | Ducted CEE Tier 1
211242963 | Central HP <5.4 tons | GRANDAIRE | HRCU-A-CB (Split System: Heat Pump with Remote Outdoor Unit-Air-Source) | WDLCURAH24ABK |  |  | WLA*374BA* | WFSX040B036A* | 24400 | 15.2 | 8.5 | 26000 | 21600 | 83.08% | 1.78 | 0 | 10 |  |  |  | No | R-410A | 2.0333 | Residential & Commercial | Ducted CEE Tier 1
211243063 | Central HP <5.4 tons | GRANDAIRE | HRCU-A-CB (Split System: Heat Pump with Remote Outdoor Unit-Air-Source) | WDLCURAH24ABK |  |  | WLA*374BA* | WFER090B042A* | 25000 | 16.5 | 8.5 | 25800 | 21200 | 82.17% | 1.78 | 0 | 10.5 |  |  |  | No | R-410A | 2.0833 | Residential & Commercial | Ducted CEE Tier 1
211244132 | Central HP <5.4 tons | GRANDAIRE | HRCU-A-CB (Split System: Heat Pump with Remote Outdoor Unit-Air-Source) | WDLCURAH24ABK |  |  | WLNC244BA* | WFEL070B036B* | 23800 | 16 | 8.5 | 27000 | 23200 | 85.93% | 1.9 | 0 | 10 |  |  |  | No | R-410A | 1.9833 | Residential & Commercial | Ducted CEE Tier 1
211244200 | Central HP <5.4 tons | GRANDAIRE | HRCU-A-CB (Split System: Heat Pump with Remote Outdoor Unit-Air-Source) | WDLCURAH24ABK |  |  | WLNC244BA* | WFSX080B048A* | 24200 | 15.2 | 8.5 | 27400 | 22600 | 82.48% | 1.84 | 0 | 10 |  |  |  | No | R-410A | 2.0167 | Residential & Commercial | Ducted CEE Tier 1
213080568 | Central HP <5.4 tons | KEEPRITE | HRCU-A-CB (Split System: Heat Pump with Remote Outdoor Unit-Air-Source) | DLCURAH36ABK |  |  | EA*4X43L21A* | *95MSU0401712A* | 36200 | 15.5 | 8.5 | 38500 | 35000 | 90.91% | 2.04 | 0 | 10 |  |  |  | No | R-410A | 3.0167 | Residential & Commercial | Ducted CEE Tier 1
213080400 | Central HP <5.4 tons | KEEPRITE | HRCU-A-CB (Split System: Heat Pump with Remote Outdoor Unit-Air-Source) | DLCURAH36ABK |  |  | EA*4X42L21A* | *96MSN1002122A* | 35200 | 16 | 8.1 | 38500 | 35000 | 90.91% | 1.88 | 0 | 10 |  |  |  | No | R-410A | 2.9333 | Residential & Commercial | Ducted CEE Tier 1
213080418 | Central HP <5.4 tons | KEEPRITE | HRCU-A-CB (Split System: Heat Pump with Remote Outdoor Unit-Air-Source) | DLCURAH36ABK |  |  | EA*4X43L21A* | *96MSN1002122A* | 36800 | 16 | 8.5 | 38500 | 34800 | 90.39% | 2.1 | 0 | 10 |  |  |  | No | R-410A | 3.0667 | Residential & Commercial | Ducted CEE Tier 1
213079880 | Central HP <5.4 tons | KEEPRITE | HRCU-A-CB (Split System: Heat Pump with Remote Outdoor Unit-Air-Source) | DLCURAH36ABK |  |  | EA*4X43L21A* | *92MSN1002122A* | 36200 | 16.5 | 8.5 | 38000 | 34800 | 91.58% | 2.04 | 0 | 10 |  |  |  | No | R-410A | 3.0167 | Residential & Commercial | Ducted CEE Tier 1
213079749 | Central HP <5.4 tons | KEEPRITE | HRCU-A-CB (Split System: Heat Pump with Remote Outdoor Unit-Air-Source) | DLCURAH36ABK |  |  | EA*4X37L21A* | *92MSN1002120A* | 36600 | 16.5 | 8.5 | 38000 | 34800 | 91.58% | 2.06 | 0 | 10 |  |  |  | No | R-410A | 3.05 | Residential & Commercial | Ducted CEE Tier 1
213079113 | Central HP <5.4 tons | KEEPRITE | HRCU-A-CB (Split System: Heat Pump with Remote Outdoor Unit-Air-Source) | DLCURAH36ABK |  |  | EA*4X42L21A* | *80MSU0601716A* | 35200 | 16.5 | 8.1 | 38500 | 35000 | 90.91% | 1.86 | 0 | 10 |  |  |  | No | R-410A | 2.9333 | Residential & Commercial | Ducted CEE Tier 1
213078611 | Central HP <5.4 tons | KEEPRITE | HRCU-A-CB (Split System: Heat Pump with Remote Outdoor Unit-Air-Source) | DLCURAH36ABK |  |  | EA*4X36L21A* | *80MS(N,L)1102120A* | 35400 | 16.5 | 8.1 | 38500 | 35200 | 91.43% | 1.84 | 0 | 10 |  |  |  | No | R-410A | 2.95 | Residential & Commercial | Ducted CEE Tier 1
213078763 | Central HP <5.4 tons | KEEPRITE | HRCU-A-CB (Split System: Heat Pump with Remote Outdoor Unit-Air-Source) | DLCURAH36ABK |  |  | EN(A,D)4X48L24** | *80MS(N,L)1102420A* | 36200 | 17 | 8.1 | 38500 | 34800 | 90.39% | 2.02 | 0 | 10.5 |  |  |  | No | R-410A | 3.0167 | Residential & Commercial | Ducted CEE Tier 1
213078008 | Central HP <5.4 tons | KEEPRITE | HRCU-A-CB (Split System: Heat Pump with Remote Outdoor Unit-Air-Source) | DLCURAH36ABK |  |  | END4X42L17** | *80MS(N,L)0701712A* | 35600 | 16 | 8.1 | 38500 | 35000 | 90.91% | 1.94 | 0 | 10 |  |  |  | No | R-410A | 2.9667 | Residential & Commercial | Ducted CEE Tier 1
213078077 | Central HP <5.4 tons | KEEPRITE | HRCU-A-CB (Split System: Heat Pump with Remote Outdoor Unit-Air-Source) | DLCURAH36ABK |  |  | EA*4X37L21A* | *80MS(N,L)0701716A* | 36600 | 16 | 8.5 | 38500 | 35000 | 90.91% | 2.06 | 0 | 10 |  |  |  | No | R-410A | 3.05 | Residential & Commercial | Ducted CEE Tier 1
213077493 | Central HP <5.4 tons | KEEPRITE | HRCU-A-CB (Split System: Heat Pump with Remote Outdoor Unit-Air-Source) | DLCURAH36ABK |  |  | EA*4X37L21A* | *96VTN0802120B* | 36600 | 16 | 8.5 | 38000 | 34800 | 91.58% | 2.06 | 0 | 10 |  |  |  | No | R-410A | 3.05 | Residential & Commercial | Ducted CEE Tier 1
204456809 | Central HP <5.4 tons | ARCOAIRE | HRCU-A-CB (Split System: Heat Pump with Remote Outdoor Unit-Air-Source) | HVH825GKA2* |  |  | EA*4X36L21A*+WALLCON | *97CMN0602120A* | 23600 | 16 | 8.1 | 21600 | 16700 | 77.31% | 1.92 | 11 | 10.5 |  |  |  | No | R-410A | 1.9667 | Residential & Commercial | Ducted CEE Tier 1
214671450 | Central HP <5.4 tons | LENNOX | HRCU-A-CB (Split System: Heat Pump with Remote Outdoor Unit-Air-Source) | SL25XPV-036-230A** | ADP |  | L*29/36U9 | SL280UH080NV48B* | 34000 | 21 | 8.8 | 33800 | 27200 | 80.47% | 1.8 | 0 | 13 |  |  |  | No | R-410A | 2.8333 | Residential & Commercial | Ducted CEE Tier 1
214671469 | Central HP <5.4 tons | LENNOX | HRCU-A-CB (Split System: Heat Pump with Remote Outdoor Unit-Air-Source) | SL25XPV-036-230A** | ADP |  | L*25/37Z9 | SLP99UH070XV36B* | 33800 | 21 | 8.8 | 34200 | 27400 | 80.12% | 1.8 | 0 | 13 |  |  |  | No | R-410A | 2.8167 | Residential & Commercial | Ducted CEE Tier 1
204456709 | Central HP <5.4 tons | ARCOAIRE | HRCU-A-CB (Split System: Heat Pump with Remote Outdoor Unit-Air-Source) | HVH825GKA2* |  |  | EA*4X36L21A*+WALLCON | *96CTN0801714A* | 23600 | 16.5 | 8.1 | 21400 | 16700 | 78.04% | 1.94 | 11 | 11 |  |  |  | No | R-410A | 1.9667 | Residential & Commercial | Ducted CEE Tier 1
215407285 | Central HP <5.4 tons | CHAMPION HEATING AND COOLING | HRCU-A-C (Split System: Heat Pump with Remote Outdoor Unit with No Indoor Fan --Air Source) | HH824E2S11 | ASPEN |  | D(A,C,E)24B3J+TDR |  | 22000 | 15.2 | 8.1 | 22600 | 21200 | 93.81% | 2.67 | 0 | 11 |  |  |  | No | R-454B | 1.8333 | Residential & Commercial | Ducted CEE Tier 1
211244234 | Central HP <5.4 tons | GRANDAIRE | HRCU-A-CB (Split System: Heat Pump with Remote Outdoor Unit-Air-Source) | WDLCURAH24ABK |  |  | WLNC244BA* | WFER070A036A* | 23800 | 16 | 8.5 | 26800 | 23200 | 86.57% | 1.92 | 0 | 10 |  |  |  | No | R-410A | 1.9833 | Residential & Commercial | Ducted CEE Tier 1
211244819 | Central HP <5.4 tons | GRANDAIRE | HRCU-A-CB (Split System: Heat Pump with Remote Outdoor Unit-Air-Source) | WDLCURAH24ABK |  |  | WLNC304BA* | WFEU060B048A* | 24800 | 16.5 | 8.5 | 26600 | 22200 | 83.46% | 1.84 | 0 | 10.5 |  |  |  | No | R-410A | 2.0667 | Residential & Commercial | Ducted CEE Tier 1
211244920 | Central HP <5.4 tons | GRANDAIRE | HRCU-A-CB (Split System: Heat Pump with Remote Outdoor Unit-Air-Source) | WDLCURAH24ABK |  |  | WLN(C,W)364BA* | WFSU040B036A* | 23600 | 16.5 | 8.1 | 25800 | 23600 | 91.47% | 1.96 | 0 | 10 |  |  |  | No | R-410A | 1.9667 | Residential & Commercial | Ducted CEE Tier 1
211244484 | Central HP <5.4 tons | GRANDAIRE | HRCU-A-CB (Split System: Heat Pump with Remote Outdoor Unit-Air-Source) | WDLCURAH24ABK |  |  | WLNC304BA* | WFSU040B036A* | 23600 | 16.5 | 8.1 | 25800 | 23600 | 91.47% | 1.96 | 0 | 10 |  |  |  | No | R-410A | 1.9667 | Residential & Commercial | Ducted CEE Tier 1
205751123 | Central HP <5.4 tons | ARCOAIRE | HRCU-A-CB (Split System: Heat Pump with Remote Outdoor Unit-Air-Source) | HVH837GKA** |  |  | EA*4X43L21A*+WALLCON | *80CTL0701716A* | 32800 | 17.5 | 8.5 | 33000 | 25200 | 76.36% | 1.98 | 11 | 11.7 |  |  |  | No | R-410A | 2.7333 | Residential & Commercial | Ducted CEE Tier 1
205751139 | Central HP <5.4 tons | ARCOAIRE | HRCU-A-CB (Split System: Heat Pump with Remote Outdoor Unit-Air-Source) | HVH837GKA** |  |  | EA*4X43L21A*+WALLCON | *80CTL0902120A* | 32800 | 17.5 | 8.5 | 33000 | 25200 | 76.36% | 2 | 12 | 11.7 |  |  |  | No | R-410A | 2.7333 | Residential & Commercial | Ducted CEE Tier 1
216055411 | Central HP <5.4 tons | LUXAIRE | HRCU-A-CB (Split System: Heat Pump with Remote Outdoor Unit-Air-Source) | HH860E2S11 | ASPEN |  | D(A,C,E)60A3K+TDR | Z9ES080C20SMPS1 | 41500 | 17.5 | 8.1 | 46000 | 33400 | 72.61% | 2 | 0 | 11.5 |  |  |  | No | R-454B | 3.4583 | Residential & Commercial | Ducted CEE Tier 1
216055880 | Central HP <5.4 tons | CHAMPION HEATING AND COOLING | HRCU-A-CB (Split System: Heat Pump with Remote Outdoor Unit-Air-Source) | HH860E2S11 | ASPEN |  | C(A,C,D,E)48A3K+TDR | TM8V100C16MP12 | 39500 | 16.5 | 8.1 | 43500 | 33400 | 76.78% | 2 | 0 | 11.2 |  |  |  | No | R-454B | 3.2917 | Residential & Commercial | Ducted CEE Tier 1
216055897 | Central HP <5.4 tons | CHAMPION HEATING AND COOLING | HRCU-A-CB (Split System: Heat Pump with Remote Outdoor Unit-Air-Source) | HH860E2S11 | ASPEN |  | D(A,C,E)60A3K+TDR | TM8Y100C20MP11 | 41000 | 17.5 | 8.1 | 44500 | 33800 | 75.96% | 2 | 0 | 11.5 |  |  |  | No | R-454B | 3.4167 | Residential & Commercial | Ducted CEE Tier 1
216055913 | Central HP <5.4 tons | CHAMPION HEATING AND COOLING | HRCU-A-CB (Split System: Heat Pump with Remote Outdoor Unit-Air-Source) | HH860E2S11 | ASPEN |  | C(A,C,D,E)48A3K+TDR | TM9E120D20MP12 | 40500 | 16.5 | 8.1 | 46000 | 35000 | 76.09% | 2 | 0 | 10.5 |  |  |  | No | R-454B | 3.375 | Residential & Commercial | Ducted CEE Tier 1
213250274 | Central HP <5.4 tons | DIRECT AIR | HRCU-A-C (Split System: Heat Pump with Remote Outdoor Unit with No Indoor Fan --Air Source) | DIRM-24MAGICPRO20-OU | ADP |  | *G21924+TD |  | 23000 | 16 | 8.8 | 23000 | 19600 | 85.22% | 1.84 | 0 | 10 |  |  |  | No | R-410A | 1.9167 | Residential & Commercial | Ducted CEE Tier 1
216055662 | Central HP <5.4 tons | CHAMPION HEATING AND COOLING | HRCU-A-CB (Split System: Heat Pump with Remote Outdoor Unit-Air-Source) | HH836E2S11 | ASPEN |  | C(A,C,D,E)48A3K+TDR | TM8E080B12MP11 | 31000 | 18 | 8.1 | 31400 | 25400 | 80.89% | 2 | 0 | 10.5 |  |  |  | No | R-454B | 2.5833 | Residential & Commercial | Ducted CEE Tier 1
216055663 | Central HP <5.4 tons | CHAMPION HEATING AND COOLING | HRCU-A-CB (Split System: Heat Pump with Remote Outdoor Unit-Air-Source) | HH836E2S11 | ASPEN |  | D(A,C,E)36A4K+TDR | TM8E080B12MP11 | 30600 | 18 | 8.5 | 31400 | 25400 | 80.89% | 2 | 0 | 10.5 |  |  |  | No | R-454B | 2.55 | Residential & Commercial | Ducted CEE Tier 1
216055694 | Central HP <5.4 tons | CHAMPION HEATING AND COOLING | HRCU-A-CB (Split System: Heat Pump with Remote Outdoor Unit-Air-Source) | HH836E2S11 | ASPEN |  | C(A,C,D,E)36B3K+TDR | TM8Y080B12MP11 | 30600 | 18 | 8.5 | 30800 | 25200 | 81.82% | 2 | 0 | 10.5 |  |  |  | No | R-454B | 2.55 | Residential & Commercial | Ducted CEE Tier 1
216055695 | Central HP <5.4 tons | CHAMPION HEATING AND COOLING | HRCU-A-CB (Split System: Heat Pump with Remote Outdoor Unit-Air-Source) | HH836E2S11 | ASPEN |  | C(A,C,D,E)48A3K+TDR | TM8Y080B12MP11 | 30800 | 18 | 8.1 | 30800 | 25200 | 81.82% | 2 | 0 | 10.5 |  |  |  | No | R-454B | 2.5667 | Residential & Commercial | Ducted CEE Tier 1
216055745 | Central HP <5.4 tons | CHAMPION HEATING AND COOLING | HRCU-A-CB (Split System: Heat Pump with Remote Outdoor Unit-Air-Source) | HH836E2S11 | ASPEN |  | C(A,C,D,E)36B3K+TDR | TM9Y080B12MP11 | 30600 | 18 | 8.5 | 31000 | 25400 | 81.94% | 2 | 0 | 10.5 |  |  |  | No | R-454B | 2.55 | Residential & Commercial | Ducted CEE Tier 1
215375384 | Central HP <5.4 tons | BOSCH | HRCU-A-C (Split System: Heat Pump with Remote Outdoor Unit with No Indoor Fan --Air Source) | BOVD-36HDN1-M20G | ASPEN |  | D(A,C,E)36C44+TDR |  | 22600 | 15.2 | 9 | 19400 | 19400 | 100% | 2.73 | 0 | 12 |  |  |  | No | R-410A | 1.8833 | Residential & Commercial | Ducted CEE Tier 1
213077708 | Central HP <5.4 tons | KEEPRITE | HRCU-A-CB (Split System: Heat Pump with Remote Outdoor Unit-Air-Source) | DLCURAH36ABK |  |  | EA*4X36L21A* | *96VTN1002122B* | 35000 | 16.5 | 8.1 | 38500 | 35200 | 91.43% | 1.82 | 0 | 10 |  |  |  | No | R-410A | 2.9167 | Residential & Commercial | Ducted CEE Tier 1
213077908 | Central HP <5.4 tons | KEEPRITE | HRCU-A-CB (Split System: Heat Pump with Remote Outdoor Unit-Air-Source) | DLCURAH36ABK |  |  | END4X42L17** | *80MS(N,L)0701412A* | 35400 | 16 | 8.1 | 38500 | 35000 | 90.91% | 1.94 | 0 | 10 |  |  |  | No | R-410A | 2.95 | Residential & Commercial | Ducted CEE Tier 1
213080476 | Central HP <5.4 tons | KEEPRITE | HRCU-A-CB (Split System: Heat Pump with Remote Outdoor Unit-Air-Source) | DLCURAH36ABK |  |  | EN(A,D)4X48L24** | *96MSN1202422A* | 35800 | 16.5 | 8.1 | 38500 | 35000 | 90.91% | 2 | 0 | 10 |  |  |  | No | R-410A | 2.9833 | Residential & Commercial | Ducted CEE Tier 1
212987518 | Central HP <5.4 tons | GRANDAIRE | HRCU-A-CB (Split System: Heat Pump with Remote Outdoor Unit-Air-Source) | WDLCURAH18ABK |  |  | WLA*244BA* | WFSX080B048B* | 17700 | 16 | 8.5 | 18600 | 17600 | 94.62% | 2.14 | 0 | 10.5 |  |  |  | No | R-410A | 1.475 | Residential & Commercial | Ducted CEE Tier 1
211245252 | Central HP <5.4 tons | KEEPRITE | HRCU-A-CB (Split System: Heat Pump with Remote Outdoor Unit-Air-Source) | DLCURAH24ABK |  |  | EN(A,D,W)4X36L17** | *80ESU0601716A | 24800 | 16.5 | 8.5 | 26600 | 22200 | 83.46% | 1.84 | 0 | 10.5 |  |  |  | No | R-410A | 2.0667 | Residential & Commercial | Ducted CEE Tier 1
211244804 | Central HP <5.4 tons | KEEPRITE | HRCU-A-CB (Split System: Heat Pump with Remote Outdoor Unit-Air-Source) | DLCURAH24ABK |  |  | EN(A,D)4X30L17** | *80ES(N,L)0701412A* | 24200 | 16.5 | 8.1 | 26400 | 22800 | 86.36% | 1.88 | 0 | 10.5 |  |  |  | No | R-410A | 2.0167 | Residential & Commercial | Ducted CEE Tier 1
211244853 | Central HP <5.4 tons | KEEPRITE | HRCU-A-CB (Split System: Heat Pump with Remote Outdoor Unit-Air-Source) | DLCURAH24ABK |  |  | EN(A,D,W)4X36L17** | *80VSL0451412A* | 23400 | 16.5 | 8.1 | 25800 | 24200 | 93.8% | 2 | 0 | 10 |  |  |  | No | R-410A | 1.95 | Residential & Commercial | Ducted CEE Tier 1
211259742 | Central HP <5.4 tons | GRANDAIRE | HRCU-A-CB (Split System: Heat Pump with Remote Outdoor Unit-Air-Source) | WDLCURAH18ABK |  |  | WLA*194BA* | WFEU040B036A* | 19000 | 17 | 8.5 | 18900 | 17400 | 92.06% | 2.14 | 0 | 11 |  |  |  | No | R-410A | 1.5833 | Residential & Commercial | Ducted CEE Tier 1
214229141 | Central HP <5.4 tons | KEEPRITE | HRCU-A-CB (Split System: Heat Pump with Remote Outdoor Unit-Air-Source) | DLCURAH24ABK |  |  | EA*4X25L17A* | *80MSU0601716A* | 24200 | 17.5 | 8.5 | 25200 | 21200 | 84.13% | 1.8 | 0 | 10 |  |  |  | No | R-410A | 2.0167 | Residential & Commercial | Ducted CEE Tier 1
214229174 | Central HP <5.4 tons | KEEPRITE | HRCU-A-CB (Split System: Heat Pump with Remote Outdoor Unit-Air-Source) | DLCURAH24ABK |  |  | EA*4X37L17A* | *80MSU0601716A* | 24000 | 17.5 | 8.5 | 25600 | 21600 | 84.38% | 1.82 | 0 | 10 |  |  |  | No | R-410A | 2 | Residential & Commercial | Ducted CEE Tier 1
216055446 | Central HP <5.4 tons | CHAMPION HEATING AND COOLING | HRCU-A-CB (Split System: Heat Pump with Remote Outdoor Unit-Air-Source) | HH824E2S11 | ASPEN |  | C(A,C,D,E)24D2K+TDR | TM8E080B12MP11 | 21000 | 17 | 8.5 | 22800 | 18000 | 78.95% | 2 | 0 | 11.7 |  |  |  | No | R-454B | 1.75 | Residential & Commercial | Ducted CEE Tier 1
216055462 | Central HP <5.4 tons | CHAMPION HEATING AND COOLING | HRCU-A-CB (Split System: Heat Pump with Remote Outdoor Unit-Air-Source) | HH824E2S11 | ASPEN |  | D(A,C,E)36A4K+TDR | TM8V080B12MP12 | 22600 | 17 | 8.5 | 22600 | 17700 | 78.32% | 2 | 0 | 12 |  |  |  | No | R-454B | 1.8833 | Residential & Commercial | Ducted CEE Tier 1
216055495 | Central HP <5.4 tons | CHAMPION HEATING AND COOLING | HRCU-A-CB (Split System: Heat Pump with Remote Outdoor Unit-Air-Source) | HH824E2S11 | ASPEN |  | D(A,C,E)24B3K+TDR | TM9E060B12MP12 | 22000 | 17 | 8.1 | 22600 | 18300 | 80.97% | 2 | 0 | 11.7 |  |  |  | No | R-454B | 1.8333 | Residential & Commercial | Ducted CEE Tier 1
216055596 | Central HP <5.4 tons | CHAMPION HEATING AND COOLING | HRCU-A-CB (Split System: Heat Pump with Remote Outdoor Unit-Air-Source) | HH824E2S11 | ASPEN |  | C(A,C,D,E)24D2K+TDR | Z8ES080B12SMPS1 | 21000 | 17.5 | 8.5 | 22800 | 18500 | 81.14% | 2 | 0 | 11.7 |  |  |  | No | R-454B | 1.75 | Residential & Commercial | Ducted CEE Tier 1
216055610 | Central HP <5.4 tons | CHAMPION HEATING AND COOLING | HRCU-A-CB (Split System: Heat Pump with Remote Outdoor Unit-Air-Source) | HH824E2S11 | ASPEN |  | D(A,C,E)24B4K+TDR | Z8ET060A12LMPS1 | 21000 | 19 | 9 | 23000 | 17700 | 76.96% | 2 | 0 | 11.7 |  |  |  | No | R-454B | 1.75 | Residential & Commercial | Ducted CEE Tier 1
216055630 | Central HP <5.4 tons | CHAMPION HEATING AND COOLING | HRCU-A-CB (Split System: Heat Pump with Remote Outdoor Unit-Air-Source) | HH824E2S11 | ASPEN |  | D(A,C,E)36A4K+TDR | Z9ES040A10SMPS1 | 21000 | 17.5 | 8.5 | 23000 | 17800 | 77.39% | 2 | 0 | 11.7 |  |  |  | No | R-454B | 1.75 | Residential & Commercial | Ducted CEE Tier 1
216055793 | Central HP <5.4 tons | CHAMPION HEATING AND COOLING | HRCU-A-CB (Split System: Heat Pump with Remote Outdoor Unit-Air-Source) | HH836E2S11 | ASPEN |  | C(A,C,D,E)36B3K+TDR | TP9C100C16MP13 | 31000 | 18 | 8.5 | 31000 | 25200 | 81.29% | 2 | 0 | 10.5 |  |  |  | No | R-454B | 2.5833 | Residential & Commercial | Ducted CEE Tier 1
216055810 | Central HP <5.4 tons | CHAMPION HEATING AND COOLING | HRCU-A-CB (Split System: Heat Pump with Remote Outdoor Unit-Air-Source) | HH836E2S11 | ASPEN |  | D(A,C,E)36A4K+TDR | Z8ES080B12SMPS1 | 30400 | 18 | 8.5 | 30000 | 24800 | 82.67% | 2 | 0 | 11.2 |  |  |  | No | R-454B | 2.5333 | Residential & Commercial | Ducted CEE Tier 1
212628024 | Central HP <5.4 tons | COLEMAN | HRCU-A-CB (Split System: Heat Pump with Remote Outdoor Unit-Air-Source) | HMH72B341 | ASPEN |  | D(A,C,E)36B46+TDR | TL9E100C20UH11 | 33400 | 17 | 8.5 | 34000 | 29200 | 85.88% | 2.81 | 0 | 10 |  |  |  | No | R-410A | 2.7833 | Residential & Commercial | Ducted CEE Tier 1
212978628 | Central HP <5.4 tons | KEEPRITE | HRCU-A-CB (Split System: Heat Pump with Remote Outdoor Unit-Air-Source) | DLCURAH24ABK |  |  | EA*4X24L17A* | *80MS(N,L)0701712A* | 23600 | 17 | 9 | 27000 | 25800 | 95.56% | 2.16 | 0 | 10 |  |  |  | No | R-410A | 1.9667 | Residential & Commercial | Ducted CEE Tier 1
212977678 | Central HP <5.4 tons | KEEPRITE | HRCU-A-CB (Split System: Heat Pump with Remote Outdoor Unit-Air-Source) | DLCURAH24ABK |  |  | EN(A,D)4X30L14** | *80MS(N,L)0451412A* | 23600 | 17 | 8.1 | 26000 | 24000 | 92.31% | 2 | 0 | 10 |  |  |  | No | R-410A | 1.9667 | Residential & Commercial | Ducted CEE Tier 1
211260009 | Central HP <5.4 tons | GRANDAIRE | HRCU-A-CB (Split System: Heat Pump with Remote Outdoor Unit-Air-Source) | WDLCURAH18ABK |  |  | WLA*194BA* | WFER070A036A* | 18100 | 16.5 | 8.5 | 18000 | 17700 | 98.33% | 2.14 | 0 | 11 |  |  |  | No | R-410A | 1.5083 | Residential & Commercial | Ducted CEE Tier 1
211262015 | Central HP <5.4 tons | GRANDAIRE | HRCU-A-CB (Split System: Heat Pump with Remote Outdoor Unit-Air-Source) | WDLCURAH18ABK |  |  | WLA*304BA* | WFER045A036A* | 18200 | 16.5 | 8.5 | 18700 | 18400 | 98.4% | 2.22 | 0 | 11 |  |  |  | No | R-410A | 1.5167 | Residential & Commercial | Ducted CEE Tier 1
211261031 | Central HP <5.4 tons | GRANDAIRE | HRCU-A-CB (Split System: Heat Pump with Remote Outdoor Unit-Air-Source) | WDLCURAH18ABK |  |  | WLA*254BA* | WFAX060A036A* | 18700 | 16.5 | 8.5 | 18500 | 17400 | 94.05% | 2.12 | 0 | 11 |  |  |  | No | R-410A | 1.5583 | Residential & Commercial | Ducted CEE Tier 1
211244351 | Central HP <5.4 tons | KEEPRITE | HRCU-A-CB (Split System: Heat Pump with Remote Outdoor Unit-Air-Source) | DLCURAH24ABK |  |  | EN(A,D)4X30L14** | *96VTN0601412A* | 23400 | 16.5 | 8.1 | 25800 | 24000 | 93.02% | 1.98 | 0 | 10 |  |  |  | No | R-410A | 1.95 | Residential & Commercial | Ducted CEE Tier 1
212977582 | Central HP <5.4 tons | KEEPRITE | HRCU-A-CB (Split System: Heat Pump with Remote Outdoor Unit-Air-Source) | DLCURAH24ABK |  |  | EA*4X24L17A* | *80MS(N,L)0451412A* | 23400 | 17 | 9 | 27000 | 26200 | 97.04% | 2.2 | 0 | 10 |  |  |  | No | R-410A | 1.95 | Residential & Commercial | Ducted CEE Tier 1
212624194 | Central HP <5.4 tons | COLEMAN | HRCU-A-CB (Split System: Heat Pump with Remote Outdoor Unit-Air-Source) | HMH72B341 | ASPEN |  | D(A,C,E)36D34+TDR | TM8E100C16MP11 | 33000 | 18 | 8.4 | 34000 | 28400 | 83.53% | 2.74 | 0 | 10 |  |  |  | No | R-410A | 2.75 | Residential & Commercial | Ducted CEE Tier 1
212624312 | Central HP <5.4 tons | COLEMAN | HRCU-A-CB (Split System: Heat Pump with Remote Outdoor Unit-Air-Source) | HMH72B341 | ASPEN |  | C(A,C,D,E)36D24+TDR | TMLE100C16MP11 | 31800 | 18 | 8.1 | 33000 | 29000 | 87.88% | 2.49 | 0 | 10 |  |  |  | No | R-410A | 2.65 | Residential & Commercial | Ducted CEE Tier 1
211229379 | Central HP <5.4 tons | ARCOAIRE | HRCU-A-CB (Split System: Heat Pump with Remote Outdoor Unit-Air-Source) | DLCURAH36ABK |  |  | EA*4X48L24A* | *80ESU0802120A | 37600 | 15.5 | 8.5 | 39500 | 35000 | 88.61% | 2.14 | 0 | 10 |  |  |  | No | R-410A | 3.1333 | Residential & Commercial | Ducted CEE Tier 1
211229613 | Central HP <5.4 tons | ARCOAIRE | HRCU-A-CB (Split System: Heat Pump with Remote Outdoor Unit-Air-Source) | DLCURAH36ABK |  |  | EA*4X48L24A* | *96VTN1002122A* | 36000 | 16.5 | 8.5 | 37800 | 34600 | 91.53% | 2.06 | 0 | 10 |  |  |  | No | R-410A | 3 | Residential & Commercial | Ducted CEE Tier 1
211229104 | Central HP <5.4 tons | ARCOAIRE | HRCU-A-CB (Split System: Heat Pump with Remote Outdoor Unit-Air-Source) | DLCURAH36ABK |  |  | EA*4X48L21A* | *96VSN1002120A* | 36000 | 16 | 8.5 | 38500 | 34600 | 89.87% | 2.06 | 0 | 10 |  |  |  | No | R-410A | 3 | Residential & Commercial | Ducted CEE Tier 1
211228286 | Central HP <5.4 tons | ARCOAIRE | HRCU-A-CB (Split System: Heat Pump with Remote Outdoor Unit-Air-Source) | DLCURAH36ABK |  |  | EA*4X43L21A* | *80ES(N,L)1102120A* | 37000 | 16 | 8.5 | 38500 | 34800 | 90.39% | 2.12 | 0 | 10 |  |  |  | No | R-410A | 3.0833 | Residential & Commercial | Ducted CEE Tier 1
211229390 | Central HP <5.4 tons | ARCOAIRE | HRCU-A-CB (Split System: Heat Pump with Remote Outdoor Unit-Air-Source) | DLCURAH36ABK |  |  | EA*4X48L24A* | *80ESU1002120A* | 36000 | 16 | 8.5 | 38500 | 34600 | 89.87% | 2.06 | 0 | 10 |  |  |  | No | R-410A | 3 | Residential & Commercial | Ducted CEE Tier 1
211245743 | Central HP <5.4 tons | GRANDAIRE | HRCU-A-CB (Split System: Heat Pump with Remote Outdoor Unit-Air-Source) | WDLCURAH24ABK |  |  | WLNC364CA* | WFEU080C060A* | 24400 | 17 | 8.5 | 26200 | 22800 | 87.02% | 1.88 | 0 | 10.5 |  |  |  | No | R-410A | 2.0333 | Residential & Commercial | Ducted CEE Tier 1
212976121 | Central HP <5.4 tons | GRANDAIRE | HRCU-A-CB (Split System: Heat Pump with Remote Outdoor Unit-Air-Source) | WDLCURAH24ABK |  |  | WLN(C,W)364BA* | WFST080B048A* | 23400 | 16.5 | 8.1 | 25800 | 24200 | 93.8% | 2 | 0 | 10 |  |  |  | No | R-410A | 1.95 | Residential & Commercial | Ducted CEE Tier 1
212976674 | Central HP <5.4 tons | GRANDAIRE | HRCU-A-CB (Split System: Heat Pump with Remote Outdoor Unit-Air-Source) | WDLCURAH24ABK |  |  | WLA*364CA* | WFST100C060A* | 23600 | 17.5 | 8.5 | 26200 | 21800 | 83.21% | 1.82 | 0 | 10 |  |  |  | No | R-410A | 1.9667 | Residential & Commercial | Ducted CEE Tier 1
212978161 | Central HP <5.4 tons | GRANDAIRE | HRCU-A-CB (Split System: Heat Pump with Remote Outdoor Unit-Air-Source) | WDLCURAH24ABK |  |  | WLA*374BA* | WFE*070A036C* | 24000 | 17.5 | 8.5 | 25200 | 25400 | 100.8% | 2.14 | 0 | 10 |  |  |  | No | R-410A | 2 | Residential & Commercial | Ducted CEE Tier 1
212624430 | Central HP <5.4 tons | COLEMAN | HRCU-A-CB (Split System: Heat Pump with Remote Outdoor Unit-Air-Source) | HMH72B341 | ASPEN |  | C(A,C,D,E)48D24+TDR | TM8E120C16MP11 | 32800 | 18 | 8.5 | 34000 | 28800 | 84.71% | 2.79 | 0 | 10 |  |  |  | No | R-410A | 2.7333 | Residential & Commercial | Ducted CEE Tier 1
212624446 | Central HP <5.4 tons | COLEMAN | HRCU-A-CB (Split System: Heat Pump with Remote Outdoor Unit-Air-Source) | HMH72B341 | ASPEN |  | D(A,C,E)42C34+TDR | TL9E100C20UH11 | 33400 | 17 | 8.4 | 34000 | 29200 | 85.88% | 2.79 | 0 | 10 |  |  |  | No | R-410A | 2.7833 | Residential & Commercial | Ducted CEE Tier 1
212624494 | Central HP <5.4 tons | COLEMAN | HRCU-A-CB (Split System: Heat Pump with Remote Outdoor Unit-Air-Source) | HMH72B341 | ASPEN |  | D(A,C,E)42D34+TDR | CPLC080C16MP13 | 33200 | 17.5 | 8.1 | 33800 | 27400 | 81.07% | 2.47 | 0 | 10 |  |  |  | No | R-410A | 2.7667 | Residential & Commercial | Ducted CEE Tier 1
212624555 | Central HP <5.4 tons | COLEMAN | HRCU-A-CB (Split System: Heat Pump with Remote Outdoor Unit-Air-Source) | HMH72B341 | ASPEN |  | D(A,C,E)48D34+TDR | CPLC100C16MP13 | 33400 | 17.5 | 8.1 | 33800 | 27400 | 81.07% | 2.47 | 0 | 10 |  |  |  | No | R-410A | 2.7833 | Residential & Commercial | Ducted CEE Tier 1
211229483 | Central HP <5.4 tons | ARCOAIRE | HRCU-A-CB (Split System: Heat Pump with Remote Outdoor Unit-Air-Source) | DLCURAH36ABK |  |  | EA*4X48L24A* | *95ESN0802120A* | 36600 | 15.5 | 8.5 | 38500 | 34800 | 90.39% | 2.1 | 0 | 10 |  |  |  | No | R-410A | 3.05 | Residential & Commercial | Ducted CEE Tier 1
213205656 | Central HP <5.4 tons | TEMPSTAR | HRCU-A-CB (Split System: Heat Pump with Remote Outdoor Unit-Air-Source) | DLCURAH36ABK | ASPEN |  | D(A,C,E)36C34+TDR | *95ESN1002122A* | 35400 | 15.5 | 8.5 | 39500 | 31600 | 80% | 2.71 | 0 | 10 |  |  |  | No | R-410A | 2.95 | Residential & Commercial | Ducted CEE Tier 1
211228168 | Central HP <5.4 tons | ARCOAIRE | HRCU-A-CB (Split System: Heat Pump with Remote Outdoor Unit-Air-Source) | DLCURAH36ABK |  |  | EA*4X42L24A* | OMV154L20A | 36200 | 16 | 8.1 | 39500 | 35200 | 89.11% | 1.92 | 0 | 10 |  |  |  | No | R-410A | 3.0167 | Residential & Commercial | Ducted CEE Tier 1
211227970 | Central HP <5.4 tons | ARCOAIRE | HRCU-A-CB (Split System: Heat Pump with Remote Outdoor Unit-Air-Source) | DLCURAH36ABK |  |  | EA*4X42L24A* | *92ESN1002120A* | 35200 | 16.5 | 8.1 | 38500 | 35000 | 90.91% | 1.88 | 0 | 10 |  |  |  | No | R-410A | 2.9333 | Residential & Commercial | Ducted CEE Tier 1
214229375 | Central HP <5.4 tons | GRANDAIRE | HRCU-A-CB (Split System: Heat Pump with Remote Outdoor Unit-Air-Source) | WDLCURAH24ABK |  |  | WLA*364CA* | WFEU080C060B* | 23600 | 17.5 | 8.5 | 25600 | 23400 | 91.41% | 1.94 | 0 | 10 |  |  |  | No | R-410A | 1.9667 | Residential & Commercial | Ducted CEE Tier 1
212972006 | Central HP <5.4 tons | GRANDAIRE | HRCU-A-CB (Split System: Heat Pump with Remote Outdoor Unit-Air-Source) | WDLCURAH24ABK |  |  | WLNC244BA* | WFET090B048A* | 23400 | 16.5 | 8.5 | 27000 | 24600 | 91.11% | 2.06 | 0 | 10 |  |  |  | No | R-410A | 1.95 | Residential & Commercial | Ducted CEE Tier 1
212974975 | Central HP <5.4 tons | GRANDAIRE | HRCU-A-CB (Split System: Heat Pump with Remote Outdoor Unit-Air-Source) | WDLCURAH24ABK |  |  | WLA*304BA* | WFST040A030A* | 23400 | 16 | 8.5 | 26400 | 24200 | 91.67% | 2 | 0 | 10 |  |  |  | No | R-410A | 1.95 | Residential & Commercial | Ducted CEE Tier 1
212975014 | Central HP <5.4 tons | GRANDAIRE | HRCU-A-CB (Split System: Heat Pump with Remote Outdoor Unit-Air-Source) | WDLCURAH24ABK |  |  | WLNC244AA* | WFST040A030A* | 23200 | 15.5 | 8.5 | 27000 | 25000 | 92.59% | 2.06 | 0 | 10 |  |  |  | No | R-410A | 1.9333 | Residential & Commercial | Ducted CEE Tier 1
212978113 | Central HP <5.4 tons | GRANDAIRE | HRCU-A-CB (Split System: Heat Pump with Remote Outdoor Unit-Air-Source) | WDLCURAH24ABK |  |  | WLA*254BA* | WFE*070A036C* | 24200 | 17.5 | 8.5 | 25200 | 24800 | 98.41% | 2.08 | 0 | 10.5 |  |  |  | No | R-410A | 2.0167 | Residential & Commercial | Ducted CEE Tier 1
212984173 | Central HP <5.4 tons | ARCOAIRE | HRCU-A-CB (Split System: Heat Pump with Remote Outdoor Unit-Air-Source) | DLCURAH18ABK |  |  | EA*4X24L17A* | *92MSN0601714A* | 17500 | 16.5 | 8.5 | 18500 | 19400 | 104.9% | 2.34 | 0 | 10.5 |  |  |  | No | R-410A | 1.4583 | Residential & Commercial | Ducted CEE Tier 1
212971205 | Central HP <5.4 tons | GRANDAIRE | HRCU-A-CB (Split System: Heat Pump with Remote Outdoor Unit-Air-Source) | WDLCURAH24ABK |  |  | WLNC244AA* | WFET045A036A* | 23400 | 17 | 8.5 | 27000 | 25000 | 92.59% | 2.08 | 0 | 10 |  |  |  | No | R-410A | 1.95 | Residential & Commercial | Ducted CEE Tier 1
212971982 | Central HP <5.4 tons | GRANDAIRE | HRCU-A-CB (Split System: Heat Pump with Remote Outdoor Unit-Air-Source) | WDLCURAH24ABK |  |  | WLA*254BA* | WFET090B048A* | 24400 | 17 | 8.5 | 25200 | 24800 | 98.41% | 2.08 | 0 | 10 |  |  |  | No | R-410A | 2.0333 | Residential & Commercial | Ducted CEE Tier 1
212976985 | Central HP <5.4 tons | KEEPRITE | HRCU-A-CB (Split System: Heat Pump with Remote Outdoor Unit-Air-Source) | DLCURAH24ABK |  |  | EA*4X36L21A* | *96VTN1002122B* | 24200 | 17.5 | 8.5 | 26400 | 23200 | 87.88% | 1.92 | 0 | 10 |  |  |  | No | R-410A | 2.0167 | Residential & Commercial | Ducted CEE Tier 1
212975724 | Central HP <5.4 tons | KEEPRITE | HRCU-A-CB (Split System: Heat Pump with Remote Outdoor Unit-Air-Source) | DLCURAH24ABK |  |  | EN(A,D)4X24L17** | *96VTN0601412B* | 23200 | 16.5 | 8.5 | 26800 | 25400 | 94.78% | 2.12 | 0 | 10 |  |  |  | No | R-410A | 1.9333 | Residential & Commercial | Ducted CEE Tier 1
212989629 | Central HP <5.4 tons | KEEPRITE | HRCU-A-CB (Split System: Heat Pump with Remote Outdoor Unit-Air-Source) | DLCURAH24ABK |  |  | EN(A,D)4X36L21** | *95MSU0802120A* | 23400 | 17 | 8.5 | 26200 | 24600 | 93.89% | 2.04 | 0 | 10.5 |  |  |  | No | R-410A | 1.95 | Residential & Commercial | Ducted CEE Tier 1
211262088 | Central HP <5.4 tons | GRANDAIRE | HRCU-A-CB (Split System: Heat Pump with Remote Outdoor Unit-Air-Source) | WDLCURAH18ABK |  |  | WLA*304BA* | WFAX060A036A* | 18300 | 16.5 | 8.5 | 18800 | 18400 | 97.87% | 2.22 | 0 | 10.5 |  |  |  | No | R-410A | 1.525 | Residential & Commercial | Ducted CEE Tier 1
211262131 | Central HP <5.4 tons | GRANDAIRE | HRCU-A-CB (Split System: Heat Pump with Remote Outdoor Unit-Air-Source) | WDLCURAH18ABK |  |  | WLA*304BA* | WFAX040A030A* | 18000 | 15.5 | 8.5 | 18700 | 18500 | 98.93% | 2.22 | 0 | 10.5 |  |  |  | No | R-410A | 1.5 | Residential & Commercial | Ducted CEE Tier 1
213076394 | Central HP <5.4 tons | GRANDAIRE | HRCU-A-CB (Split System: Heat Pump with Remote Outdoor Unit-Air-Source) | WDLCURAH18ABK |  |  | WLA*244BA* | WFST060B048A* | 17400 | 16 | 8.5 | 18400 | 25400 | 138% | 2.12 | 0 | 10.5 |  |  |  | No | R-410A | 1.45 | Residential & Commercial | Ducted CEE Tier 1
212987554 | Central HP <5.4 tons | GRANDAIRE | HRCU-A-CB (Split System: Heat Pump with Remote Outdoor Unit-Air-Source) | WDLCURAH18ABK |  |  | WLNC244BA* | WFSX080B048B* | 17600 | 16 | 8.5 | 18600 | 18600 | 100% | 2.24 | 0 | 11 |  |  |  | No | R-410A | 1.4667 | Residential & Commercial | Ducted CEE Tier 1
213205084 | Central HP <5.4 tons | TEMPSTAR | HRCU-A-CB (Split System: Heat Pump with Remote Outdoor Unit-Air-Source) | DLCURAH24ABK | ASPEN |  | D(A,C,E)36C34+TDR | *96VTN1002122A* | 23600 | 17 | 8.1 | 25800 | 20000 | 77.52% | 2.85 | 0 | 10.5 |  |  |  | No | R-410A | 1.9667 | Residential & Commercial | Ducted CEE Tier 1
214061831 | Central HP <5.4 tons | LENNOX | HRCU-A-CB (Split System: Heat Pump with Remote Outdoor Unit-Air-Source) | EL22XPV-024-230A** | ADP |  | HG80936 | ML196UH070XE48B* | 24000 | 16 | 8.2 | 22400 | 15700 | 70.09% | 1.88 | 0 | 12.5 |  |  |  | No | R-410A | 2 | Residential & Commercial | Ducted CEE Tier 1
214607192 | Central HP <5.4 tons | LENNOX | HRCU-A-CB (Split System: Heat Pump with Remote Outdoor Unit-Air-Source) | EL22XPV-024-230A** | ADP |  | LH18/37R9+LEFE3A* |  | 23200 | 20 | 8.7 | 20600 | 15700 | 76.21% | 2.26 | 0 | 13.5 |  |  |  | No | R-410A | 1.9333 | Residential & Commercial | Ducted CEE Tier 1
213238545 | Central HP <5.4 tons | CHAMPION HEATING AND COOLING | HRCU-A-CB (Split System: Heat Pump with Remote Outdoor Unit-Air-Source) | THF2B48T21 | ASPEN |  | D(A,C,E)48B44+TDR | TM8V080C16MP12 | 42500 | 15.9 | 8.2 | 44000 | 30800 | 70% | 3.13 | 0 | 11.5 |  |  |  | No | R-410A | 3.5417 | Residential & Commercial | Ducted CEE Tier 1
212624807 | Central HP <5.4 tons | COLEMAN | HRCU-A-CB (Split System: Heat Pump with Remote Outdoor Unit-Air-Source) | HMH72B341 | ASPEN |  | D(A,C,E)48B34+TDR | TL8E080C16UH11 | 32600 | 17.5 | 8.5 | 34000 | 27800 | 81.76% | 2.68 | 0 | 10 |  |  |  | No | R-410A | 2.7167 | Residential & Commercial | Ducted CEE Tier 1
212624873 | Central HP <5.4 tons | COLEMAN | HRCU-A-CB (Split System: Heat Pump with Remote Outdoor Unit-Air-Source) | HMH72B341 | ASPEN |  | C(A,C,D,E)36C34+TDR | CP9C100C16MP13 | 32400 | 17.5 | 8.1 | 34000 | 27400 | 80.59% | 2.47 | 0 | 10 |  |  |  | No | R-410A | 2.7 | Residential & Commercial | Ducted CEE Tier 1
212625096 | Central HP <5.4 tons | COLEMAN | HRCU-A-CB (Split System: Heat Pump with Remote Outdoor Unit-Air-Source) | HMH72B341 | ASPEN |  | C(A,C,D,E)36C34+TDR | TP9C100C16MP13 | 32400 | 17.5 | 8.1 | 34000 | 27400 | 80.59% | 2.47 | 0 | 10 |  |  |  | No | R-410A | 2.7 | Residential & Commercial | Ducted CEE Tier 1
212988792 | Central HP <5.4 tons | GRANDAIRE | HRCU-A-CB (Split System: Heat Pump with Remote Outdoor Unit-Air-Source) | WDLCURAH18ABK |  |  | WLA*244BA* | WFSU040B036B* | 17200 | 16 | 8.5 | 18200 | 17800 | 97.8% | 2.14 | 0 | 10.5 |  |  |  | No | R-410A | 1.4333 | Residential & Commercial | Ducted CEE Tier 1
211245962 | Central HP <5.4 tons | ARCOAIRE | HRCU-A-CB (Split System: Heat Pump with Remote Outdoor Unit-Air-Source) | DLCURAH24ABK |  |  | FM(C,U)4Z36**AL* |  | 24200 | 18 | 9 | 26600 | 23000 | 86.47% | 1.92 | 0 | 10.5 |  |  |  | No | R-410A | 2.0167 | Residential & Commercial | Ducted CEE Tier 1
212988677 | Central HP <5.4 tons | ARCOAIRE | HRCU-A-CB (Split System: Heat Pump with Remote Outdoor Unit-Air-Source) | DLCURAH24ABK |  |  | EA*4X36L17A* | *95MSU0401712A* | 23600 | 16.5 | 8.5 | 26200 | 23800 | 90.84% | 1.96 | 0 | 10 |  |  |  | No | R-410A | 1.9667 | Residential & Commercial | Ducted CEE Tier 1
211245567 | Central HP <5.4 tons | ARCOAIRE | HRCU-A-CB (Split System: Heat Pump with Remote Outdoor Unit-Air-Source) | DLCURAH24ABK |  |  | EN(A,D)4X36L21** | *96VTN1002120A* | 23800 | 16.5 | 8.1 | 26000 | 23400 | 90% | 1.94 | 0 | 10.5 |  |  |  | No | R-410A | 1.9833 | Residential & Commercial | Ducted CEE Tier 1
211245692 | Central HP <5.4 tons | ARCOAIRE | HRCU-A-CB (Split System: Heat Pump with Remote Outdoor Unit-Air-Source) | DLCURAH24ABK |  |  | EN(A,D)4X36L21** | *92ESN1002120A* | 24800 | 16.5 | 8.5 | 26800 | 22200 | 82.84% | 1.84 | 0 | 10.5 |  |  |  | No | R-410A | 2.0667 | Residential & Commercial | Ducted CEE Tier 1
212989613 | Central HP <5.4 tons | ARCOAIRE | HRCU-A-CB (Split System: Heat Pump with Remote Outdoor Unit-Air-Source) | DLCURAH24ABK |  |  | EA*4X37L21A* | *95MSU0802120A* | 24000 | 17.5 | 8.5 | 25200 | 21800 | 86.51% | 1.82 | 0 | 10 |  |  |  | No | R-410A | 2 | Residential & Commercial | Ducted CEE Tier 1
212987827 | Central HP <5.4 tons | KEEPRITE | HRCU-A-CB (Split System: Heat Pump with Remote Outdoor Unit-Air-Source) | DLCURAH24ABK |  |  | EN(A,D)4X36L21** | *96MSN0802120A* | 23600 | 17 | 8.5 | 26400 | 24200 | 91.67% | 2.02 | 0 | 10.5 |  |  |  | No | R-410A | 1.9667 | Residential & Commercial | Ducted CEE Tier 1
212988681 | Central HP <5.4 tons | KEEPRITE | HRCU-A-CB (Split System: Heat Pump with Remote Outdoor Unit-Air-Source) | DLCURAH24ABK |  |  | EA*4X36L17A* | *95MSU0401712A* | 23600 | 16.5 | 8.5 | 26200 | 23800 | 90.84% | 1.96 | 0 | 10 |  |  |  | No | R-410A | 1.9667 | Residential & Commercial | Ducted CEE Tier 1
216055927 | Central HP <5.4 tons | CHAMPION HEATING AND COOLING | HRCU-A-CB (Split System: Heat Pump with Remote Outdoor Unit-Air-Source) | HH860E2S11 | ASPEN |  | D(A,C,E)60A3K+TDR | TM9V120D20MP12 | 41000 | 17.5 | 8.1 | 44000 | 33400 | 75.91% | 2 | 0 | 11.5 |  |  |  | No | R-454B | 3.4167 | Residential & Commercial | Ducted CEE Tier 1
216055961 | Central HP <5.4 tons | CHAMPION HEATING AND COOLING | HRCU-A-CB (Split System: Heat Pump with Remote Outdoor Unit-Air-Source) | HH860E2S11 | ASPEN |  | C(A,C,D,E)48A3K+TDR | TMLV100C16MP12 | 39500 | 16.5 | 8.1 | 43500 | 33400 | 76.78% | 2 | 0 | 11.2 |  |  |  | No | R-454B | 3.2917 | Residential & Commercial | Ducted CEE Tier 1
216055963 | Central HP <5.4 tons | CHAMPION HEATING AND COOLING | HRCU-A-CB (Split System: Heat Pump with Remote Outdoor Unit-Air-Source) | HH860E2S11 | ASPEN |  | D(A,C,E)60A3K+TDR | TMLV100C16MP12 | 40500 | 16.5 | 8.1 | 43500 | 33400 | 76.78% | 2 | 0 | 11.2 |  |  |  | No | R-454B | 3.375 | Residential & Commercial | Ducted CEE Tier 1
216035482 | Central HP <5.4 tons | COLEMAN | HRCU-A-CB (Split System: Heat Pump with Remote Outdoor Unit-Air-Source) | HH860E2S11 | ASPEN |  | AE*L+CM48A4J+TDR |  | 41500 | 18 | 8.5 | 45500 | 39000 | 85.71% | 2.82 | 0 | 11.7 |  |  |  | No | R-454B | 3.4583 | Residential & Commercial | Ducted CEE Tier 1
215223255 | Central HP <5.4 tons | COMFORTMAKER | HRCU-A-C (Split System: Heat Pump with Remote Outdoor Unit with No Indoor Fan --Air Source) | DLCURAH30ABK | ADP |  | H,GG32936+TD |  | 29000 | 15.2 | 9.2 | 31200 | 26600 | 85.26% | 1.78 | 0 | 10 |  |  |  | No | R-410A | 2.4167 | Residential & Commercial | Ducted CEE Tier 1
213369640 | Central HP <5.4 tons | DIRECT AIR | HRCU-A-C (Split System: Heat Pump with Remote Outdoor Unit with No Indoor Fan --Air Source) | DIRM-30MAGICPRO20-OU | ADP |  | *E32936+TD |  | 29000 | 15.2 | 9.2 | 31200 | 26600 | 85.26% | 1.78 | 0 | 10 |  |  |  | No | R-410A | 2.4167 | Residential & Commercial | Ducted CEE Tier 1
212897481 | Central HP <5.4 tons | DIRECT AIR | HRCU-A-C (Split System: Heat Pump with Remote Outdoor Unit with No Indoor Fan --Air Source) | DIRM-30MAGICPRO20-OU | ADP |  | HG8J936+TD |  | 29800 | 15.2 | 9.5 | 31400 | 26600 | 84.71% | 1.82 | 0 | 10.5 |  |  |  | No | R-410A | 2.4833 | Residential & Commercial | Ducted CEE Tier 1
213927956 | Central HP <5.4 tons | WESTINGHOUSE | HRCU-A-C (Split System: Heat Pump with Remote Outdoor Unit with No Indoor Fan --Air Source) | WHM48SZA21S | ASPEN |  | D(A,C,E)60B44+TDR |  | 40000 | 15.55 | 8.5 | 42000 | 34600 | 82.38% | 1.94 | 0 | 11.4 |  |  |  | No | R-410A | 3.3333 | Residential & Commercial | Ducted CEE Tier 1
215682251 | Central HP <5.4 tons | KENMORE | HRCU-A-CB (Split System: Heat Pump with Remote Outdoor Unit-Air-Source) | (C,H,T)5H0V48*K*AAA* |  |  | EVD5X49M24A*+WALLCON | *80CSU0802120B* | 48000 | 19 | 9 | 50000 | 36200 | 72.4% | 2.12 | 0 | 10 |  |  |  | No | R-454B | 4 | Residential & Commercial | Ducted CEE Tier 1
215681831 | Central HP <5.4 tons | KENMORE | HRCU-A-CB (Split System: Heat Pump with Remote Outdoor Unit-Air-Source) | (C,H,T)5H0V48*K*AAA* |  |  | EVM5X49M21A*+WALLCON | *80CSU0401712B* | 48000 | 18.5 | 9 | 50000 | 36600 | 73.2% | 2 | 0 | 10 |  |  |  | No | R-454B | 4 | Residential & Commercial | Ducted CEE Tier 1
213076404 | Central HP <5.4 tons | KEEPRITE | HRCU-A-CB (Split System: Heat Pump with Remote Outdoor Unit-Air-Source) | DLCURAH24ABK |  |  | EN(A,D)4X24L17** | *96VTN0601716B* | 23200 | 16.5 | 8.5 | 26800 | 25400 | 94.78% | 2.12 | 0 | 10 |  |  |  | No | R-410A | 1.9333 | Residential & Commercial | Ducted CEE Tier 1
212987443 | Central HP <5.4 tons | KEEPRITE | HRCU-A-CB (Split System: Heat Pump with Remote Outdoor Unit-Air-Source) | DLCURAH24ABK |  |  | EA*4X37L21A* | *96MSN0801716A* | 24400 | 18 | 9 | 29200 | 25200 | 86.3% | 2.1 | 0 | 10.5 |  |  |  | No | R-410A | 2.0333 | Residential & Commercial | Ducted CEE Tier 1
212975735 | Central HP <5.4 tons | KEEPRITE | HRCU-A-CB (Split System: Heat Pump with Remote Outdoor Unit-Air-Source) | DLCURAH24ABK |  |  | EN(A,D)4X30L14** | *96VTN0601412B* | 23400 | 16.5 | 8.1 | 26000 | 24400 | 93.85% | 2.02 | 0 | 10 |  |  |  | No | R-410A | 1.95 | Residential & Commercial | Ducted CEE Tier 1
212975372 | Central HP <5.4 tons | KEEPRITE | HRCU-A-CB (Split System: Heat Pump with Remote Outdoor Unit-Air-Source) | DLCURAH24ABK |  |  | EN(A,D)4X36L21** | *96VTN0401712B* | 23200 | 16 | 8.1 | 26200 | 24800 | 94.66% | 2.06 | 0 | 10 |  |  |  | No | R-410A | 1.9333 | Residential & Commercial | Ducted CEE Tier 1
212975317 | Central HP <5.4 tons | KEEPRITE | HRCU-A-CB (Split System: Heat Pump with Remote Outdoor Unit-Air-Source) | DLCURAH24ABK |  |  | EA*4X37L17A* | *96VTN0401712B* | 24000 | 16 | 8.1 | 25400 | 22000 | 86.61% | 1.82 | 0 | 10 |  |  |  | No | R-410A | 2 | Residential & Commercial | Ducted CEE Tier 1
212975024 | Central HP <5.4 tons | KEEPRITE | HRCU-A-CB (Split System: Heat Pump with Remote Outdoor Unit-Air-Source) | DLCURAH24ABK |  |  | EN(A,D)4X24L17** | *96VTN0401410B* | 23200 | 15.5 | 8.5 | 27000 | 25000 | 92.59% | 2.06 | 0 | 10 |  |  |  | No | R-410A | 1.9333 | Residential & Commercial | Ducted CEE Tier 1
212986975 | Central HP <5.4 tons | KEEPRITE | HRCU-A-CB (Split System: Heat Pump with Remote Outdoor Unit-Air-Source) | DLCURAH24ABK |  |  | EN(A,D,W)4X36L17** | *96MSN0601412A* | 23600 | 16.5 | 8.1 | 26400 | 24200 | 91.67% | 2.02 | 0 | 10 |  |  |  | No | R-410A | 1.9667 | Residential & Commercial | Ducted CEE Tier 1
211227357 | Central HP <5.4 tons | ARCOAIRE | HRCU-A-CB (Split System: Heat Pump with Remote Outdoor Unit-Air-Source) | DLCURAH36ABK |  |  | EA*4X42L21A* | *80ES(N,L)0902120A* | 36000 | 16 | 8.1 | 39500 | 35000 | 88.61% | 1.9 | 0 | 10 |  |  |  | No | R-410A | 3 | Residential & Commercial | Ducted CEE Tier 1
211227461 | Central HP <5.4 tons | ARCOAIRE | HRCU-A-CB (Split System: Heat Pump with Remote Outdoor Unit-Air-Source) | DLCURAH36ABK |  |  | EA*4X42L21A* | *80VTL0701716A* | 35400 | 16 | 8.1 | 38500 | 35000 | 90.91% | 1.88 | 0 | 10 |  |  |  | No | R-410A | 2.95 | Residential & Commercial | Ducted CEE Tier 1
211226923 | Central HP <5.4 tons | ARCOAIRE | HRCU-A-CB (Split System: Heat Pump with Remote Outdoor Unit-Air-Source) | DLCURAH36ABK |  |  | EA*4X37L21A* | *80ESU0802120A | 37400 | 15.5 | 8.5 | 39000 | 35000 | 89.74% | 2.16 | 0 | 10 |  |  |  | No | R-410A | 3.1167 | Residential & Commercial | Ducted CEE Tier 1
214302978 | Central HP <5.4 tons | RUUD | HRCU-A-CB (Split System: Heat Pump with Remote Outdoor Unit-Air-Source) | RD17AZ36AJ3N | ADP |  | H,RG47936 | R801V0504A17UHS | 34200 | 18 | 8.1 | 32600 | 29400 | 90.18% | 1.9 | 0 | 10 |  |  |  | No | R-410A | 2.85 | Residential & Commercial | Ducted CEE Tier 1
212627999 | Central HP <5.4 tons | COLEMAN | HRCU-A-CB (Split System: Heat Pump with Remote Outdoor Unit-Air-Source) | HMH72B341 | ASPEN |  | D(A,C,E)48D36+TDR | TM9V100C16MP12 | 33400 | 17.5 | 8.5 | 34000 | 27400 | 80.59% | 2.67 | 0 | 10 |  |  |  | No | R-410A | 2.7833 | Residential & Commercial | Ducted CEE Tier 1
212986207 | Central HP <5.4 tons | KEEPRITE | HRCU-A-CB (Split System: Heat Pump with Remote Outdoor Unit-Air-Source) | DLCURAH24ABK |  |  | EA*4X37L17A* | *96MSN0401410A* | 24000 | 16 | 8.1 | 25200 | 22200 | 88.1% | 1.84 | 0 | 10 |  |  |  | No | R-410A | 2 | Residential & Commercial | Ducted CEE Tier 1
211241643 | Central HP <5.4 tons | KEEPRITE | HRCU-A-CB (Split System: Heat Pump with Remote Outdoor Unit-Air-Source) | DLCURAH24ABK |  |  | EA*4X30L17A* | *80ES(N,L)0451412A* | 24600 | 16 | 8.5 | 26600 | 22600 | 84.96% | 1.84 | 0 | 10 |  |  |  | No | R-410A | 2.05 | Residential & Commercial | Ducted CEE Tier 1
211241679 | Central HP <5.4 tons | KEEPRITE | HRCU-A-CB (Split System: Heat Pump with Remote Outdoor Unit-Air-Source) | DLCURAH24ABK |  |  | EA*4X30L17A* | *80ES(N,L)0901714A* | 24600 | 16.5 | 8.5 | 26600 | 22600 | 84.96% | 1.86 | 0 | 10 |  |  |  | No | R-410A | 2.05 | Residential & Commercial | Ducted CEE Tier 1
211245807 | Central HP <5.4 tons | ARCOAIRE | HRCU-A-CB (Split System: Heat Pump with Remote Outdoor Unit-Air-Source) | DLCURAH24ABK |  |  | FEM4X24**CL |  | 23800 | 17.5 | 8.5 | 26000 | 23800 | 91.54% | 2 | 0 | 10 |  |  |  | No | R-410A | 1.9833 | Residential & Commercial | Ducted CEE Tier 1
211245973 | Central HP <5.4 tons | ARCOAIRE | HRCU-A-CB (Split System: Heat Pump with Remote Outdoor Unit-Air-Source) | DLCURAH24ABK |  |  | FVM4X24***L |  | 23800 | 17 | 8.5 | 25800 | 23000 | 89.15% | 1.92 | 0 | 10 |  |  |  | No | R-410A | 1.9833 | Residential & Commercial | Ducted CEE Tier 1
211245369 | Central HP <5.4 tons | ARCOAIRE | HRCU-A-CB (Split System: Heat Pump with Remote Outdoor Unit-Air-Source) | DLCURAH24ABK |  |  | EN(A,D)4X36L21** | *80ES(N,L)0701716A* | 24800 | 16 | 8.1 | 26800 | 22200 | 82.84% | 1.82 | 0 | 10.5 |  |  |  | No | R-410A | 2.0667 | Residential & Commercial | Ducted CEE Tier 1
211245472 | Central HP <5.4 tons | ARCOAIRE | HRCU-A-CB (Split System: Heat Pump with Remote Outdoor Unit-Air-Source) | DLCURAH24ABK |  |  | EN(A,D)4X36L21** | *80ESU0401712A* | 24000 | 17 | 8.1 | 26000 | 23200 | 89.23% | 1.92 | 0 | 10.5 |  |  |  | No | R-410A | 2 | Residential & Commercial | Ducted CEE Tier 1
212976040 | Central HP <5.4 tons | KEEPRITE | HRCU-A-CB (Split System: Heat Pump with Remote Outdoor Unit-Air-Source) | DLCURAH24ABK |  |  | EA*4X36L17A* | *96VTN0801716B* | 23600 | 17 | 8.5 | 26000 | 24200 | 93.08% | 2.02 | 0 | 10 |  |  |  | No | R-410A | 1.9667 | Residential & Commercial | Ducted CEE Tier 1
214440889 | Central HP <5.4 tons | BRYANT HEATING AND COOLING SYSTEMS | HRCU-A-CB (Split System: Heat Pump with Remote Outdoor Unit-Air-Source) | 284ANV036*0**B* | ADP |  | V,C36H***P219 | 88*TB36070C14*** | 32200 | 19 | 9 | 35400 | 27600 | 77.97% | 2.02 | 0 | 11.7 |  |  |  | No | R-410A | 2.6833 | Residential & Commercial | Ducted CEE Tier 1
214802739 | Central HP <5.4 tons | RHEEM | HRCU-A-CB (Split System: Heat Pump with Remote Outdoor Unit-Air-Source) | RP15AZ24AJ2N | ASPEN |  | D(A,C,E)24B34+TDR | R801V1004A17UHS | 22400 | 16 | 8.3 | 23000 | 16300 | 70.87% | 3.03 | 0 | 11.9 |  |  |  | No | R-410A | 1.8667 | Residential & Commercial | Ducted CEE Tier 1
215057507 | Central HP <5.4 tons | BOSCH | HRCU-A-CB (Split System: Heat Pump with Remote Outdoor Unit-Air-Source) | BOVD-36HDN1-M20G | ASPEN |  | L(E,G)M36D4 |  | 31800 | 17 | 8.1 | 33000 | 24000 | 72.73% | 1.9 | 0 | 11 |  |  |  | No | R-410A | 2.65 | Residential & Commercial | Ducted CEE Tier 1
215682461 | Central HP <5.4 tons | KENMORE | HRCU-A-CB (Split System: Heat Pump with Remote Outdoor Unit-Air-Source) | (C,H,T)5H0V48*K*AAA* |  |  | EVD5X61M21A*+WALLCON | *80CSU0601716B* | 48500 | 19 | 9 | 50000 | 36800 | 73.6% | 2.1 | 0 | 10 |  |  |  | No | R-454B | 4.0417 | Residential & Commercial | Ducted CEE Tier 1
213079503 | Central HP <5.4 tons | KEEPRITE | HRCU-A-CB (Split System: Heat Pump with Remote Outdoor Unit-Air-Source) | DLCURAH36ABK |  |  | EN(A,D,W)4X48L21** | *92MSN0601714A* | 35800 | 16 | 8.1 | 38500 | 35000 | 90.91% | 2 | 0 | 10 |  |  |  | No | R-410A | 2.9833 | Residential & Commercial | Ducted CEE Tier 1
213249232 | Central HP <5.4 tons | DIRECT AIR | HRCU-A-C (Split System: Heat Pump with Remote Outdoor Unit with No Indoor Fan --Air Source) | DIRM-30MAGICPRO20-OU | ADP |  | HG33936+TD |  | 29400 | 15.2 | 9.35 | 31200 | 26600 | 85.26% | 1.8 | 0 | 10 |  |  |  | No | R-410A | 2.45 | Residential & Commercial | Ducted CEE Tier 1
207573721 | Central HP <5.4 tons | DAY & NIGHT | HRCU-A-CB (Split System: Heat Pump with Remote Outdoor Unit-Air-Source) | CVH848GKA2* | ADP |  | FG84948 | *95CSU0802120A* | 45500 | 17 | 8.5 | 43500 | 34400 | 79.08% | 2 | 10.5 | 10 |  |  |  | No | R-410A | 3.7917 | Residential & Commercial | Ducted CEE Tier 1
207573723 | Central HP <5.4 tons | DAY & NIGHT | HRCU-A-CB (Split System: Heat Pump with Remote Outdoor Unit-Air-Source) | CVH848GKA2* | ADP |  | FG86960 | *95CSU0802120A* | 45500 | 17 | 8.5 | 43500 | 34400 | 79.08% | 2 | 10.5 | 10 |  |  |  | No | R-410A | 3.7917 | Residential & Commercial | Ducted CEE Tier 1
211230414 | Central HP <5.4 tons | GRANDAIRE | HRCU-A-CB (Split System: Heat Pump with Remote Outdoor Unit-Air-Source) | WDLCURAH36ABK |  |  | WLNC484DA* | WFEL070C048B* | 35800 | 16.5 | 8.1 | 38500 | 34800 | 90.39% | 2 | 0 | 10 |  |  |  | No | R-410A | 2.9833 | Residential & Commercial | Ducted CEE Tier 1
211230679 | Central HP <5.4 tons | GRANDAIRE | HRCU-A-CB (Split System: Heat Pump with Remote Outdoor Unit-Air-Source) | WDLCURAH36ABK |  |  | WLNC484DA* | WFSX120D066A* | 37400 | 15.5 | 8.1 | 39500 | 35000 | 88.61% | 2.08 | 0 | 10.5 |  |  |  | No | R-410A | 3.1167 | Residential & Commercial | Ducted CEE Tier 1
211229943 | Central HP <5.4 tons | GRANDAIRE | HRCU-A-CB (Split System: Heat Pump with Remote Outdoor Unit-Air-Source) | WDLCURAH36ABK |  |  | WLN(C,W)484CA* | WFER090B042A* | 36600 | 16 | 8.1 | 39500 | 35000 | 88.61% | 2.04 | 0 | 10.5 |  |  |  | No | R-410A | 3.05 | Residential & Commercial | Ducted CEE Tier 1
211226836 | Central HP <5.4 tons | GRANDAIRE | HRCU-A-CB (Split System: Heat Pump with Remote Outdoor Unit-Air-Source) | WDLCURAH36ABK |  |  | WLA*374CA* | WFEL090C048B* | 36600 | 16 | 8.5 | 38500 | 34800 | 90.39% | 2.1 | 0 | 10 |  |  |  | No | R-410A | 3.05 | Residential & Commercial | Ducted CEE Tier 1
211228270 | Central HP <5.4 tons | GRANDAIRE | HRCU-A-CB (Split System: Heat Pump with Remote Outdoor Unit-Air-Source) | WDLCURAH36ABK |  |  | WLA*434CA* | WFER090C048A* | 36800 | 16 | 8.5 | 38500 | 34800 | 90.39% | 2.1 | 0 | 10 |  |  |  | No | R-410A | 3.0667 | Residential & Commercial | Ducted CEE Tier 1
211228234 | Central HP <5.4 tons | GRANDAIRE | HRCU-A-CB (Split System: Heat Pump with Remote Outdoor Unit-Air-Source) | WDLCURAH36ABK |  |  | WLA*434CA* | WFER070B036A* | 36400 | 15.5 | 8.5 | 38500 | 34800 | 90.39% | 2.08 | 0 | 10 |  |  |  | No | R-410A | 3.0333 | Residential & Commercial | Ducted CEE Tier 1
211227811 | Central HP <5.4 tons | GRANDAIRE | HRCU-A-CB (Split System: Heat Pump with Remote Outdoor Unit-Air-Source) | WDLCURAH36ABK |  |  | WLA*424DA* | WFER090D060A* | 35400 | 16 | 8.1 | 38500 | 35000 | 90.91% | 1.88 | 0 | 10 |  |  |  | No | R-410A | 2.95 | Residential & Commercial | Ducted CEE Tier 1
214784848 | Central HP <5.4 tons | COMFORTMAKER | HRCU-A-C (Split System: Heat Pump with Remote Outdoor Unit with No Indoor Fan --Air Source) | DLCURAH18ABK | ADP |  | H,GG31930+TD |  | 18000 | 16 | 9.2 | 17300 | 14600 | 84.39% | 2.14 | 0 | 11.7 |  |  |  | No | R-410A | 1.5 | Residential & Commercial | Ducted CEE Tier 1
214385858 | Central HP <5.4 tons | COMFORTMAKER | HRCU-A-C (Split System: Heat Pump with Remote Outdoor Unit with No Indoor Fan --Air Source) | DLCURAH24ABK | ADP |  | H,YA10936+TD |  | 24000 | 16 | 9.15 | 23200 | 19600 | 84.48% | 1.9 | 0 | 10.5 |  |  |  | No | R-410A | 2 | Residential & Commercial | Ducted CEE Tier 1
211245747 | Central HP <5.4 tons | ARCOAIRE | HRCU-A-CB (Split System: Heat Pump with Remote Outdoor Unit-Air-Source) | DLCURAH24ABK |  |  | EN(A,D)4X36L21** | *80ESU0601716A | 24800 | 16.5 | 8.5 | 26600 | 22200 | 83.46% | 1.84 | 0 | 10.5 |  |  |  | No | R-410A | 2.0667 | Residential & Commercial | Ducted CEE Tier 1
212974985 | Central HP <5.4 tons | KEEPRITE | HRCU-A-CB (Split System: Heat Pump with Remote Outdoor Unit-Air-Source) | DLCURAH24ABK |  |  | EA*4X36L17A* | *96VTN0401410B* | 23400 | 16 | 8.5 | 26200 | 24200 | 92.37% | 2 | 0 | 10 |  |  |  | No | R-410A | 1.95 | Residential & Commercial | Ducted CEE Tier 1
212987491 | Central HP <5.4 tons | KEEPRITE | HRCU-A-CB (Split System: Heat Pump with Remote Outdoor Unit-Air-Source) | DLCURAH24ABK |  |  | EN(A,D)4X36L21** | *96MSN0801716A* | 23800 | 17 | 8.5 | 26400 | 24000 | 90.91% | 1.98 | 0 | 10.5 |  |  |  | No | R-410A | 1.9833 | Residential & Commercial | Ducted CEE Tier 1
211245885 | Central HP <5.4 tons | ARCOAIRE | HRCU-A-CB (Split System: Heat Pump with Remote Outdoor Unit-Air-Source) | DLCURAH24ABK |  |  | FMA4X24**AL* |  | 23600 | 17 | 9 | 27200 | 25600 | 94.12% | 2.14 | 0 | 10 |  |  |  | No | R-410A | 1.9667 | Residential & Commercial | Ducted CEE Tier 1
211245635 | Central HP <5.4 tons | ARCOAIRE | HRCU-A-CB (Split System: Heat Pump with Remote Outdoor Unit-Air-Source) | DLCURAH24ABK |  |  | EN(A,D)4X36L21** | *80ES(N,L)0902120A* | 24600 | 16.5 | 8.5 | 26600 | 22400 | 84.21% | 1.84 | 0 | 10.5 |  |  |  | No | R-410A | 2.05 | Residential & Commercial | Ducted CEE Tier 1
211261016 | Central HP <5.4 tons | GRANDAIRE | HRCU-A-CB (Split System: Heat Pump with Remote Outdoor Unit-Air-Source) | WDLCURAH18ABK |  |  | WLA*254BA* | WFEL070B036B* | 18600 | 16.5 | 8.5 | 18400 | 17400 | 94.57% | 2.12 | 0 | 11 |  |  |  | No | R-410A | 1.55 | Residential & Commercial | Ducted CEE Tier 1
211245841 | Central HP <5.4 tons | ARCOAIRE | HRCU-A-CB (Split System: Heat Pump with Remote Outdoor Unit-Air-Source) | DLCURAH24ABK |  |  | FXM4X30**AL |  | 24200 | 16.5 | 8.5 | 26000 | 22600 | 86.92% | 1.86 | 0 | 10 |  |  |  | No | R-410A | 2.0167 | Residential & Commercial | Ducted CEE Tier 1
213079101 | Central HP <5.4 tons | KEEPRITE | HRCU-A-CB (Split System: Heat Pump with Remote Outdoor Unit-Air-Source) | DLCURAH36ABK |  |  | EA*4X37L21A* | *80MSU0601716A* | 36400 | 16.5 | 8.5 | 38000 | 34800 | 91.58% | 2.08 | 0 | 10 |  |  |  | No | R-410A | 3.0333 | Residential & Commercial | Ducted CEE Tier 1
213078213 | Central HP <5.4 tons | KEEPRITE | HRCU-A-CB (Split System: Heat Pump with Remote Outdoor Unit-Air-Source) | DLCURAH36ABK |  |  | EA*4X43L21A* | *80MS(N,L)0702116A* | 36400 | 16 | 8.5 | 38000 | 34800 | 91.58% | 2.06 | 0 | 10 |  |  |  | No | R-410A | 3.0333 | Residential & Commercial | Ducted CEE Tier 1
212384353 | Central HP <5.4 tons | ARCOAIRE | HRCU-A-CB (Split System: Heat Pump with Remote Outdoor Unit-Air-Source) | DLCURAH36ABK |  |  | END4X42L17** | *80ESU0601716A | 36400 | 15.5 | 8.1 | 39500 | 35000 | 88.61% | 1.98 | 0 | 10 |  |  |  | No | R-410A | 3.0333 | Residential & Commercial | Ducted CEE Tier 1
212384830 | Central HP <5.4 tons | ARCOAIRE | HRCU-A-CB (Split System: Heat Pump with Remote Outdoor Unit-Air-Source) | DLCURAH36ABK |  |  | FJMA4*42L*C* |  | 37000 | 16 | 8.1 | 39000 | 34800 | 89.23% | 2 | 0 | 10 |  |  |  | No | R-410A | 3.0833 | Residential & Commercial | Ducted CEE Tier 1
214336387 | Central HP <5.4 tons | BRYANT HEATING AND COOLING SYSTEMS | HRCU-A-CB (Split System: Heat Pump with Remote Outdoor Unit-Air-Source) | 284ANV048*0**B* | ADP |  | C60A***L169 | 88*TA60090C21*** | 44000 | 21 | 9.5 | 44500 | 35800 | 80.45% | 2.28 | 0 | 12 |  |  |  | No | R-410A | 3.6667 | Residential & Commercial | Ducted CEE Tier 1
212971998 | Central HP <5.4 tons | GRANDAIRE | HRCU-A-CB (Split System: Heat Pump with Remote Outdoor Unit-Air-Source) | WDLCURAH24ABK |  |  | WLA*374BA* | WFET090B048A* | 24200 | 17 | 8.5 | 25200 | 21800 | 86.51% | 1.82 | 0 | 10 |  |  |  | No | R-410A | 2.0167 | Residential & Commercial | Ducted CEE Tier 1
211259604 | Central HP <5.4 tons | ARCOAIRE | HRCU-A-CB (Split System: Heat Pump with Remote Outdoor Unit-Air-Source) | DLCURAH18ABK |  |  | EA*4X19L17A* | *96VSN0601714A* | 18200 | 16 | 8.5 | 18200 | 17600 | 96.7% | 2.14 | 0 | 10.5 |  |  |  | No | R-410A | 1.5167 | Residential & Commercial | Ducted CEE Tier 1
211260765 | Central HP <5.4 tons | KEEPRITE | HRCU-A-CB (Split System: Heat Pump with Remote Outdoor Unit-Air-Source) | DLCURAH18ABK |  |  | EA*4X25L17A* | *95ESU0401712A* | 18200 | 16.5 | 8.5 | 18000 | 17600 | 97.78% | 2.12 | 0 | 11 |  |  |  | No | R-410A | 1.5167 | Residential & Commercial | Ducted CEE Tier 1
211261078 | Central HP <5.4 tons | KEEPRITE | HRCU-A-CB (Split System: Heat Pump with Remote Outdoor Unit-Air-Source) | DLCURAH18ABK |  |  | EA*4X25L17A* | *92ESN0401712A* | 18400 | 15.5 | 8.5 | 18300 | 17500 | 95.63% | 2.12 | 0 | 10.5 |  |  |  | No | R-410A | 1.5333 | Residential & Commercial | Ducted CEE Tier 1
212972409 | Central HP <5.4 tons | GRANDAIRE | HRCU-A-CB (Split System: Heat Pump with Remote Outdoor Unit-Air-Source) | WDLCURAH24ABK |  |  | WLA*364CA* | WFET110C066A* | 24000 | 17.5 | 8.5 | 26400 | 21600 | 81.82% | 1.8 | 0 | 10 |  |  |  | No | R-410A | 2 | Residential & Commercial | Ducted CEE Tier 1
211260072 | Central HP <5.4 tons | ARCOAIRE | HRCU-A-CB (Split System: Heat Pump with Remote Outdoor Unit-Air-Source) | DLCURAH18ABK |  |  | EA*4X24L14A* | *80VSL0451412A* | 17700 | 16 | 8.5 | 18600 | 19100 | 102.7% | 2.3 | 0 | 10.5 |  |  |  | No | R-410A | 1.475 | Residential & Commercial | Ducted CEE Tier 1
214229210 | Central HP <5.4 tons | GRANDAIRE | HRCU-A-CB (Split System: Heat Pump with Remote Outdoor Unit-Air-Source) | WDLCURAH24ABK |  |  | WLN(C,W)364BA* | WFEU060B048B* | 23600 | 17 | 8.5 | 25600 | 24000 | 93.75% | 2 | 0 | 10.5 |  |  |  | No | R-410A | 1.9667 | Residential & Commercial | Ducted CEE Tier 1
212988801 | Central HP <5.4 tons | KEEPRITE | HRCU-A-CB (Split System: Heat Pump with Remote Outdoor Unit-Air-Source) | DLCURAH18ABK |  |  | EA*4X25L17A* | *95MSU0401712A* | 17700 | 16.5 | 8.1 | 17700 | 17800 | 100.6% | 2.14 | 0 | 10.5 |  |  |  | No | R-410A | 1.475 | Residential & Commercial | Ducted CEE Tier 1
214796433 | Central HP <5.4 tons | BRYANT HEATING AND COOLING SYSTEMS | HRCU-A-CB (Split System: Heat Pump with Remote Outdoor Unit-Air-Source) | 38MURAQ18AB3* | ADP |  | H,PG7J936 | 916SA30026M14*** | 16900 | 20 | 8.1 | 16700 | 18800 | 112.6% | 2.3 | 0 | 10 |  |  |  | No | R-410A | 1.4083 | Residential & Commercial | Ducted CEE Tier 1
214624654 | Central HP <5.4 tons | CARRIER | HRCU-A-CB (Split System: Heat Pump with Remote Outdoor Unit-Air-Source) | 38MURAQ18AB3* | ADP |  | C36A***L129 | 58SU*B040M17**12 | 17100 | 16 | 8.5 | 16800 | 18500 | 110.1% | 2.28 | 0 | 10 |  |  |  | No | R-410A | 1.425 | Residential & Commercial | Ducted CEE Tier 1
214609724 | Central HP <5.4 tons | AMERICAN STANDARD | HRCU-A-CB (Split System: Heat Pump with Remote Outdoor Unit-Air-Source) | 4A6V0X60A1 | ADP |  | H,TG74960 | S8V2C100M5PCA | 54000 | 19 | 8.2 | 50000 | 39500 | 79% | 1.78 | 0 | 11.7 |  |  |  | No | R-410A | 4.5 | Residential & Commercial | Ducted CEE Tier 1
214609725 | Central HP <5.4 tons | AMERICAN STANDARD | HRCU-A-CB (Split System: Heat Pump with Remote Outdoor Unit-Air-Source) | 4A6V0X60A1 | ADP |  | H,TG74960 | S8V2C100M5PDA | 54000 | 19 | 8.2 | 50000 | 39500 | 79% | 1.78 | 0 | 11.7 |  |  |  | No | R-410A | 4.5 | Residential & Commercial | Ducted CEE Tier 1
215935701 | Central HP <5.4 tons | KEEPRITE | HRCU-A-CB (Split System: Heat Pump with Remote Outdoor Unit-Air-Source) | C5H3V36*K*AAA* |  |  | EVD5X36M21A*+WALLCON | *95CSU1002122B* | 34400 | 21 | 8.5 | 38500 | 28000 | 72.73% | 2.04 | 0 | 12 |  |  |  | No | R-454B | 2.8667 | Residential & Commercial | Ducted CEE Tier 1
215935591 | Central HP <5.4 tons | KEEPRITE | HRCU-A-CB (Split System: Heat Pump with Remote Outdoor Unit-Air-Source) | C5H3V36*K*AAA* |  |  | EVD5X36M21A*+WALLCON | *80CSU0401712A* | 34400 | 21 | 8.5 | 38500 | 28400 | 73.77% | 2.04 | 0 | 11.7 |  |  |  | No | R-454B | 2.8667 | Residential & Commercial | Ducted CEE Tier 1
215935441 | Central HP <5.4 tons | KEEPRITE | HRCU-A-CB (Split System: Heat Pump with Remote Outdoor Unit-Air-Source) | C5H3V36*K*AAA* |  |  | EVM5X60M24A*+WALLCON | *96CTN1002122B* | 35600 | 22 | 8.5 | 38000 | 28400 | 74.74% | 2.04 | 0 | 12.5 |  |  |  | No | R-454B | 2.9667 | Residential & Commercial | Ducted CEE Tier 1
215936211 | Central HP <5.4 tons | KEEPRITE | HRCU-A-CB (Split System: Heat Pump with Remote Outdoor Unit-Air-Source) | C5H3V36*K*AAA* |  |  | EVD5X42M24A*+WALLCON | *95CSU1002122B* | 35600 | 22 | 8.5 | 38000 | 28400 | 74.74% | 2.06 | 0 | 12.5 |  |  |  | No | R-454B | 2.9667 | Residential & Commercial | Ducted CEE Tier 1
215936341 | Central HP <5.4 tons | KEEPRITE | HRCU-A-CB (Split System: Heat Pump with Remote Outdoor Unit-Air-Source) | C5H3V36*K*AAA* |  |  | EVD5X48M24A*+WALLCON | *80CTL1352422B* | 35200 | 21.5 | 8.5 | 38000 | 28200 | 74.21% | 2.04 | 0 | 12 |  |  |  | No | R-454B | 2.9333 | Residential & Commercial | Ducted CEE Tier 1
213250267 | Central HP <5.4 tons | DIRECT AIR | HRCU-A-C (Split System: Heat Pump with Remote Outdoor Unit with No Indoor Fan --Air Source) | DIRM-30MAGICPRO20-OU | ADP |  | *E31930+TD |  | 28600 | 15.2 | 9.05 | 31000 | 26600 | 85.81% | 1.76 | 0 | 10 |  |  |  | No | R-410A | 2.3833 | Residential & Commercial | Ducted CEE Tier 1
213250275 | Central HP <5.4 tons | DIRECT AIR | HRCU-A-C (Split System: Heat Pump with Remote Outdoor Unit with No Indoor Fan --Air Source) | DIRM-30MAGICPRO20-OU | ADP |  | *E31930+TD |  | 28600 | 15.2 | 9.05 | 31000 | 26600 | 85.81% | 1.76 | 0 | 10 |  |  |  | No | R-410A | 2.3833 | Residential & Commercial | Ducted CEE Tier 1
216056013 | Central HP <5.4 tons | CHAMPION HEATING AND COOLING | HRCU-A-CB (Split System: Heat Pump with Remote Outdoor Unit-Air-Source) | HH860E2S11 | ASPEN |  | C(A,C,D,E)60A3K+TDR | Z8ES120C20SMPS1 | 41500 | 17.5 | 8.1 | 45000 | 34000 | 75.56% | 2 | 0 | 11.5 |  |  |  | No | R-454B | 3.4583 | Residential & Commercial | Ducted CEE Tier 1
211228473 | Central HP <5.4 tons | KEEPRITE | HRCU-A-CB (Split System: Heat Pump with Remote Outdoor Unit-Air-Source) | DLCURAH36ABK |  |  | EA*4X43L21A* | *92ESN1002122A* | 37400 | 15.2 | 8.5 | 39000 | 35000 | 89.74% | 2.16 | 0 | 10 |  |  |  | No | R-410A | 3.1167 | Residential & Commercial | Ducted CEE Tier 1
211228526 | Central HP <5.4 tons | KEEPRITE | HRCU-A-CB (Split System: Heat Pump with Remote Outdoor Unit-Air-Source) | DLCURAH36ABK |  |  | EA*4X43L21A* | *95ESN1002122A* | 37400 | 15.5 | 8.5 | 39000 | 35000 | 89.74% | 2.16 | 0 | 10 |  |  |  | No | R-410A | 3.1167 | Residential & Commercial | Ducted CEE Tier 1
213353848 | Central HP <5.4 tons | ARCOAIRE | HRCU-A-CB (Split System: Heat Pump with Remote Outdoor Unit-Air-Source) | DLCURAH36ABK |  |  | F5MA4*36L*B* |  | 35800 | 16 | 9 | 38500 | 35000 | 90.91% | 1.94 | 0 | 10 |  |  |  | No | R-410A | 2.9833 | Residential & Commercial | Ducted CEE Tier 1
212988981 | Central HP <5.4 tons | KEEPRITE | HRCU-A-CB (Split System: Heat Pump with Remote Outdoor Unit-Air-Source) | DLCURAH36ABK |  |  | EA*4X48L21A* | *95MSU0601716A* | 35400 | 16 | 8.1 | 37800 | 34600 | 91.53% | 2 | 0 | 10 |  |  |  | No | R-410A | 2.95 | Residential & Commercial | Ducted CEE Tier 1
213546869 | Central HP <5.4 tons | LENNOX | HRCU-A-CB (Split System: Heat Pump with Remote Outdoor Unit-Air-Source) | EL22XPV-024-230A** | ADP |  | L*35/36U9 | SLP98UH070XV36B* | 23800 | 21 | 8.5 | 22000 | 15400 | 70% | 1.92 | 0 | 13.5 |  |  |  | No | R-410A | 1.9833 | Residential & Commercial | Ducted CEE Tier 1
213079320 | Central HP <5.4 tons | GRANDAIRE | HRCU-A-CB (Split System: Heat Pump with Remote Outdoor Unit-Air-Source) | WDLCURAH36ABK |  |  | WLN(C,W)484CA* | WFEU080C060B* | 35800 | 17 | 8.1 | 38000 | 34800 | 91.58% | 2.04 | 0 | 10.5 |  |  |  | No | R-410A | 2.9833 | Residential & Commercial | Ducted CEE Tier 1
213080038 | Central HP <5.4 tons | GRANDAIRE | HRCU-A-CB (Split System: Heat Pump with Remote Outdoor Unit-Air-Source) | WDLCURAH36ABK |  |  | WLA*374CA* | WFSX080B048B* | 36400 | 15.5 | 8.5 | 38000 | 35200 | 92.63% | 1.88 | 0 | 10 |  |  |  | No | R-410A | 3.0333 | Residential & Commercial | Ducted CEE Tier 1
212384323 | Central HP <5.4 tons | GRANDAIRE | HRCU-A-CB (Split System: Heat Pump with Remote Outdoor Unit-Air-Source) | WDLCURAH36ABK |  |  | WLNC424BA* | WFAX060B042A* | 35800 | 16 | 8.1 | 39000 | 35000 | 89.74% | 1.96 | 0 | 10 |  |  |  | No | R-410A | 2.9833 | Residential & Commercial | Ducted CEE Tier 1
212383410 | Central HP <5.4 tons | GRANDAIRE | HRCU-A-CB (Split System: Heat Pump with Remote Outdoor Unit-Air-Source) | WDLCURAH36ABK |  |  | WLA*374CA* | WFER070B048A* | 36600 | 15.5 | 8.5 | 39000 | 34800 | 89.23% | 2.1 | 0 | 10 |  |  |  | No | R-410A | 3.05 | Residential & Commercial | Ducted CEE Tier 1
213077369 | Central HP <5.4 tons | GRANDAIRE | HRCU-A-CB (Split System: Heat Pump with Remote Outdoor Unit-Air-Source) | WDLCURAH36ABK |  |  | WLA*374BA* | WFST080B048A* | 36000 | 15.5 | 8.5 | 38500 | 35000 | 90.91% | 2.06 | 0 | 10 |  |  |  | No | R-410A | 3 | Residential & Commercial | Ducted CEE Tier 1
213078775 | Central HP <5.4 tons | GRANDAIRE | HRCU-A-CB (Split System: Heat Pump with Remote Outdoor Unit-Air-Source) | WDLCURAH36ABK |  |  | WLA*424DA* | WFE*135D060C* | 35400 | 16.5 | 8.1 | 38500 | 34600 | 89.87% | 2.02 | 0 | 10 |  |  |  | No | R-410A | 2.95 | Residential & Commercial | Ducted CEE Tier 1
213080883 | Central HP <5.4 tons | GRANDAIRE | HRCU-A-CB (Split System: Heat Pump with Remote Outdoor Unit-Air-Source) | WDLCURAH36ABK |  |  | WLNC484DA* | WFSU080C060B* | 35800 | 16.5 | 8.1 | 38500 | 28000 | 72.73% | 1.78 | 0 | 10 |  |  |  | No | R-410A | 2.9833 | Residential & Commercial | Ducted CEE Tier 1
212976817 | Central HP <5.4 tons | GRANDAIRE | HRCU-A-CB (Split System: Heat Pump with Remote Outdoor Unit-Air-Source) | WDLCURAH36ABK |  |  | WLA*484DA* | WFST100C060A* | 36000 | 16.5 | 8.5 | 37800 | 35200 | 93.12% | 1.78 | 0 | 10 |  |  |  | No | R-410A | 3 | Residential & Commercial | Ducted CEE Tier 1
212976315 | Central HP <5.4 tons | GRANDAIRE | HRCU-A-CB (Split System: Heat Pump with Remote Outdoor Unit-Air-Source) | WDLCURAH36ABK |  |  | WLA*484CA* | WFST080B048A* | 35400 | 16 | 8.1 | 37800 | 35400 | 93.65% | 1.78 | 0 | 10 |  |  |  | No | R-410A | 2.95 | Residential & Commercial | Ducted CEE Tier 1
213077887 | Central HP <5.4 tons | GRANDAIRE | HRCU-A-CB (Split System: Heat Pump with Remote Outdoor Unit-Air-Source) | WDLCURAH36ABK |  |  | WLA*374BA* | WFE*070A036C* | 36000 | 15.5 | 8.5 | 38500 | 35400 | 91.95% | 1.78 | 0 | 10 |  |  |  | No | R-410A | 3 | Residential & Commercial | Ducted CEE Tier 1
213078948 | Central HP <5.4 tons | GRANDAIRE | HRCU-A-CB (Split System: Heat Pump with Remote Outdoor Unit-Air-Source) | WDLCURAH36ABK |  |  | WLN(C,W)484CA* | WFEU100C060B* | 35800 | 16.5 | 8.5 | 38500 | 34800 | 90.39% | 2 | 0 | 10 |  |  |  | No | R-410A | 2.9833 | Residential & Commercial | Ducted CEE Tier 1
213079152 | Central HP <5.4 tons | GRANDAIRE | HRCU-A-CB (Split System: Heat Pump with Remote Outdoor Unit-Air-Source) | WDLCURAH36ABK |  |  | WLA*484CA* | WFEU060B048B* | 35600 | 16.5 | 8.5 | 37800 | 34600 | 91.53% | 2.06 | 0 | 10 |  |  |  | No | R-410A | 2.9667 | Residential & Commercial | Ducted CEE Tier 1
213079332 | Central HP <5.4 tons | GRANDAIRE | HRCU-A-CB (Split System: Heat Pump with Remote Outdoor Unit-Air-Source) | WDLCURAH36ABK |  |  | WLNC484DA* | WFEU080C060B* | 35800 | 17 | 8.1 | 38000 | 34800 | 91.58% | 2.04 | 0 | 10.5 |  |  |  | No | R-410A | 2.9833 | Residential & Commercial | Ducted CEE Tier 1
215057490 | Central HP <5.4 tons | BOSCH | HRCU-A-CB (Split System: Heat Pump with Remote Outdoor Unit-Air-Source) | BOVD-36HDN1-M20G | ASPEN |  | L(E,G)M24J4 |  | 23000 | 19 | 9 | 23200 | 17600 | 75.86% | 2 | 0 | 12.5 |  |  |  | No | R-410A | 1.9167 | Residential & Commercial | Ducted CEE Tier 1
212988837 | Central HP <5.4 tons | KEEPRITE | HRCU-A-CB (Split System: Heat Pump with Remote Outdoor Unit-Air-Source) | DLCURAH18ABK |  |  | EN(A,D)4X30L17** | *95MSU0401712A* | 17500 | 16 | 8.1 | 18000 | 18700 | 103.9% | 2.24 | 0 | 11 |  |  |  | No | R-410A | 1.4583 | Residential & Commercial | Ducted CEE Tier 1
211260022 | Central HP <5.4 tons | KEEPRITE | HRCU-A-CB (Split System: Heat Pump with Remote Outdoor Unit-Air-Source) | DLCURAH18ABK |  |  | EA*4X19L17A* | *80ESU0601716A | 19100 | 16.5 | 9 | 19000 | 17400 | 91.58% | 2.14 | 0 | 11 |  |  |  | No | R-410A | 1.5917 | Residential & Commercial | Ducted CEE Tier 1
212974949 | Central HP <5.4 tons | GRANDAIRE | HRCU-A-CB (Split System: Heat Pump with Remote Outdoor Unit-Air-Source) | WDLCURAH24ABK |  |  | WLA*254BA* | WFST040A030A* | 24000 | 16 | 8.1 | 25200 | 25000 | 99.21% | 2.08 | 0 | 10 |  |  |  | No | R-410A | 2 | Residential & Commercial | Ducted CEE Tier 1
212974988 | Central HP <5.4 tons | GRANDAIRE | HRCU-A-CB (Split System: Heat Pump with Remote Outdoor Unit-Air-Source) | WDLCURAH24ABK |  |  | WLA*364BA* | WFST040A030A* | 23400 | 16 | 8.5 | 26200 | 22400 | 85.5% | 1.84 | 0 | 10 |  |  |  | No | R-410A | 1.95 | Residential & Commercial | Ducted CEE Tier 1
212976017 | Central HP <5.4 tons | GRANDAIRE | HRCU-A-CB (Split System: Heat Pump with Remote Outdoor Unit-Air-Source) | WDLCURAH24ABK |  |  | WLA*254BA* | WFST080B048A* | 24400 | 17 | 8.5 | 25400 | 25000 | 98.43% | 2.08 | 0 | 10 |  |  |  | No | R-410A | 2.0333 | Residential & Commercial | Ducted CEE Tier 1
211241716 | Central HP <5.4 tons | GRANDAIRE | HRCU-A-CB (Split System: Heat Pump with Remote Outdoor Unit-Air-Source) | WDLCURAH24ABK |  |  | WLA*304BA* | WFAX080B048A* | 24200 | 17 | 8.5 | 26400 | 22800 | 86.36% | 1.9 | 0 | 10 |  |  |  | No | R-410A | 2.0167 | Residential & Commercial | Ducted CEE Tier 1
212987021 | Central HP <5.4 tons | ARCOAIRE | HRCU-A-CB (Split System: Heat Pump with Remote Outdoor Unit-Air-Source) | DLCURAH18ABK |  |  | EA*4X30L14A* | *96MSN0601412A* | 17400 | 16 | 8.5 | 18000 | 18700 | 103.9% | 2.26 | 0 | 10.5 |  |  |  | No | R-410A | 1.45 | Residential & Commercial | Ducted CEE Tier 1
212987041 | Central HP <5.4 tons | ARCOAIRE | HRCU-A-CB (Split System: Heat Pump with Remote Outdoor Unit-Air-Source) | DLCURAH18ABK |  |  | EN(A,D)4X18L14** | *96MSN0601412A* | 17400 | 16 | 8.5 | 18600 | 19800 | 106.5% | 2.38 | 0 | 10.5 |  |  |  | No | R-410A | 1.45 | Residential & Commercial | Ducted CEE Tier 1
212626075 | Central HP <5.4 tons | COLEMAN | HRCU-A-CB (Split System: Heat Pump with Remote Outdoor Unit-Air-Source) | HMH72B341 | ASPEN |  | D(A,C,E)36D36+TDR | TM8Y080B12MP11 | 33000 | 18 | 8.5 | 33400 | 27400 | 82.04% | 2.65 | 0 | 10 |  |  |  | No | R-410A | 2.75 | Residential & Commercial | Ducted CEE Tier 1
212626400 | Central HP <5.4 tons | COLEMAN | HRCU-A-CB (Split System: Heat Pump with Remote Outdoor Unit-Air-Source) | HMH72B341 | ASPEN |  | D(A,C,E)48C36+TDR | TM9E100C16MP12 | 33200 | 18 | 8.5 | 33600 | 27200 | 80.95% | 2.66 | 0 | 10 |  |  |  | No | R-410A | 2.7667 | Residential & Commercial | Ducted CEE Tier 1
212626620 | Central HP <5.4 tons | COLEMAN | HRCU-A-CB (Split System: Heat Pump with Remote Outdoor Unit-Air-Source) | HMH72B341 | ASPEN |  | D(A,C,E)42A46+TDR | TM9Y100C16MP11 | 32800 | 18 | 8.3 | 33800 | 28600 | 84.62% | 2.69 | 0 | 10 |  |  |  | No | R-410A | 2.7333 | Residential & Commercial | Ducted CEE Tier 1
212985887 | Central HP <5.4 tons | ARCOAIRE | HRCU-A-CB (Split System: Heat Pump with Remote Outdoor Unit-Air-Source) | DLCURAH18ABK |  |  | EA*4X24L14A* | *96MSN0261410A* | 17300 | 16 | 8.5 | 18200 | 19400 | 106.6% | 2.34 | 0 | 10.5 |  |  |  | No | R-410A | 1.4417 | Residential & Commercial | Ducted CEE Tier 1
211260731 | Central HP <5.4 tons | KEEPRITE | HRCU-A-CB (Split System: Heat Pump with Remote Outdoor Unit-Air-Source) | DLCURAH18ABK |  |  | EA*4X25L17A* | *96VSN0401712A* | 18200 | 15.5 | 8.5 | 18200 | 17500 | 96.15% | 2.12 | 0 | 10.5 |  |  |  | No | R-410A | 1.5167 | Residential & Commercial | Ducted CEE Tier 1
211262168 | Central HP <5.4 tons | KEEPRITE | HRCU-A-CB (Split System: Heat Pump with Remote Outdoor Unit-Air-Source) | DLCURAH18ABK |  |  | EA*4X30L17A* | *80ES(N,L)0701412A* | 17800 | 16.5 | 8.5 | 18200 | 18500 | 101.6% | 2.22 | 0 | 10.5 |  |  |  | No | R-410A | 1.4833 | Residential & Commercial | Ducted CEE Tier 1
211260513 | Central HP <5.4 tons | KEEPRITE | HRCU-A-CB (Split System: Heat Pump with Remote Outdoor Unit-Air-Source) | DLCURAH18ABK |  |  | EA*4X24L17A* | *95ESN0261410A* | 18000 | 15.5 | 8.5 | 19000 | 18900 | 99.47% | 2.26 | 0 | 10.5 |  |  |  | No | R-410A | 1.5 | Residential & Commercial | Ducted CEE Tier 1
212986291 | Central HP <5.4 tons | KEEPRITE | HRCU-A-CB (Split System: Heat Pump with Remote Outdoor Unit-Air-Source) | DLCURAH18ABK |  |  | EA*4X24L14A* | *96MSN0401410A* | 17400 | 16 | 8.5 | 18500 | 19500 | 105.4% | 2.34 | 0 | 10.5 |  |  |  | No | R-410A | 1.45 | Residential & Commercial | Ducted CEE Tier 1
212984765 | Central HP <5.4 tons | KEEPRITE | HRCU-A-CB (Split System: Heat Pump with Remote Outdoor Unit-Air-Source) | DLCURAH18ABK |  |  | EN(A,D)4X30L17** | *92MSN0801716A* | 17400 | 16.5 | 8.1 | 17900 | 18600 | 103.9% | 2.24 | 0 | 11 |  |  |  | No | R-410A | 1.45 | Residential & Commercial | Ducted CEE Tier 1
212626702 | Central HP <5.4 tons | COLEMAN | HRCU-A-CB (Split System: Heat Pump with Remote Outdoor Unit-Air-Source) | HMH72B341 | ASPEN |  | D(A,C,E)48B36+TDR | TM8E120C16MP11 | 33200 | 18 | 8.2 | 33800 | 28600 | 84.62% | 2.71 | 0 | 10 |  |  |  | No | R-410A | 2.7667 | Residential & Commercial | Ducted CEE Tier 1
212626836 | Central HP <5.4 tons | COLEMAN | HRCU-A-CB (Split System: Heat Pump with Remote Outdoor Unit-Air-Source) | HMH72B341 | ASPEN |  | C(A,C,D,E)36C36+TDR | TM9E080B12MP12 | 32600 | 17.5 | 8.5 | 33800 | 27400 | 81.07% | 2.65 | 0 | 10 |  |  |  | No | R-410A | 2.7167 | Residential & Commercial | Ducted CEE Tier 1
212626852 | Central HP <5.4 tons | COLEMAN | HRCU-A-CB (Split System: Heat Pump with Remote Outdoor Unit-Air-Source) | HMH72B341 | ASPEN |  | D(A,C,E)48C36+TDR | TM9E080B12MP12 | 33200 | 17.5 | 8.5 | 33800 | 27400 | 81.07% | 2.65 | 0 | 10 |  |  |  | No | R-410A | 2.7667 | Residential & Commercial | Ducted CEE Tier 1
212626854 | Central HP <5.4 tons | COLEMAN | HRCU-A-CB (Split System: Heat Pump with Remote Outdoor Unit-Air-Source) | HMH72B341 | ASPEN |  | D(A,C,E)48D36+TDR | TM9E080B12MP12 | 33600 | 17.5 | 8.5 | 33800 | 27400 | 81.07% | 2.65 | 0 | 10 |  |  |  | No | R-410A | 2.8 | Residential & Commercial | Ducted CEE Tier 1
212626893 | Central HP <5.4 tons | COLEMAN | HRCU-A-CB (Split System: Heat Pump with Remote Outdoor Unit-Air-Source) | HMH72B341 | ASPEN |  | D(A,C,E)36D36+TDR | TM8E060A12MP11 | 33000 | 18 | 8.1 | 33800 | 27400 | 81.07% | 2.44 | 0 | 10 |  |  |  | No | R-410A | 2.75 | Residential & Commercial | Ducted CEE Tier 1
212626895 | Central HP <5.4 tons | COLEMAN | HRCU-A-CB (Split System: Heat Pump with Remote Outdoor Unit-Air-Source) | HMH72B341 | ASPEN |  | D(A,C,E)42B36+TDR | TM8E060A12MP11 | 32600 | 18 | 8.1 | 33800 | 27400 | 81.07% | 2.44 | 0 | 10 |  |  |  | No | R-410A | 2.7167 | Residential & Commercial | Ducted CEE Tier 1
211260497 | Central HP <5.4 tons | ARCOAIRE | HRCU-A-CB (Split System: Heat Pump with Remote Outdoor Unit-Air-Source) | DLCURAH18ABK |  |  | EA*4X24L17A* | *96VTN0601412A* | 17900 | 16 | 8.5 | 18800 | 19000 | 101.1% | 2.28 | 0 | 10.5 |  |  |  | No | R-410A | 1.4917 | Residential & Commercial | Ducted CEE Tier 1
211260176 | Central HP <5.4 tons | ARCOAIRE | HRCU-A-CB (Split System: Heat Pump with Remote Outdoor Unit-Air-Source) | DLCURAH18ABK |  |  | EA*4X24L14A* | *95ESN0261410A* | 17900 | 15.5 | 8.5 | 19000 | 18900 | 99.47% | 2.26 | 0 | 10.5 |  |  |  | No | R-410A | 1.4917 | Residential & Commercial | Ducted CEE Tier 1
211260059 | Central HP <5.4 tons | ARCOAIRE | HRCU-A-CB (Split System: Heat Pump with Remote Outdoor Unit-Air-Source) | DLCURAH18ABK |  |  | EA*4X19L17A* | OMV112K14A | 18600 | 15.5 | 8.5 | 18700 | 17500 | 93.58% | 2.12 | 0 | 10.5 |  |  |  | No | R-410A | 1.55 | Residential & Commercial | Ducted CEE Tier 1
211240341 | Central HP <5.4 tons | GRANDAIRE | HRCU-A-CB (Split System: Heat Pump with Remote Outdoor Unit-Air-Source) | WDLCURAH24ABK |  |  | WLA*244AA* | WFAX060A036A* | 24200 | 16 | 8.5 | 27200 | 23400 | 86.03% | 1.9 | 0 | 10 |  |  |  | No | R-410A | 2.0167 | Residential & Commercial | Ducted CEE Tier 1
211240943 | Central HP <5.4 tons | GRANDAIRE | HRCU-A-CB (Split System: Heat Pump with Remote Outdoor Unit-Air-Source) | WDLCURAH24ABK |  |  | WLA*254BA* | WFEU040B036A* | 24600 | 17.5 | 8.5 | 25400 | 21200 | 83.46% | 1.8 | 0 | 10.5 |  |  |  | No | R-410A | 2.05 | Residential & Commercial | Ducted CEE Tier 1
211241009 | Central HP <5.4 tons | GRANDAIRE | HRCU-A-CB (Split System: Heat Pump with Remote Outdoor Unit-Air-Source) | WDLCURAH24ABK |  |  | WLA*254BA* | WFSX040B036A* | 24600 | 15.2 | 8.5 | 25800 | 21200 | 82.17% | 1.76 | 0 | 10 |  |  |  | No | R-410A | 2.05 | Residential & Commercial | Ducted CEE Tier 1
211241108 | Central HP <5.4 tons | GRANDAIRE | HRCU-A-CB (Split System: Heat Pump with Remote Outdoor Unit-Air-Source) | WDLCURAH24ABK |  |  | WLA*254BA* | WFEL090B042B* | 25200 | 17 | 8.5 | 25800 | 20800 | 80.62% | 1.76 | 0 | 10.5 |  |  |  | No | R-410A | 2.1 | Residential & Commercial | Ducted CEE Tier 1
216055643 | Central HP <5.4 tons | CHAMPION HEATING AND COOLING | HRCU-A-CB (Split System: Heat Pump with Remote Outdoor Unit-Air-Source) | HH824E2S11 | ASPEN |  | C(A,C,D,E)24A3K+TDR | Z9ES080B12SMPS1 | 21600 | 17 | 8.1 | 22600 | 18100 | 80.09% | 2 | 0 | 12 |  |  |  | No | R-454B | 1.8 | Residential & Commercial | Ducted CEE Tier 1
205750721 | Central HP <5.4 tons | ARCOAIRE | HRCU-A-CB (Split System: Heat Pump with Remote Outdoor Unit-Air-Source) | HVH825GKA2* |  |  | EA*4X37L21A*+WALLCON | *96CTN1002122A* | 24400 | 16.5 | 8.5 | 21200 | 16600 | 78.3% | 2.04 | 11 | 11 |  |  |  | No | R-410A | 2.0333 | Residential & Commercial | Ducted CEE Tier 1
206133318 | Central HP <5.4 tons | ARCOAIRE | HRCU-A-CB (Split System: Heat Pump with Remote Outdoor Unit-Air-Source) | HVH825GKA2* |  |  | EA*4X25L17A*+WALLCON | *80CSU0401712A* | 24400 | 17 | 8.1 | 21200 | 16600 | 78.3% | 2.02 | 11.5 | 11 |  |  |  | No | R-410A | 2.0333 | Residential & Commercial | Ducted CEE Tier 1
206133338 | Central HP <5.4 tons | ARCOAIRE | HRCU-A-CB (Split System: Heat Pump with Remote Outdoor Unit-Air-Source) | HVH825GKA2* |  |  | EA*4X30L17A*+WALLCON | *80CSU0401712A* | 23400 | 16.5 | 8.1 | 21600 | 16700 | 77.31% | 1.92 | 11 | 10.5 |  |  |  | No | R-410A | 1.95 | Residential & Commercial | Ducted CEE Tier 1
211245775 | Central HP <5.4 tons | ARCOAIRE | HRCU-A-CB (Split System: Heat Pump with Remote Outdoor Unit-Air-Source) | DLCURAH24ABK |  |  | EN(A,D)4X36L21** | OMV112K14A | 24200 | 16 | 8.1 | 26400 | 23000 | 87.12% | 1.88 | 0 | 10 |  |  |  | No | R-410A | 2.0167 | Residential & Commercial | Ducted CEE Tier 1
211245348 | Central HP <5.4 tons | ARCOAIRE | HRCU-A-CB (Split System: Heat Pump with Remote Outdoor Unit-Air-Source) | DLCURAH24ABK |  |  | EN(A,D)4X36L21** | *96VSN0801716A* | 24200 | 16.5 | 8.1 | 26200 | 23000 | 87.79% | 1.9 | 0 | 10.5 |  |  |  | No | R-410A | 2.0167 | Residential & Commercial | Ducted CEE Tier 1
211260558 | Central HP <5.4 tons | GRANDAIRE | HRCU-A-CB (Split System: Heat Pump with Remote Outdoor Unit-Air-Source) | WDLCURAH18ABK |  |  | WLA*244BA* | WFEL045B036B* | 18500 | 15.5 | 9 | 19400 | 18600 | 95.88% | 2.24 | 0 | 10.5 |  |  |  | No | R-410A | 1.5417 | Residential & Commercial | Ducted CEE Tier 1
212977690 | Central HP <5.4 tons | KEEPRITE | HRCU-A-CB (Split System: Heat Pump with Remote Outdoor Unit-Air-Source) | DLCURAH24ABK |  |  | EN(A,D)4X30L17** | *80MS(N,L)0451412A* | 23600 | 17 | 8.5 | 26400 | 24200 | 91.67% | 2 | 0 | 10.5 |  |  |  | No | R-410A | 1.9667 | Residential & Commercial | Ducted CEE Tier 1
212976409 | Central HP <5.4 tons | KEEPRITE | HRCU-A-CB (Split System: Heat Pump with Remote Outdoor Unit-Air-Source) | DLCURAH24ABK |  |  | EA*4X37L21A* | *96VTN0802120B* | 24400 | 17 | 8.5 | 25200 | 21400 | 84.92% | 1.8 | 0 | 10.5 |  |  |  | No | R-410A | 2.0333 | Residential & Commercial | Ducted CEE Tier 1
212976684 | Central HP <5.4 tons | KEEPRITE | HRCU-A-CB (Split System: Heat Pump with Remote Outdoor Unit-Air-Source) | DLCURAH24ABK |  |  | EA*4X37L21A* | *96VTN1002120B* | 24000 | 17.5 | 8.5 | 25200 | 21800 | 86.51% | 1.82 | 0 | 10 |  |  |  | No | R-410A | 2 | Residential & Commercial | Ducted CEE Tier 1
212975339 | Central HP <5.4 tons | KEEPRITE | HRCU-A-CB (Split System: Heat Pump with Remote Outdoor Unit-Air-Source) | DLCURAH24ABK |  |  | EN(A,D)4X24L17** | *96VTN0401712B* | 23200 | 15.5 | 8.5 | 27000 | 25000 | 92.59% | 2.06 | 0 | 10 |  |  |  | No | R-410A | 1.9333 | Residential & Commercial | Ducted CEE Tier 1
215682511 | Central HP <5.4 tons | KENMORE | HRCU-A-CB (Split System: Heat Pump with Remote Outdoor Unit-Air-Source) | (C,H,T)5H0V48*K*AAA* |  |  | EVD5X61M21A*+WALLCON | *97CTN1002122A* | 48500 | 19.5 | 9.5 | 50000 | 36800 | 73.6% | 2.12 | 0 | 10.5 |  |  |  | No | R-454B | 4.0417 | Residential & Commercial | Ducted CEE Tier 1
215375385 | Central HP <5.4 tons | BOSCH | HRCU-A-C (Split System: Heat Pump with Remote Outdoor Unit with No Indoor Fan --Air Source) | BOVD-36HDN1-M20G | ASPEN |  | D(A,C,E)36C46+TDR |  | 22600 | 15.2 | 9 | 19400 | 19400 | 100% | 2.73 | 0 | 12 |  |  |  | No | R-410A | 1.8833 | Residential & Commercial | Ducted CEE Tier 1
215375432 | Central HP <5.4 tons | BOSCH | HRCU-A-CB (Split System: Heat Pump with Remote Outdoor Unit-Air-Source) | BOVD-36HDN1-M20G | ASPEN |  | D(A,C,E)36A34+TDR | BGH96M100C5B | 29800 | 18 | 8.7 | 25400 | 25600 | 100.8% | 3.03 | 0 | 11 |  |  |  | No | R-410A | 2.4833 | Residential & Commercial | Ducted CEE Tier 1
212626904 | Central HP <5.4 tons | COLEMAN | HRCU-A-CB (Split System: Heat Pump with Remote Outdoor Unit-Air-Source) | HMH72B341 | ASPEN |  | D(A,C,E)48D36+TDR | TM8E060A12MP11 | 33600 | 18 | 8.1 | 33800 | 27400 | 81.07% | 2.44 | 0 | 10 |  |  |  | No | R-410A | 2.8 | Residential & Commercial | Ducted CEE Tier 1
212626968 | Central HP <5.4 tons | COLEMAN | HRCU-A-CB (Split System: Heat Pump with Remote Outdoor Unit-Air-Source) | HMH72B341 | ASPEN |  | D(A,C,E)42D36+TDR | TMLE100B12MP11 | 33200 | 18 | 8.1 | 33800 | 27400 | 81.07% | 2.44 | 0 | 10 |  |  |  | No | R-410A | 2.7667 | Residential & Commercial | Ducted CEE Tier 1
212627052 | Central HP <5.4 tons | COLEMAN | HRCU-A-CB (Split System: Heat Pump with Remote Outdoor Unit-Air-Source) | HMH72B341 | ASPEN |  | D(A,C,E)48D36+TDR | CP9C080C16MP13 | 33600 | 17.5 | 8.1 | 33800 | 27400 | 81.07% | 2.45 | 0 | 10 |  |  |  | No | R-410A | 2.8 | Residential & Commercial | Ducted CEE Tier 1
212627068 | Central HP <5.4 tons | COLEMAN | HRCU-A-CB (Split System: Heat Pump with Remote Outdoor Unit-Air-Source) | HMH72B341 | ASPEN |  | D(A,C,E)42C36+TDR | TM9V080C16MP12 | 32800 | 17.5 | 8.5 | 33800 | 27400 | 81.07% | 2.66 | 0 | 10 |  |  |  | No | R-410A | 2.7333 | Residential & Commercial | Ducted CEE Tier 1
212627070 | Central HP <5.4 tons | COLEMAN | HRCU-A-CB (Split System: Heat Pump with Remote Outdoor Unit-Air-Source) | HMH72B341 | ASPEN |  | D(A,C,E)42D36+TDR | TM9V080C16MP12 | 33200 | 17.5 | 8.5 | 33800 | 27400 | 81.07% | 2.66 | 0 | 10 |  |  |  | No | R-410A | 2.7667 | Residential & Commercial | Ducted CEE Tier 1
210597863 | Central HP <5.4 tons | ARCOAIRE | HRCU-A-CB (Split System: Heat Pump with Remote Outdoor Unit-Air-Source) | HVH825GKA2* |  |  | EA*4X42L21A*+WALLCON | *95CSU0802120A* | 23800 | 16.5 | 8.1 | 21400 | 16600 | 77.57% | 1.96 | 0 | 11 |  |  |  | No | R-410A | 1.9833 | Residential & Commercial | Ducted CEE Tier 1
210597879 | Central HP <5.4 tons | ARCOAIRE | HRCU-A-CB (Split System: Heat Pump with Remote Outdoor Unit-Air-Source) | HVH825GKA2* |  |  | EA*4X42L21A*+WALLCON | *96CTN1002122A* | 23800 | 16.5 | 8.1 | 21400 | 16600 | 77.57% | 1.96 | 0 | 11 |  |  |  | No | R-410A | 1.9833 | Residential & Commercial | Ducted CEE Tier 1
210597931 | Central HP <5.4 tons | ARCOAIRE | HRCU-A-CB (Split System: Heat Pump with Remote Outdoor Unit-Air-Source) | HVH825GKA2* |  |  | EA*4X42L24A*+WALLCON | *97CMN1202422A* | 23800 | 16.5 | 8.1 | 21400 | 16700 | 78.04% | 1.96 | 0 | 11 |  |  |  | No | R-410A | 1.9833 | Residential & Commercial | Ducted CEE Tier 1
204456592 | Central HP <5.4 tons | ARCOAIRE | HRCU-A-CB (Split System: Heat Pump with Remote Outdoor Unit-Air-Source) | HVH825GKA2* |  |  | EA*4X36L17A*+WALLCON | *80CTL0451712A* | 23400 | 16 | 8.1 | 21600 | 16800 | 77.78% | 1.92 | 11 | 10.5 |  |  |  | No | R-410A | 1.95 | Residential & Commercial | Ducted CEE Tier 1
211245659 | Central HP <5.4 tons | ARCOAIRE | HRCU-A-CB (Split System: Heat Pump with Remote Outdoor Unit-Air-Source) | DLCURAH24ABK |  |  | EN(A,D)4X36L21** | *92ESN0601714A* | 24400 | 16.5 | 8.1 | 26400 | 22800 | 86.36% | 1.88 | 0 | 10.5 |  |  |  | No | R-410A | 2.0333 | Residential & Commercial | Ducted CEE Tier 1
211245736 | Central HP <5.4 tons | ARCOAIRE | HRCU-A-CB (Split System: Heat Pump with Remote Outdoor Unit-Air-Source) | DLCURAH24ABK |  |  | EN(A,D)4X36L21** | *80ESU0802120A | 24400 | 17 | 8.5 | 26200 | 22800 | 87.02% | 1.88 | 0 | 10.5 |  |  |  | No | R-410A | 2.0333 | Residential & Commercial | Ducted CEE Tier 1
212973829 | Central HP <5.4 tons | KEEPRITE | HRCU-A-CB (Split System: Heat Pump with Remote Outdoor Unit-Air-Source) | DLCURAH24ABK |  |  | EA*4X24L17A* | *96VSN0801716B* | 23600 | 16.5 | 8.5 | 27000 | 25600 | 94.81% | 2.14 | 0 | 10 |  |  |  | No | R-410A | 1.9667 | Residential & Commercial | Ducted CEE Tier 1
211259916 | Central HP <5.4 tons | GRANDAIRE | HRCU-A-CB (Split System: Heat Pump with Remote Outdoor Unit-Air-Source) | WDLCURAH18ABK |  |  | WLA*194BA* | WFER045B036A* | 19100 | 16 | 9 | 19100 | 17400 | 91.1% | 2.14 | 0 | 11 |  |  |  | No | R-410A | 1.5917 | Residential & Commercial | Ducted CEE Tier 1
211259946 | Central HP <5.4 tons | GRANDAIRE | HRCU-A-CB (Split System: Heat Pump with Remote Outdoor Unit-Air-Source) | WDLCURAH18ABK |  |  | WLA*194BA* | WFAX060A036A* | 18700 | 16.5 | 8.5 | 18600 | 17500 | 94.09% | 2.14 | 0 | 11 |  |  |  | No | R-410A | 1.5583 | Residential & Commercial | Ducted CEE Tier 1
211239224 | Central HP <5.4 tons | ARCOAIRE | HRCU-A-CB (Split System: Heat Pump with Remote Outdoor Unit-Air-Source) | DLCURAH24ABK |  |  | FJMA4*24L*B* |  | 24000 | 16 | 9 | 26400 | 23400 | 88.64% | 1.92 | 0 | 10 |  |  |  | No | R-410A | 2 | Residential & Commercial | Ducted CEE Tier 1
211241248 | Central HP <5.4 tons | ARCOAIRE | HRCU-A-CB (Split System: Heat Pump with Remote Outdoor Unit-Air-Source) | DLCURAH24ABK |  |  | EA*4X30L14A* | *96VSN0401410A* | 23600 | 15.5 | 8.5 | 26200 | 23600 | 90.08% | 1.94 | 0 | 10 |  |  |  | No | R-410A | 1.9667 | Residential & Commercial | Ducted CEE Tier 1
214303024 | Central HP <5.4 tons | RUUD | HRCU-A-CB (Split System: Heat Pump with Remote Outdoor Unit-Air-Source) | RD17AZ36AJ3N | ADP |  | H,RG47936 | U802VA050317M | 34200 | 18 | 8.1 | 32600 | 29200 | 89.57% | 1.9 | 0 | 10 |  |  |  | No | R-410A | 2.85 | Residential & Commercial | Ducted CEE Tier 1
213205691 | Central HP <5.4 tons | TEMPSTAR | HRCU-A-CB (Split System: Heat Pump with Remote Outdoor Unit-Air-Source) | DLCURAH36ABK | ASPEN |  | D(A,C,E)36C34+TDR | *96VTN1002122A* | 35200 | 16.5 | 8.1 | 38500 | 32200 | 83.64% | 2.54 | 0 | 10 |  |  |  | No | R-410A | 2.9333 | Residential & Commercial | Ducted CEE Tier 1
213613119 | Central HP <5.4 tons | GE | HRCU-A-CB (Split System: Heat Pump with Remote Outdoor Unit-Air-Source) | NS22H24MA4-**A | ADP |  | V36H175P139 | NF95X040S3B | 23400 | 19 | 8.1 | 21200 | 15000 | 70.75% | 1.94 | 0 | 12.5 |  |  |  | No | R-410A | 1.95 | Residential & Commercial | Ducted CEE Tier 1
213613101 | Central HP <5.4 tons | GE | HRCU-A-CB (Split System: Heat Pump with Remote Outdoor Unit-Air-Source) | NS22H24MA4-**A | ADP |  | V36H***P229 | NF80U045S3A | 23400 | 21 | 8.5 | 21200 | 14900 | 70.28% | 1.86 | 0 | 13.5 |  |  |  | No | R-410A | 1.95 | Residential & Commercial | Ducted CEE Tier 1
214731217 | Central HP <5.4 tons | BRYANT HEATING AND COOLING SYSTEMS | HRCU-A-CB (Split System: Heat Pump with Remote Outdoor Unit-Air-Source) | 38MURAQ36AB3* | ADP |  | H,PG35936 | 926TC60100V21*** | 35400 | 16 | 8.1 | 36800 | 34600 | 94.02% | 1.88 | 0 | 10 |  |  |  | No | R-410A | 2.95 | Residential & Commercial | Ducted CEE Tier 1
204459415 | Central HP <5.4 tons | ARCOAIRE | HRCU-A-CB (Split System: Heat Pump with Remote Outdoor Unit-Air-Source) | HVH825GKA2* |  |  | EHD4X36AAL+WALLCON | *80CTL0901716A* | 24200 | 16.5 | 8.1 | 21400 | 16600 | 77.57% | 2 | 11 | 11 |  |  |  | No | R-410A | 2.0167 | Residential & Commercial | Ducted CEE Tier 1
206133820 | Central HP <5.4 tons | ARCOAIRE | HRCU-A-CB (Split System: Heat Pump with Remote Outdoor Unit-Air-Source) | HVH825GKA2* |  |  | EA*4X37L21A*+WALLCON | *95CSU0802120A* | 24400 | 17 | 8.5 | 21200 | 16600 | 78.3% | 2.04 | 11.5 | 11 |  |  |  | No | R-410A | 2.0333 | Residential & Commercial | Ducted CEE Tier 1
206133986 | Central HP <5.4 tons | ARCOAIRE | HRCU-A-CB (Split System: Heat Pump with Remote Outdoor Unit-Air-Source) | HVH825GKA2* |  |  | EHD4X36AAL+WALLCON | *95CSU0802120A* | 24000 | 16 | 8.1 | 21400 | 16600 | 77.57% | 1.98 | 11 | 10.5 |  |  |  | No | R-410A | 2 | Residential & Commercial | Ducted CEE Tier 1
213238554 | Central HP <5.4 tons | CHAMPION HEATING AND COOLING | HRCU-A-CB (Split System: Heat Pump with Remote Outdoor Unit-Air-Source) | THF2B48T21 | ASPEN |  | D(A,C,E)48D44+TDR | TM8Y080B12MP11 | 43500 | 16.1 | 8.1 | 44500 | 31200 | 70.11% | 3.17 | 0 | 11 |  |  |  | No | R-410A | 3.625 | Residential & Commercial | Ducted CEE Tier 1
213238570 | Central HP <5.4 tons | CHAMPION HEATING AND COOLING | HRCU-A-CB (Split System: Heat Pump with Remote Outdoor Unit-Air-Source) | THF2B48T21 | ASPEN |  | D(A,C,E)48D44+TDR | TM9E080C20MP12 | 44500 | 16.3 | 8.5 | 45000 | 31600 | 70.22% | 3.16 | 0 | 11.7 |  |  |  | No | R-410A | 3.7083 | Residential & Commercial | Ducted CEE Tier 1
212627570 | Central HP <5.4 tons | COLEMAN | HRCU-A-CB (Split System: Heat Pump with Remote Outdoor Unit-Air-Source) | HMH72B341 | ASPEN |  | D(A,C,E)42D36+TDR | TM8E040A12MP11 | 32800 | 18 | 8.1 | 33400 | 29000 | 86.83% | 2.48 | 0 | 10 |  |  |  | No | R-410A | 2.7333 | Residential & Commercial | Ducted CEE Tier 1
212627588 | Central HP <5.4 tons | COLEMAN | HRCU-A-CB (Split System: Heat Pump with Remote Outdoor Unit-Air-Source) | HMH72B341 | ASPEN |  | D(A,C,E)48C36+TDR | TMLE080C16MP11 | 33000 | 18 | 8.1 | 33000 | 29000 | 87.88% | 2.49 | 0 | 10 |  |  |  | No | R-410A | 2.75 | Residential & Commercial | Ducted CEE Tier 1
212627604 | Central HP <5.4 tons | COLEMAN | HRCU-A-CB (Split System: Heat Pump with Remote Outdoor Unit-Air-Source) | HMH72B341 | ASPEN |  | D(A,C,E)48D36+TDR | TM8E100C16MP11 | 33000 | 18 | 8.5 | 34000 | 28400 | 83.53% | 2.76 | 0 | 10 |  |  |  | No | R-410A | 2.75 | Residential & Commercial | Ducted CEE Tier 1
212627606 | Central HP <5.4 tons | COLEMAN | HRCU-A-CB (Split System: Heat Pump with Remote Outdoor Unit-Air-Source) | HMH72B341 | ASPEN |  | D(A,C,E)42D36+TDR | TMLE100C16MP11 | 33000 | 18 | 8.1 | 33000 | 29000 | 87.88% | 2.49 | 0 | 10 |  |  |  | No | R-410A | 2.75 | Residential & Commercial | Ducted CEE Tier 1
212627672 | Central HP <5.4 tons | COLEMAN | HRCU-A-CB (Split System: Heat Pump with Remote Outdoor Unit-Air-Source) | HMH72B341 | ASPEN |  | D(A,C,E)42D36+TDR | TMLE120C16MP11 | 33200 | 18 | 8.1 | 33000 | 29200 | 88.48% | 2.5 | 0 | 10 |  |  |  | No | R-410A | 2.7667 | Residential & Commercial | Ducted CEE Tier 1
212627736 | Central HP <5.4 tons | COLEMAN | HRCU-A-CB (Split System: Heat Pump with Remote Outdoor Unit-Air-Source) | HMH72B341 | ASPEN |  | D(A,C,E)48C36+TDR | CPLC100C16MP13 | 33200 | 17.5 | 8.1 | 33800 | 27400 | 81.07% | 2.47 | 0 | 10 |  |  |  | No | R-410A | 2.7667 | Residential & Commercial | Ducted CEE Tier 1
212627738 | Central HP <5.4 tons | COLEMAN | HRCU-A-CB (Split System: Heat Pump with Remote Outdoor Unit-Air-Source) | HMH72B341 | ASPEN |  | D(A,C,E)48D36+TDR | CPLC100C16MP13 | 33400 | 17.5 | 8.1 | 33800 | 27400 | 81.07% | 2.47 | 0 | 10 |  |  |  | No | R-410A | 2.7833 | Residential & Commercial | Ducted CEE Tier 1
212627674 | Central HP <5.4 tons | COLEMAN | HRCU-A-CB (Split System: Heat Pump with Remote Outdoor Unit-Air-Source) | HMH72B341 | ASPEN |  | D(A,C,E)48D36+TDR | TMLE120C16MP11 | 33200 | 18 | 8.1 | 33000 | 29200 | 88.48% | 2.5 | 0 | 10 |  |  |  | No | R-410A | 2.7667 | Residential & Commercial | Ducted CEE Tier 1
214064020 | Central HP <5.4 tons | BOSCH | HRCU-A-CB (Split System: Heat Pump with Remote Outdoor Unit-Air-Source) | BOVB-36HDN1-M20G | ASPEN |  | D(A,C,E)36A34+TDR | BGH96M100C5A | 29800 | 18.5 | 8.7 | 34000 | 27400 | 80.59% | 2.43 | 0 | 11 |  |  |  | No | R-410A | 2.4833 | Residential & Commercial | Ducted CEE Tier 1
214064021 | Central HP <5.4 tons | BOSCH | HRCU-A-CB (Split System: Heat Pump with Remote Outdoor Unit-Air-Source) | BOVB-36HDN1-M20G | ASPEN |  | D(A,C,E)36B34+TDR | BGH96M100C5A | 30200 | 18.5 | 8.8 | 34000 | 27800 | 81.76% | 2.49 | 0 | 11 |  |  |  | No | R-410A | 2.5167 | Residential & Commercial | Ducted CEE Tier 1
214094116 | Central HP <5.4 tons | BOSCH | HRCU-A-CB (Split System: Heat Pump with Remote Outdoor Unit-Air-Source) | BOVB-36HDN1-M20G | ASPEN |  | DM36A34+TDR | BGH96M060B3A | 22200 | 18.3 | 8.4 | 23600 | 23000 | 97.46% | 2.3 | 0 | 11.8 |  |  |  | No | R-410A | 1.85 | Residential & Commercial | Ducted CEE Tier 1
211245766 | Central HP <5.4 tons | ARCOAIRE | HRCU-A-CB (Split System: Heat Pump with Remote Outdoor Unit-Air-Source) | DLCURAH24ABK |  |  | EN(A,D)4X36L21** | OLV098A12* | 23400 | 16.5 | 8.1 | 25800 | 24200 | 93.8% | 2 | 0 | 10 |  |  |  | No | R-410A | 1.95 | Residential & Commercial | Ducted CEE Tier 1
211245557 | Central HP <5.4 tons | ARCOAIRE | HRCU-A-CB (Split System: Heat Pump with Remote Outdoor Unit-Air-Source) | DLCURAH24ABK |  |  | EN(A,D)4X36L21** | *96VTN0802120A* | 23600 | 17 | 8.1 | 25800 | 23800 | 92.25% | 1.98 | 0 | 10.5 |  |  |  | No | R-410A | 1.9667 | Residential & Commercial | Ducted CEE Tier 1
213942108 | Central HP <5.4 tons | KEEPRITE | HRCU-A-CB (Split System: Heat Pump with Remote Outdoor Unit-Air-Source) | DLCURAH24ABK |  |  | EN(A,D,W)4X36L17** | *96VTN0601716B* | 24000 | 16.5 | 9 | 26000 | 23200 | 89.23% | 1.92 | 0 | 10.5 |  |  |  | No | R-410A | 2 | Residential & Commercial | Ducted CEE Tier 1
211245918 | Central HP <5.4 tons | ARCOAIRE | HRCU-A-CB (Split System: Heat Pump with Remote Outdoor Unit-Air-Source) | DLCURAH24ABK |  |  | FM(C,U)4X30**AL* |  | 25000 | 15.2 | 8.5 | 27800 | 21800 | 78.42% | 1.8 | 0 | 10 |  |  |  | No | R-410A | 2.0833 | Residential & Commercial | Ducted CEE Tier 1
214229130 | Central HP <5.4 tons | KEEPRITE | HRCU-A-CB (Split System: Heat Pump with Remote Outdoor Unit-Air-Source) | DLCURAH24ABK |  |  | EA*4X24L17A* | *80MSU0601716A* | 23400 | 17 | 9 | 26200 | 26000 | 99.24% | 2.2 | 0 | 10 |  |  |  | No | R-410A | 1.95 | Residential & Commercial | Ducted CEE Tier 1
211245670 | Central HP <5.4 tons | ARCOAIRE | HRCU-A-CB (Split System: Heat Pump with Remote Outdoor Unit-Air-Source) | DLCURAH24ABK |  |  | EN(A,D)4X36L21** | *92ESN0801716A* | 24200 | 17 | 8.1 | 26200 | 22800 | 87.02% | 1.88 | 0 | 10.5 |  |  |  | No | R-410A | 2.0167 | Residential & Commercial | Ducted CEE Tier 1
211245703 | Central HP <5.4 tons | ARCOAIRE | HRCU-A-CB (Split System: Heat Pump with Remote Outdoor Unit-Air-Source) | DLCURAH24ABK |  |  | EN(A,D)4X36L21** | *95ESN0601714A* | 24600 | 16 | 8.1 | 26600 | 22400 | 84.21% | 1.84 | 0 | 10.5 |  |  |  | No | R-410A | 2.05 | Residential & Commercial | Ducted CEE Tier 1
211240706 | Central HP <5.4 tons | GRANDAIRE | HRCU-A-CB (Split System: Heat Pump with Remote Outdoor Unit-Air-Source) | WDLCURAH24ABK |  |  | WLA*244BA* | WFAX080B048A* | 24000 | 17 | 8.5 | 26800 | 23800 | 88.81% | 1.96 | 0 | 10 |  |  |  | No | R-410A | 2 | Residential & Commercial | Ducted CEE Tier 1
212984036 | Central HP <5.4 tons | GRANDAIRE | HRCU-A-CB (Split System: Heat Pump with Remote Outdoor Unit-Air-Source) | WDLCURAH24ABK |  |  | WLA*244BA* | WFAX060B042B* | 23400 | 17 | 8.5 | 26800 | 21800 | 81.34% | 1.82 | 0 | 10 |  |  |  | No | R-410A | 1.95 | Residential & Commercial | Ducted CEE Tier 1
212984120 | Central HP <5.4 tons | GRANDAIRE | HRCU-A-CB (Split System: Heat Pump with Remote Outdoor Unit-Air-Source) | WDLCURAH24ABK |  |  | WLNC244BA* | WFAX060B042B* | 23200 | 16.5 | 8.5 | 26800 | 24400 | 91.04% | 2.02 | 0 | 10 |  |  |  | No | R-410A | 1.9333 | Residential & Commercial | Ducted CEE Tier 1
211241727 | Central HP <5.4 tons | GRANDAIRE | HRCU-A-CB (Split System: Heat Pump with Remote Outdoor Unit-Air-Source) | WDLCURAH24ABK |  |  | WLA*304BA* | WFSX060B042A* | 24600 | 16 | 8.5 | 26800 | 22600 | 84.33% | 1.84 | 0 | 10 |  |  |  | No | R-410A | 2.05 | Residential & Commercial | Ducted CEE Tier 1
212984636 | Central HP <5.4 tons | GRANDAIRE | HRCU-A-CB (Split System: Heat Pump with Remote Outdoor Unit-Air-Source) | WDLCURAH24ABK |  |  | WLA*374BA* | WFAX080B048B* | 24400 | 17.5 | 8.5 | 25400 | 21400 | 84.25% | 1.8 | 0 | 10.5 |  |  |  | No | R-410A | 2.0333 | Residential & Commercial | Ducted CEE Tier 1
215290430 | Central HP <5.4 tons | AIRQUEST | HRCU-A-CB (Split System: Heat Pump with Remote Outdoor Unit-Air-Source) | DLCURAH18ABK | ADP |  | H,GE8J936 | *96VTN0801716B* | 17700 | 16 | 8.5 | 17100 | 18700 | 109.4% | 2.3 | 0 | 11 |  |  |  | No | R-410A | 1.475 | Residential & Commercial | Ducted CEE Tier 1
211245595 | Central HP <5.4 tons | GRANDAIRE | HRCU-A-CB (Split System: Heat Pump with Remote Outdoor Unit-Air-Source) | WDLCURAH24ABK |  |  | WLNC364CA* | WFER045B036A* | 24000 | 16.5 | 8.1 | 26200 | 23000 | 87.79% | 1.9 | 0 | 10.5 |  |  |  | No | R-410A | 2 | Residential & Commercial | Ducted CEE Tier 1
215938171 | Central HP <5.4 tons | KEEPRITE | HRCU-A-CB (Split System: Heat Pump with Remote Outdoor Unit-Air-Source) | C5H3V48*K*AAA* |  |  | EVD5X60M21A*+WALLCON | *80CTL0901716B* | 44500 | 20.5 | 8.1 | 53500 | 37600 | 70.28% | 1.95 | 0 | 11.5 |  |  |  | No | R-454B | 3.7083 | Residential & Commercial | Ducted CEE Tier 1
215937971 | Central HP <5.4 tons | KEEPRITE | HRCU-A-CB (Split System: Heat Pump with Remote Outdoor Unit-Air-Source) | C5H3V48*K*AAA* |  |  | EVD5X48M24A*+WALLCON | *97CMN1202422B* | 44500 | 20 | 8.1 | 52000 | 38000 | 73.08% | 1.9 | 0 | 11 |  |  |  | No | R-454B | 3.7083 | Residential & Commercial | Ducted CEE Tier 1
206133388 | Central HP <5.4 tons | ARCOAIRE | HRCU-A-CB (Split System: Heat Pump with Remote Outdoor Unit-Air-Source) | HVH825GKA2* |  |  | EA*4X36L21A*+WALLCON | *80CSU0601716A* | 23600 | 16.5 | 8.1 | 21400 | 16600 | 77.57% | 1.94 | 11.5 | 10.5 |  |  |  | No | R-410A | 1.9667 | Residential & Commercial | Ducted CEE Tier 1
206133468 | Central HP <5.4 tons | ARCOAIRE | HRCU-A-CB (Split System: Heat Pump with Remote Outdoor Unit-Air-Source) | HVH825GKA2* |  |  | EA*4X37L21A*+WALLCON | *80CSU1002120A* | 24400 | 16.5 | 8.1 | 21200 | 16700 | 78.77% | 2.02 | 11.5 | 11 |  |  |  | No | R-410A | 2.0333 | Residential & Commercial | Ducted CEE Tier 1
212520188 | Central HP <5.4 tons | CARRIER | HRCU-A-CB (Split System: Heat Pump with Remote Outdoor Unit-Air-Source) | 38MURAQ18AB3* | ADP |  | H,PG24936 | 58TP*A070V14**12 | 17700 | 16 | 8.5 | 16900 | 18400 | 108.9% | 2.26 | 0 | 11 |  |  |  | No | R-410A | 1.475 | Residential & Commercial | Ducted CEE Tier 1
212520189 | Central HP <5.4 tons | CARRIER | HRCU-A-CB (Split System: Heat Pump with Remote Outdoor Unit-Air-Source) | 38MURAQ18AB3* | ADP |  | H,PG32936 | 58TP*A070V14**12 | 17400 | 16 | 8.5 | 16900 | 19000 | 112.4% | 2.34 | 0 | 10.5 |  |  |  | No | R-410A | 1.45 | Residential & Commercial | Ducted CEE Tier 1
211260523 | Central HP <5.4 tons | ARCOAIRE | HRCU-A-CB (Split System: Heat Pump with Remote Outdoor Unit-Air-Source) | DLCURAH18ABK |  |  | EA*4X24L17A* | *96VTN0601714A* | 17600 | 15.5 | 8.5 | 18600 | 19100 | 102.7% | 2.3 | 0 | 10.5 |  |  |  | No | R-410A | 1.4667 | Residential & Commercial | Ducted CEE Tier 1
211260952 | Central HP <5.4 tons | ARCOAIRE | HRCU-A-CB (Split System: Heat Pump with Remote Outdoor Unit-Air-Source) | DLCURAH18ABK |  |  | EA*4X25L17A* | *95ESN0261410A* | 18600 | 16 | 8.5 | 18500 | 17400 | 94.05% | 2.12 | 0 | 11 |  |  |  | No | R-410A | 1.55 | Residential & Commercial | Ducted CEE Tier 1
211261152 | Central HP <5.4 tons | ARCOAIRE | HRCU-A-CB (Split System: Heat Pump with Remote Outdoor Unit-Air-Source) | DLCURAH18ABK |  |  | EA*4X25L17A* | *80ESU0601716A | 19100 | 16.5 | 8.5 | 18900 | 17300 | 91.53% | 2.12 | 0 | 11 |  |  |  | No | R-410A | 1.5917 | Residential & Commercial | Ducted CEE Tier 1
212986162 | Central HP <5.4 tons | GRANDAIRE | HRCU-A-CB (Split System: Heat Pump with Remote Outdoor Unit-Air-Source) | WDLCURAH24ABK |  |  | WLA*254BA* | WFSX040A030B* | 24000 | 16.5 | 8.5 | 25400 | 24800 | 97.64% | 2.04 | 0 | 10 |  |  |  | No | R-410A | 2 | Residential & Commercial | Ducted CEE Tier 1
212986327 | Central HP <5.4 tons | KEEPRITE | HRCU-A-CB (Split System: Heat Pump with Remote Outdoor Unit-Air-Source) | DLCURAH18ABK |  |  | EA*4X30L17A* | *96MSN0401410A* | 17600 | 16 | 8.5 | 18300 | 18800 | 102.7% | 2.26 | 0 | 10.5 |  |  |  | No | R-410A | 1.4667 | Residential & Commercial | Ducted CEE Tier 1
211261398 | Central HP <5.4 tons | KEEPRITE | HRCU-A-CB (Split System: Heat Pump with Remote Outdoor Unit-Air-Source) | DLCURAH18ABK |  |  | EA*4X30L14A* | *96VTN0601412A* | 18000 | 16 | 8.5 | 18500 | 18500 | 100% | 2.22 | 0 | 10.5 |  |  |  | No | R-410A | 1.5 | Residential & Commercial | Ducted CEE Tier 1
212973529 | Central HP <5.4 tons | KEEPRITE | HRCU-A-CB (Split System: Heat Pump with Remote Outdoor Unit-Air-Source) | DLCURAH24ABK |  |  | EA*4X24L14A* | *96VSN0601412B* | 23200 | 16.5 | 8.5 | 26800 | 27000 | 100.7% | 2.3 | 0 | 10 |  |  |  | No | R-410A | 1.9333 | Residential & Commercial | Ducted CEE Tier 1
212973559 | Central HP <5.4 tons | KEEPRITE | HRCU-A-CB (Split System: Heat Pump with Remote Outdoor Unit-Air-Source) | DLCURAH24ABK |  |  | EA*4X30L14A* | *96VSN0601412B* | 23400 | 16.5 | 8.5 | 26200 | 25000 | 95.42% | 2.08 | 0 | 10 |  |  |  | No | R-410A | 1.95 | Residential & Commercial | Ducted CEE Tier 1
212973609 | Central HP <5.4 tons | KEEPRITE | HRCU-A-CB (Split System: Heat Pump with Remote Outdoor Unit-Air-Source) | DLCURAH24ABK |  |  | EN(A,D)4X24L17** | *96VSN0601412B* | 23200 | 16.5 | 8.5 | 26800 | 25400 | 94.78% | 2.12 | 0 | 10 |  |  |  | No | R-410A | 1.9333 | Residential & Commercial | Ducted CEE Tier 1
212973629 | Central HP <5.4 tons | KEEPRITE | HRCU-A-CB (Split System: Heat Pump with Remote Outdoor Unit-Air-Source) | DLCURAH24ABK |  |  | EN(A,D)4X30L17** | *96VSN0601412B* | 23400 | 16.5 | 8.1 | 26200 | 24600 | 93.89% | 2.04 | 0 | 10 |  |  |  | No | R-410A | 1.95 | Residential & Commercial | Ducted CEE Tier 1
212987407 | Central HP <5.4 tons | KEEPRITE | HRCU-A-CB (Split System: Heat Pump with Remote Outdoor Unit-Air-Source) | DLCURAH24ABK |  |  | EA*4X36L17A* | *96MSN0801716A* | 23800 | 17 | 8.5 | 26400 | 23600 | 89.39% | 1.96 | 0 | 10 |  |  |  | No | R-410A | 1.9833 | Residential & Commercial | Ducted CEE Tier 1
211240710 | Central HP <5.4 tons | ARCOAIRE | HRCU-A-CB (Split System: Heat Pump with Remote Outdoor Unit-Air-Source) | DLCURAH24ABK |  |  | EA*4X24L17A* | *95ESN0601714A* | 24400 | 15.5 | 8.5 | 27200 | 23200 | 85.29% | 1.9 | 0 | 10 |  |  |  | No | R-410A | 2.0333 | Residential & Commercial | Ducted CEE Tier 1
211240794 | Central HP <5.4 tons | ARCOAIRE | HRCU-A-CB (Split System: Heat Pump with Remote Outdoor Unit-Air-Source) | DLCURAH24ABK |  |  | EA*4X24L17A* | OMV112K14A | 23800 | 15.5 | 8.5 | 27000 | 24000 | 88.89% | 1.96 | 0 | 10 |  |  |  | No | R-410A | 1.9833 | Residential & Commercial | Ducted CEE Tier 1
211240619 | Central HP <5.4 tons | ARCOAIRE | HRCU-A-CB (Split System: Heat Pump with Remote Outdoor Unit-Air-Source) | DLCURAH24ABK |  |  | EA*4X24L17A* | *96VTN0601714A* | 23600 | 16 | 8.5 | 26800 | 24400 | 91.04% | 2.02 | 0 | 10 |  |  |  | No | R-410A | 1.9667 | Residential & Commercial | Ducted CEE Tier 1
212627710 | Central HP <5.4 tons | COLEMAN | HRCU-A-CB (Split System: Heat Pump with Remote Outdoor Unit-Air-Source) | HMH72B341 | ASPEN |  | D(A,C,E)42D36+TDR | CPLC080C16MP13 | 33200 | 17.5 | 8.1 | 33800 | 27400 | 81.07% | 2.47 | 0 | 10 |  |  |  | No | R-410A | 2.7667 | Residential & Commercial | Ducted CEE Tier 1
212627725 | Central HP <5.4 tons | COLEMAN | HRCU-A-CB (Split System: Heat Pump with Remote Outdoor Unit-Air-Source) | HMH72B341 | ASPEN |  | D(A,C,E)36C36+TDR | CPLC100C16MP13 | 32400 | 17.5 | 8.1 | 33800 | 27400 | 81.07% | 2.47 | 0 | 10 |  |  |  | No | R-410A | 2.7 | Residential & Commercial | Ducted CEE Tier 1
212627760 | Central HP <5.4 tons | COLEMAN | HRCU-A-CB (Split System: Heat Pump with Remote Outdoor Unit-Air-Source) | HMH72B341 | ASPEN |  | D(A,C,E)48C36+TDR | TM8V080C16MP12 | 33200 | 17.5 | 8.5 | 34000 | 27400 | 80.59% | 2.67 | 0 | 10 |  |  |  | No | R-410A | 2.7667 | Residential & Commercial | Ducted CEE Tier 1
212627775 | Central HP <5.4 tons | COLEMAN | HRCU-A-CB (Split System: Heat Pump with Remote Outdoor Unit-Air-Source) | HMH72B341 | ASPEN |  | D(A,C,E)42A46+TDR | TM8V100C16MP12 | 32400 | 17.5 | 8.5 | 34000 | 27400 | 80.59% | 2.67 | 0 | 10 |  |  |  | No | R-410A | 2.7 | Residential & Commercial | Ducted CEE Tier 1
211228242 | Central HP <5.4 tons | KEEPRITE | HRCU-A-CB (Split System: Heat Pump with Remote Outdoor Unit-Air-Source) | DLCURAH36ABK |  |  | EA*4X43L21A* | *80ES(N,L)0702116A* | 37200 | 15.5 | 8.5 | 38500 | 35000 | 90.91% | 2.12 | 0 | 10 |  |  |  | No | R-410A | 3.1 | Residential & Commercial | Ducted CEE Tier 1
211227974 | Central HP <5.4 tons | KEEPRITE | HRCU-A-CB (Split System: Heat Pump with Remote Outdoor Unit-Air-Source) | DLCURAH36ABK |  |  | EA*4X42L24A* | *92ESN1002120A* | 35200 | 16.5 | 8.1 | 38500 | 35000 | 90.91% | 1.88 | 0 | 10 |  |  |  | No | R-410A | 2.9333 | Residential & Commercial | Ducted CEE Tier 1
211227341 | Central HP <5.4 tons | GRANDAIRE | HRCU-A-CB (Split System: Heat Pump with Remote Outdoor Unit-Air-Source) | WDLCURAH36ABK |  |  | WLA*424CA* | WFER090B042A* | 36000 | 15.5 | 8.1 | 39500 | 35200 | 89.11% | 1.9 | 0 | 10 |  |  |  | No | R-410A | 3 | Residential & Commercial | Ducted CEE Tier 1
211227352 | Central HP <5.4 tons | GRANDAIRE | HRCU-A-CB (Split System: Heat Pump with Remote Outdoor Unit-Air-Source) | WDLCURAH36ABK |  |  | WLA*424CA* | WFEL090C048B* | 35800 | 16 | 8.1 | 38500 | 35000 | 90.91% | 1.9 | 0 | 10 |  |  |  | No | R-410A | 2.9833 | Residential & Commercial | Ducted CEE Tier 1
211227377 | Central HP <5.4 tons | GRANDAIRE | HRCU-A-CB (Split System: Heat Pump with Remote Outdoor Unit-Air-Source) | WDLCURAH36ABK |  |  | WLA*424CA* | WFER110C060A* | 35400 | 16 | 8.1 | 38500 | 35000 | 90.91% | 1.88 | 0 | 10 |  |  |  | No | R-410A | 2.95 | Residential & Commercial | Ducted CEE Tier 1
211245819 | Central HP <5.4 tons | ARCOAIRE | HRCU-A-CB (Split System: Heat Pump with Remote Outdoor Unit-Air-Source) | DLCURAH24ABK |  |  | FEM4X30**BL |  | 24000 | 17 | 8.5 | 26200 | 23400 | 89.31% | 1.94 | 0 | 10 |  |  |  | No | R-410A | 2 | Residential & Commercial | Ducted CEE Tier 1
211245874 | Central HP <5.4 tons | ARCOAIRE | HRCU-A-CB (Split System: Heat Pump with Remote Outdoor Unit-Air-Source) | DLCURAH24ABK |  |  | FMA4P30**AL* |  | 25200 | 15.2 | 9 | 27800 | 21600 | 77.7% | 1.78 | 0 | 10 |  |  |  | No | R-410A | 2.1 | Residential & Commercial | Ducted CEE Tier 1
211241655 | Central HP <5.4 tons | KEEPRITE | HRCU-A-CB (Split System: Heat Pump with Remote Outdoor Unit-Air-Source) | DLCURAH24ABK |  |  | EA*4X30L17A* | *80ES(N,L)0451712A* | 24000 | 16.5 | 8.5 | 26200 | 23200 | 88.55% | 1.9 | 0 | 10 |  |  |  | No | R-410A | 2 | Residential & Commercial | Ducted CEE Tier 1
211241691 | Central HP <5.4 tons | KEEPRITE | HRCU-A-CB (Split System: Heat Pump with Remote Outdoor Unit-Air-Source) | DLCURAH24ABK |  |  | EA*4X30L17A* | *92ESN0601412A* | 23400 | 17 | 8.5 | 25800 | 24200 | 93.8% | 2.02 | 0 | 10 |  |  |  | No | R-410A | 1.95 | Residential & Commercial | Ducted CEE Tier 1
211241950 | Central HP <5.4 tons | KEEPRITE | HRCU-A-CB (Split System: Heat Pump with Remote Outdoor Unit-Air-Source) | DLCURAH24ABK |  |  | EA*4X36L17A* | *80ESU0401712A* | 24000 | 17.5 | 8.5 | 26000 | 22800 | 87.69% | 1.9 | 0 | 10 |  |  |  | No | R-410A | 2 | Residential & Commercial | Ducted CEE Tier 1
211241271 | Central HP <5.4 tons | KEEPRITE | HRCU-A-CB (Split System: Heat Pump with Remote Outdoor Unit-Air-Source) | DLCURAH24ABK |  |  | EA*4X30L14A* | *80VTL0451412A* | 24000 | 16.5 | 8.5 | 26200 | 23000 | 87.79% | 1.9 | 0 | 10 |  |  |  | No | R-410A | 2 | Residential & Commercial | Ducted CEE Tier 1
211241305 | Central HP <5.4 tons | KEEPRITE | HRCU-A-CB (Split System: Heat Pump with Remote Outdoor Unit-Air-Source) | DLCURAH24ABK |  |  | EA*4X30L14A* | *96VTN0401410A* | 23600 | 15.5 | 8.5 | 26200 | 23600 | 90.08% | 1.94 | 0 | 10 |  |  |  | No | R-410A | 1.9667 | Residential & Commercial | Ducted CEE Tier 1
211240371 | Central HP <5.4 tons | KEEPRITE | HRCU-A-CB (Split System: Heat Pump with Remote Outdoor Unit-Air-Source) | DLCURAH24ABK |  |  | EA*4X24L17A* | *80VSL0451412A* | 24000 | 16 | 8.5 | 27000 | 23800 | 88.15% | 1.96 | 0 | 10 |  |  |  | No | R-410A | 2 | Residential & Commercial | Ducted CEE Tier 1
215488091 | Central HP <5.4 tons | GOODMAN | HRCU-A-CB (Split System: Heat Pump with Remote Outdoor Unit-Air-Source) | GZV7SA4210A* |  |  | CHPEA4830*3A* | G*VC800805C*A* | 40500 | 17 | 8.6 | 41000 | 31000 | 75.61% | 2 | 0 | 10 |  |  |  | No | R-32 | 3.375 | Residential & Commercial | Ducted CEE Tier 1
213080362 | Central HP <5.4 tons | GRANDAIRE | HRCU-A-CB (Split System: Heat Pump with Remote Outdoor Unit-Air-Source) | WDLCURAH36ABK |  |  | WLN(C,W)484CA* | WFSX100C060B* | 36000 | 16.5 | 8.1 | 38500 | 34800 | 90.39% | 2.02 | 0 | 10 |  |  |  | No | R-410A | 3 | Residential & Commercial | Ducted CEE Tier 1
211228970 | Central HP <5.4 tons | GRANDAIRE | HRCU-A-CB (Split System: Heat Pump with Remote Outdoor Unit-Air-Source) | WDLCURAH36ABK |  |  | WLA*484CA* | WFAX060B042A* | 36000 | 16 | 8.5 | 38500 | 34600 | 89.87% | 2.06 | 0 | 10 |  |  |  | No | R-410A | 3 | Residential & Commercial | Ducted CEE Tier 1
211229256 | Central HP <5.4 tons | GRANDAIRE | HRCU-A-CB (Split System: Heat Pump with Remote Outdoor Unit-Air-Source) | WDLCURAH36ABK |  |  | WLA*484DA* | WFEL070C048B* | 35800 | 16.5 | 8.5 | 37800 | 34600 | 91.53% | 2.04 | 0 | 10 |  |  |  | No | R-410A | 2.9833 | Residential & Commercial | Ducted CEE Tier 1
211229281 | Central HP <5.4 tons | GRANDAIRE | HRCU-A-CB (Split System: Heat Pump with Remote Outdoor Unit-Air-Source) | WDLCURAH36ABK |  |  | WLA*484DA* | WFER090C060A* | 36600 | 16 | 8.5 | 38500 | 34800 | 90.39% | 2.08 | 0 | 10 |  |  |  | No | R-410A | 3.05 | Residential & Commercial | Ducted CEE Tier 1
211230617 | Central HP <5.4 tons | GRANDAIRE | HRCU-A-CB (Split System: Heat Pump with Remote Outdoor Unit-Air-Source) | WDLCURAH36ABK |  |  | WLNC484DA* | WFAX100C060A* | 35800 | 16.5 | 8.1 | 38500 | 34800 | 90.39% | 2 | 0 | 10 |  |  |  | No | R-410A | 2.9833 | Residential & Commercial | Ducted CEE Tier 1
211261564 | Central HP <5.4 tons | KEEPRITE | HRCU-A-CB (Split System: Heat Pump with Remote Outdoor Unit-Air-Source) | DLCURAH18ABK |  |  | EA*4X30L17A* | *96VSN0601714A* | 17800 | 16 | 8.5 | 18400 | 18500 | 100.5% | 2.22 | 0 | 10.5 |  |  |  | No | R-410A | 1.4833 | Residential & Commercial | Ducted CEE Tier 1
212520222 | Central HP <5.4 tons | CARRIER | HRCU-A-CB (Split System: Heat Pump with Remote Outdoor Unit-Air-Source) | 38MURAQ24AB3* | ADP |  | H,PG34936 | 58S(B,C)*A070E21**16 | 24200 | 17 | 8.1 | 24600 | 22400 | 91.06% | 1.9 | 0 | 10.5 |  |  |  | No | R-410A | 2.0167 | Residential & Commercial | Ducted CEE Tier 1
212520241 | Central HP <5.4 tons | CARRIER | HRCU-A-CB (Split System: Heat Pump with Remote Outdoor Unit-Air-Source) | 38MURAQ24AB3* | ADP |  | H,PG32936 | 58SP*A045V17**16 | 23800 | 16 | 8.5 | 25200 | 23000 | 91.27% | 1.92 | 0 | 10 |  |  |  | No | R-410A | 1.9833 | Residential & Commercial | Ducted CEE Tier 1
206135978 | Central HP <5.4 tons | ARCOAIRE | HRCU-A-CB (Split System: Heat Pump with Remote Outdoor Unit-Air-Source) | HVH837GKA** |  |  | EHD4X42AAL+WALLCON | *80CSU0601716A* | 32400 | 16.5 | 8.1 | 33200 | 24800 | 74.7% | 1.94 | 11.5 | 11 |  |  |  | No | R-410A | 2.7 | Residential & Commercial | Ducted CEE Tier 1
204299429 | Central HP <5.4 tons | ARCOAIRE | HRCU-A-CB (Split System: Heat Pump with Remote Outdoor Unit-Air-Source) | HVH837GKA** |  |  | EA*4X48L24A*+WALLCON | *96CTN1002122A* | 32400 | 17.5 | 8.5 | 32600 | 24800 | 76.07% | 2 | 12 | 11.7 |  |  |  | No | R-410A | 2.7 | Residential & Commercial | Ducted CEE Tier 1
204298959 | Central HP <5.4 tons | ARCOAIRE | HRCU-A-CB (Split System: Heat Pump with Remote Outdoor Unit-Air-Source) | HVH837GKA** |  |  | EA*4X42L21A*+WALLCON | *96CTN0801714A* | 31600 | 17 | 8.1 | 33400 | 24800 | 74.25% | 1.86 | 11.5 | 11 |  |  |  | No | R-410A | 2.6333 | Residential & Commercial | Ducted CEE Tier 1
204300263 | Central HP <5.4 tons | ARCOAIRE | HRCU-A-CB (Split System: Heat Pump with Remote Outdoor Unit-Air-Source) | HVH837GKA** |  |  | EHD4X42AAL+WALLCON | *80CTL0902120A* | 32400 | 16.5 | 8.1 | 33200 | 24800 | 74.7% | 1.96 | 12 | 11 |  |  |  | No | R-410A | 2.7 | Residential & Commercial | Ducted CEE Tier 1
212986371 | Central HP <5.4 tons | ARCOAIRE | HRCU-A-CB (Split System: Heat Pump with Remote Outdoor Unit-Air-Source) | DLCURAH18ABK |  |  | EN(A,D)4X30L14** | *96MSN0401410A* | 17600 | 16 | 8.1 | 18200 | 18600 | 102.2% | 2.24 | 0 | 10.5 |  |  |  | No | R-410A | 1.4667 | Residential & Commercial | Ducted CEE Tier 1
214229177 | Central HP <5.4 tons | GRANDAIRE | HRCU-A-CB (Split System: Heat Pump with Remote Outdoor Unit-Air-Source) | WDLCURAH24ABK |  |  | WLA*374BA* | WFEU060B048B* | 24000 | 17.5 | 8.5 | 25600 | 21600 | 84.38% | 1.82 | 0 | 10 |  |  |  | No | R-410A | 2 | Residential & Commercial | Ducted CEE Tier 1
215938301 | Central HP <5.4 tons | KEEPRITE | HRCU-A-CB (Split System: Heat Pump with Remote Outdoor Unit-Air-Source) | C5H3V48*K*AAA* |  |  | EVD5X60M24A*+WALLCON | *80CTL0902120B* | 45500 | 21 | 8.1 | 52500 | 38000 | 72.38% | 1.95 | 0 | 11.5 |  |  |  | No | R-454B | 3.7917 | Residential & Commercial | Ducted CEE Tier 1
213608977 | Central HP <5.4 tons | GE | HRCU-A-CB (Split System: Heat Pump with Remote Outdoor Unit-Air-Source) | NS22H24MA4-**A | ADP |  | H,TG81936 | NF80L070S3B | 23600 | 20 | 8.2 | 20800 | 14700 | 70.67% | 2 | 0 | 13.5 |  |  |  | No | R-410A | 1.9667 | Residential & Commercial | Ducted CEE Tier 1
213613098 | Central HP <5.4 tons | GE | HRCU-A-CB (Split System: Heat Pump with Remote Outdoor Unit-Air-Source) | NS22H24MA4-**A | ADP |  | V36H175P789 | NF80L070S3B | 23600 | 20 | 8.2 | 20800 | 14700 | 70.67% | 2 | 0 | 13.5 |  |  |  | No | R-410A | 1.9667 | Residential & Commercial | Ducted CEE Tier 1
213079836 | Central HP <5.4 tons | GRANDAIRE | HRCU-A-CB (Split System: Heat Pump with Remote Outdoor Unit-Air-Source) | WDLCURAH36ABK |  |  | WLNC484DA* | WFAX100C060B* | 36000 | 16.5 | 8.1 | 38500 | 28000 | 72.73% | 1.78 | 0 | 10.5 |  |  |  | No | R-410A | 3 | Residential & Commercial | Ducted CEE Tier 1
213080479 | Central HP <5.4 tons | GRANDAIRE | HRCU-A-CB (Split System: Heat Pump with Remote Outdoor Unit-Air-Source) | WDLCURAH36ABK |  |  | WLNC484DA* | WFSX120D066B* | 35800 | 16.5 | 8.1 | 38500 | 27600 | 71.69% | 1.8 | 0 | 10 |  |  |  | No | R-410A | 2.9833 | Residential & Commercial | Ducted CEE Tier 1
213080547 | Central HP <5.4 tons | GRANDAIRE | HRCU-A-CB (Split System: Heat Pump with Remote Outdoor Unit-Air-Source) | WDLCURAH36ABK |  |  | WLA*374CA* | WFSU040B036B* | 36200 | 15.2 | 8.5 | 38000 | 35200 | 92.63% | 1.88 | 0 | 10 |  |  |  | No | R-410A | 3.0167 | Residential & Commercial | Ducted CEE Tier 1
212897472 | Central HP <5.4 tons | DIRECT AIR | HRCU-A-C (Split System: Heat Pump with Remote Outdoor Unit with No Indoor Fan --Air Source) | DIRM-24MAGICPRO20-OU | ADP |  | HG21924+TD |  | 23000 | 16 | 8.8 | 23000 | 19600 | 85.22% | 1.84 | 0 | 10 |  |  |  | No | R-410A | 1.9167 | Residential & Commercial | Ducted CEE Tier 1
212627995 | Central HP <5.4 tons | COLEMAN | HRCU-A-CB (Split System: Heat Pump with Remote Outdoor Unit-Air-Source) | HMH72B341 | ASPEN |  | D(A,C,E)48B36+TDR | TM9V100C16MP12 | 32600 | 17.5 | 8.5 | 34000 | 27400 | 80.59% | 2.67 | 0 | 10 |  |  |  | No | R-410A | 2.7167 | Residential & Commercial | Ducted CEE Tier 1
213080571 | Central HP <5.4 tons | GRANDAIRE | HRCU-A-CB (Split System: Heat Pump with Remote Outdoor Unit-Air-Source) | WDLCURAH36ABK |  |  | WLA*434CA* | WFSU040B036B* | 36200 | 15.5 | 8.5 | 38500 | 34800 | 90.39% | 2.02 | 0 | 10 |  |  |  | No | R-410A | 3.0167 | Residential & Commercial | Ducted CEE Tier 1
212985250 | Central HP <5.4 tons | GRANDAIRE | HRCU-A-CB (Split System: Heat Pump with Remote Outdoor Unit-Air-Source) | WDLCURAH36ABK |  |  | WLA*484DA* | WFAX100C060B* | 35800 | 16.5 | 8.5 | 37800 | 35400 | 93.65% | 1.8 | 0 | 10 |  |  |  | No | R-410A | 2.9833 | Residential & Commercial | Ducted CEE Tier 1
211229501 | Central HP <5.4 tons | GRANDAIRE | HRCU-A-CB (Split System: Heat Pump with Remote Outdoor Unit-Air-Source) | WDLCURAH36ABK |  |  | WLA*484DA* | WFSX100C060A* | 36600 | 16 | 8.5 | 38500 | 34800 | 90.39% | 2.08 | 0 | 10 |  |  |  | No | R-410A | 3.05 | Residential & Commercial | Ducted CEE Tier 1
211230438 | Central HP <5.4 tons | GRANDAIRE | HRCU-A-CB (Split System: Heat Pump with Remote Outdoor Unit-Air-Source) | WDLCURAH36ABK |  |  | WLNC484DA* | WFEL090C060B* | 36600 | 16 | 8.1 | 39500 | 34800 | 88.1% | 2.04 | 0 | 10.5 |  |  |  | No | R-410A | 3.05 | Residential & Commercial | Ducted CEE Tier 1
211230204 | Central HP <5.4 tons | GRANDAIRE | HRCU-A-CB (Split System: Heat Pump with Remote Outdoor Unit-Air-Source) | WDLCURAH36ABK |  |  | WLN(C,W)484CA* | WFSX100C060A* | 36800 | 16 | 8.1 | 39500 | 35000 | 88.61% | 2.06 | 0 | 10.5 |  |  |  | No | R-410A | 3.0667 | Residential & Commercial | Ducted CEE Tier 1
210597867 | Central HP <5.4 tons | ARCOAIRE | HRCU-A-CB (Split System: Heat Pump with Remote Outdoor Unit-Air-Source) | HVH825GKA2* |  |  | EA*4X42L21A*+WALLCON | *95CSU1002122A* | 23800 | 16.5 | 8.1 | 21400 | 16600 | 77.57% | 1.96 | 0 | 11 |  |  |  | No | R-410A | 1.9833 | Residential & Commercial | Ducted CEE Tier 1
210597883 | Central HP <5.4 tons | ARCOAIRE | HRCU-A-CB (Split System: Heat Pump with Remote Outdoor Unit-Air-Source) | HVH825GKA2* |  |  | EA*4X42L21A*+WALLCON | *97CMN0601714A* | 23600 | 16 | 8.1 | 21600 | 16800 | 77.78% | 1.94 | 0 | 10.5 |  |  |  | No | R-410A | 1.9667 | Residential & Commercial | Ducted CEE Tier 1
210597915 | Central HP <5.4 tons | ARCOAIRE | HRCU-A-CB (Split System: Heat Pump with Remote Outdoor Unit-Air-Source) | HVH825GKA2* |  |  | EA*4X42L24A*+WALLCON | *96CTN1002122A* | 23800 | 16.5 | 8.1 | 21400 | 16600 | 77.57% | 1.96 | 0 | 11 |  |  |  | No | R-410A | 1.9833 | Residential & Commercial | Ducted CEE Tier 1
210598083 | Central HP <5.4 tons | ARCOAIRE | HRCU-A-CB (Split System: Heat Pump with Remote Outdoor Unit-Air-Source) | HVH825GKA2* |  |  | EA*4X48L24A*+WALLCON | *96CTN1202422A* | 24200 | 17 | 8.1 | 21000 | 16500 | 78.57% | 2.02 | 0 | 11 |  |  |  | No | R-410A | 2.0167 | Residential & Commercial | Ducted CEE Tier 1
210598167 | Central HP <5.4 tons | ARCOAIRE | HRCU-A-CB (Split System: Heat Pump with Remote Outdoor Unit-Air-Source) | HVH825GKA2* |  |  | EHD4X42AAL+WALLCON | *80CSU1002120A* | 24200 | 16 | 8.1 | 21400 | 16700 | 78.04% | 2 | 0 | 10.5 |  |  |  | No | R-410A | 2.0167 | Residential & Commercial | Ducted CEE Tier 1
210598367 | Central HP <5.4 tons | ARCOAIRE | HRCU-A-CB (Split System: Heat Pump with Remote Outdoor Unit-Air-Source) | HVH825GKA2* |  |  | EN(A,D)4X48L24**+WALLCON | *95CSU0802120A* | 24200 | 17 | 8.1 | 21200 | 16600 | 78.3% | 2.02 | 0 | 11.5 |  |  |  | No | R-410A | 2.0167 | Residential & Commercial | Ducted CEE Tier 1
211241370 | Central HP <5.4 tons | KEEPRITE | HRCU-A-CB (Split System: Heat Pump with Remote Outdoor Unit-Air-Source) | DLCURAH24ABK |  |  | EA*4X30L14A* | *80ES(N,L)0701412A* | 24200 | 16.5 | 8.5 | 26400 | 23000 | 87.12% | 1.9 | 0 | 10 |  |  |  | No | R-410A | 2.0167 | Residential & Commercial | Ducted CEE Tier 1
211241381 | Central HP <5.4 tons | KEEPRITE | HRCU-A-CB (Split System: Heat Pump with Remote Outdoor Unit-Air-Source) | DLCURAH24ABK |  |  | EA*4X30L17A* | *80VSL0451412A* | 23400 | 16.5 | 8.5 | 25800 | 24400 | 94.57% | 2.02 | 0 | 10 |  |  |  | No | R-410A | 1.95 | Residential & Commercial | Ducted CEE Tier 1
211241172 | Central HP <5.4 tons | KEEPRITE | HRCU-A-CB (Split System: Heat Pump with Remote Outdoor Unit-Air-Source) | DLCURAH24ABK |  |  | EA*4X25L17A* | *92ESN0401410A* | 24800 | 15.5 | 8.5 | 26000 | 21200 | 81.54% | 1.76 | 0 | 10 |  |  |  | No | R-410A | 2.0667 | Residential & Commercial | Ducted CEE Tier 1
212987487 | Central HP <5.4 tons | ARCOAIRE | HRCU-A-CB (Split System: Heat Pump with Remote Outdoor Unit-Air-Source) | DLCURAH24ABK |  |  | EN(A,D)4X36L21** | *96MSN0801716A* | 23800 | 17 | 8.5 | 26400 | 24000 | 90.91% | 1.98 | 0 | 10.5 |  |  |  | No | R-410A | 1.9833 | Residential & Commercial | Ducted CEE Tier 1
214229207 | Central HP <5.4 tons | KEEPRITE | HRCU-A-CB (Split System: Heat Pump with Remote Outdoor Unit-Air-Source) | DLCURAH24ABK |  |  | EN(A,D,W)4X36L17** | *80MSU0601716A* | 23600 | 17 | 8.5 | 25600 | 24000 | 93.75% | 2 | 0 | 10.5 |  |  |  | No | R-410A | 1.9667 | Residential & Commercial | Ducted CEE Tier 1
211240500 | Central HP <5.4 tons | ARCOAIRE | HRCU-A-CB (Split System: Heat Pump with Remote Outdoor Unit-Air-Source) | DLCURAH24ABK |  |  | EA*4X24L17A* | *80ESU0401712A* | 23600 | 17 | 8.5 | 26600 | 24600 | 92.48% | 2.04 | 0 | 10 |  |  |  | No | R-410A | 1.9667 | Residential & Commercial | Ducted CEE Tier 1
211261820 | Central HP <5.4 tons | KEEPRITE | HRCU-A-CB (Split System: Heat Pump with Remote Outdoor Unit-Air-Source) | DLCURAH18ABK |  |  | EA*4X30L17A* | *96VTN0801716A* | 17600 | 16 | 8.5 | 18100 | 18600 | 102.8% | 2.24 | 0 | 10.5 |  |  |  | No | R-410A | 1.4667 | Residential & Commercial | Ducted CEE Tier 1
211262147 | Central HP <5.4 tons | KEEPRITE | HRCU-A-CB (Split System: Heat Pump with Remote Outdoor Unit-Air-Source) | DLCURAH18ABK |  |  | EA*4X30L17A* | *92ESN0401712A* | 17900 | 15.5 | 8.5 | 18600 | 18500 | 99.46% | 2.22 | 0 | 10.5 |  |  |  | No | R-410A | 1.4917 | Residential & Commercial | Ducted CEE Tier 1
211261166 | Central HP <5.4 tons | KEEPRITE | HRCU-A-CB (Split System: Heat Pump with Remote Outdoor Unit-Air-Source) | DLCURAH18ABK |  |  | EA*4X25L17A* | *80ESU0601716A | 19100 | 16.5 | 8.5 | 18900 | 17300 | 91.53% | 2.12 | 0 | 11 |  |  |  | No | R-410A | 1.5917 | Residential & Commercial | Ducted CEE Tier 1
211261529 | Central HP <5.4 tons | KEEPRITE | HRCU-A-CB (Split System: Heat Pump with Remote Outdoor Unit-Air-Source) | DLCURAH18ABK |  |  | EA*4X30L17A* | *80VSL0451412A* | 17900 | 16 | 8.5 | 18400 | 18500 | 100.5% | 2.22 | 0 | 10.5 |  |  |  | No | R-410A | 1.4917 | Residential & Commercial | Ducted CEE Tier 1
211260891 | Central HP <5.4 tons | KEEPRITE | HRCU-A-CB (Split System: Heat Pump with Remote Outdoor Unit-Air-Source) | DLCURAH18ABK |  |  | EA*4X25L17A* | *95ESN0401410A* | 18300 | 16 | 8.5 | 18200 | 17500 | 96.15% | 2.12 | 0 | 10.5 |  |  |  | No | R-410A | 1.525 | Residential & Commercial | Ducted CEE Tier 1
211260918 | Central HP <5.4 tons | KEEPRITE | HRCU-A-CB (Split System: Heat Pump with Remote Outdoor Unit-Air-Source) | DLCURAH18ABK |  |  | EA*4X25L17A* | *95ESN0601412A* | 18400 | 16.5 | 8.5 | 18200 | 17500 | 96.15% | 2.12 | 0 | 11 |  |  |  | No | R-410A | 1.5333 | Residential & Commercial | Ducted CEE Tier 1
210598243 | Central HP <5.4 tons | ARCOAIRE | HRCU-A-CB (Split System: Heat Pump with Remote Outdoor Unit-Air-Source) | HVH825GKA2* |  |  | EHD4X48AAL+WALLCON | *80CSU0601716A* | 24200 | 16.5 | 8.1 | 21200 | 16600 | 78.3% | 2.02 | 0 | 11 |  |  |  | No | R-410A | 2.0167 | Residential & Commercial | Ducted CEE Tier 1
210598259 | Central HP <5.4 tons | ARCOAIRE | HRCU-A-CB (Split System: Heat Pump with Remote Outdoor Unit-Air-Source) | HVH825GKA2* |  |  | EHD4X48AAL+WALLCON | *80CTL0701716A* | 24200 | 16.5 | 8.1 | 21200 | 16600 | 78.3% | 2.02 | 0 | 10.5 |  |  |  | No | R-410A | 2.0167 | Residential & Commercial | Ducted CEE Tier 1
210598375 | Central HP <5.4 tons | ARCOAIRE | HRCU-A-CB (Split System: Heat Pump with Remote Outdoor Unit-Air-Source) | HVH825GKA2* |  |  | EN(A,D)4X48L24**+WALLCON | *96CTN1002122A* | 24200 | 17 | 8.1 | 21400 | 16600 | 77.57% | 2.02 | 0 | 11.5 |  |  |  | No | R-410A | 2.0167 | Residential & Commercial | Ducted CEE Tier 1
211228075 | Central HP <5.4 tons | KEEPRITE | HRCU-A-CB (Split System: Heat Pump with Remote Outdoor Unit-Air-Source) | DLCURAH36ABK |  |  | EA*4X42L24A* | *96VSN1202422A* | 35400 | 16 | 8.1 | 38500 | 35000 | 90.91% | 1.88 | 0 | 10 |  |  |  | No | R-410A | 2.95 | Residential & Commercial | Ducted CEE Tier 1
211229042 | Central HP <5.4 tons | KEEPRITE | HRCU-A-CB (Split System: Heat Pump with Remote Outdoor Unit-Air-Source) | DLCURAH36ABK |  |  | EA*4X48L21A* | *95ESN0802120A* | 36600 | 15.5 | 8.5 | 38500 | 34800 | 90.39% | 2.08 | 0 | 10 |  |  |  | No | R-410A | 3.05 | Residential & Commercial | Ducted CEE Tier 1
211228875 | Central HP <5.4 tons | KEEPRITE | HRCU-A-CB (Split System: Heat Pump with Remote Outdoor Unit-Air-Source) | DLCURAH36ABK |  |  | EA*4X48L21A* | *80ESU0601716A | 36600 | 16 | 8.5 | 38500 | 34800 | 90.39% | 2.08 | 0 | 10 |  |  |  | No | R-410A | 3.05 | Residential & Commercial | Ducted CEE Tier 1
211228908 | Central HP <5.4 tons | KEEPRITE | HRCU-A-CB (Split System: Heat Pump with Remote Outdoor Unit-Air-Source) | DLCURAH36ABK |  |  | EA*4X48L21A* | *80VTL0701716A* | 35800 | 16 | 8.5 | 38500 | 34600 | 89.87% | 2.04 | 0 | 10 |  |  |  | No | R-410A | 2.9833 | Residential & Commercial | Ducted CEE Tier 1
212384778 | Central HP <5.4 tons | ARCOAIRE | HRCU-A-CB (Split System: Heat Pump with Remote Outdoor Unit-Air-Source) | DLCURAH36ABK |  |  | EN(A,D,W)4X48L21** | *80ES(N,L)0701716A* | 35800 | 16 | 8.1 | 39000 | 34800 | 89.23% | 2 | 0 | 10 |  |  |  | No | R-410A | 2.9833 | Residential & Commercial | Ducted CEE Tier 1
211229325 | Central HP <5.4 tons | KEEPRITE | HRCU-A-CB (Split System: Heat Pump with Remote Outdoor Unit-Air-Source) | DLCURAH36ABK |  |  | EA*4X48L24A* | *80ES(N,L)1352420A* | 36200 | 16 | 8.5 | 38500 | 34600 | 89.87% | 2.06 | 0 | 10 |  |  |  | No | R-410A | 3.0167 | Residential & Commercial | Ducted CEE Tier 1
211229394 | Central HP <5.4 tons | KEEPRITE | HRCU-A-CB (Split System: Heat Pump with Remote Outdoor Unit-Air-Source) | DLCURAH36ABK |  |  | EA*4X48L24A* | *80ESU1002120A* | 36000 | 16 | 8.5 | 38500 | 34600 | 89.87% | 2.06 | 0 | 10 |  |  |  | No | R-410A | 3 | Residential & Commercial | Ducted CEE Tier 1
211229476 | Central HP <5.4 tons | KEEPRITE | HRCU-A-CB (Split System: Heat Pump with Remote Outdoor Unit-Air-Source) | DLCURAH36ABK |  |  | EA*4X48L24A* | *92ESN1202420A* | 36200 | 16 | 8.5 | 38500 | 34600 | 89.87% | 2.08 | 0 | 10 |  |  |  | No | R-410A | 3.0167 | Residential & Commercial | Ducted CEE Tier 1
211230179 | Central HP <5.4 tons | KEEPRITE | HRCU-A-CB (Split System: Heat Pump with Remote Outdoor Unit-Air-Source) | DLCURAH36ABK |  |  | EN(A,D,W)4X48L21** | *95ESN0801716A* | 35600 | 15.5 | 8.1 | 38500 | 35000 | 90.91% | 2 | 0 | 10 |  |  |  | No | R-410A | 2.9667 | Residential & Commercial | Ducted CEE Tier 1
211230229 | Central HP <5.4 tons | KEEPRITE | HRCU-A-CB (Split System: Heat Pump with Remote Outdoor Unit-Air-Source) | DLCURAH36ABK |  |  | EN(A,D,W)4X48L21** | *96VSN0601714A* | 35600 | 15.5 | 8.1 | 38500 | 35000 | 90.91% | 2 | 0 | 10 |  |  |  | No | R-410A | 2.9667 | Residential & Commercial | Ducted CEE Tier 1
212988019 | Central HP <5.4 tons | KEEPRITE | HRCU-A-CB (Split System: Heat Pump with Remote Outdoor Unit-Air-Source) | DLCURAH36ABK |  |  | EA*4X48L24A* | *96MSN1002120A* | 36000 | 16.5 | 8.5 | 37800 | 34600 | 91.53% | 2.04 | 0 | 10 |  |  |  | No | R-410A | 3 | Residential & Commercial | Ducted CEE Tier 1
213076767 | Central HP <5.4 tons | ARCOAIRE | HRCU-A-CB (Split System: Heat Pump with Remote Outdoor Unit-Air-Source) | DLCURAH36ABK |  |  | EA*4X42L24A* | *80VTL1102122B* | 35800 | 16 | 8.1 | 38500 | 35200 | 91.43% | 1.9 | 0 | 10 |  |  |  | No | R-410A | 2.9833 | Residential & Commercial | Ducted CEE Tier 1
214320587 | Central HP <5.4 tons | Frigidaire | HRCU-A-C (Split System: Heat Pump with Remote Outdoor Unit with No Indoor Fan --Air Source) | GXH24-36MSK4DH | ASPEN |  | C(A,C,D,E)24B34+TDR |  | 23000 | 15.2 | 8.5 | 24000 | 21600 | 90% | 1.8 | 0 | 11 |  |  |  | No | R-410A | 1.9167 | Residential & Commercial | Ducted CEE Tier 1
213079631 | Central HP <5.4 tons | ARCOAIRE | HRCU-A-CB (Split System: Heat Pump with Remote Outdoor Unit-Air-Source) | DLCURAH36ABK |  |  | EN(A,D,W)4X48L21** | *92MSN0801716A* | 36000 | 16.5 | 8.1 | 38500 | 35000 | 90.91% | 2 | 0 | 10 |  |  |  | No | R-410A | 3 | Residential & Commercial | Ducted CEE Tier 1
213205592 | Central HP <5.4 tons | TEMPSTAR | HRCU-A-CB (Split System: Heat Pump with Remote Outdoor Unit-Air-Source) | DLCURAH36ABK | ASPEN |  | D(A,C,E)36C34+TDR | *92ESN0801716A* | 35400 | 16.5 | 8.1 | 39000 | 31600 | 81.03% | 2.71 | 0 | 10.5 |  |  |  | No | R-410A | 2.95 | Residential & Commercial | Ducted CEE Tier 1
212970393 | Central HP <5.4 tons | KEEPRITE | HRCU-A-CB (Split System: Heat Pump with Remote Outdoor Unit-Air-Source) | DLCURAH36ABK |  |  | EA*4X37L17A* | *80VSL0701716B* | 36000 | 15.5 | 8.1 | 38500 | 35000 | 90.91% | 2 | 0 | 10 |  |  |  | No | R-410A | 3 | Residential & Commercial | Ducted CEE Tier 1
211227124 | Central HP <5.4 tons | ARCOAIRE | HRCU-A-CB (Split System: Heat Pump with Remote Outdoor Unit-Air-Source) | DLCURAH36ABK |  |  | EA*4X37L21A* | *96VSN1002120A* | 36400 | 16 | 8.5 | 38500 | 34800 | 90.39% | 2.08 | 0 | 10 |  |  |  | No | R-410A | 3.0333 | Residential & Commercial | Ducted CEE Tier 1
211227526 | Central HP <5.4 tons | KEEPRITE | HRCU-A-CB (Split System: Heat Pump with Remote Outdoor Unit-Air-Source) | DLCURAH36ABK |  |  | EA*4X42L21A* | *92ESN0801716A* | 35400 | 16 | 8.1 | 38500 | 35000 | 90.91% | 1.88 | 0 | 10 |  |  |  | No | R-410A | 2.95 | Residential & Commercial | Ducted CEE Tier 1
211228371 | Central HP <5.4 tons | KEEPRITE | HRCU-A-CB (Split System: Heat Pump with Remote Outdoor Unit-Air-Source) | DLCURAH36ABK |  |  | EA*4X43L21A* | *80ESU1002120A* | 36400 | 16 | 8.5 | 38500 | 34800 | 90.39% | 2.08 | 0 | 10 |  |  |  | No | R-410A | 3.0333 | Residential & Commercial | Ducted CEE Tier 1
211227783 | Central HP <5.4 tons | KEEPRITE | HRCU-A-CB (Split System: Heat Pump with Remote Outdoor Unit-Air-Source) | DLCURAH36ABK |  |  | EA*4X42L24A* | *80ES(N,L)0902116A* | 35800 | 16 | 8.1 | 39500 | 35000 | 88.61% | 1.9 | 0 | 10 |  |  |  | No | R-410A | 2.9833 | Residential & Commercial | Ducted CEE Tier 1
211227901 | Central HP <5.4 tons | KEEPRITE | HRCU-A-CB (Split System: Heat Pump with Remote Outdoor Unit-Air-Source) | DLCURAH36ABK |  |  | EA*4X42L24A* | *80ESU0802120A | 37000 | 15.5 | 8.5 | 40000 | 35200 | 88% | 1.96 | 0 | 10 |  |  |  | No | R-410A | 3.0833 | Residential & Commercial | Ducted CEE Tier 1
211230459 | Central HP <5.4 tons | KEEPRITE | HRCU-A-CB (Split System: Heat Pump with Remote Outdoor Unit-Air-Source) | DLCURAH36ABK |  |  | EN(A,D)4X48L24** | *80ES(N,L)1102120A* | 36200 | 16.5 | 8.1 | 38500 | 34800 | 90.39% | 2.02 | 0 | 10.5 |  |  |  | No | R-410A | 3.0167 | Residential & Commercial | Ducted CEE Tier 1
211230552 | Central HP <5.4 tons | KEEPRITE | HRCU-A-CB (Split System: Heat Pump with Remote Outdoor Unit-Air-Source) | DLCURAH36ABK |  |  | EN(A,D)4X48L24** | *80ESU1002120A* | 36200 | 16 | 8.1 | 38500 | 34800 | 90.39% | 2.02 | 0 | 10 |  |  |  | No | R-410A | 3.0167 | Residential & Commercial | Ducted CEE Tier 1
211230266 | Central HP <5.4 tons | KEEPRITE | HRCU-A-CB (Split System: Heat Pump with Remote Outdoor Unit-Air-Source) | DLCURAH36ABK |  |  | EN(A,D,W)4X48L21** | *95ESU0601716A* | 35800 | 16 | 8.1 | 38500 | 34800 | 90.39% | 2 | 0 | 10 |  |  |  | No | R-410A | 2.9833 | Residential & Commercial | Ducted CEE Tier 1
211230148 | Central HP <5.4 tons | KEEPRITE | HRCU-A-CB (Split System: Heat Pump with Remote Outdoor Unit-Air-Source) | DLCURAH36ABK |  |  | EN(A,D,W)4X48L21** | *92ESN1002120A* | 35800 | 16.5 | 8.1 | 38500 | 34800 | 90.39% | 2 | 0 | 10 |  |  |  | No | R-410A | 2.9833 | Residential & Commercial | Ducted CEE Tier 1
211229355 | Central HP <5.4 tons | KEEPRITE | HRCU-A-CB (Split System: Heat Pump with Remote Outdoor Unit-Air-Source) | DLCURAH36ABK |  |  | EA*4X48L24A* | *80VSL0902120A* | 35600 | 16.5 | 8.1 | 37800 | 34600 | 91.53% | 2.04 | 0 | 10 |  |  |  | No | R-410A | 2.9667 | Residential & Commercial | Ducted CEE Tier 1
211260475 | Central HP <5.4 tons | KEEPRITE | HRCU-A-CB (Split System: Heat Pump with Remote Outdoor Unit-Air-Source) | DLCURAH18ABK |  |  | EA*4X24L17A* | *95ESN0601412A* | 17800 | 16 | 8.5 | 18700 | 19000 | 101.6% | 2.28 | 0 | 10.5 |  |  |  | No | R-410A | 1.4833 | Residential & Commercial | Ducted CEE Tier 1
211260064 | Central HP <5.4 tons | KEEPRITE | HRCU-A-CB (Split System: Heat Pump with Remote Outdoor Unit-Air-Source) | DLCURAH18ABK |  |  | EA*4X19L17A* | OMV112K14A | 18600 | 15.5 | 8.5 | 18700 | 17500 | 93.58% | 2.12 | 0 | 10.5 |  |  |  | No | R-410A | 1.55 | Residential & Commercial | Ducted CEE Tier 1
211260325 | Central HP <5.4 tons | KEEPRITE | HRCU-A-CB (Split System: Heat Pump with Remote Outdoor Unit-Air-Source) | DLCURAH18ABK |  |  | EA*4X24L17A* | *95ESU0401712A* | 17600 | 16 | 8.5 | 18500 | 19100 | 103.2% | 2.3 | 0 | 10.5 |  |  |  | No | R-410A | 1.4667 | Residential & Commercial | Ducted CEE Tier 1
211260359 | Central HP <5.4 tons | KEEPRITE | HRCU-A-CB (Split System: Heat Pump with Remote Outdoor Unit-Air-Source) | DLCURAH18ABK |  |  | EA*4X24L17A* | *80VSL0451716A* | 17600 | 16 | 8.5 | 18500 | 19100 | 103.2% | 2.3 | 0 | 10.5 |  |  |  | No | R-410A | 1.4667 | Residential & Commercial | Ducted CEE Tier 1
212976069 | Central HP <5.4 tons | GRANDAIRE | HRCU-A-CB (Split System: Heat Pump with Remote Outdoor Unit-Air-Source) | WDLCURAH24ABK |  |  | WLA*374BA* | WFST080B048A* | 24200 | 17 | 8.5 | 25800 | 21200 | 82.17% | 1.78 | 0 | 10 |  |  |  | No | R-410A | 2.0167 | Residential & Commercial | Ducted CEE Tier 1
212977573 | Central HP <5.4 tons | GRANDAIRE | HRCU-A-CB (Split System: Heat Pump with Remote Outdoor Unit-Air-Source) | WDLCURAH24ABK |  |  | WLA*244AA* | WFE*045A036C* | 23400 | 17 | 8.5 | 27000 | 26200 | 97.04% | 2.2 | 0 | 10 |  |  |  | No | R-410A | 1.95 | Residential & Commercial | Ducted CEE Tier 1
212624101 | Central HP <5.4 tons | COLEMAN | HRCU-A-CB (Split System: Heat Pump with Remote Outdoor Unit-Air-Source) | HMH72B341 | ASPEN |  | D(A,C,E)48D24+TDR | TM9Y100C16MP11 | 32400 | 18 | 8.4 | 34000 | 28400 | 83.53% | 2.75 | 0 | 10 |  |  |  | No | R-410A | 2.7 | Residential & Commercial | Ducted CEE Tier 1
204300413 | Central HP <5.4 tons | ARCOAIRE | HRCU-A-CB (Split System: Heat Pump with Remote Outdoor Unit-Air-Source) | HVH837GKA** |  |  | EHD4X42AAL+WALLCON | *97CMN0602120A* | 32400 | 16.5 | 8.1 | 33400 | 25200 | 75.45% | 1.94 | 11.5 | 10.5 |  |  |  | No | R-410A | 2.7 | Residential & Commercial | Ducted CEE Tier 1
204300463 | Central HP <5.4 tons | ARCOAIRE | HRCU-A-CB (Split System: Heat Pump with Remote Outdoor Unit-Air-Source) | HVH837GKA** |  |  | EHD4X48AAL+WALLCON | *80CTL1352422A* | 32600 | 17 | 8.1 | 33000 | 24800 | 75.15% | 1.98 | 11 | 11 |  |  |  | No | R-410A | 2.7167 | Residential & Commercial | Ducted CEE Tier 1
212976004 | Central HP <5.4 tons | GRANDAIRE | HRCU-A-CB (Split System: Heat Pump with Remote Outdoor Unit-Air-Source) | WDLCURAH24ABK |  |  | WLA*244BA* | WFST080B048A* | 23600 | 16.5 | 8.5 | 27000 | 21600 | 80% | 1.8 | 0 | 10 |  |  |  | No | R-410A | 1.9667 | Residential & Commercial | Ducted CEE Tier 1
212977693 | Central HP <5.4 tons | GRANDAIRE | HRCU-A-CB (Split System: Heat Pump with Remote Outdoor Unit-Air-Source) | WDLCURAH24ABK |  |  | WLNC304BA* | WFE*045A036C* | 23600 | 17 | 8.5 | 26400 | 24200 | 91.67% | 2 | 0 | 10.5 |  |  |  | No | R-410A | 1.9667 | Residential & Commercial | Ducted CEE Tier 1
212984225 | Central HP <5.4 tons | KEEPRITE | HRCU-A-CB (Split System: Heat Pump with Remote Outdoor Unit-Air-Source) | DLCURAH18ABK |  |  | EN(A,D)4X30L17** | *92MSN0601714A* | 17700 | 16.5 | 8.1 | 18300 | 18600 | 101.6% | 2.24 | 0 | 11 |  |  |  | No | R-410A | 1.475 | Residential & Commercial | Ducted CEE Tier 1
212984741 | Central HP <5.4 tons | KEEPRITE | HRCU-A-CB (Split System: Heat Pump with Remote Outdoor Unit-Air-Source) | DLCURAH18ABK |  |  | EA*4X30L17A* | *92MSN0801716A* | 17900 | 16.5 | 8.5 | 18500 | 18700 | 101.1% | 2.26 | 0 | 10.5 |  |  |  | No | R-410A | 1.4917 | Residential & Commercial | Ducted CEE Tier 1
213612886 | Central HP <5.4 tons | GUARDIAN | HRCU-A-CB (Split System: Heat Pump with Remote Outdoor Unit-Air-Source) | RHP15048B21 | ASPEN |  | L(E,G)M60A6 |  | 45000 | 15.5 | 8.1 | 45500 | 37800 | 83.08% | 3.7 | 0 | 11.8 |  |  |  | No | R-410A | 3.75 | Residential & Commercial | Ducted CEE Tier 1
210599221 | Central HP <5.4 tons | ARCOAIRE | HRCU-A-CB (Split System: Heat Pump with Remote Outdoor Unit-Air-Source) | HVH837GKA** |  |  | EA*4X61L21A*+WALLCON | *80CSU0401712A* | 33200 | 17.5 | 8.1 | 32000 | 24800 | 77.5% | 1.98 | 0 | 11.5 |  |  |  | No | R-410A | 2.7667 | Residential & Commercial | Ducted CEE Tier 1
210599414 | Central HP <5.4 tons | ARCOAIRE | HRCU-A-CB (Split System: Heat Pump with Remote Outdoor Unit-Air-Source) | HVH837GKA** |  |  | EHD4X60AAL+WALLCON | *80CTL0902120A* | 33000 | 17 | 8.1 | 32200 | 25000 | 77.64% | 2 | 0 | 11.5 |  |  |  | No | R-410A | 2.75 | Residential & Commercial | Ducted CEE Tier 1
210599446 | Central HP <5.4 tons | ARCOAIRE | HRCU-A-CB (Split System: Heat Pump with Remote Outdoor Unit-Air-Source) | HVH837GKA** |  |  | EHD4X60AAL+WALLCON | *96CTN1202422A* | 33000 | 17 | 8.1 | 32200 | 24800 | 77.02% | 2.02 | 0 | 11.5 |  |  |  | No | R-410A | 2.75 | Residential & Commercial | Ducted CEE Tier 1
210599462 | Central HP <5.4 tons | ARCOAIRE | HRCU-A-CB (Split System: Heat Pump with Remote Outdoor Unit-Air-Source) | HVH837GKA** |  |  | EHD4X60AAL+WALLCON | *97CMN1002122A* | 33000 | 17 | 8.1 | 32200 | 24800 | 77.02% | 2.02 | 0 | 11.5 |  |  |  | No | R-410A | 2.75 | Residential & Commercial | Ducted CEE Tier 1
207455245 | Central HP <5.4 tons | LENNOX | HRCU-A-CB (Split System: Heat Pump with Remote Outdoor Unit-Air-Source) | SL25XPV-036-230A** | ADP |  | L*23/37Z9 | SLP99UH070XV36B* | 34600 | 21 | 8.8 | 32800 | 26000 | 79.27% | 1.82 | 13.5 | 13 |  |  |  | No | R-410A | 2.8833 | Residential & Commercial | Ducted CEE Tier 1
207455263 | Central HP <5.4 tons | LENNOX | HRCU-A-CB (Split System: Heat Pump with Remote Outdoor Unit-Air-Source) | SL25XPV-036-230A** | ADP |  | LH35/38X9 | SLP99UH090XV60C* | 33600 | 21 | 8.6 | 32800 | 26200 | 79.88% | 1.8 | 14 | 13 |  |  |  | No | R-410A | 2.8 | Residential & Commercial | Ducted CEE Tier 1
211245587 | Central HP <5.4 tons | ARCOAIRE | HRCU-A-CB (Split System: Heat Pump with Remote Outdoor Unit-Air-Source) | DLCURAH24ABK |  |  | EN(A,D)4X36L21** | *80ES(N,L)0451712A* | 24000 | 16.5 | 8.1 | 26200 | 23000 | 87.79% | 1.9 | 0 | 10.5 |  |  |  | No | R-410A | 2 | Residential & Commercial | Ducted CEE Tier 1
211241408 | Central HP <5.4 tons | KEEPRITE | HRCU-A-CB (Split System: Heat Pump with Remote Outdoor Unit-Air-Source) | DLCURAH24ABK |  |  | EA*4X30L17A* | *96VSN0401410A* | 23200 | 16 | 8.5 | 25800 | 24200 | 93.8% | 2.02 | 0 | 10 |  |  |  | No | R-410A | 1.9333 | Residential & Commercial | Ducted CEE Tier 1
211241243 | Central HP <5.4 tons | KEEPRITE | HRCU-A-CB (Split System: Heat Pump with Remote Outdoor Unit-Air-Source) | DLCURAH24ABK |  |  | EA*4X30L14A* | *80VSL0451412A* | 24200 | 16 | 8.5 | 26400 | 23000 | 87.12% | 1.9 | 0 | 10 |  |  |  | No | R-410A | 2.0167 | Residential & Commercial | Ducted CEE Tier 1
211241059 | Central HP <5.4 tons | KEEPRITE | HRCU-A-CB (Split System: Heat Pump with Remote Outdoor Unit-Air-Source) | DLCURAH24ABK |  |  | EA*4X25L17A* | *96VTN0601714A* | 24600 | 16.5 | 8.5 | 25400 | 21400 | 84.25% | 1.78 | 0 | 10 |  |  |  | No | R-410A | 2.05 | Residential & Commercial | Ducted CEE Tier 1
212971914 | Central HP <5.4 tons | GRANDAIRE | HRCU-A-CB (Split System: Heat Pump with Remote Outdoor Unit-Air-Source) | WDLCURAH18ABK |  |  | WLA*244BA* | WFET090B048A* | 17500 | 16 | 8.5 | 18500 | 17700 | 95.68% | 2.14 | 0 | 10.5 |  |  |  | No | R-410A | 1.4583 | Residential & Commercial | Ducted CEE Tier 1
212986195 | Central HP <5.4 tons | KEEPRITE | HRCU-A-CB (Split System: Heat Pump with Remote Outdoor Unit-Air-Source) | DLCURAH24ABK |  |  | EA*4X36L17A* | *96MSN0401410A* | 23600 | 16 | 8.5 | 26200 | 24000 | 91.6% | 1.98 | 0 | 10 |  |  |  | No | R-410A | 1.9667 | Residential & Commercial | Ducted CEE Tier 1
212984609 | Central HP <5.4 tons | KEEPRITE | HRCU-A-CB (Split System: Heat Pump with Remote Outdoor Unit-Air-Source) | DLCURAH24ABK |  |  | EA*4X36L17A* | *92MSN0801716A* | 23600 | 17.5 | 8.5 | 26200 | 24000 | 91.6% | 2 | 0 | 10 |  |  |  | No | R-410A | 1.9667 | Residential & Commercial | Ducted CEE Tier 1
211229053 | Central HP <5.4 tons | KEEPRITE | HRCU-A-CB (Split System: Heat Pump with Remote Outdoor Unit-Air-Source) | DLCURAH36ABK |  |  | EA*4X48L21A* | *95ESN1002120A* | 36400 | 15.5 | 8.5 | 38500 | 34800 | 90.39% | 2.08 | 0 | 10 |  |  |  | No | R-410A | 3.0333 | Residential & Commercial | Ducted CEE Tier 1
211228978 | Central HP <5.4 tons | KEEPRITE | HRCU-A-CB (Split System: Heat Pump with Remote Outdoor Unit-Air-Source) | DLCURAH36ABK |  |  | EA*4X48L21A* | *92ESN0801716A* | 36000 | 16 | 8.5 | 38500 | 34600 | 89.87% | 2.06 | 0 | 10 |  |  |  | No | R-410A | 3 | Residential & Commercial | Ducted CEE Tier 1
211228680 | Central HP <5.4 tons | KEEPRITE | HRCU-A-CB (Split System: Heat Pump with Remote Outdoor Unit-Air-Source) | DLCURAH36ABK |  |  | EA*4X43L21A* | OLV112A16A | 36600 | 15.2 | 8.5 | 38500 | 35000 | 90.91% | 2.08 | 0 | 10 |  |  |  | No | R-410A | 3.05 | Residential & Commercial | Ducted CEE Tier 1
212624200 | Central HP <5.4 tons | COLEMAN | HRCU-A-CB (Split System: Heat Pump with Remote Outdoor Unit-Air-Source) | HMH72B341 | ASPEN |  | C(A,C,D,E)48D24+TDR | TM9Y100C16MP11 | 32400 | 18 | 8.5 | 34000 | 28400 | 83.53% | 2.74 | 0 | 10 |  |  |  | No | R-410A | 2.7 | Residential & Commercial | Ducted CEE Tier 1
212624216 | Central HP <5.4 tons | COLEMAN | HRCU-A-CB (Split System: Heat Pump with Remote Outdoor Unit-Air-Source) | HMH72B341 | ASPEN |  | C(A,C,D,E)48C24+TDR | TM8E040A12MP11 | 32000 | 18 | 8.1 | 33400 | 29000 | 86.83% | 2.48 | 0 | 10 |  |  |  | No | R-410A | 2.6667 | Residential & Commercial | Ducted CEE Tier 1
212624268 | Central HP <5.4 tons | COLEMAN | HRCU-A-CB (Split System: Heat Pump with Remote Outdoor Unit-Air-Source) | HMH72B341 | ASPEN |  | D(A,C,E)42D34+TDR | TMLE080C16MP11 | 33000 | 18 | 8.1 | 33000 | 29000 | 87.88% | 2.49 | 0 | 10 |  |  |  | No | R-410A | 2.75 | Residential & Commercial | Ducted CEE Tier 1
210599587 | Central HP <5.4 tons | ARCOAIRE | HRCU-A-CB (Split System: Heat Pump with Remote Outdoor Unit-Air-Source) | HVH837GKA** |  |  | EN(A,D,W)4X60L24**+WALLCON | *80CTL1352422A* | 32800 | 18 | 8.1 | 32200 | 24600 | 76.4% | 1.98 | 0 | 12 |  |  |  | No | R-410A | 2.7333 | Residential & Commercial | Ducted CEE Tier 1
212987434 | Central HP <5.4 tons | GRANDAIRE | HRCU-A-CB (Split System: Heat Pump with Remote Outdoor Unit-Air-Source) | WDLCURAH24ABK |  |  | WLA*374BA* | WFSX080B048B* | 24200 | 17 | 8.5 | 25200 | 25200 | 100% | 2.1 | 0 | 10 |  |  |  | No | R-410A | 2.0167 | Residential & Commercial | Ducted CEE Tier 1
212988684 | Central HP <5.4 tons | GRANDAIRE | HRCU-A-CB (Split System: Heat Pump with Remote Outdoor Unit-Air-Source) | WDLCURAH24ABK |  |  | WLA*364BA* | WFSU040B036B* | 23600 | 16.5 | 8.5 | 26200 | 24400 | 93.13% | 2.02 | 0 | 10 |  |  |  | No | R-410A | 1.9667 | Residential & Commercial | Ducted CEE Tier 1
212989152 | Central HP <5.4 tons | GRANDAIRE | HRCU-A-CB (Split System: Heat Pump with Remote Outdoor Unit-Air-Source) | WDLCURAH24ABK |  |  | WLA*254BA* | WFSU060B048B* | 24200 | 17 | 8.5 | 25200 | 24600 | 97.62% | 2.04 | 0 | 10 |  |  |  | No | R-410A | 2.0167 | Residential & Commercial | Ducted CEE Tier 1
212989620 | Central HP <5.4 tons | GRANDAIRE | HRCU-A-CB (Split System: Heat Pump with Remote Outdoor Unit-Air-Source) | WDLCURAH24ABK |  |  | WLA*374CA* | WFSU080C060B* | 24000 | 17.5 | 8.5 | 25200 | 24600 | 97.62% | 2.04 | 0 | 10 |  |  |  | No | R-410A | 2 | Residential & Commercial | Ducted CEE Tier 1
207683113 | Central HP <5.4 tons | LENNOX | HRCU-A-CB (Split System: Heat Pump with Remote Outdoor Unit-Air-Source) | SL25XPV-024-230A** | ADP |  | LP36/37R9 | SL280UH070XV36A* | 22200 | 21 | 9.2 | 20000 | 20000 | 100% | 1.84 | 14 | 14 |  |  |  | No | R-410A | 1.85 | Residential & Commercial | Ducted CEE Tier 1
212624433 | Central HP <5.4 tons | COLEMAN | HRCU-A-CB (Split System: Heat Pump with Remote Outdoor Unit-Air-Source) | HMH72B341 | ASPEN |  | D(A,C,E)48C34+TDR | TM8E120C16MP11 | 33200 | 18 | 8.5 | 34000 | 28800 | 84.71% | 2.79 | 0 | 10 |  |  |  | No | R-410A | 2.7667 | Residential & Commercial | Ducted CEE Tier 1
212624532 | Central HP <5.4 tons | COLEMAN | HRCU-A-CB (Split System: Heat Pump with Remote Outdoor Unit-Air-Source) | HMH72B341 | ASPEN |  | D(A,C,E)36D34+TDR | CPLC100C16MP13 | 32800 | 17.5 | 8.1 | 33800 | 27400 | 81.07% | 2.47 | 0 | 10 |  |  |  | No | R-410A | 2.7333 | Residential & Commercial | Ducted CEE Tier 1
212624582 | Central HP <5.4 tons | COLEMAN | HRCU-A-CB (Split System: Heat Pump with Remote Outdoor Unit-Air-Source) | HMH72B341 | ASPEN |  | D(A,C,E)42A44+TDR | TM8V080C16MP12 | 32400 | 17.5 | 8.5 | 34000 | 27400 | 80.59% | 2.67 | 0 | 10 |  |  |  | No | R-410A | 2.7 | Residential & Commercial | Ducted CEE Tier 1
212624667 | Central HP <5.4 tons | COLEMAN | HRCU-A-CB (Split System: Heat Pump with Remote Outdoor Unit-Air-Source) | HMH72B341 | ASPEN |  | D(A,C,E)42A44+TDR | TMLV100C16MP12 | 32400 | 17.5 | 8.1 | 33800 | 27400 | 81.07% | 2.47 | 0 | 10 |  |  |  | No | R-410A | 2.7 | Residential & Commercial | Ducted CEE Tier 1
210599213 | Central HP <5.4 tons | ARCOAIRE | HRCU-A-CB (Split System: Heat Pump with Remote Outdoor Unit-Air-Source) | HVH837GKA** |  |  | EA*4X60L24A*+WALLCON | *97CMN1002122A* | 32800 | 17.5 | 8.5 | 31800 | 24800 | 77.99% | 2 | 0 | 11.7 |  |  |  | No | R-410A | 2.7333 | Residential & Commercial | Ducted CEE Tier 1
211241038 | Central HP <5.4 tons | KEEPRITE | HRCU-A-CB (Split System: Heat Pump with Remote Outdoor Unit-Air-Source) | DLCURAH24ABK |  |  | EA*4X25L17A* | *96VTN0601412A* | 24000 | 16.5 | 8.1 | 25200 | 21600 | 85.71% | 1.82 | 0 | 10 |  |  |  | No | R-410A | 2 | Residential & Commercial | Ducted CEE Tier 1
211240861 | Central HP <5.4 tons | KEEPRITE | HRCU-A-CB (Split System: Heat Pump with Remote Outdoor Unit-Air-Source) | DLCURAH24ABK |  |  | EA*4X25L17A* | *96VSN0801716A* | 24800 | 17 | 8.5 | 25600 | 21200 | 82.81% | 1.78 | 0 | 10.5 |  |  |  | No | R-410A | 2.0667 | Residential & Commercial | Ducted CEE Tier 1
212989605 | Central HP <5.4 tons | KEEPRITE | HRCU-A-CB (Split System: Heat Pump with Remote Outdoor Unit-Air-Source) | DLCURAH24ABK |  |  | EA*4X36L21A* | *95MSU0802120A* | 23600 | 17 | 8.5 | 26200 | 23800 | 90.84% | 1.98 | 0 | 10 |  |  |  | No | R-410A | 1.9667 | Residential & Commercial | Ducted CEE Tier 1
213076400 | Central HP <5.4 tons | ARCOAIRE | HRCU-A-CB (Split System: Heat Pump with Remote Outdoor Unit-Air-Source) | DLCURAH24ABK |  |  | EN(A,D)4X24L17** | *96VTN0601716B* | 23200 | 16.5 | 8.5 | 26800 | 25400 | 94.78% | 2.12 | 0 | 10 |  |  |  | No | R-410A | 1.9333 | Residential & Commercial | Ducted CEE Tier 1
211240725 | Central HP <5.4 tons | KEEPRITE | HRCU-A-CB (Split System: Heat Pump with Remote Outdoor Unit-Air-Source) | DLCURAH24ABK |  |  | EA*4X24L17A* | *95ESN0801716A* | 24400 | 15.5 | 8.5 | 27400 | 23000 | 83.94% | 1.88 | 0 | 10 |  |  |  | No | R-410A | 2.0333 | Residential & Commercial | Ducted CEE Tier 1
211240592 | Central HP <5.4 tons | KEEPRITE | HRCU-A-CB (Split System: Heat Pump with Remote Outdoor Unit-Air-Source) | DLCURAH24ABK |  |  | EA*4X24L17A* | *96VTN0401410A* | 23400 | 15.5 | 8.5 | 26800 | 24800 | 92.54% | 2.04 | 0 | 10 |  |  |  | No | R-410A | 1.95 | Residential & Commercial | Ducted CEE Tier 1
211240657 | Central HP <5.4 tons | KEEPRITE | HRCU-A-CB (Split System: Heat Pump with Remote Outdoor Unit-Air-Source) | DLCURAH24ABK |  |  | EA*4X24L17A* | *80ES(N,L)0701712A* | 24000 | 16 | 8.5 | 27000 | 23600 | 87.41% | 1.94 | 0 | 10 |  |  |  | No | R-410A | 2 | Residential & Commercial | Ducted CEE Tier 1
211240425 | Central HP <5.4 tons | KEEPRITE | HRCU-A-CB (Split System: Heat Pump with Remote Outdoor Unit-Air-Source) | DLCURAH24ABK |  |  | EA*4X24L17A* | *96VSN0801716A* | 23800 | 16.5 | 8.5 | 26800 | 24000 | 89.55% | 1.98 | 0 | 10 |  |  |  | No | R-410A | 1.9833 | Residential & Commercial | Ducted CEE Tier 1
212984108 | Central HP <5.4 tons | GRANDAIRE | HRCU-A-CB (Split System: Heat Pump with Remote Outdoor Unit-Air-Source) | WDLCURAH24ABK |  |  | WLA*374CA* | WFAX060B042B* | 24200 | 17.5 | 8.5 | 25200 | 25400 | 100.8% | 2.14 | 0 | 10 |  |  |  | No | R-410A | 2.0167 | Residential & Commercial | Ducted CEE Tier 1
212987398 | Central HP <5.4 tons | GRANDAIRE | HRCU-A-CB (Split System: Heat Pump with Remote Outdoor Unit-Air-Source) | WDLCURAH24ABK |  |  | WLA*304BA* | WFSX080B048B* | 23600 | 17 | 8.5 | 26400 | 23600 | 89.39% | 1.96 | 0 | 10 |  |  |  | No | R-410A | 1.9667 | Residential & Commercial | Ducted CEE Tier 1
212988720 | Central HP <5.4 tons | GRANDAIRE | HRCU-A-CB (Split System: Heat Pump with Remote Outdoor Unit-Air-Source) | WDLCURAH24ABK |  |  | WLA*374CA* | WFSU040B036B* | 24200 | 17 | 8.5 | 25200 | 25200 | 100% | 2.1 | 0 | 10 |  |  |  | No | R-410A | 2.0167 | Residential & Commercial | Ducted CEE Tier 1
212989608 | Central HP <5.4 tons | GRANDAIRE | HRCU-A-CB (Split System: Heat Pump with Remote Outdoor Unit-Air-Source) | WDLCURAH24ABK |  |  | WLA*364CA* | WFSU080C060B* | 23600 | 17 | 8.5 | 26200 | 21800 | 83.21% | 1.82 | 0 | 10 |  |  |  | No | R-410A | 1.9667 | Residential & Commercial | Ducted CEE Tier 1
212989140 | Central HP <5.4 tons | GRANDAIRE | HRCU-A-CB (Split System: Heat Pump with Remote Outdoor Unit-Air-Source) | WDLCURAH24ABK |  |  | WLA*244BA* | WFSU060B048B* | 23400 | 17 | 9 | 26800 | 21800 | 81.34% | 1.82 | 0 | 10 |  |  |  | No | R-410A | 1.95 | Residential & Commercial | Ducted CEE Tier 1
212984576 | Central HP <5.4 tons | GRANDAIRE | HRCU-A-CB (Split System: Heat Pump with Remote Outdoor Unit-Air-Source) | WDLCURAH24ABK |  |  | WLA*244BA* | WFAX080B048B* | 23200 | 17 | 9 | 26800 | 21800 | 81.34% | 1.84 | 0 | 10 |  |  |  | No | R-410A | 1.9333 | Residential & Commercial | Ducted CEE Tier 1
212984624 | Central HP <5.4 tons | GRANDAIRE | HRCU-A-CB (Split System: Heat Pump with Remote Outdoor Unit-Air-Source) | WDLCURAH24ABK |  |  | WLA*364CA* | WFAX080B048B* | 23800 | 17.5 | 8.5 | 26200 | 21800 | 83.21% | 1.82 | 0 | 10 |  |  |  | No | R-410A | 1.9833 | Residential & Commercial | Ducted CEE Tier 1
212985358 | Central HP <5.4 tons | GRANDAIRE | HRCU-A-CB (Split System: Heat Pump with Remote Outdoor Unit-Air-Source) | WDLCURAH24ABK |  |  | WLA*374CA* | WFAX100C060B* | 24200 | 17.5 | 8.5 | 25200 | 24200 | 96.03% | 2.02 | 0 | 10.5 |  |  |  | No | R-410A | 2.0167 | Residential & Commercial | Ducted CEE Tier 1
212987482 | Central HP <5.4 tons | GRANDAIRE | HRCU-A-CB (Split System: Heat Pump with Remote Outdoor Unit-Air-Source) | WDLCURAH24ABK |  |  | WLN(C,W)364BA* | WFSX080B048B* | 23800 | 17 | 8.5 | 26400 | 24000 | 90.91% | 1.98 | 0 | 10.5 |  |  |  | No | R-410A | 1.9833 | Residential & Commercial | Ducted CEE Tier 1
212986279 | Central HP <5.4 tons | KEEPRITE | HRCU-A-CB (Split System: Heat Pump with Remote Outdoor Unit-Air-Source) | DLCURAH18ABK |  |  | EA*4X19L17A* | *96MSN0401410A* | 17900 | 16 | 8.5 | 18000 | 17800 | 98.89% | 2.14 | 0 | 10.5 |  |  |  | No | R-410A | 1.4917 | Residential & Commercial | Ducted CEE Tier 1
207455297 | Central HP <5.4 tons | LENNOX | HRCU-A-CB (Split System: Heat Pump with Remote Outdoor Unit-Air-Source) | SL25XPV-024-230A** | ADP |  | L*35/36U9 | SL280UH060NV36A* | 22400 | 22 | 9.2 | 19800 | 20000 | 101% | 1.84 | 14 | 14.5 |  |  |  | No | R-410A | 1.8667 | Residential & Commercial | Ducted CEE Tier 1
213613121 | Central HP <5.4 tons | GE | HRCU-A-CB (Split System: Heat Pump with Remote Outdoor Unit-Air-Source) | NS22H24MA4-**A | ADP |  | PL36H175P789 | NF95X060S3B | 23800 | 19 | 8.2 | 21200 | 15000 | 70.75% | 1.96 | 0 | 13 |  |  |  | No | R-410A | 1.9833 | Residential & Commercial | Ducted CEE Tier 1
214855358 | Central HP <5.4 tons | BRYANT HEATING AND COOLING SYSTEMS | HRCU-A-CB (Split System: Heat Pump with Remote Outdoor Unit-Air-Source) | 38MURAQ36AB3* | ADP |  | H,PG48936 | 916SA60080M21*** | 36000 | 16 | 8.5 | 36400 | 34400 | 94.51% | 2.04 | 0 | 10 |  |  |  | No | R-410A | 3 | Residential & Commercial | Ducted CEE Tier 1
212624699 | Central HP <5.4 tons | COLEMAN | HRCU-A-CB (Split System: Heat Pump with Remote Outdoor Unit-Air-Source) | HMH72B341 | ASPEN |  | D(A,C,E)42C34+TDR | TPLC080C16MP13 | 32800 | 17.5 | 8.1 | 33800 | 27400 | 81.07% | 2.47 | 0 | 10 |  |  |  | No | R-410A | 2.7333 | Residential & Commercial | Ducted CEE Tier 1
216055811 | Central HP <5.4 tons | CHAMPION HEATING AND COOLING | HRCU-A-CB (Split System: Heat Pump with Remote Outdoor Unit-Air-Source) | HH836E2S11 | ASPEN |  | C(A,C,D,E)36B3K+TDR | Z8ES080C16SMPS1 | 31200 | 18 | 8.5 | 30800 | 25000 | 81.17% | 2 | 0 | 11 |  |  |  | No | R-454B | 2.6 | Residential & Commercial | Ducted CEE Tier 1
216055812 | Central HP <5.4 tons | CHAMPION HEATING AND COOLING | HRCU-A-CB (Split System: Heat Pump with Remote Outdoor Unit-Air-Source) | HH836E2S11 | ASPEN |  | C(A,C,D,E)48A3K+TDR | Z8ES080C16SMPS1 | 31400 | 18 | 8.1 | 30800 | 25000 | 81.17% | 2 | 0 | 11.2 |  |  |  | No | R-454B | 2.6167 | Residential & Commercial | Ducted CEE Tier 1
216055830 | Central HP <5.4 tons | CHAMPION HEATING AND COOLING | HRCU-A-CB (Split System: Heat Pump with Remote Outdoor Unit-Air-Source) | HH836E2S11 | ASPEN |  | C(A,C,D,E)48A3K+TDR | Z8ES120C20SMPS1 | 31600 | 18 | 8.5 | 31400 | 25400 | 80.89% | 2 | 0 | 10.5 |  |  |  | No | R-454B | 2.6333 | Residential & Commercial | Ducted CEE Tier 1
207455313 | Central HP <5.4 tons | LENNOX | HRCU-A-CB (Split System: Heat Pump with Remote Outdoor Unit-Air-Source) | SL25XPV-024-230A** | ADP |  | L*35/36U9 | SL280UH090V36B* | 22400 | 23 | 9.3 | 19800 | 20000 | 101% | 1.84 | 14 | 14.5 |  |  |  | No | R-410A | 1.8667 | Residential & Commercial | Ducted CEE Tier 1
212970881 | Central HP <5.4 tons | GRANDAIRE | HRCU-A-CB (Split System: Heat Pump with Remote Outdoor Unit-Air-Source) | WDLCURAH18ABK |  |  | WLA*244BA* | WFET045A036A* | 17700 | 16.5 | 8.5 | 18600 | 17600 | 94.62% | 2.14 | 0 | 10.5 |  |  |  | No | R-410A | 1.475 | Residential & Commercial | Ducted CEE Tier 1
212970917 | Central HP <5.4 tons | GRANDAIRE | HRCU-A-CB (Split System: Heat Pump with Remote Outdoor Unit-Air-Source) | WDLCURAH18ABK |  |  | WLNC184AA* | WFET045A036A* | 17400 | 16 | 8.5 | 18600 | 19100 | 102.7% | 2.3 | 0 | 10.5 |  |  |  | No | R-410A | 1.45 | Residential & Commercial | Ducted CEE Tier 1
212974676 | Central HP <5.4 tons | GRANDAIRE | HRCU-A-CB (Split System: Heat Pump with Remote Outdoor Unit-Air-Source) | WDLCURAH18ABK |  |  | WLA*304AA* | WFST040A030A* | 17300 | 16 | 8.1 | 17900 | 18900 | 105.6% | 2.26 | 0 | 10.5 |  |  |  | No | R-410A | 1.4417 | Residential & Commercial | Ducted CEE Tier 1
211245907 | Central HP <5.4 tons | ARCOAIRE | HRCU-A-CB (Split System: Heat Pump with Remote Outdoor Unit-Air-Source) | DLCURAH24ABK |  |  | FMA4X36**AL* |  | 25800 | 18 | 9 | 27600 | 21000 | 76.09% | 1.8 | 0 | 10.5 |  |  |  | No | R-410A | 2.15 | Residential & Commercial | Ducted CEE Tier 1
212985871 | Central HP <5.4 tons | KEEPRITE | HRCU-A-CB (Split System: Heat Pump with Remote Outdoor Unit-Air-Source) | DLCURAH24ABK |  |  | EN(A,D,W)4X36L17** | *96MSN0261410A* | 23400 | 16.5 | 8.1 | 26000 | 24400 | 93.85% | 2.02 | 0 | 10 |  |  |  | No | R-410A | 1.95 | Residential & Commercial | Ducted CEE Tier 1
212984665 | Central HP <5.4 tons | ARCOAIRE | HRCU-A-CB (Split System: Heat Pump with Remote Outdoor Unit-Air-Source) | DLCURAH24ABK |  |  | EN(A,D)4X30L17** | *92MSN0801716A* | 23600 | 17.5 | 8.5 | 26200 | 24600 | 93.89% | 2.04 | 0 | 10.5 |  |  |  | No | R-410A | 1.9667 | Residential & Commercial | Ducted CEE Tier 1
212985351 | Central HP <5.4 tons | ARCOAIRE | HRCU-A-CB (Split System: Heat Pump with Remote Outdoor Unit-Air-Source) | DLCURAH24ABK |  |  | EA*4X37L21A* | *92MSN1002120A* | 24200 | 17.5 | 8.5 | 25200 | 21600 | 85.71% | 1.82 | 0 | 10.5 |  |  |  | No | R-410A | 2.0167 | Residential & Commercial | Ducted CEE Tier 1
212603375 | Central HP <5.4 tons | YORK | HRCU-A-CB (Split System: Heat Pump with Remote Outdoor Unit-Air-Source) | HMH72B341 | ASPEN |  | L(E,G)M36F4 |  | 33000 | 17 | 8.1 | 31800 | 27000 | 84.91% | 2.73 | 0 | 10 |  |  |  | No | R-410A | 2.75 | Residential & Commercial | Ducted CEE Tier 1
212627854 | Central HP <5.4 tons | COLEMAN | HRCU-A-CB (Split System: Heat Pump with Remote Outdoor Unit-Air-Source) | HMH72B341 | ASPEN |  | D(A,C,E)48B36+TDR | TPLC100C16MP13 | 32600 | 17.5 | 8.1 | 33800 | 27400 | 81.07% | 2.47 | 0 | 10 |  |  |  | No | R-410A | 2.7167 | Residential & Commercial | Ducted CEE Tier 1
211226994 | Central HP <5.4 tons | ARCOAIRE | HRCU-A-CB (Split System: Heat Pump with Remote Outdoor Unit-Air-Source) | DLCURAH36ABK |  |  | EA*4X37L21A* | *92ESN0601714A* | 36400 | 16 | 8.5 | 38500 | 34800 | 90.39% | 2.08 | 0 | 10 |  |  |  | No | R-410A | 3.0333 | Residential & Commercial | Ducted CEE Tier 1
213205653 | Central HP <5.4 tons | TEMPSTAR | HRCU-A-CB (Split System: Heat Pump with Remote Outdoor Unit-Air-Source) | DLCURAH36ABK | ASPEN |  | D(A,C,E)36B34+TDR | *95ESN1002122A* | 35400 | 15.5 | 8.5 | 39500 | 31600 | 80% | 2.71 | 0 | 10.5 |  |  |  | No | R-410A | 2.95 | Residential & Commercial | Ducted CEE Tier 1
214229133 | Central HP <5.4 tons | GRANDAIRE | HRCU-A-CB (Split System: Heat Pump with Remote Outdoor Unit-Air-Source) | WDLCURAH24ABK |  |  | WLA*244BA* | WFEU060B048B* | 23400 | 17 | 9 | 26200 | 26000 | 99.24% | 2.2 | 0 | 10 |  |  |  | No | R-410A | 1.95 | Residential & Commercial | Ducted CEE Tier 1
214229144 | Central HP <5.4 tons | GRANDAIRE | HRCU-A-CB (Split System: Heat Pump with Remote Outdoor Unit-Air-Source) | WDLCURAH24ABK |  |  | WLA*254BA* | WFEU060B048B* | 24200 | 17.5 | 8.5 | 25200 | 21200 | 84.13% | 1.8 | 0 | 10 |  |  |  | No | R-410A | 2.0167 | Residential & Commercial | Ducted CEE Tier 1
212984600 | Central HP <5.4 tons | GRANDAIRE | HRCU-A-CB (Split System: Heat Pump with Remote Outdoor Unit-Air-Source) | WDLCURAH24ABK |  |  | WLA*304BA* | WFAX080B048B* | 23400 | 17.5 | 8.5 | 26200 | 24000 | 91.6% | 2 | 0 | 10 |  |  |  | No | R-410A | 1.95 | Residential & Commercial | Ducted CEE Tier 1
212984648 | Central HP <5.4 tons | GRANDAIRE | HRCU-A-CB (Split System: Heat Pump with Remote Outdoor Unit-Air-Source) | WDLCURAH24ABK |  |  | WLA*374CA* | WFAX080B048B* | 24200 | 17.5 | 8.5 | 25000 | 24400 | 97.6% | 2.02 | 0 | 10.5 |  |  |  | No | R-410A | 2.0167 | Residential & Commercial | Ducted CEE Tier 1
212987458 | Central HP <5.4 tons | GRANDAIRE | HRCU-A-CB (Split System: Heat Pump with Remote Outdoor Unit-Air-Source) | WDLCURAH24ABK |  |  | WLNC244BA* | WFSX080B048B* | 23400 | 16.5 | 8.5 | 27000 | 24000 | 88.89% | 2 | 0 | 10 |  |  |  | No | R-410A | 1.95 | Residential & Commercial | Ducted CEE Tier 1
212307819 | Central HP <5.4 tons | YORK | HRCU-A-CB (Split System: Heat Pump with Remote Outdoor Unit-Air-Source) | YH2F48TB21 | ASPEN |  | C(A,C,D,E)60A34+TDR | TM9V100C20MP12 | 42500 | 15.8 | 8.1 | 44000 | 31200 | 70.91% | 3.05 | 0 | 11.4 |  |  |  | No | R-410A | 3.5417 | Residential & Commercial | Ducted CEE Tier 1
211240435 | Central HP <5.4 tons | KEEPRITE | HRCU-A-CB (Split System: Heat Pump with Remote Outdoor Unit-Air-Source) | DLCURAH24ABK |  |  | EA*4X24L17A* | *95ESU0401712A* | 23400 | 16.5 | 8.5 | 26400 | 25200 | 95.45% | 2.1 | 0 | 10 |  |  |  | No | R-410A | 1.95 | Residential & Commercial | Ducted CEE Tier 1
211241028 | Central HP <5.4 tons | KEEPRITE | HRCU-A-CB (Split System: Heat Pump with Remote Outdoor Unit-Air-Source) | DLCURAH24ABK |  |  | EA*4X25L17A* | *96VTN0401410A* | 24400 | 16 | 8.5 | 25600 | 21600 | 84.38% | 1.78 | 0 | 10 |  |  |  | No | R-410A | 2.0333 | Residential & Commercial | Ducted CEE Tier 1
211240326 | Central HP <5.4 tons | KEEPRITE | HRCU-A-CB (Split System: Heat Pump with Remote Outdoor Unit-Air-Source) | DLCURAH24ABK |  |  | EA*4X24L14A* | *80ES(N,L)0451412A* | 24200 | 16 | 8.5 | 27200 | 23400 | 86.03% | 1.9 | 0 | 10 |  |  |  | No | R-410A | 2.0167 | Residential & Commercial | Ducted CEE Tier 1
212986941 | Central HP <5.4 tons | ARCOAIRE | HRCU-A-CB (Split System: Heat Pump with Remote Outdoor Unit-Air-Source) | DLCURAH24ABK |  |  | EN(A,D)4X24L17** | *96MSN0601412A* | 23200 | 16.5 | 8.5 | 27000 | 25200 | 93.33% | 2.1 | 0 | 10 |  |  |  | No | R-410A | 1.9333 | Residential & Commercial | Ducted CEE Tier 1
212973249 | Central HP <5.4 tons | KEEPRITE | HRCU-A-CB (Split System: Heat Pump with Remote Outdoor Unit-Air-Source) | DLCURAH24ABK |  |  | EA*4X37L21A* | *96VSN0401712B* | 24200 | 16.5 | 8.5 | 25400 | 21600 | 85.04% | 1.8 | 0 | 10 |  |  |  | No | R-410A | 2.0167 | Residential & Commercial | Ducted CEE Tier 1
212970857 | Central HP <5.4 tons | GRANDAIRE | HRCU-A-CB (Split System: Heat Pump with Remote Outdoor Unit-Air-Source) | WDLCURAH18ABK |  |  | WLA*194BA* | WFET045A036A* | 18200 | 16.5 | 8.5 | 18100 | 19400 | 107.2% | 2.32 | 0 | 11 |  |  |  | No | R-410A | 1.5167 | Residential & Commercial | Ducted CEE Tier 1
212971926 | Central HP <5.4 tons | GRANDAIRE | HRCU-A-CB (Split System: Heat Pump with Remote Outdoor Unit-Air-Source) | WDLCURAH18ABK |  |  | WLNC244BA* | WFET090B048A* | 17500 | 16 | 8.5 | 18500 | 18600 | 100.5% | 2.24 | 0 | 10.5 |  |  |  | No | R-410A | 1.4583 | Residential & Commercial | Ducted CEE Tier 1
212974650 | Central HP <5.4 tons | GRANDAIRE | HRCU-A-CB (Split System: Heat Pump with Remote Outdoor Unit-Air-Source) | WDLCURAH18ABK |  |  | WLA*244BA* | WFST040A030A* | 17200 | 16.5 | 8.5 | 18200 | 17900 | 98.35% | 2.14 | 0 | 10 |  |  |  | No | R-410A | 1.4333 | Residential & Commercial | Ducted CEE Tier 1
211227807 | Central HP <5.4 tons | KEEPRITE | HRCU-A-CB (Split System: Heat Pump with Remote Outdoor Unit-Air-Source) | DLCURAH36ABK |  |  | EA*4X42L24A* | *80ES(N,L)0902420A* | 35400 | 16 | 8.1 | 38500 | 35000 | 90.91% | 1.88 | 0 | 10 |  |  |  | No | R-410A | 2.95 | Residential & Commercial | Ducted CEE Tier 1
212624785 | Central HP <5.4 tons | COLEMAN | HRCU-A-CB (Split System: Heat Pump with Remote Outdoor Unit-Air-Source) | HMH72B341 | ASPEN |  | D(A,C,E)36B44+TDR | TL8E080C16UH11 | 33000 | 17.5 | 8.5 | 34000 | 27800 | 81.76% | 2.68 | 0 | 10 |  |  |  | No | R-410A | 2.75 | Residential & Commercial | Ducted CEE Tier 1
212978663 | Central HP <5.4 tons | GRANDAIRE | HRCU-A-CB (Split System: Heat Pump with Remote Outdoor Unit-Air-Source) | WDLCURAH24ABK |  |  | WLA*364BA* | WFE*070B036C* | 23600 | 17.5 | 8.5 | 26000 | 24000 | 92.31% | 2 | 0 | 10 |  |  |  | No | R-410A | 1.9667 | Residential & Commercial | Ducted CEE Tier 1
212974946 | Central HP <5.4 tons | KEEPRITE | HRCU-A-CB (Split System: Heat Pump with Remote Outdoor Unit-Air-Source) | DLCURAH24ABK |  |  | EA*4X25L17A* | *96VTN0401410B* | 24000 | 16 | 8.1 | 25200 | 22000 | 87.3% | 1.82 | 0 | 10 |  |  |  | No | R-410A | 2 | Residential & Commercial | Ducted CEE Tier 1
212974119 | Central HP <5.4 tons | KEEPRITE | HRCU-A-CB (Split System: Heat Pump with Remote Outdoor Unit-Air-Source) | DLCURAH24ABK |  |  | EN(A,D)4X36L21** | *96VSN0802120B* | 23800 | 17 | 8.5 | 26400 | 24000 | 90.91% | 1.98 | 0 | 10.5 |  |  |  | No | R-410A | 1.9833 | Residential & Commercial | Ducted CEE Tier 1
212972999 | Central HP <5.4 tons | KEEPRITE | HRCU-A-CB (Split System: Heat Pump with Remote Outdoor Unit-Air-Source) | DLCURAH24ABK |  |  | EN(A,D)4X30L17** | *96VSN0401410B* | 23400 | 16 | 8.1 | 26400 | 24600 | 93.18% | 2.02 | 0 | 10 |  |  |  | No | R-410A | 1.95 | Residential & Commercial | Ducted CEE Tier 1
212970929 | Central HP <5.4 tons | GRANDAIRE | HRCU-A-CB (Split System: Heat Pump with Remote Outdoor Unit-Air-Source) | WDLCURAH18ABK |  |  | WLNC244AA* | WFET045A036A* | 17700 | 16.5 | 8.5 | 18700 | 19100 | 102.1% | 2.3 | 0 | 11 |  |  |  | No | R-410A | 1.475 | Residential & Commercial | Ducted CEE Tier 1
211260649 | Central HP <5.4 tons | GRANDAIRE | HRCU-A-CB (Split System: Heat Pump with Remote Outdoor Unit-Air-Source) | WDLCURAH18ABK |  |  | WLA*244BA* | WFEU060B048A* | 18500 | 16 | 9 | 19400 | 18600 | 95.88% | 2.26 | 0 | 10.5 |  |  |  | No | R-410A | 1.5417 | Residential & Commercial | Ducted CEE Tier 1
214229001 | Central HP <5.4 tons | GRANDAIRE | HRCU-A-CB (Split System: Heat Pump with Remote Outdoor Unit-Air-Source) | WDLCURAH18ABK |  |  | WLA*254BA* | WFEU060B048B* | 18200 | 16.5 | 8.5 | 18000 | 17500 | 97.22% | 2.12 | 0 | 11 |  |  |  | No | R-410A | 1.5167 | Residential & Commercial | Ducted CEE Tier 1
212988753 | Central HP <5.4 tons | KEEPRITE | HRCU-A-CB (Split System: Heat Pump with Remote Outdoor Unit-Air-Source) | DLCURAH24ABK |  |  | EN(A,D,W)4X36L17** | *95MSU0401712A* | 23600 | 16.5 | 8.1 | 26400 | 24200 | 91.67% | 2.02 | 0 | 10 |  |  |  | No | R-410A | 1.9667 | Residential & Commercial | Ducted CEE Tier 1
212624884 | Central HP <5.4 tons | COLEMAN | HRCU-A-CB (Split System: Heat Pump with Remote Outdoor Unit-Air-Source) | HMH72B341 | ASPEN |  | D(A,C,E)36C34+TDR | CP9C100C16MP13 | 32400 | 17.5 | 8.1 | 34000 | 27400 | 80.59% | 2.47 | 0 | 10 |  |  |  | No | R-410A | 2.7 | Residential & Commercial | Ducted CEE Tier 1
212624933 | Central HP <5.4 tons | COLEMAN | HRCU-A-CB (Split System: Heat Pump with Remote Outdoor Unit-Air-Source) | HMH72B341 | ASPEN |  | D(A,C,E)36D34+TDR | TM8Y080C16MP11 | 32800 | 18.5 | 8.5 | 34000 | 27400 | 80.59% | 2.67 | 0 | 10 |  |  |  | No | R-410A | 2.7333 | Residential & Commercial | Ducted CEE Tier 1
211243074 | Central HP <5.4 tons | GRANDAIRE | HRCU-A-CB (Split System: Heat Pump with Remote Outdoor Unit-Air-Source) | WDLCURAH24ABK |  |  | WLA*374BA* | WFAX060A036A* | 25200 | 16.5 | 8.5 | 26200 | 21000 | 80.15% | 1.76 | 0 | 10 |  |  |  | No | R-410A | 2.1 | Residential & Commercial | Ducted CEE Tier 1
211244410 | Central HP <5.4 tons | GRANDAIRE | HRCU-A-CB (Split System: Heat Pump with Remote Outdoor Unit-Air-Source) | WDLCURAH24ABK |  |  | WLNC304AA* | WFER070A036A* | 24200 | 16.5 | 8.1 | 26200 | 23000 | 87.79% | 1.9 | 0 | 10.5 |  |  |  | No | R-410A | 2.0167 | Residential & Commercial | Ducted CEE Tier 1
211244495 | Central HP <5.4 tons | GRANDAIRE | HRCU-A-CB (Split System: Heat Pump with Remote Outdoor Unit-Air-Source) | WDLCURAH24ABK |  |  | WLNC304BA* | WFER070B048A* | 24800 | 16 | 8.1 | 26800 | 22200 | 82.84% | 1.82 | 0 | 10.5 |  |  |  | No | R-410A | 2.0667 | Residential & Commercial | Ducted CEE Tier 1
212986246 | Central HP <5.4 tons | GRANDAIRE | HRCU-A-CB (Split System: Heat Pump with Remote Outdoor Unit-Air-Source) | WDLCURAH24ABK |  |  | WLNC304AA* | WFSX040A030B* | 23400 | 16 | 8.1 | 26400 | 24400 | 92.42% | 2.02 | 0 | 10 |  |  |  | No | R-410A | 1.95 | Residential & Commercial | Ducted CEE Tier 1
212989236 | Central HP <5.4 tons | GRANDAIRE | HRCU-A-CB (Split System: Heat Pump with Remote Outdoor Unit-Air-Source) | WDLCURAH24ABK |  |  | WLNC304BA* | WFSU060B048B* | 23600 | 17 | 8.5 | 26400 | 24400 | 92.42% | 2.02 | 0 | 10.5 |  |  |  | No | R-410A | 1.9667 | Residential & Commercial | Ducted CEE Tier 1
211243539 | Central HP <5.4 tons | GRANDAIRE | HRCU-A-CB (Split System: Heat Pump with Remote Outdoor Unit-Air-Source) | WDLCURAH24ABK |  |  | WLA*374CA* | WFER090B042A* | 25400 | 17 | 8.5 | 25800 | 20600 | 79.84% | 1.76 | 0 | 10.5 |  |  |  | No | R-410A | 2.1167 | Residential & Commercial | Ducted CEE Tier 1
211755880 | Central HP <5.4 tons | YORK | HRCU-A-CB (Split System: Heat Pump with Remote Outdoor Unit-Air-Source) | HMH72B341 | ASPEN |  | C(A,C,D,E)48D24+TDR | TMLE080C16MP11 | 32600 | 18 | 8.1 | 33000 | 29000 | 87.88% | 2.57 | 0 | 10 |  |  |  | No | R-410A | 2.7167 | Residential & Commercial | Ducted CEE Tier 1
211243574 | Central HP <5.4 tons | GRANDAIRE | HRCU-A-CB (Split System: Heat Pump with Remote Outdoor Unit-Air-Source) | WDLCURAH24ABK |  |  | WLA*374CA* | WFAX060B042A* | 25000 | 17 | 8.5 | 25600 | 20800 | 81.25% | 1.76 | 0 | 10.5 |  |  |  | No | R-410A | 2.0833 | Residential & Commercial | Ducted CEE Tier 1
211242974 | Central HP <5.4 tons | GRANDAIRE | HRCU-A-CB (Split System: Heat Pump with Remote Outdoor Unit-Air-Source) | WDLCURAH24ABK |  |  | WLA*374BA* | WFSX060A036A* | 25000 | 16 | 8.5 | 26000 | 21200 | 81.54% | 1.76 | 0 | 10 |  |  |  | No | R-410A | 2.0833 | Residential & Commercial | Ducted CEE Tier 1
211241517 | Central HP <5.4 tons | GRANDAIRE | HRCU-A-CB (Split System: Heat Pump with Remote Outdoor Unit-Air-Source) | WDLCURAH24ABK |  |  | WLA*304BA* | WFEU040B036A* | 24000 | 17 | 8.5 | 26000 | 23200 | 89.23% | 1.94 | 0 | 10 |  |  |  | No | R-410A | 2 | Residential & Commercial | Ducted CEE Tier 1
211242152 | Central HP <5.4 tons | GRANDAIRE | HRCU-A-CB (Split System: Heat Pump with Remote Outdoor Unit-Air-Source) | WDLCURAH24ABK |  |  | WLA*364BA* | WFAX080B048A* | 24400 | 17 | 8.5 | 26200 | 22400 | 85.5% | 1.86 | 0 | 10 |  |  |  | No | R-410A | 2.0333 | Residential & Commercial | Ducted CEE Tier 1
211242185 | Central HP <5.4 tons | GRANDAIRE | HRCU-A-CB (Split System: Heat Pump with Remote Outdoor Unit-Air-Source) | WDLCURAH24ABK |  |  | WLA*364BA* | WFAX040A030A* | 24200 | 15.2 | 8.5 | 26400 | 22600 | 85.61% | 1.84 | 0 | 10 |  |  |  | No | R-410A | 2.0167 | Residential & Commercial | Ducted CEE Tier 1
211241953 | Central HP <5.4 tons | GRANDAIRE | HRCU-A-CB (Split System: Heat Pump with Remote Outdoor Unit-Air-Source) | WDLCURAH24ABK |  |  | WLA*364BA* | WFEU040B036A* | 24000 | 17.5 | 8.5 | 26000 | 22800 | 87.69% | 1.9 | 0 | 10 |  |  |  | No | R-410A | 2 | Residential & Commercial | Ducted CEE Tier 1
212982323 | Central HP <5.4 tons | GRANDAIRE | HRCU-A-CB (Split System: Heat Pump with Remote Outdoor Unit-Air-Source) | WDLCURAH24ABK |  |  | WLA*374CA* | WFEU040B036B* | 24400 | 17 | 8.5 | 25200 | 21400 | 84.92% | 1.8 | 0 | 10 |  |  |  | No | R-410A | 2.0333 | Residential & Commercial | Ducted CEE Tier 1
211245784 | Central HP <5.4 tons | ARCOAIRE | HRCU-A-CB (Split System: Heat Pump with Remote Outdoor Unit-Air-Source) | DLCURAH24ABK |  |  | EN(A,D)4X36L21** | OLV112A16A | 24400 | 16 | 8.1 | 26600 | 22600 | 84.96% | 1.86 | 0 | 10 |  |  |  | No | R-410A | 2.0333 | Residential & Commercial | Ducted CEE Tier 1
211240247 | Central HP <5.4 tons | ARCOAIRE | HRCU-A-CB (Split System: Heat Pump with Remote Outdoor Unit-Air-Source) | DLCURAH24ABK |  |  | EA*4X24L14A* | *96VSN0601412A* | 23200 | 16 | 8.5 | 26400 | 25600 | 96.97% | 2.14 | 0 | 10 |  |  |  | No | R-410A | 1.9333 | Residential & Commercial | Ducted CEE Tier 1
211240280 | Central HP <5.4 tons | ARCOAIRE | HRCU-A-CB (Split System: Heat Pump with Remote Outdoor Unit-Air-Source) | DLCURAH24ABK |  |  | EA*4X24L14A* | *95ESN0601412A* | 24000 | 15.5 | 8.5 | 27200 | 23600 | 86.76% | 1.92 | 0 | 10 |  |  |  | No | R-410A | 2 | Residential & Commercial | Ducted CEE Tier 1
211245461 | Central HP <5.4 tons | ARCOAIRE | HRCU-A-CB (Split System: Heat Pump with Remote Outdoor Unit-Air-Source) | DLCURAH24ABK |  |  | EN(A,D)4X36L21** | *95ESU0601716A* | 24200 | 16.5 | 8.1 | 26200 | 22800 | 87.02% | 1.9 | 0 | 10.5 |  |  |  | No | R-410A | 2.0167 | Residential & Commercial | Ducted CEE Tier 1
211244417 | Central HP <5.4 tons | KEEPRITE | HRCU-A-CB (Split System: Heat Pump with Remote Outdoor Unit-Air-Source) | DLCURAH24ABK |  |  | EN(A,D)4X30L17** | *80VSL0451412A* | 23400 | 16.5 | 8.1 | 25800 | 24200 | 93.8% | 2 | 0 | 10 |  |  |  | No | R-410A | 1.95 | Residential & Commercial | Ducted CEE Tier 1
211244453 | Central HP <5.4 tons | KEEPRITE | HRCU-A-CB (Split System: Heat Pump with Remote Outdoor Unit-Air-Source) | DLCURAH24ABK |  |  | EN(A,D)4X30L17** | *96VSN0401712A* | 23400 | 16 | 8.1 | 25800 | 24000 | 93.02% | 1.98 | 0 | 10 |  |  |  | No | R-410A | 1.95 | Residential & Commercial | Ducted CEE Tier 1
211244117 | Central HP <5.4 tons | KEEPRITE | HRCU-A-CB (Split System: Heat Pump with Remote Outdoor Unit-Air-Source) | DLCURAH24ABK |  |  | EN(A,D)4X24L17** | *80ES(N,L)0451712A* | 23600 | 16 | 8.5 | 26800 | 23600 | 88.06% | 1.94 | 0 | 10 |  |  |  | No | R-410A | 1.9667 | Residential & Commercial | Ducted CEE Tier 1
210598470 | Central HP <5.4 tons | ARCOAIRE | HRCU-A-CB (Split System: Heat Pump with Remote Outdoor Unit-Air-Source) | HVH825GKA2* |  |  | EN(A,D,W)4X48L21**+WALLCON | *80CSU0401712A* | 24200 | 17.5 | 8.1 | 21200 | 16600 | 78.3% | 2.02 | 0 | 11.5 |  |  |  | No | R-410A | 2.0167 | Residential & Commercial | Ducted CEE Tier 1
210597891 | Central HP <5.4 tons | ARCOAIRE | HRCU-A-CB (Split System: Heat Pump with Remote Outdoor Unit-Air-Source) | HVH825GKA2* |  |  | EA*4X42L21A*+WALLCON | *97CMN0801714A* | 23600 | 16.5 | 8.1 | 21400 | 16700 | 78.04% | 1.96 | 0 | 11 |  |  |  | No | R-410A | 1.9667 | Residential & Commercial | Ducted CEE Tier 1
215938371 | Central HP <5.4 tons | KEEPRITE | HRCU-A-CB (Split System: Heat Pump with Remote Outdoor Unit-Air-Source) | C5H3V48*K*AAA* |  |  | EVD5X60M24A*+WALLCON | *97CMN1002122B* | 45500 | 20.5 | 8.1 | 52500 | 38000 | 72.38% | 1.9 | 0 | 11.5 |  |  |  | No | R-454B | 3.7917 | Residential & Commercial | Ducted CEE Tier 1
211227558 | Central HP <5.4 tons | KEEPRITE | HRCU-A-CB (Split System: Heat Pump with Remote Outdoor Unit-Air-Source) | DLCURAH36ABK |  |  | EA*4X42L21A* | *92ESN1002122A* | 36600 | 15.2 | 8.5 | 40000 | 35200 | 88% | 1.94 | 0 | 10 |  |  |  | No | R-410A | 3.05 | Residential & Commercial | Ducted CEE Tier 1
211227110 | Central HP <5.4 tons | KEEPRITE | HRCU-A-CB (Split System: Heat Pump with Remote Outdoor Unit-Air-Source) | DLCURAH36ABK |  |  | EA*4X37L21A* | *96VSN0801716A* | 36800 | 15.2 | 8.5 | 38500 | 35000 | 90.91% | 2.1 | 0 | 10 |  |  |  | No | R-410A | 3.0667 | Residential & Commercial | Ducted CEE Tier 1
211227235 | Central HP <5.4 tons | KEEPRITE | HRCU-A-CB (Split System: Heat Pump with Remote Outdoor Unit-Air-Source) | DLCURAH36ABK |  |  | EA*4X37L21A* | OMV098J12* | 36200 | 15.2 | 8.5 | 38500 | 35000 | 90.91% | 2.06 | 0 | 10 |  |  |  | No | R-410A | 3.0167 | Residential & Commercial | Ducted CEE Tier 1
214320585 | Central HP <5.4 tons | Frigidaire | HRCU-A-C (Split System: Heat Pump with Remote Outdoor Unit with No Indoor Fan --Air Source) | GXH24-36MSK4DH | ASPEN |  | D(A,C,E)24C34+TDR |  | 23000 | 15.2 | 8.5 | 24000 | 21600 | 90% | 1.8 | 0 | 11 |  |  |  | No | R-410A | 1.9167 | Residential & Commercial | Ducted CEE Tier 1
212982371 | Central HP <5.4 tons | GRANDAIRE | HRCU-A-CB (Split System: Heat Pump with Remote Outdoor Unit-Air-Source) | WDLCURAH24ABK |  |  | WLNC364CA* | WFEU040B036B* | 23400 | 16.5 | 8.5 | 25800 | 23800 | 92.25% | 1.98 | 0 | 10 |  |  |  | No | R-410A | 1.95 | Residential & Commercial | Ducted CEE Tier 1
211244661 | Central HP <5.4 tons | GRANDAIRE | HRCU-A-CB (Split System: Heat Pump with Remote Outdoor Unit-Air-Source) | WDLCURAH24ABK |  |  | WLNC304BA* | WFSX026A030A* | 23400 | 16 | 8.1 | 25800 | 24200 | 93.8% | 2 | 0 | 10 |  |  |  | No | R-410A | 1.95 | Residential & Commercial | Ducted CEE Tier 1
206767473 | Central HP <5.4 tons | ARCOAIRE | HRCU-A-CB (Split System: Heat Pump with Remote Outdoor Unit-Air-Source) | HVH825GKA3* |  |  | EA*4X25L17A*+WALLCON | *95CSU0601716A* | 24200 | 16.5 | 8.1 | 21400 | 16700 | 78.04% | 2 | 11 | 10.5 |  |  |  | No | R-410A | 2.0167 | Residential & Commercial | Ducted CEE Tier 1
205751220 | Central HP <5.4 tons | ARCOAIRE | HRCU-A-CB (Split System: Heat Pump with Remote Outdoor Unit-Air-Source) | HVH837GKA** |  |  | EA*4X43L21A*+WALLCON | *80CTL0901716A* | 33000 | 18 | 8.5 | 32800 | 25000 | 76.22% | 2 | 12 | 11.7 |  |  |  | No | R-410A | 2.75 | Residential & Commercial | Ducted CEE Tier 1
210597991 | Central HP <5.4 tons | ARCOAIRE | HRCU-A-CB (Split System: Heat Pump with Remote Outdoor Unit-Air-Source) | HVH825GKA2* |  |  | EA*4X43L21A*+WALLCON | *97CMN0801714A* | 24400 | 16.5 | 8.1 | 21200 | 16700 | 78.77% | 2.02 | 0 | 11 |  |  |  | No | R-410A | 2.0333 | Residential & Commercial | Ducted CEE Tier 1
210598007 | Central HP <5.4 tons | ARCOAIRE | HRCU-A-CB (Split System: Heat Pump with Remote Outdoor Unit-Air-Source) | HVH825GKA2* |  |  | EA*4X48L21A*+WALLCON | *80CSU1002120A* | 24000 | 16.5 | 8.1 | 21000 | 16600 | 79.05% | 2.02 | 0 | 11 |  |  |  | No | R-410A | 2 | Residential & Commercial | Ducted CEE Tier 1
210597907 | Central HP <5.4 tons | ARCOAIRE | HRCU-A-CB (Split System: Heat Pump with Remote Outdoor Unit-Air-Source) | HVH825GKA2* |  |  | EA*4X42L24A*+WALLCON | *95CSU0802120A* | 23800 | 17 | 8.1 | 21400 | 16600 | 77.57% | 1.96 | 0 | 11 |  |  |  | No | R-410A | 1.9833 | Residential & Commercial | Ducted CEE Tier 1
210597927 | Central HP <5.4 tons | ARCOAIRE | HRCU-A-CB (Split System: Heat Pump with Remote Outdoor Unit-Air-Source) | HVH825GKA2* |  |  | EA*4X42L24A*+WALLCON | *97CMN1002122A* | 23800 | 16.5 | 8.1 | 21400 | 16600 | 77.57% | 1.96 | 0 | 11 |  |  |  | No | R-410A | 1.9833 | Residential & Commercial | Ducted CEE Tier 1
211244186 | Central HP <5.4 tons | KEEPRITE | HRCU-A-CB (Split System: Heat Pump with Remote Outdoor Unit-Air-Source) | DLCURAH24ABK |  |  | EN(A,D)4X24L17** | *95ESN0601714A* | 24200 | 15.5 | 8.5 | 27200 | 22800 | 83.82% | 1.86 | 0 | 10 |  |  |  | No | R-410A | 2.0167 | Residential & Commercial | Ducted CEE Tier 1
211262040 | Central HP <5.4 tons | GRANDAIRE | HRCU-A-CB (Split System: Heat Pump with Remote Outdoor Unit-Air-Source) | WDLCURAH18ABK |  |  | WLA*304BA* | WFEL045B036B* | 18000 | 16 | 8.5 | 18500 | 18500 | 100% | 2.22 | 0 | 10.5 |  |  |  | No | R-410A | 1.5 | Residential & Commercial | Ducted CEE Tier 1
211261756 | Central HP <5.4 tons | GRANDAIRE | HRCU-A-CB (Split System: Heat Pump with Remote Outdoor Unit-Air-Source) | WDLCURAH18ABK |  |  | WLA*304BA* | WFEU040B036A* | 18600 | 16.5 | 9 | 19000 | 18200 | 95.79% | 2.22 | 0 | 11 |  |  |  | No | R-410A | 1.55 | Residential & Commercial | Ducted CEE Tier 1
212978295 | Central HP <5.4 tons | GRANDAIRE | HRCU-A-CB (Split System: Heat Pump with Remote Outdoor Unit-Air-Source) | WDLCURAH18ABK |  |  | WLA*304BA* | WFE*070A036C* | 17400 | 16.5 | 8.5 | 17900 | 19700 | 110.1% | 2.38 | 0 | 10.5 |  |  |  | No | R-410A | 1.45 | Residential & Commercial | Ducted CEE Tier 1
212985343 | Central HP <5.4 tons | KEEPRITE | HRCU-A-CB (Split System: Heat Pump with Remote Outdoor Unit-Air-Source) | DLCURAH24ABK |  |  | EA*4X36L21A* | *92MSN1002120A* | 23800 | 17.5 | 8.5 | 26200 | 23600 | 90.08% | 1.96 | 0 | 10 |  |  |  | No | R-410A | 1.9833 | Residential & Commercial | Ducted CEE Tier 1
212984057 | Central HP <5.4 tons | KEEPRITE | HRCU-A-CB (Split System: Heat Pump with Remote Outdoor Unit-Air-Source) | DLCURAH24ABK |  |  | EA*4X30L17A* | *92MSN0601714A* | 23600 | 17 | 8.5 | 26400 | 24600 | 93.18% | 2.04 | 0 | 10 |  |  |  | No | R-410A | 1.9667 | Residential & Commercial | Ducted CEE Tier 1
213249276 | Central HP <5.4 tons | KEEPRITE | HRCU-A-CB (Split System: Heat Pump with Remote Outdoor Unit-Air-Source) | DLCURAH24ABK |  |  | FEVA0024**+NAVA43601CK |  | 24200 | 17 | 9 | 25800 | 22200 | 86.05% | 1.84 | 0 | 10 |  |  |  | No | R-410A | 2.0167 | Residential & Commercial | Ducted CEE Tier 1
214731148 | Central HP <5.4 tons | BRYANT HEATING AND COOLING SYSTEMS | HRCU-A-CB (Split System: Heat Pump with Remote Outdoor Unit-Air-Source) | 38MURAQ18AB3* | ADP |  | H,PG9J936 | 926TC36060V14*** | 17500 | 16 | 8.5 | 16900 | 18800 | 111.2% | 2.3 | 0 | 10.5 |  |  |  | No | R-410A | 1.4583 | Residential & Commercial | Ducted CEE Tier 1
210597975 | Central HP <5.4 tons | ARCOAIRE | HRCU-A-CB (Split System: Heat Pump with Remote Outdoor Unit-Air-Source) | HVH825GKA2* |  |  | EA*4X43L21A*+WALLCON | *96CTN0801714A* | 24400 | 16.5 | 8.1 | 21200 | 16700 | 78.77% | 2.02 | 0 | 11 |  |  |  | No | R-410A | 2.0333 | Residential & Commercial | Ducted CEE Tier 1
210598011 | Central HP <5.4 tons | ARCOAIRE | HRCU-A-CB (Split System: Heat Pump with Remote Outdoor Unit-Air-Source) | HVH825GKA2* |  |  | EA*4X48L21A*+WALLCON | *80CTL0451712A* | 24000 | 16.5 | 8.1 | 21000 | 16700 | 79.52% | 2 | 0 | 11 |  |  |  | No | R-410A | 2 | Residential & Commercial | Ducted CEE Tier 1
210598059 | Central HP <5.4 tons | ARCOAIRE | HRCU-A-CB (Split System: Heat Pump with Remote Outdoor Unit-Air-Source) | HVH825GKA2* |  |  | EA*4X48L21A*+WALLCON | *97CMN1002122A* | 24000 | 16.5 | 8.1 | 21000 | 16500 | 78.57% | 2.02 | 0 | 11 |  |  |  | No | R-410A | 2 | Residential & Commercial | Ducted CEE Tier 1
210598175 | Central HP <5.4 tons | ARCOAIRE | HRCU-A-CB (Split System: Heat Pump with Remote Outdoor Unit-Air-Source) | HVH825GKA2* |  |  | EHD4X42AAL+WALLCON | *80CTL0701412A* | 24200 | 16.5 | 8.1 | 21200 | 16600 | 78.3% | 2.02 | 0 | 11 |  |  |  | No | R-410A | 2.0167 | Residential & Commercial | Ducted CEE Tier 1
210598211 | Central HP <5.4 tons | ARCOAIRE | HRCU-A-CB (Split System: Heat Pump with Remote Outdoor Unit-Air-Source) | HVH825GKA2* |  |  | EHD4X42AAL+WALLCON | *96CTN1002122A* | 24200 | 16 | 8.1 | 21400 | 16600 | 77.57% | 2 | 0 | 10.5 |  |  |  | No | R-410A | 2.0167 | Residential & Commercial | Ducted CEE Tier 1
210598275 | Central HP <5.4 tons | ARCOAIRE | HRCU-A-CB (Split System: Heat Pump with Remote Outdoor Unit-Air-Source) | HVH825GKA2* |  |  | EHD4X48AAL+WALLCON | *95CSU0802120A* | 24200 | 16.5 | 8.1 | 21200 | 16600 | 78.3% | 2.02 | 0 | 11 |  |  |  | No | R-410A | 2.0167 | Residential & Commercial | Ducted CEE Tier 1
210598291 | Central HP <5.4 tons | ARCOAIRE | HRCU-A-CB (Split System: Heat Pump with Remote Outdoor Unit-Air-Source) | HVH825GKA2* |  |  | EHD4X48AAL+WALLCON | *96CTN1002122A* | 24200 | 16 | 8.1 | 21200 | 16700 | 78.77% | 2.04 | 0 | 11 |  |  |  | No | R-410A | 2.0167 | Residential & Commercial | Ducted CEE Tier 1
212625120 | Central HP <5.4 tons | COLEMAN | HRCU-A-CB (Split System: Heat Pump with Remote Outdoor Unit-Air-Source) | HMH72B341 | ASPEN |  | D(A,C,E)36C34+TDR | TP9C100C16MP13 | 32400 | 17.5 | 8.1 | 34000 | 27400 | 80.59% | 2.47 | 0 | 10 |  |  |  | No | R-410A | 2.7 | Residential & Commercial | Ducted CEE Tier 1
212625135 | Central HP <5.4 tons | COLEMAN | HRCU-A-CB (Split System: Heat Pump with Remote Outdoor Unit-Air-Source) | HMH72B341 | ASPEN |  | D(A,C,E)42C34+TDR | TP9C100C16MP13 | 32800 | 17.5 | 8.1 | 34000 | 27400 | 80.59% | 2.47 | 0 | 10 |  |  |  | No | R-410A | 2.7333 | Residential & Commercial | Ducted CEE Tier 1
212625170 | Central HP <5.4 tons | COLEMAN | HRCU-A-CB (Split System: Heat Pump with Remote Outdoor Unit-Air-Source) | HMH72B341 | ASPEN |  | D(A,C,E)42D34+TDR | TL9E100C20UH11 | 33400 | 17 | 8.5 | 34000 | 29200 | 85.88% | 2.81 | 0 | 10 |  |  |  | No | R-410A | 2.7833 | Residential & Commercial | Ducted CEE Tier 1
211227819 | Central HP <5.4 tons | KEEPRITE | HRCU-A-CB (Split System: Heat Pump with Remote Outdoor Unit-Air-Source) | DLCURAH36ABK |  |  | EA*4X42L24A* | *80ES(N,L)1102120A* | 35400 | 16 | 8.1 | 38500 | 35000 | 90.91% | 1.88 | 0 | 10 |  |  |  | No | R-410A | 2.95 | Residential & Commercial | Ducted CEE Tier 1
211228394 | Central HP <5.4 tons | KEEPRITE | HRCU-A-CB (Split System: Heat Pump with Remote Outdoor Unit-Air-Source) | DLCURAH36ABK |  |  | EA*4X43L21A* | *80VTL0902120A* | 36200 | 16 | 8.5 | 38500 | 34800 | 90.39% | 2.06 | 0 | 10 |  |  |  | No | R-410A | 3.0167 | Residential & Commercial | Ducted CEE Tier 1
211228689 | Central HP <5.4 tons | KEEPRITE | HRCU-A-CB (Split System: Heat Pump with Remote Outdoor Unit-Air-Source) | DLCURAH36ABK |  |  | EA*4X43L21A* | OMV098J12* | 36200 | 15.2 | 8.5 | 38500 | 35000 | 90.91% | 2.06 | 0 | 10 |  |  |  | No | R-410A | 3.0167 | Residential & Commercial | Ducted CEE Tier 1
211228780 | Central HP <5.4 tons | KEEPRITE | HRCU-A-CB (Split System: Heat Pump with Remote Outdoor Unit-Air-Source) | DLCURAH36ABK |  |  | EA*4X48L21A* | *80ES(N,L)0901714A* | 36400 | 16 | 8.5 | 38500 | 34800 | 90.39% | 2.08 | 0 | 10 |  |  |  | No | R-410A | 3.0333 | Residential & Commercial | Ducted CEE Tier 1
211229180 | Central HP <5.4 tons | KEEPRITE | HRCU-A-CB (Split System: Heat Pump with Remote Outdoor Unit-Air-Source) | DLCURAH36ABK |  |  | EA*4X48L21A* | *96VTN1002120A* | 36200 | 15.5 | 8.5 | 38500 | 34800 | 90.39% | 2.08 | 0 | 10 |  |  |  | No | R-410A | 3.0167 | Residential & Commercial | Ducted CEE Tier 1
211229289 | Central HP <5.4 tons | KEEPRITE | HRCU-A-CB (Split System: Heat Pump with Remote Outdoor Unit-Air-Source) | DLCURAH36ABK |  |  | EA*4X48L24A* | *80ES(N,L)0902420A* | 36000 | 16.5 | 8.5 | 38500 | 34600 | 89.87% | 2.06 | 0 | 10 |  |  |  | No | R-410A | 3 | Residential & Commercial | Ducted CEE Tier 1
212974754 | Central HP <5.4 tons | GRANDAIRE | HRCU-A-CB (Split System: Heat Pump with Remote Outdoor Unit-Air-Source) | WDLCURAH18ABK |  |  | WLNC304BA* | WFST040A030A* | 17400 | 16 | 8.1 | 18000 | 16200 | 90% | 1.82 | 0 | 10.5 |  |  |  | No | R-410A | 1.45 | Residential & Commercial | Ducted CEE Tier 1
211261360 | Central HP <5.4 tons | GRANDAIRE | HRCU-A-CB (Split System: Heat Pump with Remote Outdoor Unit-Air-Source) | WDLCURAH18ABK |  |  | WLA*304AA* | WFSX060A036A* | 17900 | 16 | 8.5 | 18500 | 18500 | 100% | 2.22 | 0 | 10.5 |  |  |  | No | R-410A | 1.4917 | Residential & Commercial | Ducted CEE Tier 1
211261662 | Central HP <5.4 tons | GRANDAIRE | HRCU-A-CB (Split System: Heat Pump with Remote Outdoor Unit-Air-Source) | WDLCURAH18ABK |  |  | WLA*304BA* | WFSU040B036A* | 17800 | 16 | 8.5 | 18300 | 18500 | 101.1% | 2.22 | 0 | 10.5 |  |  |  | No | R-410A | 1.4833 | Residential & Commercial | Ducted CEE Tier 1
212988669 | Central HP <5.4 tons | KEEPRITE | HRCU-A-CB (Split System: Heat Pump with Remote Outdoor Unit-Air-Source) | DLCURAH24ABK |  |  | EA*4X30L17A* | *95MSU0401712A* | 23600 | 16.5 | 8.5 | 26400 | 24400 | 92.42% | 2.02 | 0 | 10 |  |  |  | No | R-410A | 1.9667 | Residential & Commercial | Ducted CEE Tier 1
212987431 | Central HP <5.4 tons | KEEPRITE | HRCU-A-CB (Split System: Heat Pump with Remote Outdoor Unit-Air-Source) | DLCURAH24ABK |  |  | EA*4X37L17A* | *96MSN0801716A* | 24200 | 17 | 8.5 | 25200 | 22000 | 87.3% | 1.84 | 0 | 10 |  |  |  | No | R-410A | 2.0167 | Residential & Commercial | Ducted CEE Tier 1
212985355 | Central HP <5.4 tons | KEEPRITE | HRCU-A-CB (Split System: Heat Pump with Remote Outdoor Unit-Air-Source) | DLCURAH24ABK |  |  | EA*4X37L21A* | *92MSN1002120A* | 24200 | 17.5 | 8.5 | 25200 | 21600 | 85.71% | 1.82 | 0 | 10.5 |  |  |  | No | R-410A | 2.0167 | Residential & Commercial | Ducted CEE Tier 1
212985791 | Central HP <5.4 tons | KEEPRITE | HRCU-A-CB (Split System: Heat Pump with Remote Outdoor Unit-Air-Source) | DLCURAH24ABK |  |  | EA*4X30L14A* | *96MSN0261410A* | 23400 | 16.5 | 8.5 | 26400 | 24600 | 93.18% | 2.04 | 0 | 10 |  |  |  | No | R-410A | 1.95 | Residential & Commercial | Ducted CEE Tier 1
212986159 | Central HP <5.4 tons | KEEPRITE | HRCU-A-CB (Split System: Heat Pump with Remote Outdoor Unit-Air-Source) | DLCURAH24ABK |  |  | EA*4X25L17A* | *96MSN0401410A* | 24000 | 16.5 | 8.5 | 25400 | 21800 | 85.83% | 1.82 | 0 | 10 |  |  |  | No | R-410A | 2 | Residential & Commercial | Ducted CEE Tier 1
212627126 | Central HP <5.4 tons | COLEMAN | HRCU-A-CB (Split System: Heat Pump with Remote Outdoor Unit-Air-Source) | HMH72B341 | ASPEN |  | D(A,C,E)48C26+TDR | TL9E100C20UH11 | 32400 | 17 | 8.4 | 33800 | 28800 | 85.21% | 2.79 | 0 | 10 |  |  |  | No | R-410A | 2.7 | Residential & Commercial | Ducted CEE Tier 1
212897468 | Central HP <5.4 tons | DIRECT AIR | HRCU-A-C (Split System: Heat Pump with Remote Outdoor Unit with No Indoor Fan --Air Source) | DIRM-18MAGICPRO20-OU | ADP |  | HG21924+TD |  | 17700 | 16 | 8.85 | 17100 | 14600 | 85.38% | 2.06 | 0 | 11.5 |  |  |  | No | R-410A | 1.475 | Residential & Commercial | Ducted CEE Tier 1
212988328 | Central HP <5.4 tons | GRANDAIRE | HRCU-A-CB (Split System: Heat Pump with Remote Outdoor Unit-Air-Source) | WDLCURAH36ABK |  |  | WLA*484DA* | WFSX120D066B* | 35600 | 16.5 | 8.5 | 37800 | 35000 | 92.59% | 2 | 0 | 10 |  |  |  | No | R-410A | 2.9667 | Residential & Commercial | Ducted CEE Tier 1
212989512 | Central HP <5.4 tons | GRANDAIRE | HRCU-A-CB (Split System: Heat Pump with Remote Outdoor Unit-Air-Source) | WDLCURAH36ABK |  |  | WLA*484DA* | WFSU080C060B* | 35600 | 16.5 | 8.5 | 37800 | 35400 | 93.65% | 1.8 | 0 | 10 |  |  |  | No | R-410A | 2.9667 | Residential & Commercial | Ducted CEE Tier 1
210474266 | Central HP <5.4 tons | ARCOAIRE | HRCU-A-CB (Split System: Heat Pump with Remote Outdoor Unit-Air-Source) | HVH825GKA3* |  |  | EHD4X42AAL+WALLCON | *80CSU0601716A* | 24200 | 16 | 8.1 | 21400 | 16600 | 77.57% | 2 | 0 | 10.5 |  |  |  | No | R-410A | 2.0167 | Residential & Commercial | Ducted CEE Tier 1
210474299 | Central HP <5.4 tons | ARCOAIRE | HRCU-A-CB (Split System: Heat Pump with Remote Outdoor Unit-Air-Source) | HVH825GKA3* |  |  | EHD4X42AAL+WALLCON | *80CTL0701716A* | 24200 | 16 | 8.1 | 21400 | 16600 | 77.57% | 2 | 0 | 10.5 |  |  |  | No | R-410A | 2.0167 | Residential & Commercial | Ducted CEE Tier 1
210474332 | Central HP <5.4 tons | ARCOAIRE | HRCU-A-CB (Split System: Heat Pump with Remote Outdoor Unit-Air-Source) | HVH825GKA3* |  |  | EHD4X42AAL+WALLCON | *96CTN0801714A* | 24000 | 16 | 8.1 | 21400 | 16700 | 78.04% | 2 | 0 | 10.5 |  |  |  | No | R-410A | 2 | Residential & Commercial | Ducted CEE Tier 1
210474651 | Central HP <5.4 tons | ARCOAIRE | HRCU-A-CB (Split System: Heat Pump with Remote Outdoor Unit-Air-Source) | HVH825GKA3* |  |  | EHD4X48AAL+WALLCON | *97CMN0602120A* | 24200 | 16 | 8.1 | 21400 | 16700 | 78.04% | 2 | 0 | 10.5 |  |  |  | No | R-410A | 2.0167 | Residential & Commercial | Ducted CEE Tier 1
210599217 | Central HP <5.4 tons | ARCOAIRE | HRCU-A-CB (Split System: Heat Pump with Remote Outdoor Unit-Air-Source) | HVH837GKA** |  |  | EA*4X60L24A*+WALLCON | *97CMN1202422A* | 32800 | 17.5 | 8.5 | 32000 | 24800 | 77.5% | 1.98 | 0 | 11.7 |  |  |  | No | R-410A | 2.7333 | Residential & Commercial | Ducted CEE Tier 1
210599466 | Central HP <5.4 tons | ARCOAIRE | HRCU-A-CB (Split System: Heat Pump with Remote Outdoor Unit-Air-Source) | HVH837GKA** |  |  | EHD4X60AAL+WALLCON | *97CMN1202422A* | 33000 | 17 | 8.1 | 32200 | 25000 | 77.64% | 2 | 0 | 11 |  |  |  | No | R-410A | 2.75 | Residential & Commercial | Ducted CEE Tier 1
211229548 | Central HP <5.4 tons | KEEPRITE | HRCU-A-CB (Split System: Heat Pump with Remote Outdoor Unit-Air-Source) | DLCURAH36ABK |  |  | EA*4X48L24A* | *96VSN1002120A* | 36000 | 16 | 8.5 | 38500 | 34600 | 89.87% | 2.06 | 0 | 10 |  |  |  | No | R-410A | 3 | Residential & Commercial | Ducted CEE Tier 1
211227373 | Central HP <5.4 tons | KEEPRITE | HRCU-A-CB (Split System: Heat Pump with Remote Outdoor Unit-Air-Source) | DLCURAH36ABK |  |  | EA*4X42L21A* | *80ES(N,L)1102120A* | 35400 | 16 | 8.1 | 38500 | 35000 | 90.91% | 1.88 | 0 | 10 |  |  |  | No | R-410A | 2.95 | Residential & Commercial | Ducted CEE Tier 1
211230411 | Central HP <5.4 tons | KEEPRITE | HRCU-A-CB (Split System: Heat Pump with Remote Outdoor Unit-Air-Source) | DLCURAH36ABK |  |  | EN(A,D)4X48L24** | *80ES(N,L)0702116A* | 35800 | 16.5 | 8.1 | 38500 | 34800 | 90.39% | 2 | 0 | 10 |  |  |  | No | R-410A | 2.9833 | Residential & Commercial | Ducted CEE Tier 1
211230079 | Central HP <5.4 tons | KEEPRITE | HRCU-A-CB (Split System: Heat Pump with Remote Outdoor Unit-Air-Source) | DLCURAH36ABK |  |  | EN(A,D,W)4X48L21** | *80VTL0902120A* | 35800 | 16.5 | 8.1 | 38500 | 34800 | 90.39% | 2 | 0 | 10 |  |  |  | No | R-410A | 2.9833 | Residential & Commercial | Ducted CEE Tier 1
211230211 | Central HP <5.4 tons | KEEPRITE | HRCU-A-CB (Split System: Heat Pump with Remote Outdoor Unit-Air-Source) | DLCURAH36ABK |  |  | EN(A,D,W)4X48L21** | *95ESN1002122A* | 37600 | 15.5 | 8.5 | 39500 | 35000 | 88.61% | 2.08 | 0 | 10.5 |  |  |  | No | R-410A | 3.1333 | Residential & Commercial | Ducted CEE Tier 1
211228005 | Central HP <5.4 tons | KEEPRITE | HRCU-A-CB (Split System: Heat Pump with Remote Outdoor Unit-Air-Source) | DLCURAH36ABK |  |  | EA*4X42L24A* | *95ESN0802120A* | 36200 | 15.5 | 8.1 | 39500 | 35200 | 89.11% | 1.92 | 0 | 10 |  |  |  | No | R-410A | 3.0167 | Residential & Commercial | Ducted CEE Tier 1
212984672 | Central HP <5.4 tons | GRANDAIRE | HRCU-A-CB (Split System: Heat Pump with Remote Outdoor Unit-Air-Source) | WDLCURAH24ABK |  |  | WLNC304BA* | WFAX080B048B* | 23600 | 17.5 | 8.5 | 26200 | 24600 | 93.89% | 2.04 | 0 | 10.5 |  |  |  | No | R-410A | 1.9667 | Residential & Commercial | Ducted CEE Tier 1
211260462 | Central HP <5.4 tons | KEEPRITE | HRCU-A-CB (Split System: Heat Pump with Remote Outdoor Unit-Air-Source) | DLCURAH18ABK |  |  | EA*4X24L17A* | *95ESN0401712A* | 17300 | 15.5 | 8.5 | 18300 | 19300 | 105.5% | 2.3 | 0 | 10 |  |  |  | No | R-410A | 1.4417 | Residential & Commercial | Ducted CEE Tier 1
211260631 | Central HP <5.4 tons | KEEPRITE | HRCU-A-CB (Split System: Heat Pump with Remote Outdoor Unit-Air-Source) | DLCURAH18ABK |  |  | EA*4X24L17A* | *80ES(N,L)0701412A* | 17600 | 16 | 8.5 | 18400 | 19100 | 103.8% | 2.3 | 0 | 10.5 |  |  |  | No | R-410A | 1.4667 | Residential & Commercial | Ducted CEE Tier 1
211259610 | Central HP <5.4 tons | KEEPRITE | HRCU-A-CB (Split System: Heat Pump with Remote Outdoor Unit-Air-Source) | DLCURAH18ABK |  |  | EA*4X19L17A* | *96VSN0601714A* | 18200 | 16 | 8.5 | 18200 | 17600 | 96.7% | 2.14 | 0 | 10.5 |  |  |  | No | R-410A | 1.5167 | Residential & Commercial | Ducted CEE Tier 1
211198239 | Central HP <5.4 tons | CARRIER | HRCU-A-CB (Split System: Heat Pump with Remote Outdoor Unit-Air-Source) | 25VNA436A*031* | ADP |  | H,PG9J936 | 59MN7B080C17**14 | 33200 | 19 | 9 | 33800 | 25800 | 76.33% | 1.98 | 0 | 11.7 |  |  |  | No | R-410A | 2.7667 | Residential & Commercial | Ducted CEE Tier 1
212437662 | Central HP <5.4 tons | ARMSTRONG AIR | HRCU-A-CB (Split System: Heat Pump with Remote Outdoor Unit-Air-Source) | 4SHP22LX124P-**A | ADP |  | 36BX** | A97USMV070B12 | 23800 | 21 | 8.5 | 22000 | 15400 | 70% | 1.92 | 0 | 13.5 |  |  |  | No | R-410A | 1.9833 | Residential & Commercial | Ducted CEE Tier 1
211752351 | Central HP <5.4 tons | ARMSTRONG AIR | HRCU-A-CB (Split System: Heat Pump with Remote Outdoor Unit-Air-Source) | 4SHP22LX124P-**A | ADP |  | H,A,DE32936 | A96US2V070B12 | 23600 | 20 | 8.45 | 22000 | 15400 | 70% | 1.9 | 0 | 13 |  |  |  | No | R-410A | 1.9667 | Residential & Commercial | Ducted CEE Tier 1
211752352 | Central HP <5.4 tons | ARMSTRONG AIR | HRCU-A-CB (Split System: Heat Pump with Remote Outdoor Unit-Air-Source) | 4SHP22LX124P-**A | ADP |  | H,A,DE33936 | A96US2V070B12 | 23800 | 21 | 8.5 | 22000 | 15400 | 70% | 1.92 | 0 | 13.5 |  |  |  | No | R-410A | 1.9833 | Residential & Commercial | Ducted CEE Tier 1
212986875 | Central HP <5.4 tons | KEEPRITE | HRCU-A-CB (Split System: Heat Pump with Remote Outdoor Unit-Air-Source) | DLCURAH24ABK |  |  | EA*4X24L17A* | *96MSN0601412A* | 23400 | 16.5 | 8.5 | 27000 | 26400 | 97.78% | 2.22 | 0 | 10 |  |  |  | No | R-410A | 1.95 | Residential & Commercial | Ducted CEE Tier 1
212986945 | Central HP <5.4 tons | KEEPRITE | HRCU-A-CB (Split System: Heat Pump with Remote Outdoor Unit-Air-Source) | DLCURAH24ABK |  |  | EN(A,D)4X24L17** | *96MSN0601412A* | 23200 | 16.5 | 8.5 | 27000 | 25200 | 93.33% | 2.1 | 0 | 10 |  |  |  | No | R-410A | 1.9333 | Residential & Commercial | Ducted CEE Tier 1
212984621 | Central HP <5.4 tons | KEEPRITE | HRCU-A-CB (Split System: Heat Pump with Remote Outdoor Unit-Air-Source) | DLCURAH24ABK |  |  | EA*4X36L21A* | *92MSN0801716A* | 23800 | 17.5 | 8.5 | 26200 | 23800 | 90.84% | 2 | 0 | 10 |  |  |  | No | R-410A | 1.9833 | Residential & Commercial | Ducted CEE Tier 1
212984069 | Central HP <5.4 tons | KEEPRITE | HRCU-A-CB (Split System: Heat Pump with Remote Outdoor Unit-Air-Source) | DLCURAH24ABK |  |  | EA*4X36L17A* | *92MSN0601714A* | 23800 | 17 | 8.5 | 26200 | 23800 | 90.84% | 1.98 | 0 | 10 |  |  |  | No | R-410A | 1.9833 | Residential & Commercial | Ducted CEE Tier 1
212984117 | Central HP <5.4 tons | KEEPRITE | HRCU-A-CB (Split System: Heat Pump with Remote Outdoor Unit-Air-Source) | DLCURAH24ABK |  |  | EN(A,D)4X24L17** | *92MSN0601714A* | 23200 | 16.5 | 8.5 | 26800 | 25400 | 94.78% | 2.14 | 0 | 10 |  |  |  | No | R-410A | 1.9333 | Residential & Commercial | Ducted CEE Tier 1
212986971 | Central HP <5.4 tons | ARCOAIRE | HRCU-A-CB (Split System: Heat Pump with Remote Outdoor Unit-Air-Source) | DLCURAH24ABK |  |  | EN(A,D,W)4X36L17** | *96MSN0601412A* | 23600 | 16.5 | 8.1 | 26400 | 24200 | 91.67% | 2.02 | 0 | 10 |  |  |  | No | R-410A | 1.9667 | Residential & Commercial | Ducted CEE Tier 1
212986203 | Central HP <5.4 tons | ARCOAIRE | HRCU-A-CB (Split System: Heat Pump with Remote Outdoor Unit-Air-Source) | DLCURAH24ABK |  |  | EA*4X37L17A* | *96MSN0401410A* | 24000 | 16 | 8.1 | 25200 | 22200 | 88.1% | 1.84 | 0 | 10 |  |  |  | No | R-410A | 2 | Residential & Commercial | Ducted CEE Tier 1
212985033 | Central HP <5.4 tons | ARCOAIRE | HRCU-A-CB (Split System: Heat Pump with Remote Outdoor Unit-Air-Source) | DLCURAH24ABK |  |  | EA*4X36L21A* | *92MSN0802120A* | 23600 | 17.5 | 8.5 | 26000 | 24000 | 92.31% | 2.02 | 0 | 10 |  |  |  | No | R-410A | 1.9667 | Residential & Commercial | Ducted CEE Tier 1
212989185 | Central HP <5.4 tons | KEEPRITE | HRCU-A-CB (Split System: Heat Pump with Remote Outdoor Unit-Air-Source) | DLCURAH24ABK |  |  | EA*4X36L21A* | *95MSU0601716A* | 23800 | 17.5 | 8.5 | 26200 | 23800 | 90.84% | 1.98 | 0 | 10 |  |  |  | No | R-410A | 1.9833 | Residential & Commercial | Ducted CEE Tier 1
212987383 | Central HP <5.4 tons | KEEPRITE | HRCU-A-CB (Split System: Heat Pump with Remote Outdoor Unit-Air-Source) | DLCURAH24ABK |  |  | EA*4X25L17A* | *96MSN0801716A* | 24400 | 17 | 8.5 | 25200 | 21600 | 85.71% | 1.8 | 0 | 10 |  |  |  | No | R-410A | 2.0333 | Residential & Commercial | Ducted CEE Tier 1
212977765 | Central HP <5.4 tons | GRANDAIRE | HRCU-A-CB (Split System: Heat Pump with Remote Outdoor Unit-Air-Source) | WDLCURAH18ABK |  |  | WLA*304AA* | WFE*045A036C* | 17600 | 16.5 | 8.5 | 18100 | 18800 | 103.9% | 2.26 | 0 | 10.5 |  |  |  | No | R-410A | 1.4667 | Residential & Commercial | Ducted CEE Tier 1
212978281 | Central HP <5.4 tons | GRANDAIRE | HRCU-A-CB (Split System: Heat Pump with Remote Outdoor Unit-Air-Source) | WDLCURAH18ABK |  |  | WLA*304AA* | WFE*070A036C* | 17700 | 16.5 | 8.5 | 18200 | 18700 | 102.7% | 2.24 | 0 | 10.5 |  |  |  | No | R-410A | 1.475 | Residential & Commercial | Ducted CEE Tier 1
212986210 | Central HP <5.4 tons | GRANDAIRE | HRCU-A-CB (Split System: Heat Pump with Remote Outdoor Unit-Air-Source) | WDLCURAH24ABK |  |  | WLA*374BA* | WFSX040A030B* | 24000 | 16 | 8.1 | 25200 | 25200 | 100% | 2.1 | 0 | 10 |  |  |  | No | R-410A | 2 | Residential & Commercial | Ducted CEE Tier 1
212987410 | Central HP <5.4 tons | GRANDAIRE | HRCU-A-CB (Split System: Heat Pump with Remote Outdoor Unit-Air-Source) | WDLCURAH24ABK |  |  | WLA*364BA* | WFSX080B048B* | 23800 | 17 | 8.5 | 26400 | 24200 | 91.67% | 2.02 | 0 | 10 |  |  |  | No | R-410A | 1.9833 | Residential & Commercial | Ducted CEE Tier 1
211259827 | Central HP <5.4 tons | KEEPRITE | HRCU-A-CB (Split System: Heat Pump with Remote Outdoor Unit-Air-Source) | DLCURAH18ABK |  |  | EA*4X19L17A* | *95ESN0601412A* | 18400 | 16.5 | 8.5 | 18300 | 17600 | 96.17% | 2.14 | 0 | 11 |  |  |  | No | R-410A | 1.5333 | Residential & Commercial | Ducted CEE Tier 1
211260078 | Central HP <5.4 tons | KEEPRITE | HRCU-A-CB (Split System: Heat Pump with Remote Outdoor Unit-Air-Source) | DLCURAH18ABK |  |  | EA*4X24L14A* | *80VSL0451412A* | 17700 | 16 | 8.5 | 18600 | 19100 | 102.7% | 2.3 | 0 | 10.5 |  |  |  | No | R-410A | 1.475 | Residential & Commercial | Ducted CEE Tier 1
211260146 | Central HP <5.4 tons | KEEPRITE | HRCU-A-CB (Split System: Heat Pump with Remote Outdoor Unit-Air-Source) | DLCURAH18ABK |  |  | EA*4X24L14A* | *95ESN0601412A* | 17800 | 16 | 8.5 | 18700 | 19000 | 101.6% | 2.28 | 0 | 10.5 |  |  |  | No | R-410A | 1.4833 | Residential & Commercial | Ducted CEE Tier 1
211245118 | Central HP <5.4 tons | GRANDAIRE | HRCU-A-CB (Split System: Heat Pump with Remote Outdoor Unit-Air-Source) | WDLCURAH24ABK |  |  | WLN(C,W)364BA* | WFEL045A036B* | 24600 | 16 | 8.1 | 26600 | 22400 | 84.21% | 1.84 | 0 | 10.5 |  |  |  | No | R-410A | 2.05 | Residential & Commercial | Ducted CEE Tier 1
211245221 | Central HP <5.4 tons | GRANDAIRE | HRCU-A-CB (Split System: Heat Pump with Remote Outdoor Unit-Air-Source) | WDLCURAH24ABK |  |  | WLN(C,W)364BA* | WFAX040A030A* | 24000 | 15.2 | 8.1 | 26600 | 22800 | 85.71% | 1.86 | 0 | 10 |  |  |  | No | R-410A | 2 | Residential & Commercial | Ducted CEE Tier 1
212975027 | Central HP <5.4 tons | GRANDAIRE | HRCU-A-CB (Split System: Heat Pump with Remote Outdoor Unit-Air-Source) | WDLCURAH24ABK |  |  | WLNC244BA* | WFST040A030A* | 23200 | 15.5 | 8.5 | 27000 | 24200 | 89.63% | 2 | 0 | 10 |  |  |  | No | R-410A | 1.9333 | Residential & Commercial | Ducted CEE Tier 1
211240385 | Central HP <5.4 tons | ARCOAIRE | HRCU-A-CB (Split System: Heat Pump with Remote Outdoor Unit-Air-Source) | DLCURAH24ABK |  |  | EA*4X24L17A* | *96VSN0601714A* | 23800 | 16 | 8.5 | 26800 | 24000 | 89.55% | 1.98 | 0 | 10 |  |  |  | No | R-410A | 1.9833 | Residential & Commercial | Ducted CEE Tier 1
211240412 | Central HP <5.4 tons | ARCOAIRE | HRCU-A-CB (Split System: Heat Pump with Remote Outdoor Unit-Air-Source) | DLCURAH24ABK |  |  | EA*4X24L17A* | *96VSN0601412A* | 23200 | 16.5 | 8.5 | 26400 | 25600 | 96.97% | 2.14 | 0 | 10 |  |  |  | No | R-410A | 1.9333 | Residential & Commercial | Ducted CEE Tier 1
211240421 | Central HP <5.4 tons | ARCOAIRE | HRCU-A-CB (Split System: Heat Pump with Remote Outdoor Unit-Air-Source) | DLCURAH24ABK |  |  | EA*4X24L17A* | *96VSN0801716A* | 23800 | 16.5 | 8.5 | 26800 | 24000 | 89.55% | 1.98 | 0 | 10 |  |  |  | No | R-410A | 1.9833 | Residential & Commercial | Ducted CEE Tier 1
212970953 | Central HP <5.4 tons | GRANDAIRE | HRCU-A-CB (Split System: Heat Pump with Remote Outdoor Unit-Air-Source) | WDLCURAH18ABK |  |  | WLNC304AA* | WFET045A036A* | 17400 | 16.5 | 8.1 | 17900 | 18600 | 103.9% | 2.24 | 0 | 11 |  |  |  | No | R-410A | 1.45 | Residential & Commercial | Ducted CEE Tier 1
212984089 | Central HP <5.4 tons | ARCOAIRE | HRCU-A-CB (Split System: Heat Pump with Remote Outdoor Unit-Air-Source) | DLCURAH24ABK |  |  | EA*4X37L17A* | *92MSN0601714A* | 24000 | 17 | 8.5 | 25600 | 22400 | 87.5% | 1.88 | 0 | 10 |  |  |  | No | R-410A | 2 | Residential & Commercial | Ducted CEE Tier 1
212974663 | Central HP <5.4 tons | GRANDAIRE | HRCU-A-CB (Split System: Heat Pump with Remote Outdoor Unit-Air-Source) | WDLCURAH18ABK |  |  | WLA*254BA* | WFST040A030A* | 17700 | 16 | 8.1 | 17700 | 18700 | 105.6% | 2.24 | 0 | 10.5 |  |  |  | No | R-410A | 1.475 | Residential & Commercial | Ducted CEE Tier 1
212984768 | Central HP <5.4 tons | GRANDAIRE | HRCU-A-CB (Split System: Heat Pump with Remote Outdoor Unit-Air-Source) | WDLCURAH18ABK |  |  | WLNC304BA* | WFAX080B048B* | 17400 | 16.5 | 8.1 | 17900 | 28600 | 159.8% | 1.96 | 0 | 11 |  |  |  | No | R-410A | 1.45 | Residential & Commercial | Ducted CEE Tier 1
212984617 | Central HP <5.4 tons | ARCOAIRE | HRCU-A-CB (Split System: Heat Pump with Remote Outdoor Unit-Air-Source) | DLCURAH24ABK |  |  | EA*4X36L21A* | *92MSN0801716A* | 23800 | 17.5 | 8.5 | 26200 | 23800 | 90.84% | 2 | 0 | 10 |  |  |  | No | R-410A | 1.9833 | Residential & Commercial | Ducted CEE Tier 1
211262013 | Central HP <5.4 tons | GRANDAIRE | HRCU-A-CB (Split System: Heat Pump with Remote Outdoor Unit-Air-Source) | WDLCURAH18ABK |  |  | WLA*304BA* | WFEL045A036B* | 18200 | 16.5 | 8.5 | 18700 | 18400 | 98.4% | 2.22 | 0 | 11 |  |  |  | No | R-410A | 1.5167 | Residential & Commercial | Ducted CEE Tier 1
211262152 | Central HP <5.4 tons | GRANDAIRE | HRCU-A-CB (Split System: Heat Pump with Remote Outdoor Unit-Air-Source) | WDLCURAH18ABK |  |  | WLA*304BA* | WFAX040B036A* | 17900 | 15.5 | 8.5 | 18600 | 18500 | 99.46% | 2.22 | 0 | 10.5 |  |  |  | No | R-410A | 1.4917 | Residential & Commercial | Ducted CEE Tier 1
212975848 | Central HP <5.4 tons | GRANDAIRE | HRCU-A-CB (Split System: Heat Pump with Remote Outdoor Unit-Air-Source) | WDLCURAH18ABK |  |  | WLNC304BA* | WFST080B048A* | 17500 | 16 | 8.1 | 18000 | 16300 | 90.56% | 1.86 | 0 | 11 |  |  |  | No | R-410A | 1.4583 | Residential & Commercial | Ducted CEE Tier 1
211245321 | Central HP <5.4 tons | ARCOAIRE | HRCU-A-CB (Split System: Heat Pump with Remote Outdoor Unit-Air-Source) | DLCURAH24ABK |  |  | EN(A,D)4X36L21** | *96VSN0802120A* | 24000 | 17 | 8.1 | 26000 | 23200 | 89.23% | 1.92 | 0 | 10.5 |  |  |  | No | R-410A | 2 | Residential & Commercial | Ducted CEE Tier 1
213927958 | Central HP <5.4 tons | WESTINGHOUSE | HRCU-A-C (Split System: Heat Pump with Remote Outdoor Unit with No Indoor Fan --Air Source) | WHM48SZA21S | ASPEN |  | D(A,C,E)49D44+TDR |  | 41000 | 15.55 | 8.55 | 42000 | 34600 | 82.38% | 1.94 | 0 | 11.4 |  |  |  | No | R-410A | 3.4167 | Residential & Commercial | Ducted CEE Tier 1
213927974 | Central HP <5.4 tons | WESTINGHOUSE | HRCU-A-C (Split System: Heat Pump with Remote Outdoor Unit with No Indoor Fan --Air Source) | WHM48SZA21S | ASPEN |  | D(A,C,E)61B44+TDR |  | 40500 | 15.55 | 8.55 | 42000 | 34600 | 82.38% | 1.94 | 0 | 11.4 |  |  |  | No | R-410A | 3.375 | Residential & Commercial | Ducted CEE Tier 1
213160935 | Central HP <5.4 tons | DAY & NIGHT | HRCU-A-CB (Split System: Heat Pump with Remote Outdoor Unit-Air-Source) | DLCURAH24ABK | ADP |  | PL36H175P789+AEFE4B* |  | 24200 | 18 | 9 | 25000 | 22600 | 90.4% | 1.92 | 0 | 10.5 |  |  |  | No | R-410A | 2.0167 | Residential & Commercial | Ducted CEE Tier 1
211240338 | Central HP <5.4 tons | KEEPRITE | HRCU-A-CB (Split System: Heat Pump with Remote Outdoor Unit-Air-Source) | DLCURAH24ABK |  |  | EA*4X24L14A* | *92ESN0601412A* | 24200 | 16 | 8.5 | 27200 | 23400 | 86.03% | 1.9 | 0 | 10 |  |  |  | No | R-410A | 2.0167 | Residential & Commercial | Ducted CEE Tier 1
211240623 | Central HP <5.4 tons | KEEPRITE | HRCU-A-CB (Split System: Heat Pump with Remote Outdoor Unit-Air-Source) | DLCURAH24ABK |  |  | EA*4X24L17A* | *96VTN0601714A* | 23600 | 16 | 8.5 | 26800 | 24400 | 91.04% | 2.02 | 0 | 10 |  |  |  | No | R-410A | 1.9667 | Residential & Commercial | Ducted CEE Tier 1
212989233 | Central HP <5.4 tons | KEEPRITE | HRCU-A-CB (Split System: Heat Pump with Remote Outdoor Unit-Air-Source) | DLCURAH24ABK |  |  | EN(A,D)4X30L17** | *95MSU0601716A* | 23600 | 17 | 8.5 | 26400 | 24400 | 92.42% | 2.02 | 0 | 10.5 |  |  |  | No | R-410A | 1.9667 | Residential & Commercial | Ducted CEE Tier 1
211241093 | Central HP <5.4 tons | KEEPRITE | HRCU-A-CB (Split System: Heat Pump with Remote Outdoor Unit-Air-Source) | DLCURAH24ABK |  |  | EA*4X25L17A* | *80ES(N,L)0701712A* | 25000 | 16.5 | 8.5 | 25800 | 21000 | 81.4% | 1.76 | 0 | 10.5 |  |  |  | No | R-410A | 2.0833 | Residential & Commercial | Ducted CEE Tier 1
211241985 | Central HP <5.4 tons | KEEPRITE | HRCU-A-CB (Split System: Heat Pump with Remote Outdoor Unit-Air-Source) | DLCURAH24ABK |  |  | EA*4X36L17A* | *96VTN0801716A* | 24200 | 16.5 | 8.5 | 26200 | 22600 | 86.26% | 1.86 | 0 | 10 |  |  |  | No | R-410A | 2.0167 | Residential & Commercial | Ducted CEE Tier 1
210597421 | Central HP <5.4 tons | KEEPRITE | HRCU-A-CB (Split System: Heat Pump with Remote Outdoor Unit-Air-Source) | CVH837GKA** |  |  | EA*4X61L21A*+WALLCON | *80CTL0901716A* | 33200 | 18 | 8.5 | 32000 | 24800 | 77.5% | 2 | 0 | 12 |  |  |  | No | R-410A | 2.7667 | Residential & Commercial | Ducted CEE Tier 1
210598359 | Central HP <5.4 tons | ARCOAIRE | HRCU-A-CB (Split System: Heat Pump with Remote Outdoor Unit-Air-Source) | HVH825GKA2* |  |  | EN(A,D)4X48L24**+WALLCON | *80CSU1002120A* | 24000 | 16.5 | 8.1 | 21400 | 16600 | 77.57% | 2 | 0 | 11 |  |  |  | No | R-410A | 2 | Residential & Commercial | Ducted CEE Tier 1
210598534 | Central HP <5.4 tons | ARCOAIRE | HRCU-A-CB (Split System: Heat Pump with Remote Outdoor Unit-Air-Source) | HVH825GKA2* |  |  | END4X42L17**+WALLCON | *80CSU0401712A* | 24000 | 17 | 8.1 | 21400 | 16600 | 77.57% | 1.98 | 0 | 11 |  |  |  | No | R-410A | 2 | Residential & Commercial | Ducted CEE Tier 1
215912380 | Central HP <5.4 tons | YORK | HRCU-A-CB (Split System: Heat Pump with Remote Outdoor Unit-Air-Source) | HH824E2S11 | ASPEN |  | D(A,C,E)36A3K+TDR | TM9E080B12MP12 | 22200 | 17 | 8.1 | 22400 | 18700 | 83.48% | 2 | 0 | 11.7 |  |  |  | No | R-454B | 1.85 | Residential & Commercial | Ducted CEE Tier 1
215912391 | Central HP <5.4 tons | YORK | HRCU-A-CB (Split System: Heat Pump with Remote Outdoor Unit-Air-Source) | HH824E2S11 | ASPEN |  | D(A,C,E)36A3K+TDR | TM9Y080B12MP11 | 22200 | 17 | 8.1 | 22600 | 18500 | 81.86% | 2 | 0 | 11.7 |  |  |  | No | R-454B | 1.85 | Residential & Commercial | Ducted CEE Tier 1
212978185 | Central HP <5.4 tons | GRANDAIRE | HRCU-A-CB (Split System: Heat Pump with Remote Outdoor Unit-Air-Source) | WDLCURAH24ABK |  |  | WLNC244BA* | WFE*070A036C* | 23200 | 17 | 8.5 | 26800 | 24600 | 91.79% | 2.04 | 0 | 10 |  |  |  | No | R-410A | 1.9333 | Residential & Commercial | Ducted CEE Tier 1
214595157 | Central HP <5.4 tons | BRYANT HEATING AND COOLING SYSTEMS | HRCU-A-CB (Split System: Heat Pump with Remote Outdoor Unit-Air-Source) | 38MURAQ24AB3* | ASPEN |  | L(E,G)M24I4 |  | 24000 | 16 | 9 | 26400 | 23400 | 88.64% | 1.92 | 0 | 10 |  |  |  | No | R-410A | 2 | Residential & Commercial | Ducted CEE Tier 1
212985931 | Central HP <5.4 tons | KEEPRITE | HRCU-A-CB (Split System: Heat Pump with Remote Outdoor Unit-Air-Source) | DLCURAH18ABK |  |  | EA*4X30L17A* | *96MSN0261410A* | 17500 | 16 | 8.5 | 18100 | 18800 | 103.9% | 2.26 | 0 | 10.5 |  |  |  | No | R-410A | 1.4583 | Residential & Commercial | Ducted CEE Tier 1
212985981 | Central HP <5.4 tons | KEEPRITE | HRCU-A-CB (Split System: Heat Pump with Remote Outdoor Unit-Air-Source) | DLCURAH18ABK |  |  | EN(A,D)4X30L17** | *96MSN0261410A* | 17500 | 16 | 8.1 | 18200 | 18800 | 103.3% | 2.26 | 0 | 11 |  |  |  | No | R-410A | 1.4583 | Residential & Commercial | Ducted CEE Tier 1
212986315 | Central HP <5.4 tons | KEEPRITE | HRCU-A-CB (Split System: Heat Pump with Remote Outdoor Unit-Air-Source) | DLCURAH18ABK |  |  | EA*4X30L14A* | *96MSN0401410A* | 17600 | 16 | 8.5 | 18300 | 18900 | 103.3% | 2.26 | 0 | 10.5 |  |  |  | No | R-410A | 1.4667 | Residential & Commercial | Ducted CEE Tier 1
214595151 | Central HP <5.4 tons | BRYANT HEATING AND COOLING SYSTEMS | HRCU-A-CB (Split System: Heat Pump with Remote Outdoor Unit-Air-Source) | 38MURAQ24AB3* | ASPEN |  | A(E,F)M364+TDR |  | 24000 | 15.2 | 9 | 26400 | 23400 | 88.64% | 1.92 | 0 | 10 |  |  |  | No | R-410A | 2 | Residential & Commercial | Ducted CEE Tier 1
212976095 | Central HP <5.4 tons | GRANDAIRE | HRCU-A-CB (Split System: Heat Pump with Remote Outdoor Unit-Air-Source) | WDLCURAH24ABK |  |  | WLNC244BA* | WFST080B048A* | 23400 | 16.5 | 8.5 | 27000 | 24200 | 89.63% | 2 | 0 | 10 |  |  |  | No | R-410A | 1.95 | Residential & Commercial | Ducted CEE Tier 1
212437548 | Central HP <5.4 tons | ARMSTRONG AIR | HRCU-A-CB (Split System: Heat Pump with Remote Outdoor Unit-Air-Source) | 4SHP22LX124P-**A | ADP |  | 36BX** | A80UH1E045A12 | 23400 | 21 | 8.5 | 21200 | 14900 | 70.28% | 1.86 | 0 | 13.5 |  |  |  | No | R-410A | 1.95 | Residential & Commercial | Ducted CEE Tier 1
213613100 | Central HP <5.4 tons | GE | HRCU-A-CB (Split System: Heat Pump with Remote Outdoor Unit-Air-Source) | NS22H24MA4-**A | ADP |  | PL36H175P789 | NF80U045S3A | 23400 | 21 | 8.5 | 21200 | 14900 | 70.28% | 1.86 | 0 | 13.5 |  |  |  | No | R-410A | 1.95 | Residential & Commercial | Ducted CEE Tier 1
213613118 | Central HP <5.4 tons | GE | HRCU-A-CB (Split System: Heat Pump with Remote Outdoor Unit-Air-Source) | NS22H24MA4-**A | ADP |  | V36H175P789 | NF95X040S3B | 23800 | 19 | 8.2 | 21200 | 15000 | 70.75% | 1.96 | 0 | 13 |  |  |  | No | R-410A | 1.9833 | Residential & Commercial | Ducted CEE Tier 1
214638553 | Central HP <5.4 tons | GUARDIAN | HRCU-A-CB (Split System: Heat Pump with Remote Outdoor Unit-Air-Source) | RHP15042B21 | ASPEN |  | AE(D,N,U)+CM60A34+TDR |  | 39500 | 16.2 | 8.2 | 40000 | 29200 | 73% | 3.27 | 0 | 12 |  |  |  | No | R-410A | 3.2917 | Residential & Commercial | Ducted CEE Tier 1
215939901 | Central HP <5.4 tons | KEEPRITE | HRCU-A-CB (Split System: Heat Pump with Remote Outdoor Unit-Air-Source) | C5H3V36*K*AAA* |  |  | EA*5X61M24A*+WALLCON | *96CTN0802120B* | 34400 | 20.5 | 9.5 | 34400 | 26000 | 75.58% | 2.06 | 0 | 12 |  |  |  | No | R-454B | 2.8667 | Residential & Commercial | Ducted CEE Tier 1
215939641 | Central HP <5.4 tons | KEEPRITE | HRCU-A-CB (Split System: Heat Pump with Remote Outdoor Unit-Air-Source) | C5H3V36*K*AAA* |  |  | EA*5X36M17A*+WALLCON | *97CTN0801716A* | 32000 | 19 | 9.5 | 35600 | 27400 | 76.97% | 1.98 | 0 | 10.5 |  |  |  | No | R-454B | 2.6667 | Residential & Commercial | Ducted CEE Tier 1
215939741 | Central HP <5.4 tons | KEEPRITE | HRCU-A-CB (Split System: Heat Pump with Remote Outdoor Unit-Air-Source) | C5H3V36*K*AAA* |  |  | EA*5X48M21A*+WALLCON | *80CSU0601716B* | 33400 | 20.5 | 9.5 | 34400 | 26200 | 76.16% | 2.04 | 0 | 11.7 |  |  |  | No | R-454B | 2.7833 | Residential & Commercial | Ducted CEE Tier 1
215939991 | Central HP <5.4 tons | KEEPRITE | HRCU-A-CB (Split System: Heat Pump with Remote Outdoor Unit-Air-Source) | C5H3V36*K*AAA* |  |  | ESH5X36M12A*+WALLCON | *97CTN0802120A* | 33200 | 19 | 9 | 35000 | 26800 | 76.57% | 1.92 | 0 | 11 |  |  |  | No | R-454B | 2.7667 | Residential & Commercial | Ducted CEE Tier 1
213206260 | Central HP <5.4 tons | CARRIER | HRCU-A-CB (Split System: Heat Pump with Remote Outdoor Unit-Air-Source) | 38MURAQ24AB3* | ASPEN |  | D(A,C,E)24B44+TDR | 58S(B,C)*A070E17**12 | 23000 | 17 | 8.1 | 25600 | 20000 | 78.12% | 2.92 | 0 | 10 |  |  |  | No | R-410A | 1.9167 | Residential & Commercial | Ducted CEE Tier 1
212989293 | Central HP <5.4 tons | KEEPRITE | HRCU-A-CB (Split System: Heat Pump with Remote Outdoor Unit-Air-Source) | DLCURAH18ABK |  |  | EA*4X25L17A* | *95MSU0601716A* | 17800 | 16.5 | 8.1 | 17700 | 17700 | 100% | 2.14 | 0 | 10.5 |  |  |  | No | R-410A | 1.4833 | Residential & Commercial | Ducted CEE Tier 1
212988825 | Central HP <5.4 tons | KEEPRITE | HRCU-A-CB (Split System: Heat Pump with Remote Outdoor Unit-Air-Source) | DLCURAH18ABK |  |  | EN(A,D)4X24L17** | *95MSU0401712A* | 17600 | 16 | 8.5 | 18700 | 19100 | 102.1% | 2.3 | 0 | 10.5 |  |  |  | No | R-410A | 1.4667 | Residential & Commercial | Ducted CEE Tier 1
205751003 | Central HP <5.4 tons | ARCOAIRE | HRCU-A-CB (Split System: Heat Pump with Remote Outdoor Unit-Air-Source) | HVH837GKA** |  |  | EA*4X37L21A*+WALLCON | *80CTL0701716A* | 32800 | 17.5 | 8.5 | 33000 | 25200 | 76.36% | 1.98 | 11 | 11.5 |  |  |  | No | R-410A | 2.7333 | Residential & Commercial | Ducted CEE Tier 1
206135776 | Central HP <5.4 tons | ARCOAIRE | HRCU-A-CB (Split System: Heat Pump with Remote Outdoor Unit-Air-Source) | HVH837GKA** |  |  | EA*4X48L21A*+WALLCON | *80CSU0601716A* | 32200 | 17 | 8.1 | 32600 | 25000 | 76.69% | 1.96 | 12 | 11 |  |  |  | No | R-410A | 2.6833 | Residential & Commercial | Ducted CEE Tier 1
215935461 | Central HP <5.4 tons | KEEPRITE | HRCU-A-CB (Split System: Heat Pump with Remote Outdoor Unit-Air-Source) | C5H3V36*K*AAA* |  |  | EVM5X61M24A*+WALLCON | *80CTL0902120B* | 36000 | 22.5 | 8.5 | 37600 | 28200 | 75% | 2.06 | 0 | 12.5 |  |  |  | No | R-454B | 3 | Residential & Commercial | Ducted CEE Tier 1
215935511 | Central HP <5.4 tons | KEEPRITE | HRCU-A-CB (Split System: Heat Pump with Remote Outdoor Unit-Air-Source) | C5H3V36*K*AAA* |  |  | EVD5X25M17A*+WALLCON | *97CMN0601714B* | 34000 | 20 | 8.1 | 38000 | 27200 | 71.58% | 2 | 0 | 11 |  |  |  | No | R-454B | 2.8333 | Residential & Commercial | Ducted CEE Tier 1
215936061 | Central HP <5.4 tons | KEEPRITE | HRCU-A-CB (Split System: Heat Pump with Remote Outdoor Unit-Air-Source) | C5H3V36*K*AAA* |  |  | EVD5X42M21A*+WALLCON | *95CSU1002122B* | 34600 | 21 | 8.5 | 38500 | 28000 | 72.73% | 2.04 | 0 | 12 |  |  |  | No | R-454B | 2.8833 | Residential & Commercial | Ducted CEE Tier 1
215936131 | Central HP <5.4 tons | KEEPRITE | HRCU-A-CB (Split System: Heat Pump with Remote Outdoor Unit-Air-Source) | C5H3V36*K*AAA* |  |  | EVD5X42M21A*+WALLCON | *96CTN0801714B* | 34200 | 20.5 | 8.5 | 39000 | 28400 | 72.82% | 2.02 | 0 | 11.5 |  |  |  | No | R-454B | 2.85 | Residential & Commercial | Ducted CEE Tier 1
213205692 | Central HP <5.4 tons | TEMPSTAR | HRCU-A-CB (Split System: Heat Pump with Remote Outdoor Unit-Air-Source) | DLCURAH36ABK | ASPEN |  | D(A,C,E)42B34+TDR | *96VTN1002122A* | 35200 | 16.5 | 8.1 | 38500 | 32200 | 83.64% | 2.54 | 0 | 10 |  |  |  | No | R-410A | 2.9333 | Residential & Commercial | Ducted CEE Tier 1
211227155 | Central HP <5.4 tons | ARCOAIRE | HRCU-A-CB (Split System: Heat Pump with Remote Outdoor Unit-Air-Source) | DLCURAH36ABK |  |  | EA*4X37L21A* | *95ESU1002122A* | 37600 | 15.5 | 8.5 | 39500 | 35000 | 88.61% | 2.14 | 0 | 10 |  |  |  | No | R-410A | 3.1333 | Residential & Commercial | Ducted CEE Tier 1
211228930 | Central HP <5.4 tons | KEEPRITE | HRCU-A-CB (Split System: Heat Pump with Remote Outdoor Unit-Air-Source) | DLCURAH36ABK |  |  | EA*4X48L21A* | *80VTL1102122A* | 36800 | 16 | 8.5 | 38500 | 34800 | 90.39% | 2.1 | 0 | 10 |  |  |  | No | R-410A | 3.0667 | Residential & Commercial | Ducted CEE Tier 1
212974702 | Central HP <5.4 tons | GRANDAIRE | HRCU-A-CB (Split System: Heat Pump with Remote Outdoor Unit-Air-Source) | WDLCURAH18ABK |  |  | WLNC184AA* | WFST040A030A* | 17100 | 15.5 | 8.1 | 18400 | 19200 | 104.3% | 2.3 | 0 | 10.5 |  |  |  | No | R-410A | 1.425 | Residential & Commercial | Ducted CEE Tier 1
211245718 | Central HP <5.4 tons | KEEPRITE | HRCU-A-CB (Split System: Heat Pump with Remote Outdoor Unit-Air-Source) | DLCURAH24ABK |  |  | EN(A,D)4X36L21** | *95ESN0801716A* | 24600 | 15.5 | 8.1 | 26800 | 22200 | 82.84% | 1.82 | 0 | 10 |  |  |  | No | R-410A | 2.05 | Residential & Commercial | Ducted CEE Tier 1
211245966 | Central HP <5.4 tons | KEEPRITE | HRCU-A-CB (Split System: Heat Pump with Remote Outdoor Unit-Air-Source) | DLCURAH24ABK |  |  | FM(C,U)4Z36**AL* |  | 24200 | 18 | 9 | 26600 | 23000 | 86.47% | 1.92 | 0 | 10.5 |  |  |  | No | R-410A | 2.0167 | Residential & Commercial | Ducted CEE Tier 1
211240493 | Central HP <5.4 tons | KEEPRITE | HRCU-A-CB (Split System: Heat Pump with Remote Outdoor Unit-Air-Source) | DLCURAH24ABK |  |  | EA*4X24L17A* | *95ESU0601716A* | 24000 | 16.5 | 8.5 | 26800 | 24000 | 89.55% | 1.98 | 0 | 10 |  |  |  | No | R-410A | 2 | Residential & Commercial | Ducted CEE Tier 1
212989296 | Central HP <5.4 tons | GRANDAIRE | HRCU-A-CB (Split System: Heat Pump with Remote Outdoor Unit-Air-Source) | WDLCURAH18ABK |  |  | WLA*254BA* | WFSU060B048B* | 17800 | 16.5 | 8.1 | 17700 | 18700 | 105.6% | 2.26 | 0 | 10.5 |  |  |  | No | R-410A | 1.4833 | Residential & Commercial | Ducted CEE Tier 1
211241622 | Central HP <5.4 tons | KEEPRITE | HRCU-A-CB (Split System: Heat Pump with Remote Outdoor Unit-Air-Source) | DLCURAH24ABK |  |  | EA*4X30L17A* | *95ESN0261410A* | 23200 | 16.5 | 8.5 | 25800 | 24400 | 94.57% | 2.02 | 0 | 10 |  |  |  | No | R-410A | 1.9333 | Residential & Commercial | Ducted CEE Tier 1
211245681 | Central HP <5.4 tons | ARCOAIRE | HRCU-A-CB (Split System: Heat Pump with Remote Outdoor Unit-Air-Source) | DLCURAH24ABK |  |  | EN(A,D)4X36L21** | *92ESN0802120A* | 24800 | 16.5 | 8.5 | 26800 | 22200 | 82.84% | 1.84 | 0 | 10.5 |  |  |  | No | R-410A | 2.0667 | Residential & Commercial | Ducted CEE Tier 1
211245830 | Central HP <5.4 tons | ARCOAIRE | HRCU-A-CB (Split System: Heat Pump with Remote Outdoor Unit-Air-Source) | DLCURAH24ABK |  |  | FXM4X24**AL |  | 24000 | 17 | 8.5 | 26200 | 23400 | 89.31% | 1.94 | 0 | 10 |  |  |  | No | R-410A | 2 | Residential & Commercial | Ducted CEE Tier 1
211260988 | Central HP <5.4 tons | GRANDAIRE | HRCU-A-CB (Split System: Heat Pump with Remote Outdoor Unit-Air-Source) | WDLCURAH18ABK |  |  | WLA*254BA* | WFEL045A036B* | 18600 | 16.5 | 8.5 | 18400 | 17400 | 94.57% | 2.12 | 0 | 11 |  |  |  | No | R-410A | 1.55 | Residential & Commercial | Ducted CEE Tier 1
211261140 | Central HP <5.4 tons | GRANDAIRE | HRCU-A-CB (Split System: Heat Pump with Remote Outdoor Unit-Air-Source) | WDLCURAH18ABK |  |  | WLA*254BA* | WFER070A036A* | 18200 | 16.5 | 8.5 | 17900 | 17500 | 97.77% | 2.12 | 0 | 11 |  |  |  | No | R-410A | 1.5167 | Residential & Commercial | Ducted CEE Tier 1
212977777 | Central HP <5.4 tons | GRANDAIRE | HRCU-A-CB (Split System: Heat Pump with Remote Outdoor Unit-Air-Source) | WDLCURAH18ABK |  |  | WLA*304BA* | WFE*045A036C* | 17700 | 16.5 | 8.5 | 18200 | 19800 | 108.8% | 2.4 | 0 | 10.5 |  |  |  | No | R-410A | 1.475 | Residential & Commercial | Ducted CEE Tier 1
212977741 | Central HP <5.4 tons | GRANDAIRE | HRCU-A-CB (Split System: Heat Pump with Remote Outdoor Unit-Air-Source) | WDLCURAH18ABK |  |  | WLA*244BA* | WFE*045A036C* | 17500 | 16.5 | 8.5 | 18400 | 17700 | 96.2% | 2.14 | 0 | 10.5 |  |  |  | No | R-410A | 1.4583 | Residential & Commercial | Ducted CEE Tier 1
212978795 | Central HP <5.4 tons | GRANDAIRE | HRCU-A-CB (Split System: Heat Pump with Remote Outdoor Unit-Air-Source) | WDLCURAH18ABK |  |  | WLNC244BA* | WFE*070B036C* | 17400 | 16.5 | 8.5 | 18400 | 18600 | 101.1% | 2.24 | 0 | 11 |  |  |  | No | R-410A | 1.45 | Residential & Commercial | Ducted CEE Tier 1
212978245 | Central HP <5.4 tons | GRANDAIRE | HRCU-A-CB (Split System: Heat Pump with Remote Outdoor Unit-Air-Source) | WDLCURAH18ABK |  |  | WLA*244AA* | WFE*070A036C* | 17600 | 16.5 | 8.5 | 18500 | 19400 | 104.9% | 2.34 | 0 | 10.5 |  |  |  | No | R-410A | 1.4667 | Residential & Commercial | Ducted CEE Tier 1
212984708 | Central HP <5.4 tons | GRANDAIRE | HRCU-A-CB (Split System: Heat Pump with Remote Outdoor Unit-Air-Source) | WDLCURAH18ABK |  |  | WLA*194BA* | WFAX080B048B* | 18300 | 16.5 | 8.5 | 18200 | 19300 | 106% | 2.32 | 0 | 11 |  |  |  | No | R-410A | 1.525 | Residential & Commercial | Ducted CEE Tier 1
212984573 | Central HP <5.4 tons | KEEPRITE | HRCU-A-CB (Split System: Heat Pump with Remote Outdoor Unit-Air-Source) | DLCURAH24ABK |  |  | EA*4X24L17A* | *92MSN0801716A* | 23200 | 17 | 9 | 26800 | 26800 | 100% | 2.3 | 0 | 10 |  |  |  | No | R-410A | 1.9333 | Residential & Commercial | Ducted CEE Tier 1
212985057 | Central HP <5.4 tons | KEEPRITE | HRCU-A-CB (Split System: Heat Pump with Remote Outdoor Unit-Air-Source) | DLCURAH24ABK |  |  | EN(A,D)4X36L21** | *92MSN0802120A* | 23400 | 17 | 8.5 | 26200 | 24800 | 94.66% | 2.08 | 0 | 10.5 |  |  |  | No | R-410A | 1.95 | Residential & Commercial | Ducted CEE Tier 1
206133438 | Central HP <5.4 tons | ARCOAIRE | HRCU-A-CB (Split System: Heat Pump with Remote Outdoor Unit-Air-Source) | HVH825GKA2* |  |  | EA*4X37L21A*+WALLCON | *80CSU0401712A* | 24400 | 17 | 8.5 | 21200 | 16600 | 78.3% | 2.04 | 11.5 | 11 |  |  |  | No | R-410A | 2.0333 | Residential & Commercial | Ducted CEE Tier 1
206133956 | Central HP <5.4 tons | ARCOAIRE | HRCU-A-CB (Split System: Heat Pump with Remote Outdoor Unit-Air-Source) | HVH825GKA2* |  |  | EHD4X30AAL+WALLCON | *95CSU0802120A* | 23800 | 16 | 8.1 | 21800 | 16700 | 76.61% | 1.98 | 11 | 10.5 |  |  |  | No | R-410A | 1.9833 | Residential & Commercial | Ducted CEE Tier 1
206133770 | Central HP <5.4 tons | ARCOAIRE | HRCU-A-CB (Split System: Heat Pump with Remote Outdoor Unit-Air-Source) | HVH825GKA2* |  |  | EA*4X36L21A*+WALLCON | *95CSU0601716A* | 23600 | 16.5 | 8.1 | 21600 | 16700 | 77.31% | 1.92 | 11 | 10.5 |  |  |  | No | R-410A | 1.9667 | Residential & Commercial | Ducted CEE Tier 1
211241194 | Central HP <5.4 tons | KEEPRITE | HRCU-A-CB (Split System: Heat Pump with Remote Outdoor Unit-Air-Source) | DLCURAH24ABK |  |  | EA*4X25L17A* | *80ES(N,L)0701412A* | 25000 | 17 | 8.5 | 25600 | 21000 | 82.03% | 1.78 | 0 | 10.5 |  |  |  | No | R-410A | 2.0833 | Residential & Commercial | Ducted CEE Tier 1
211240758 | Central HP <5.4 tons | KEEPRITE | HRCU-A-CB (Split System: Heat Pump with Remote Outdoor Unit-Air-Source) | DLCURAH24ABK |  |  | EA*4X24L17A* | *80ES(N,L)0701412A* | 24000 | 16.5 | 8.5 | 26800 | 23800 | 88.81% | 1.96 | 0 | 10 |  |  |  | No | R-410A | 2 | Residential & Commercial | Ducted CEE Tier 1
211245599 | Central HP <5.4 tons | ARCOAIRE | HRCU-A-CB (Split System: Heat Pump with Remote Outdoor Unit-Air-Source) | DLCURAH24ABK |  |  | EN(A,D)4X36L21** | *80ES(N,L)0701712A* | 24400 | 16.5 | 8.1 | 26400 | 22600 | 85.61% | 1.88 | 0 | 10.5 |  |  |  | No | R-410A | 2.0333 | Residential & Commercial | Ducted CEE Tier 1
211229675 | Central HP <5.4 tons | KEEPRITE | HRCU-A-CB (Split System: Heat Pump with Remote Outdoor Unit-Air-Source) | DLCURAH36ABK |  |  | END4X42L17** | *80VTL0701716A* | 35600 | 16 | 8.1 | 38500 | 35000 | 90.91% | 1.96 | 0 | 10 |  |  |  | No | R-410A | 2.9667 | Residential & Commercial | Ducted CEE Tier 1
213821578 | Central HP <5.4 tons | TEMPSTAR | HRCU-A-CB (Split System: Heat Pump with Remote Outdoor Unit-Air-Source) | DLCURAH36ABK | ASPEN |  | D(A,C,E)36C34+TDR | *80MS(N,L)0901714A* | 35400 | 16.5 | 8.1 | 38500 | 32200 | 83.64% | 2.58 | 0 | 10 |  |  |  | No | R-410A | 2.95 | Residential & Commercial | Ducted CEE Tier 1
213821633 | Central HP <5.4 tons | TEMPSTAR | HRCU-A-CB (Split System: Heat Pump with Remote Outdoor Unit-Air-Source) | DLCURAH36ABK | ASPEN |  | D(A,C,E)42B34+TDR | *92MSN1202420A* | 35400 | 16 | 8.1 | 38500 | 31800 | 82.6% | 2.7 | 0 | 10.5 |  |  |  | No | R-410A | 2.95 | Residential & Commercial | Ducted CEE Tier 1
211245424 | Central HP <5.4 tons | ARCOAIRE | HRCU-A-CB (Split System: Heat Pump with Remote Outdoor Unit-Air-Source) | DLCURAH24ABK |  |  | EN(A,D)4X36L21** | *80VSL0451716A* | 24200 | 16 | 8.1 | 26400 | 22800 | 86.36% | 1.88 | 0 | 10.5 |  |  |  | No | R-410A | 2.0167 | Residential & Commercial | Ducted CEE Tier 1
211245442 | Central HP <5.4 tons | ARCOAIRE | HRCU-A-CB (Split System: Heat Pump with Remote Outdoor Unit-Air-Source) | DLCURAH24ABK |  |  | EN(A,D)4X36L21** | *80VSL0702120A* | 24600 | 16 | 8.1 | 26600 | 22400 | 84.21% | 1.84 | 0 | 10.5 |  |  |  | No | R-410A | 2.05 | Residential & Commercial | Ducted CEE Tier 1
212986366 | Central HP <5.4 tons | GRANDAIRE | HRCU-A-CB (Split System: Heat Pump with Remote Outdoor Unit-Air-Source) | WDLCURAH18ABK |  |  | WLNC244BA* | WFSX040A030B* | 17400 | 15.5 | 8.5 | 18500 | 18600 | 100.5% | 2.24 | 0 | 10.5 |  |  |  | No | R-410A | 1.45 | Residential & Commercial | Ducted CEE Tier 1
212989308 | Central HP <5.4 tons | GRANDAIRE | HRCU-A-CB (Split System: Heat Pump with Remote Outdoor Unit-Air-Source) | WDLCURAH18ABK |  |  | WLA*304BA* | WFSU060B048B* | 17500 | 16.5 | 8.5 | 18100 | 19200 | 106.1% | 2.32 | 0 | 10.5 |  |  |  | No | R-410A | 1.4583 | Residential & Commercial | Ducted CEE Tier 1
211240549 | Central HP <5.4 tons | KEEPRITE | HRCU-A-CB (Split System: Heat Pump with Remote Outdoor Unit-Air-Source) | DLCURAH24ABK |  |  | EA*4X24L17A* | *80VTL0701716A* | 23800 | 16.5 | 8.5 | 26800 | 24000 | 89.55% | 2 | 0 | 10 |  |  |  | No | R-410A | 1.9833 | Residential & Commercial | Ducted CEE Tier 1
211240681 | Central HP <5.4 tons | KEEPRITE | HRCU-A-CB (Split System: Heat Pump with Remote Outdoor Unit-Air-Source) | DLCURAH24ABK |  |  | EA*4X24L17A* | *92ESN0601412A* | 23200 | 16.5 | 8.5 | 26400 | 25800 | 97.73% | 2.18 | 0 | 10 |  |  |  | No | R-410A | 1.9333 | Residential & Commercial | Ducted CEE Tier 1
211241799 | Central HP <5.4 tons | KEEPRITE | HRCU-A-CB (Split System: Heat Pump with Remote Outdoor Unit-Air-Source) | DLCURAH24ABK |  |  | EA*4X30L17A* | OLV098A12* | 23200 | 16.5 | 8.5 | 25800 | 24400 | 94.57% | 2.02 | 0 | 10 |  |  |  | No | R-410A | 1.9333 | Residential & Commercial | Ducted CEE Tier 1
211240504 | Central HP <5.4 tons | KEEPRITE | HRCU-A-CB (Split System: Heat Pump with Remote Outdoor Unit-Air-Source) | DLCURAH24ABK |  |  | EA*4X24L17A* | *80ESU0401712A* | 23600 | 17 | 8.5 | 26600 | 24600 | 92.48% | 2.04 | 0 | 10 |  |  |  | No | R-410A | 1.9667 | Residential & Commercial | Ducted CEE Tier 1
212499698 | Central HP <5.4 tons | LENNOX | HRCU-A-CB (Split System: Heat Pump with Remote Outdoor Unit-Air-Source) | EL22XPV-024-230A** | ADP |  | LH18/36D9 | EL280UH045E36A* | 23600 | 21 | 8.45 | 21400 | 15000 | 70.09% | 1.9 | 0 | 13.5 |  |  |  | No | R-410A | 1.9667 | Residential & Commercial | Ducted CEE Tier 1
212988010 | Central HP <5.4 tons | GRANDAIRE | HRCU-A-CB (Split System: Heat Pump with Remote Outdoor Unit-Air-Source) | WDLCURAH36ABK |  |  | WLA*484CA* | WFSX100C060B* | 35800 | 16.5 | 8.5 | 37800 | 34600 | 91.53% | 2.04 | 0 | 10 |  |  |  | No | R-410A | 2.9833 | Residential & Commercial | Ducted CEE Tier 1
214595164 | Central HP <5.4 tons | BRYANT HEATING AND COOLING SYSTEMS | HRCU-A-CB (Split System: Heat Pump with Remote Outdoor Unit-Air-Source) | 38MURAQ24AB3* | ASPEN |  | L(E,G)M36E4 |  | 24000 | 16 | 9 | 26400 | 23400 | 88.64% | 1.92 | 0 | 10 |  |  |  | No | R-410A | 2 | Residential & Commercial | Ducted CEE Tier 1
210473264 | Central HP <5.4 tons | ARCOAIRE | HRCU-A-CB (Split System: Heat Pump with Remote Outdoor Unit-Air-Source) | HVH825GKA3* |  |  | EA*4X48L21A*+WALLCON | *95CSU0601716A* | 24000 | 16.5 | 8.1 | 21000 | 16600 | 79.05% | 2 | 0 | 10.5 |  |  |  | No | R-410A | 2 | Residential & Commercial | Ducted CEE Tier 1
210473462 | Central HP <5.4 tons | ARCOAIRE | HRCU-A-CB (Split System: Heat Pump with Remote Outdoor Unit-Air-Source) | HVH825GKA3* |  |  | EA*4X48L24A*+WALLCON | *80CSU1002120A* | 24000 | 16.5 | 8.1 | 21000 | 16600 | 79.05% | 2 | 0 | 11 |  |  |  | No | R-410A | 2 | Residential & Commercial | Ducted CEE Tier 1
210473363 | Central HP <5.4 tons | ARCOAIRE | HRCU-A-CB (Split System: Heat Pump with Remote Outdoor Unit-Air-Source) | HVH825GKA3* |  |  | EA*4X48L21A*+WALLCON | *96CTN0801714A* | 24000 | 16.5 | 8.1 | 21000 | 16600 | 79.05% | 2 | 0 | 11 |  |  |  | No | R-410A | 2 | Residential & Commercial | Ducted CEE Tier 1
210472978 | Central HP <5.4 tons | ARCOAIRE | HRCU-A-CB (Split System: Heat Pump with Remote Outdoor Unit-Air-Source) | HVH825GKA3* |  |  | EA*4X42L21A*+WALLCON | *97CMN0602120A* | 23600 | 16 | 8.1 | 21400 | 16700 | 78.04% | 1.94 | 0 | 11 |  |  |  | No | R-410A | 1.9667 | Residential & Commercial | Ducted CEE Tier 1
214229386 | Central HP <5.4 tons | GRANDAIRE | HRCU-A-CB (Split System: Heat Pump with Remote Outdoor Unit-Air-Source) | WDLCURAH24ABK |  |  | WLA*374CA* | WFEU080C060B* | 24200 | 17.5 | 8.5 | 25000 | 21400 | 85.6% | 1.8 | 0 | 10 |  |  |  | No | R-410A | 2.0167 | Residential & Commercial | Ducted CEE Tier 1
212348373 | Central HP <5.4 tons | CARRIER | HRCU-A-CB (Split System: Heat Pump with Remote Outdoor Unit-Air-Source) | 38MURAQ18AB3* | ASPEN |  | A(E,F)W184+TDR |  | 17000 | 15.2 | 8.5 | 18000 | 18300 | 101.7% | 2.56 | 0 | 10.5 |  |  |  | No | R-410A | 1.4167 | Residential & Commercial | Ducted CEE Tier 1
212348382 | Central HP <5.4 tons | CARRIER | HRCU-A-CB (Split System: Heat Pump with Remote Outdoor Unit-Air-Source) | 38MURAQ18AB3* | ASPEN |  | LEW30F4 |  | 17000 | 15.2 | 8.5 | 18000 | 18300 | 101.7% | 2.56 | 0 | 10.5 |  |  |  | No | R-410A | 1.4167 | Residential & Commercial | Ducted CEE Tier 1
212500035 | Central HP <5.4 tons | LENNOX | HRCU-A-CB (Split System: Heat Pump with Remote Outdoor Unit-Air-Source) | EL22XPV-024-230A** | ADP |  | LH29/36X9 | ML296UH045XV36B* | 23600 | 20 | 8.5 | 21600 | 15200 | 70.37% | 1.88 | 0 | 13 |  |  |  | No | R-410A | 1.9667 | Residential & Commercial | Ducted CEE Tier 1
211240602 | Central HP <5.4 tons | KEEPRITE | HRCU-A-CB (Split System: Heat Pump with Remote Outdoor Unit-Air-Source) | DLCURAH24ABK |  |  | EA*4X24L17A* | *96VTN0601412A* | 23200 | 16.5 | 8.5 | 26400 | 25600 | 96.97% | 2.14 | 0 | 10 |  |  |  | No | R-410A | 1.9333 | Residential & Commercial | Ducted CEE Tier 1
212986378 | Central HP <5.4 tons | GRANDAIRE | HRCU-A-CB (Split System: Heat Pump with Remote Outdoor Unit-Air-Source) | WDLCURAH18ABK |  |  | WLNC304AA* | WFSX040A030B* | 17600 | 16 | 8.1 | 18200 | 18700 | 102.7% | 2.24 | 0 | 10.5 |  |  |  | No | R-410A | 1.4667 | Residential & Commercial | Ducted CEE Tier 1
211245951 | Central HP <5.4 tons | ARCOAIRE | HRCU-A-CB (Split System: Heat Pump with Remote Outdoor Unit-Air-Source) | DLCURAH24ABK |  |  | FM(C,U)4Z30**AL* |  | 24200 | 18 | 9 | 26600 | 23000 | 86.47% | 1.92 | 0 | 10.5 |  |  |  | No | R-410A | 2.0167 | Residential & Commercial | Ducted CEE Tier 1
211245276 | Central HP <5.4 tons | ARCOAIRE | HRCU-A-CB (Split System: Heat Pump with Remote Outdoor Unit-Air-Source) | DLCURAH24ABK |  |  | EN(A,D,W)4X36L17** | OMV112K14A | 24000 | 16 | 8.1 | 26400 | 23000 | 87.12% | 1.88 | 0 | 10 |  |  |  | No | R-410A | 2 | Residential & Commercial | Ducted CEE Tier 1
211245526 | Central HP <5.4 tons | ARCOAIRE | HRCU-A-CB (Split System: Heat Pump with Remote Outdoor Unit-Air-Source) | DLCURAH24ABK |  |  | EN(A,D)4X36L21** | *80VTL0701716A* | 24200 | 17 | 8.1 | 26200 | 23000 | 87.79% | 1.9 | 0 | 10.5 |  |  |  | No | R-410A | 2.0167 | Residential & Commercial | Ducted CEE Tier 1
211241252 | Central HP <5.4 tons | KEEPRITE | HRCU-A-CB (Split System: Heat Pump with Remote Outdoor Unit-Air-Source) | DLCURAH24ABK |  |  | EA*4X30L14A* | *96VSN0401410A* | 23600 | 15.5 | 8.5 | 26200 | 23600 | 90.08% | 1.94 | 0 | 10 |  |  |  | No | R-410A | 1.9667 | Residential & Commercial | Ducted CEE Tier 1
211240233 | Central HP <5.4 tons | KEEPRITE | HRCU-A-CB (Split System: Heat Pump with Remote Outdoor Unit-Air-Source) | DLCURAH24ABK |  |  | EA*4X24L14A* | *80VSL0451412A* | 24000 | 16 | 8.5 | 27000 | 23800 | 88.15% | 1.96 | 0 | 10 |  |  |  | No | R-410A | 2 | Residential & Commercial | Ducted CEE Tier 1
211240416 | Central HP <5.4 tons | KEEPRITE | HRCU-A-CB (Split System: Heat Pump with Remote Outdoor Unit-Air-Source) | DLCURAH24ABK |  |  | EA*4X24L17A* | *96VSN0601412A* | 23200 | 16.5 | 8.5 | 26400 | 25600 | 96.97% | 2.14 | 0 | 10 |  |  |  | No | R-410A | 1.9333 | Residential & Commercial | Ducted CEE Tier 1
211240483 | Central HP <5.4 tons | KEEPRITE | HRCU-A-CB (Split System: Heat Pump with Remote Outdoor Unit-Air-Source) | DLCURAH24ABK |  |  | EA*4X24L17A* | *80VSL0701716A* | 23600 | 16.5 | 8.5 | 26600 | 24600 | 92.48% | 2.04 | 0 | 10 |  |  |  | No | R-410A | 1.9667 | Residential & Commercial | Ducted CEE Tier 1
211241525 | Central HP <5.4 tons | KEEPRITE | HRCU-A-CB (Split System: Heat Pump with Remote Outdoor Unit-Air-Source) | DLCURAH24ABK |  |  | EA*4X30L17A* | *80VTL0451412A* | 24200 | 16.5 | 8.5 | 26400 | 23000 | 87.12% | 1.9 | 0 | 10 |  |  |  | No | R-410A | 2.0167 | Residential & Commercial | Ducted CEE Tier 1
211240825 | Central HP <5.4 tons | KEEPRITE | HRCU-A-CB (Split System: Heat Pump with Remote Outdoor Unit-Air-Source) | DLCURAH24ABK |  |  | EA*4X25L17A* | *96VSN0601714A* | 24800 | 16.5 | 8.5 | 25600 | 21200 | 82.81% | 1.78 | 0 | 10 |  |  |  | No | R-410A | 2.0667 | Residential & Commercial | Ducted CEE Tier 1
211243918 | Central HP <5.4 tons | KEEPRITE | HRCU-A-CB (Split System: Heat Pump with Remote Outdoor Unit-Air-Source) | DLCURAH24ABK |  |  | EN(A,D)4X24L17** | *80ES(N,L)0701716A* | 24400 | 15.5 | 8.5 | 27400 | 22400 | 81.75% | 1.84 | 0 | 10 |  |  |  | No | R-410A | 2.0333 | Residential & Commercial | Ducted CEE Tier 1
211243965 | Central HP <5.4 tons | KEEPRITE | HRCU-A-CB (Split System: Heat Pump with Remote Outdoor Unit-Air-Source) | DLCURAH24ABK |  |  | EN(A,D)4X24L17** | *95ESU0601716A* | 23800 | 16.5 | 8.5 | 26800 | 23400 | 87.31% | 1.92 | 0 | 10 |  |  |  | No | R-410A | 1.9833 | Residential & Commercial | Ducted CEE Tier 1
212986330 | Central HP <5.4 tons | GRANDAIRE | HRCU-A-CB (Split System: Heat Pump with Remote Outdoor Unit-Air-Source) | WDLCURAH18ABK |  |  | WLA*304BA* | WFSX040A030B* | 17600 | 16 | 8.5 | 18300 | 19800 | 108.2% | 2.38 | 0 | 10.5 |  |  |  | No | R-410A | 1.4667 | Residential & Commercial | Ducted CEE Tier 1
212988804 | Central HP <5.4 tons | GRANDAIRE | HRCU-A-CB (Split System: Heat Pump with Remote Outdoor Unit-Air-Source) | WDLCURAH18ABK |  |  | WLA*254BA* | WFSU040B036B* | 17700 | 16.5 | 8.1 | 17700 | 18800 | 106.2% | 2.26 | 0 | 10.5 |  |  |  | No | R-410A | 1.475 | Residential & Commercial | Ducted CEE Tier 1
213258367 | Central HP <5.4 tons | KEEPRITE | HRCU-A-CB (Split System: Heat Pump with Remote Outdoor Unit-Air-Source) | DLCURAH24ABK | ADP |  | H,GG34936 | *96VTN0601714A* | 24000 | 16 | 8.5 | 24400 | 22400 | 91.8% | 1.88 | 0 | 10 |  |  |  | No | R-410A | 2 | Residential & Commercial | Ducted CEE Tier 1
213258381 | Central HP <5.4 tons | KEEPRITE | HRCU-A-CB (Split System: Heat Pump with Remote Outdoor Unit-Air-Source) | DLCURAH24ABK | ADP |  | H,GG34936 | *96VTN1002120A* | 24000 | 17 | 8.5 | 24400 | 22400 | 91.8% | 1.9 | 0 | 10 |  |  |  | No | R-410A | 2 | Residential & Commercial | Ducted CEE Tier 1
213160932 | Central HP <5.4 tons | DAY & NIGHT | HRCU-A-CB (Split System: Heat Pump with Remote Outdoor Unit-Air-Source) | DLCURAH24ABK | ADP |  | PL36H175P069+AEFE4B* |  | 24200 | 18 | 8.75 | 25000 | 22600 | 90.4% | 1.88 | 0 | 10.5 |  |  |  | No | R-410A | 2.0167 | Residential & Commercial | Ducted CEE Tier 1
212984180 | Central HP <5.4 tons | GRANDAIRE | HRCU-A-CB (Split System: Heat Pump with Remote Outdoor Unit-Air-Source) | WDLCURAH18ABK |  |  | WLA*244BA* | WFAX060B042B* | 17500 | 16.5 | 8.5 | 18500 | 17700 | 95.68% | 2.14 | 0 | 10.5 |  |  |  | No | R-410A | 1.4583 | Residential & Commercial | Ducted CEE Tier 1
212988828 | Central HP <5.4 tons | GRANDAIRE | HRCU-A-CB (Split System: Heat Pump with Remote Outdoor Unit-Air-Source) | WDLCURAH18ABK |  |  | WLNC244BA* | WFSU040B036B* | 17600 | 16 | 8.5 | 18700 | 18700 | 100% | 2.24 | 0 | 10.5 |  |  |  | No | R-410A | 1.4667 | Residential & Commercial | Ducted CEE Tier 1
212984720 | Central HP <5.4 tons | GRANDAIRE | HRCU-A-CB (Split System: Heat Pump with Remote Outdoor Unit-Air-Source) | WDLCURAH18ABK |  |  | WLA*244BA* | WFAX080B048B* | 17700 | 16.5 | 8.5 | 18700 | 17600 | 94.12% | 2.14 | 0 | 10.5 |  |  |  | No | R-410A | 1.475 | Residential & Commercial | Ducted CEE Tier 1
213841888 | Central HP <5.4 tons | ARMSTRONG AIR | HRCU-A-CB (Split System: Heat Pump with Remote Outdoor Unit-Air-Source) | 4SHP22LX124P-**A | ADP |  | H,A,DG80936 | A80UH1E045A12 | 23400 | 21 | 8.5 | 21200 | 14900 | 70.28% | 1.86 | 0 | 13.5 |  |  |  | No | R-410A | 1.95 | Residential & Commercial | Ducted CEE Tier 1
211245505 | Central HP <5.4 tons | ARCOAIRE | HRCU-A-CB (Split System: Heat Pump with Remote Outdoor Unit-Air-Source) | DLCURAH24ABK |  |  | EN(A,D)4X36L21** | *95ESN0802120A* | 24600 | 16.5 | 8.5 | 26600 | 22400 | 84.21% | 1.84 | 0 | 10.5 |  |  |  | No | R-410A | 2.05 | Residential & Commercial | Ducted CEE Tier 1
211245757 | Central HP <5.4 tons | ARCOAIRE | HRCU-A-CB (Split System: Heat Pump with Remote Outdoor Unit-Air-Source) | DLCURAH24ABK |  |  | EN(A,D)4X36L21** | OMV098J12* | 23600 | 16.5 | 8.1 | 26000 | 23600 | 90.77% | 1.96 | 0 | 10 |  |  |  | No | R-410A | 1.9667 | Residential & Commercial | Ducted CEE Tier 1
211262174 | Central HP <5.4 tons | GRANDAIRE | HRCU-A-CB (Split System: Heat Pump with Remote Outdoor Unit-Air-Source) | WDLCURAH18ABK |  |  | WLA*304BA* | WFEL070A036B* | 17800 | 16.5 | 8.5 | 18200 | 18500 | 101.6% | 2.22 | 0 | 10.5 |  |  |  | No | R-410A | 1.4833 | Residential & Commercial | Ducted CEE Tier 1
211262110 | Central HP <5.4 tons | GRANDAIRE | HRCU-A-CB (Split System: Heat Pump with Remote Outdoor Unit-Air-Source) | WDLCURAH18ABK |  |  | WLA*304BA* | WFAX060B042A* | 17900 | 16.5 | 8.5 | 18300 | 18500 | 101.1% | 2.22 | 0 | 10.5 |  |  |  | No | R-410A | 1.4917 | Residential & Commercial | Ducted CEE Tier 1
212984149 | Central HP <5.4 tons | ARCOAIRE | HRCU-A-CB (Split System: Heat Pump with Remote Outdoor Unit-Air-Source) | DLCURAH24ABK |  |  | EN(A,D)4X36L21** | *92MSN0601714A* | 23600 | 17 | 8.5 | 26400 | 24200 | 91.67% | 2.02 | 0 | 10.5 |  |  |  | No | R-410A | 1.9667 | Residential & Commercial | Ducted CEE Tier 1
212986294 | Central HP <5.4 tons | GRANDAIRE | HRCU-A-CB (Split System: Heat Pump with Remote Outdoor Unit-Air-Source) | WDLCURAH18ABK |  |  | WLA*244AA* | WFSX040A030B* | 17400 | 16 | 8.5 | 18500 | 19500 | 105.4% | 2.34 | 0 | 10.5 |  |  |  | No | R-410A | 1.45 | Residential & Commercial | Ducted CEE Tier 1
214303111 | Central HP <5.4 tons | RUUD | HRCU-A-CB (Split System: Heat Pump with Remote Outdoor Unit-Air-Source) | RD17AZ24AJ3N | ADP |  | PL36H***P449 | R802V0503A14UHS | 22400 | 18 | 8.1 | 21000 | 16500 | 78.57% | 2 | 0 | 10 |  |  |  | No | R-410A | 1.8667 | Residential & Commercial | Ducted CEE Tier 1
214229320 | Central HP <5.4 tons | GRANDAIRE | HRCU-A-CB (Split System: Heat Pump with Remote Outdoor Unit-Air-Source) | WDLCURAH36ABK |  |  | WLNC424BA* | WFEU060B048B* | 35400 | 16 | 8.1 | 38500 | 35000 | 90.91% | 1.96 | 0 | 10 |  |  |  | No | R-410A | 2.95 | Residential & Commercial | Ducted CEE Tier 1
212989320 | Central HP <5.4 tons | GRANDAIRE | HRCU-A-CB (Split System: Heat Pump with Remote Outdoor Unit-Air-Source) | WDLCURAH18ABK |  |  | WLNC244BA* | WFSU060B048B* | 17300 | 16 | 8.1 | 18300 | 18700 | 102.2% | 2.24 | 0 | 10.5 |  |  |  | No | R-410A | 1.4417 | Residential & Commercial | Ducted CEE Tier 1
206773021 | Central HP <5.4 tons | ARCOAIRE | HRCU-A-CB (Split System: Heat Pump with Remote Outdoor Unit-Air-Source) | HVH837GKA2* |  |  | EHD4X48AAL+WALLCON | *97CMN0602120A* | 32400 | 16.5 | 8.1 | 33200 | 25200 | 75.9% | 1.94 | 11.5 | 11 |  |  |  | No | R-410A | 2.7 | Residential & Commercial | Ducted CEE Tier 1
206773039 | Central HP <5.4 tons | ARCOAIRE | HRCU-A-CB (Split System: Heat Pump with Remote Outdoor Unit-Air-Source) | HVH837GKA2* |  |  | EA*4X37L21A*+WALLCON | *80CSU0401712A* | 32800 | 17.5 | 8.5 | 33000 | 25200 | 76.36% | 1.98 | 12 | 11 |  |  |  | No | R-410A | 2.7333 | Residential & Commercial | Ducted CEE Tier 1
212983260 | Central HP <5.4 tons | GRANDAIRE | HRCU-A-CB (Split System: Heat Pump with Remote Outdoor Unit-Air-Source) | WDLCURAH18ABK |  |  | WLA*194BA* | WFAX040B036B* | 17700 | 16 | 8.1 | 17900 | 19400 | 108.4% | 2.32 | 0 | 10.5 |  |  |  | No | R-410A | 1.475 | Residential & Commercial | Ducted CEE Tier 1
206772787 | Central HP <5.4 tons | ARCOAIRE | HRCU-A-CB (Split System: Heat Pump with Remote Outdoor Unit-Air-Source) | HVH837GKA2* |  |  | EHD4X42AAL+WALLCON | *97CMN1002122A* | 32600 | 16.5 | 8.1 | 33000 | 24800 | 75.15% | 1.96 | 12 | 11 |  |  |  | No | R-410A | 2.7167 | Residential & Commercial | Ducted CEE Tier 1
211240798 | Central HP <5.4 tons | KEEPRITE | HRCU-A-CB (Split System: Heat Pump with Remote Outdoor Unit-Air-Source) | DLCURAH24ABK |  |  | EA*4X24L17A* | OMV112K14A | 23800 | 15.5 | 8.5 | 27000 | 24000 | 88.89% | 1.96 | 0 | 10 |  |  |  | No | R-410A | 1.9833 | Residential & Commercial | Ducted CEE Tier 1
211228310 | Central HP <5.4 tons | KEEPRITE | HRCU-A-CB (Split System: Heat Pump with Remote Outdoor Unit-Air-Source) | DLCURAH36ABK |  |  | EA*4X43L21A* | *80VSL0701716A* | 36600 | 15.5 | 8.5 | 38500 | 34800 | 90.39% | 2.1 | 0 | 10 |  |  |  | No | R-410A | 3.05 | Residential & Commercial | Ducted CEE Tier 1
211228319 | Central HP <5.4 tons | KEEPRITE | HRCU-A-CB (Split System: Heat Pump with Remote Outdoor Unit-Air-Source) | DLCURAH36ABK |  |  | EA*4X43L21A* | *80VSL0702120A* | 36200 | 16 | 8.5 | 38500 | 34800 | 90.39% | 2.06 | 0 | 10 |  |  |  | No | R-410A | 3.0167 | Residential & Commercial | Ducted CEE Tier 1
211228360 | Central HP <5.4 tons | KEEPRITE | HRCU-A-CB (Split System: Heat Pump with Remote Outdoor Unit-Air-Source) | DLCURAH36ABK |  |  | EA*4X43L21A* | *80ESU0802120A | 38000 | 15.5 | 8.5 | 39000 | 35000 | 89.74% | 2.16 | 0 | 10 |  |  |  | No | R-410A | 3.1667 | Residential & Commercial | Ducted CEE Tier 1
211228603 | Central HP <5.4 tons | KEEPRITE | HRCU-A-CB (Split System: Heat Pump with Remote Outdoor Unit-Air-Source) | DLCURAH36ABK |  |  | EA*4X43L21A* | *95ESU1002120A* | 36600 | 16 | 8.5 | 38500 | 34800 | 90.39% | 2.1 | 0 | 10 |  |  |  | No | R-410A | 3.05 | Residential & Commercial | Ducted CEE Tier 1
211228653 | Central HP <5.4 tons | KEEPRITE | HRCU-A-CB (Split System: Heat Pump with Remote Outdoor Unit-Air-Source) | DLCURAH36ABK |  |  | EA*4X43L21A* | *96VTN1002120A* | 36800 | 15.5 | 8.5 | 38500 | 34800 | 90.39% | 2.1 | 0 | 10 |  |  |  | No | R-410A | 3.0667 | Residential & Commercial | Ducted CEE Tier 1
211240985 | Central HP <5.4 tons | KEEPRITE | HRCU-A-CB (Split System: Heat Pump with Remote Outdoor Unit-Air-Source) | DLCURAH24ABK |  |  | EA*4X25L17A* | *80VTL0701716A* | 24800 | 17 | 8.5 | 25400 | 21200 | 83.46% | 1.78 | 0 | 10.5 |  |  |  | No | R-410A | 2.0667 | Residential & Commercial | Ducted CEE Tier 1
211239228 | Central HP <5.4 tons | KEEPRITE | HRCU-A-CB (Split System: Heat Pump with Remote Outdoor Unit-Air-Source) | DLCURAH24ABK |  |  | FJMA4*24L*B* |  | 24000 | 16 | 9 | 26400 | 23400 | 88.64% | 1.92 | 0 | 10 |  |  |  | No | R-410A | 2 | Residential & Commercial | Ducted CEE Tier 1
211241017 | Central HP <5.4 tons | KEEPRITE | HRCU-A-CB (Split System: Heat Pump with Remote Outdoor Unit-Air-Source) | DLCURAH24ABK |  |  | EA*4X25L17A* | *95ESN0601412A* | 25000 | 16 | 8.5 | 26000 | 21000 | 80.77% | 1.76 | 0 | 10 |  |  |  | No | R-410A | 2.0833 | Residential & Commercial | Ducted CEE Tier 1
211245714 | Central HP <5.4 tons | ARCOAIRE | HRCU-A-CB (Split System: Heat Pump with Remote Outdoor Unit-Air-Source) | DLCURAH24ABK |  |  | EN(A,D)4X36L21** | *95ESN0801716A* | 24600 | 15.5 | 8.1 | 26800 | 22200 | 82.84% | 1.82 | 0 | 10 |  |  |  | No | R-410A | 2.05 | Residential & Commercial | Ducted CEE Tier 1
211245611 | Central HP <5.4 tons | ARCOAIRE | HRCU-A-CB (Split System: Heat Pump with Remote Outdoor Unit-Air-Source) | DLCURAH24ABK |  |  | EN(A,D)4X36L21** | *80ES(N,L)0702116A* | 24200 | 17 | 8.1 | 26200 | 22800 | 87.02% | 1.9 | 0 | 10.5 |  |  |  | No | R-410A | 2.0167 | Residential & Commercial | Ducted CEE Tier 1
211245495 | Central HP <5.4 tons | ARCOAIRE | HRCU-A-CB (Split System: Heat Pump with Remote Outdoor Unit-Air-Source) | DLCURAH24ABK |  |  | EN(A,D)4X36L21** | *96VTN0401712A* | 23400 | 16 | 8.1 | 25800 | 24000 | 93.02% | 1.98 | 0 | 10 |  |  |  | No | R-410A | 1.95 | Residential & Commercial | Ducted CEE Tier 1
211242815 | Central HP <5.4 tons | KEEPRITE | HRCU-A-CB (Split System: Heat Pump with Remote Outdoor Unit-Air-Source) | DLCURAH24ABK |  |  | EA*4X37L17A* | *96VSN0801716A* | 24600 | 16.5 | 8.5 | 25600 | 21400 | 83.59% | 1.8 | 0 | 10 |  |  |  | No | R-410A | 2.05 | Residential & Commercial | Ducted CEE Tier 1
211242929 | Central HP <5.4 tons | KEEPRITE | HRCU-A-CB (Split System: Heat Pump with Remote Outdoor Unit-Air-Source) | DLCURAH24ABK |  |  | EA*4X37L17A* | *96VTN0801716A* | 24600 | 16.5 | 8.5 | 25600 | 21400 | 83.59% | 1.8 | 0 | 10 |  |  |  | No | R-410A | 2.05 | Residential & Commercial | Ducted CEE Tier 1
211243082 | Central HP <5.4 tons | KEEPRITE | HRCU-A-CB (Split System: Heat Pump with Remote Outdoor Unit-Air-Source) | DLCURAH24ABK |  |  | EA*4X37L17A* | *92ESN0601714A* | 24800 | 17 | 8.5 | 25600 | 21400 | 83.59% | 1.8 | 0 | 10.5 |  |  |  | No | R-410A | 2.0667 | Residential & Commercial | Ducted CEE Tier 1
211241484 | Central HP <5.4 tons | KEEPRITE | HRCU-A-CB (Split System: Heat Pump with Remote Outdoor Unit-Air-Source) | DLCURAH24ABK |  |  | EA*4X30L17A* | *80VSL0451716A* | 24200 | 16.5 | 8.5 | 26400 | 23000 | 87.12% | 1.9 | 0 | 10 |  |  |  | No | R-410A | 2.0167 | Residential & Commercial | Ducted CEE Tier 1
210471023 | Central HP <5.4 tons | ARCOAIRE | HRCU-A-CB (Split System: Heat Pump with Remote Outdoor Unit-Air-Source) | HVH837GKA2* |  |  | EHD4X36AAL+WALLCON | *95CSU0802120A* | 32200 | 16.5 | 8.1 | 33200 | 24600 | 74.1% | 1.94 | 0 | 11 |  |  |  | No | R-410A | 2.6833 | Residential & Commercial | Ducted CEE Tier 1
210471325 | Central HP <5.4 tons | ARCOAIRE | HRCU-A-CB (Split System: Heat Pump with Remote Outdoor Unit-Air-Source) | HVH837GKA2* |  |  | EHD4X60AAL+WALLCON | *97CMN0602120A* | 32800 | 16.5 | 8.1 | 32400 | 25200 | 77.78% | 1.98 | 0 | 11 |  |  |  | No | R-410A | 2.7333 | Residential & Commercial | Ducted CEE Tier 1
212986885 | Central HP <5.4 tons | KEEPRITE | HRCU-A-CB (Split System: Heat Pump with Remote Outdoor Unit-Air-Source) | DLCURAH24ABK |  |  | EA*4X25L17A* | *96MSN0601412A* | 24200 | 17 | 8.5 | 25200 | 21800 | 86.51% | 1.82 | 0 | 10 |  |  |  | No | R-410A | 2.0167 | Residential & Commercial | Ducted CEE Tier 1
212986935 | Central HP <5.4 tons | KEEPRITE | HRCU-A-CB (Split System: Heat Pump with Remote Outdoor Unit-Air-Source) | DLCURAH24ABK |  |  | EN(A,D)4X24L14** | *96MSN0601412A* | 23200 | 16.5 | 8.5 | 27000 | 25200 | 93.33% | 2.1 | 0 | 10 |  |  |  | No | R-410A | 1.9333 | Residential & Commercial | Ducted CEE Tier 1
212986651 | Central HP <5.4 tons | KEEPRITE | HRCU-A-CB (Split System: Heat Pump with Remote Outdoor Unit-Air-Source) | DLCURAH24ABK |  |  | EN(A,D)4X36L21** | *96MSN0401712A* | 23200 | 15.5 | 8.1 | 26000 | 24400 | 93.85% | 2.02 | 0 | 10 |  |  |  | No | R-410A | 1.9333 | Residential & Commercial | Ducted CEE Tier 1
212986231 | Central HP <5.4 tons | KEEPRITE | HRCU-A-CB (Split System: Heat Pump with Remote Outdoor Unit-Air-Source) | DLCURAH24ABK |  |  | EN(A,D)4X24L17** | *96MSN0401410A* | 23200 | 16 | 8.5 | 27000 | 25200 | 93.33% | 2.1 | 0 | 10 |  |  |  | No | R-410A | 1.9333 | Residential & Commercial | Ducted CEE Tier 1
211245940 | Central HP <5.4 tons | ARCOAIRE | HRCU-A-CB (Split System: Heat Pump with Remote Outdoor Unit-Air-Source) | DLCURAH24ABK |  |  | FM(C,U)4Z24**AL* |  | 23800 | 17.5 | 9 | 27200 | 25800 | 94.85% | 2.18 | 0 | 10 |  |  |  | No | R-410A | 1.9833 | Residential & Commercial | Ducted CEE Tier 1
212984756 | Central HP <5.4 tons | GRANDAIRE | HRCU-A-CB (Split System: Heat Pump with Remote Outdoor Unit-Air-Source) | WDLCURAH18ABK |  |  | WLNC244BA* | WFAX080B048B* | 17700 | 16.5 | 8.5 | 18700 | 18600 | 99.47% | 2.24 | 0 | 11 |  |  |  | No | R-410A | 1.475 | Residential & Commercial | Ducted CEE Tier 1
212987530 | Central HP <5.4 tons | GRANDAIRE | HRCU-A-CB (Split System: Heat Pump with Remote Outdoor Unit-Air-Source) | WDLCURAH18ABK |  |  | WLA*254BA* | WFSX080B048B* | 18200 | 16.5 | 8.5 | 18100 | 18300 | 101.1% | 2.2 | 0 | 11 |  |  |  | No | R-410A | 1.5167 | Residential & Commercial | Ducted CEE Tier 1
211245339 | Central HP <5.4 tons | ARCOAIRE | HRCU-A-CB (Split System: Heat Pump with Remote Outdoor Unit-Air-Source) | DLCURAH24ABK |  |  | EN(A,D)4X36L21** | *96VSN0401712A* | 23400 | 16 | 8.1 | 25800 | 24000 | 93.02% | 1.98 | 0 | 10 |  |  |  | No | R-410A | 1.95 | Residential & Commercial | Ducted CEE Tier 1
211242160 | Central HP <5.4 tons | KEEPRITE | HRCU-A-CB (Split System: Heat Pump with Remote Outdoor Unit-Air-Source) | DLCURAH24ABK |  |  | EA*4X36L17A* | *95ESN0601714A* | 24600 | 16 | 8.5 | 26600 | 22200 | 83.46% | 1.82 | 0 | 10 |  |  |  | No | R-410A | 2.05 | Residential & Commercial | Ducted CEE Tier 1
211242244 | Central HP <5.4 tons | KEEPRITE | HRCU-A-CB (Split System: Heat Pump with Remote Outdoor Unit-Air-Source) | DLCURAH24ABK |  |  | EA*4X36L17A* | OMV112K14A | 24200 | 16 | 8.5 | 26200 | 22600 | 86.26% | 1.86 | 0 | 10 |  |  |  | No | R-410A | 2.0167 | Residential & Commercial | Ducted CEE Tier 1
211242429 | Central HP <5.4 tons | KEEPRITE | HRCU-A-CB (Split System: Heat Pump with Remote Outdoor Unit-Air-Source) | DLCURAH24ABK |  |  | EA*4X36L21A* | *95ESU0601716A* | 24400 | 17 | 8.5 | 26200 | 22400 | 85.5% | 1.86 | 0 | 10 |  |  |  | No | R-410A | 2.0333 | Residential & Commercial | Ducted CEE Tier 1
212986267 | Central HP <5.4 tons | KEEPRITE | HRCU-A-CB (Split System: Heat Pump with Remote Outdoor Unit-Air-Source) | DLCURAH24ABK |  |  | EN(A,D,W)4X36L17** | *96MSN0401410A* | 23400 | 16 | 8.1 | 26400 | 24400 | 92.42% | 2.02 | 0 | 10 |  |  |  | No | R-410A | 1.95 | Residential & Commercial | Ducted CEE Tier 1
212985781 | Central HP <5.4 tons | KEEPRITE | HRCU-A-CB (Split System: Heat Pump with Remote Outdoor Unit-Air-Source) | DLCURAH24ABK |  |  | EA*4X25L17A* | *96MSN0261410A* | 24200 | 16.5 | 8.5 | 25200 | 21600 | 85.71% | 1.82 | 0 | 10 |  |  |  | No | R-410A | 2.0167 | Residential & Commercial | Ducted CEE Tier 1
212987803 | Central HP <5.4 tons | KEEPRITE | HRCU-A-CB (Split System: Heat Pump with Remote Outdoor Unit-Air-Source) | DLCURAH24ABK |  |  | EA*4X36L21A* | *96MSN0802120A* | 23800 | 17 | 8.5 | 26200 | 23600 | 90.08% | 1.96 | 0 | 10 |  |  |  | No | R-410A | 1.9833 | Residential & Commercial | Ducted CEE Tier 1
212989209 | Central HP <5.4 tons | KEEPRITE | HRCU-A-CB (Split System: Heat Pump with Remote Outdoor Unit-Air-Source) | DLCURAH24ABK |  |  | EA*4X37L21A* | *95MSU0601716A* | 24200 | 17.5 | 8.5 | 25200 | 21600 | 85.71% | 1.82 | 0 | 10.5 |  |  |  | No | R-410A | 2.0167 | Residential & Commercial | Ducted CEE Tier 1
212978355 | Central HP <5.4 tons | GRANDAIRE | HRCU-A-CB (Split System: Heat Pump with Remote Outdoor Unit-Air-Source) | WDLCURAH18ABK |  |  | WLNC304BA* | WFE*070A036C* | 17400 | 16.5 | 8.1 | 18000 | 16200 | 90% | 1.86 | 0 | 11 |  |  |  | No | R-410A | 1.45 | Residential & Commercial | Ducted CEE Tier 1
212625955 | Central HP <5.4 tons | COLEMAN | HRCU-A-CB (Split System: Heat Pump with Remote Outdoor Unit-Air-Source) | HMH72B341 | ASPEN |  | D(A,C,E)42A46+TDR | TM9E100C20MP12 | 32400 | 15.5 | 8.1 | 33200 | 27000 | 81.33% | 2.43 | 0 | 10 |  |  |  | No | R-410A | 2.7 | Residential & Commercial | Ducted CEE Tier 1
212626238 | Central HP <5.4 tons | COLEMAN | HRCU-A-CB (Split System: Heat Pump with Remote Outdoor Unit-Air-Source) | HMH72B341 | ASPEN |  | D(A,C,E)36A36+TDR | TM8E080C16MP11 | 33000 | 18 | 8.1 | 33600 | 28200 | 83.93% | 2.64 | 0 | 10 |  |  |  | No | R-410A | 2.75 | Residential & Commercial | Ducted CEE Tier 1
212977837 | Central HP <5.4 tons | GRANDAIRE | HRCU-A-CB (Split System: Heat Pump with Remote Outdoor Unit-Air-Source) | WDLCURAH18ABK |  |  | WLNC304BA* | WFE*045A036C* | 17700 | 16.5 | 8.1 | 18100 | 16100 | 88.95% | 1.84 | 0 | 11 |  |  |  | No | R-410A | 1.475 | Residential & Commercial | Ducted CEE Tier 1
211245623 | Central HP <5.4 tons | ARCOAIRE | HRCU-A-CB (Split System: Heat Pump with Remote Outdoor Unit-Air-Source) | DLCURAH24ABK |  |  | EN(A,D)4X36L21** | *80ES(N,L)0901714A* | 24600 | 16.5 | 8.5 | 26400 | 22400 | 84.85% | 1.86 | 0 | 10.5 |  |  |  | No | R-410A | 2.05 | Residential & Commercial | Ducted CEE Tier 1
211240633 | Central HP <5.4 tons | KEEPRITE | HRCU-A-CB (Split System: Heat Pump with Remote Outdoor Unit-Air-Source) | DLCURAH24ABK |  |  | EA*4X24L17A* | *80ES(N,L)0451412A* | 24400 | 16 | 8.5 | 27200 | 23200 | 85.29% | 1.9 | 0 | 10 |  |  |  | No | R-410A | 2.0333 | Residential & Commercial | Ducted CEE Tier 1
213205082 | Central HP <5.4 tons | TEMPSTAR | HRCU-A-CB (Split System: Heat Pump with Remote Outdoor Unit-Air-Source) | DLCURAH24ABK | ASPEN |  | D(A,C,E)36B34+TDR | *96VTN1002122A* | 23600 | 17 | 8.1 | 25800 | 20000 | 77.52% | 2.85 | 0 | 10 |  |  |  | No | R-410A | 1.9667 | Residential & Commercial | Ducted CEE Tier 1
212626271 | Central HP <5.4 tons | COLEMAN | HRCU-A-CB (Split System: Heat Pump with Remote Outdoor Unit-Air-Source) | HMH72B341 | ASPEN |  | D(A,C,E)48B36+TDR | TM9Y100C16MP11 | 32800 | 18 | 8.2 | 33600 | 28200 | 83.93% | 2.67 | 0 | 10 |  |  |  | No | R-410A | 2.7333 | Residential & Commercial | Ducted CEE Tier 1
212626323 | Central HP <5.4 tons | COLEMAN | HRCU-A-CB (Split System: Heat Pump with Remote Outdoor Unit-Air-Source) | HMH72B341 | ASPEN |  | C(A,C,D,E)42B36+TDR | TL9E100C20UH11 | 33400 | 17 | 8.1 | 33600 | 29000 | 86.31% | 2.69 | 0 | 10 |  |  |  | No | R-410A | 2.7833 | Residential & Commercial | Ducted CEE Tier 1
214437580 | Central HP <5.4 tons | YORK | HRCU-A-CB (Split System: Heat Pump with Remote Outdoor Unit-Air-Source) | HMH72B341 | ASPEN |  | D(A,C,E)42D34+TDR | TM9Y100C16MP11 | 32800 | 18 | 8.5 | 34000 | 28400 | 83.53% | 2.74 | 0 | 10 |  |  |  | No | R-410A | 2.7333 | Residential & Commercial | Ducted CEE Tier 1
211245516 | Central HP <5.4 tons | ARCOAIRE | HRCU-A-CB (Split System: Heat Pump with Remote Outdoor Unit-Air-Source) | DLCURAH24ABK |  |  | EN(A,D)4X36L21** | *96VTN0801716A* | 24200 | 16.5 | 8.1 | 26200 | 23000 | 87.79% | 1.9 | 0 | 10.5 |  |  |  | No | R-410A | 2.0167 | Residential & Commercial | Ducted CEE Tier 1
211245577 | Central HP <5.4 tons | ARCOAIRE | HRCU-A-CB (Split System: Heat Pump with Remote Outdoor Unit-Air-Source) | DLCURAH24ABK |  |  | EN(A,D)4X36L21** | *80VTL1102122A* | 23800 | 17 | 8.1 | 26000 | 23600 | 90.77% | 1.96 | 0 | 10.5 |  |  |  | No | R-410A | 1.9833 | Residential & Commercial | Ducted CEE Tier 1
210470544 | Central HP <5.4 tons | ARCOAIRE | HRCU-A-CB (Split System: Heat Pump with Remote Outdoor Unit-Air-Source) | HVH837GKA2* |  |  | EA*4X61L24A*+WALLCON | *80CSU1002120A* | 33200 | 17.5 | 8.1 | 32000 | 24800 | 77.5% | 1.98 | 0 | 11.5 |  |  |  | No | R-410A | 2.7667 | Residential & Commercial | Ducted CEE Tier 1
213821183 | Central HP <5.4 tons | TEMPSTAR | HRCU-A-CB (Split System: Heat Pump with Remote Outdoor Unit-Air-Source) | DLCURAH24ABK | ASPEN |  | D(A,C,E)30C44+TDR | *80MS(N,L)0701412A* | 23600 | 17.5 | 8.5 | 26200 | 20000 | 76.34% | 2.9 | 0 | 10 |  |  |  | No | R-410A | 1.9667 | Residential & Commercial | Ducted CEE Tier 1
213821185 | Central HP <5.4 tons | TEMPSTAR | HRCU-A-CB (Split System: Heat Pump with Remote Outdoor Unit-Air-Source) | DLCURAH24ABK | ASPEN |  | D(A,C,E)36C34+TDR | *80MS(N,L)0701412A* | 23600 | 17.5 | 8.5 | 26200 | 20000 | 76.34% | 2.9 | 0 | 10 |  |  |  | No | R-410A | 1.9667 | Residential & Commercial | Ducted CEE Tier 1
213821190 | Central HP <5.4 tons | TEMPSTAR | HRCU-A-CB (Split System: Heat Pump with Remote Outdoor Unit-Air-Source) | DLCURAH24ABK | ASPEN |  | D(A,C,E)36C34+TDR | *80MS(N,L)0701712A* | 23600 | 17.5 | 8.5 | 26000 | 20200 | 77.69% | 2.9 | 0 | 10 |  |  |  | No | R-410A | 1.9667 | Residential & Commercial | Ducted CEE Tier 1
213821219 | Central HP <5.4 tons | TEMPSTAR | HRCU-A-CB (Split System: Heat Pump with Remote Outdoor Unit-Air-Source) | DLCURAH24ABK | ASPEN |  | D(A,C,E)36B34+TDR | *80MS(N,L)1102120A* | 23200 | 17.4 | 8.5 | 25600 | 20000 | 78.12% | 3.01 | 0 | 10.3 |  |  |  | No | R-410A | 1.9333 | Residential & Commercial | Ducted CEE Tier 1
213821244 | Central HP <5.4 tons | TEMPSTAR | HRCU-A-CB (Split System: Heat Pump with Remote Outdoor Unit-Air-Source) | DLCURAH24ABK | ASPEN |  | D(A,C,E)36B34+TDR | *92MSN0401712A* | 23200 | 16 | 8.5 | 26400 | 20400 | 77.27% | 2.88 | 0 | 10 |  |  |  | No | R-410A | 1.9333 | Residential & Commercial | Ducted CEE Tier 1
213821249 | Central HP <5.4 tons | TEMPSTAR | HRCU-A-CB (Split System: Heat Pump with Remote Outdoor Unit-Air-Source) | DLCURAH24ABK | ASPEN |  | D(A,C,E)36B34+TDR | *92MSN0601412A* | 23800 | 17 | 8.5 | 26400 | 20400 | 77.27% | 2.94 | 0 | 10 |  |  |  | No | R-410A | 1.9833 | Residential & Commercial | Ducted CEE Tier 1
213821258 | Central HP <5.4 tons | TEMPSTAR | HRCU-A-CB (Split System: Heat Pump with Remote Outdoor Unit-Air-Source) | DLCURAH24ABK | ASPEN |  | D(A,C,E)30C44+TDR | *92MSN0801716A* | 23600 | 17.5 | 8.5 | 26200 | 20000 | 76.34% | 2.91 | 0 | 10 |  |  |  | No | R-410A | 1.9667 | Residential & Commercial | Ducted CEE Tier 1
213821260 | Central HP <5.4 tons | TEMPSTAR | HRCU-A-CB (Split System: Heat Pump with Remote Outdoor Unit-Air-Source) | DLCURAH24ABK | ASPEN |  | D(A,C,E)36C34+TDR | *92MSN0801716A* | 23600 | 17.5 | 8.5 | 26200 | 20000 | 76.34% | 2.91 | 0 | 10 |  |  |  | No | R-410A | 1.9667 | Residential & Commercial | Ducted CEE Tier 1
213821310 | Central HP <5.4 tons | TEMPSTAR | HRCU-A-CB (Split System: Heat Pump with Remote Outdoor Unit-Air-Source) | DLCURAH24ABK | ASPEN |  | D(A,C,E)36C34+TDR | *96VTN0401712B* | 23400 | 16.5 | 8.5 | 26200 | 20200 | 77.1% | 2.84 | 0 | 10 |  |  |  | No | R-410A | 1.95 | Residential & Commercial | Ducted CEE Tier 1
213821319 | Central HP <5.4 tons | TEMPSTAR | HRCU-A-CB (Split System: Heat Pump with Remote Outdoor Unit-Air-Source) | DLCURAH24ABK | ASPEN |  | D(A,C,E)36B34+TDR | *96VTN0601716B* | 23200 | 16.5 | 8.5 | 26800 | 20400 | 76.12% | 2.93 | 0 | 10 |  |  |  | No | R-410A | 1.9333 | Residential & Commercial | Ducted CEE Tier 1
212391590 | Central HP <5.4 tons | KEEPRITE | HRCU-A-CB (Split System: Heat Pump with Remote Outdoor Unit-Air-Source) | DLCURAH24ABK | ADP |  | H,GE31(1,2)30+TXV | *92ESN0601714A* | 23800 | 16 | 8.5 | 25200 | 23400 | 92.86% | 1.96 | 0 | 10 |  |  |  | No | R-410A | 1.9833 | Residential & Commercial | Ducted CEE Tier 1
205750705 | Central HP <5.4 tons | ARCOAIRE | HRCU-A-CB (Split System: Heat Pump with Remote Outdoor Unit-Air-Source) | HVH825GKA2* |  |  | EA*4X37L21A*+WALLCON | *97CMN1002122A* | 24400 | 16.5 | 8.5 | 21200 | 16600 | 78.3% | 2.04 | 11 | 11 |  |  |  | No | R-410A | 2.0333 | Residential & Commercial | Ducted CEE Tier 1
212391592 | Central HP <5.4 tons | KEEPRITE | HRCU-A-CB (Split System: Heat Pump with Remote Outdoor Unit-Air-Source) | DLCURAH24ABK | ADP |  | H,GE31(1,2)30+TXV | *92ESN0801716A* | 23800 | 17 | 8.5 | 25200 | 23400 | 92.86% | 1.96 | 0 | 10 |  |  |  | No | R-410A | 1.9833 | Residential & Commercial | Ducted CEE Tier 1
211240261 | Central HP <5.4 tons | KEEPRITE | HRCU-A-CB (Split System: Heat Pump with Remote Outdoor Unit-Air-Source) | DLCURAH24ABK |  |  | EA*4X24L14A* | *80VTL0451412A* | 23800 | 16.5 | 8.5 | 26800 | 24000 | 89.55% | 1.98 | 0 | 10 |  |  |  | No | R-410A | 1.9833 | Residential & Commercial | Ducted CEE Tier 1
211241081 | Central HP <5.4 tons | KEEPRITE | HRCU-A-CB (Split System: Heat Pump with Remote Outdoor Unit-Air-Source) | DLCURAH24ABK |  |  | EA*4X25L17A* | *80ES(N,L)0451712A* | 24800 | 17 | 8.5 | 25600 | 21200 | 82.81% | 1.78 | 0 | 10.5 |  |  |  | No | R-410A | 2.0667 | Residential & Commercial | Ducted CEE Tier 1
213258951 | Central HP <5.4 tons | KEEPRITE | HRCU-A-CB (Split System: Heat Pump with Remote Outdoor Unit-Air-Source) | DLCURAH24ABK | ADP |  | H,GE7J936 | *96VTN0601714A* | 23600 | 16 | 8.5 | 25200 | 24000 | 95.24% | 2.02 | 0 | 10 |  |  |  | No | R-410A | 1.9667 | Residential & Commercial | Ducted CEE Tier 1
214229034 | Central HP <5.4 tons | GRANDAIRE | HRCU-A-CB (Split System: Heat Pump with Remote Outdoor Unit-Air-Source) | WDLCURAH18ABK |  |  | WLNC304BA* | WFEU060B048B* | 17800 | 16.5 | 8.1 | 18300 | 18500 | 101.1% | 2.22 | 0 | 11 |  |  |  | No | R-410A | 1.4833 | Residential & Commercial | Ducted CEE Tier 1
211245799 | Central HP <5.4 tons | KEEPRITE | HRCU-A-CB (Split System: Heat Pump with Remote Outdoor Unit-Air-Source) | DLCURAH24ABK |  |  | FEM4P30**AL |  | 24000 | 17 | 8.5 | 26200 | 23400 | 89.31% | 1.94 | 0 | 10 |  |  |  | No | R-410A | 2 | Residential & Commercial | Ducted CEE Tier 1
211241702 | Central HP <5.4 tons | KEEPRITE | HRCU-A-CB (Split System: Heat Pump with Remote Outdoor Unit-Air-Source) | DLCURAH24ABK |  |  | EA*4X30L17A* | *92ESN0601714A* | 24400 | 17 | 8.5 | 26400 | 22800 | 86.36% | 1.88 | 0 | 10 |  |  |  | No | R-410A | 2.0333 | Residential & Commercial | Ducted CEE Tier 1
210470138 | Central HP <5.4 tons | ARCOAIRE | HRCU-A-CB (Split System: Heat Pump with Remote Outdoor Unit-Air-Source) | HVH837GKA2* |  |  | EA*4X42L21A*+WALLCON | *95CSU0802120A* | 31800 | 17.5 | 8.1 | 33000 | 24400 | 73.94% | 1.9 | 0 | 11 |  |  |  | No | R-410A | 2.65 | Residential & Commercial | Ducted CEE Tier 1
210470891 | Central HP <5.4 tons | ARCOAIRE | HRCU-A-CB (Split System: Heat Pump with Remote Outdoor Unit-Air-Source) | HVH837GKA2* |  |  | EN(A,D,W)4X60L24**+WALLCON | *95CSU1002122A* | 32800 | 18 | 8.1 | 32200 | 24600 | 76.4% | 1.98 | 0 | 12 |  |  |  | No | R-410A | 2.7333 | Residential & Commercial | Ducted CEE Tier 1
210470924 | Central HP <5.4 tons | ARCOAIRE | HRCU-A-CB (Split System: Heat Pump with Remote Outdoor Unit-Air-Source) | HVH837GKA2* |  |  | EN(A,D,W)4X60L24**+WALLCON | *80CTL1352422A* | 32800 | 18 | 8.1 | 32200 | 24600 | 76.4% | 1.98 | 0 | 12 |  |  |  | No | R-410A | 2.7333 | Residential & Commercial | Ducted CEE Tier 1
213821218 | Central HP <5.4 tons | TEMPSTAR | HRCU-A-CB (Split System: Heat Pump with Remote Outdoor Unit-Air-Source) | DLCURAH24ABK | ASPEN |  | D(A,C,E)30C44+TDR | *80MS(N,L)1102120A* | 23400 | 17.5 | 8.5 | 25600 | 20000 | 78.12% | 3.01 | 0 | 10.3 |  |  |  | No | R-410A | 1.95 | Residential & Commercial | Ducted CEE Tier 1
213821232 | Central HP <5.4 tons | TEMPSTAR | HRCU-A-CB (Split System: Heat Pump with Remote Outdoor Unit-Air-Source) | DLCURAH24ABK | ASPEN |  | D(A,C,E)30B34+TDR | *80VTL0902120B* | 22800 | 16.7 | 8.4 | 25600 | 20200 | 78.91% | 2.96 | 0 | 10 |  |  |  | No | R-410A | 1.9 | Residential & Commercial | Ducted CEE Tier 1
213821234 | Central HP <5.4 tons | TEMPSTAR | HRCU-A-CB (Split System: Heat Pump with Remote Outdoor Unit-Air-Source) | DLCURAH24ABK | ASPEN |  | D(A,C,E)36B34+TDR | *80VTL0902120B* | 23200 | 16.9 | 8.5 | 25600 | 20200 | 78.91% | 3.01 | 0 | 10.3 |  |  |  | No | R-410A | 1.9333 | Residential & Commercial | Ducted CEE Tier 1
213821250 | Central HP <5.4 tons | TEMPSTAR | HRCU-A-CB (Split System: Heat Pump with Remote Outdoor Unit-Air-Source) | DLCURAH24ABK | ASPEN |  | D(A,C,E)36C34+TDR | *92MSN0601412A* | 23800 | 17 | 8.5 | 26400 | 20400 | 77.27% | 2.94 | 0 | 10 |  |  |  | No | R-410A | 1.9833 | Residential & Commercial | Ducted CEE Tier 1
214810459 | Central HP <5.4 tons | COMFORTMAKER | HRCU-A-C (Split System: Heat Pump with Remote Outdoor Unit with No Indoor Fan --Air Source) | DLCURAH24ABK | ADP |  | H,GG33930+TD |  | 24000 | 16 | 9.5 | 23400 | 19600 | 83.76% | 1.95 | 0 | 10.5 |  |  |  | No | R-410A | 2 | Residential & Commercial | Ducted CEE Tier 1
214784853 | Central HP <5.4 tons | COMFORTMAKER | HRCU-A-C (Split System: Heat Pump with Remote Outdoor Unit with No Indoor Fan --Air Source) | DLCURAH24ABK | ADP |  | H,GG32936+TD |  | 24000 | 16 | 9.4 | 23400 | 19600 | 83.76% | 1.94 | 0 | 10.5 |  |  |  | No | R-410A | 2 | Residential & Commercial | Ducted CEE Tier 1
213075933 | Central HP <5.4 tons | GRANDAIRE | HRCU-A-CB (Split System: Heat Pump with Remote Outdoor Unit-Air-Source) | WDLCURAH36ABK |  |  | WLA*434CA* | WFSU100C060B* | 36400 | 16 | 8.5 | 38000 | 34800 | 91.58% | 2.04 | 0 | 10 |  |  |  | No | R-410A | 3.0333 | Residential & Commercial | Ducted CEE Tier 1
212984420 | Central HP <5.4 tons | GRANDAIRE | HRCU-A-CB (Split System: Heat Pump with Remote Outdoor Unit-Air-Source) | WDLCURAH36ABK |  |  | WLA*484CA* | WFAX080B048B* | 35800 | 16.5 | 8.5 | 37800 | 35400 | 93.65% | 1.78 | 0 | 10 |  |  |  | No | R-410A | 2.9833 | Residential & Commercial | Ducted CEE Tier 1
212985238 | Central HP <5.4 tons | GRANDAIRE | HRCU-A-CB (Split System: Heat Pump with Remote Outdoor Unit-Air-Source) | WDLCURAH36ABK |  |  | WLA*484CA* | WFAX100C060B* | 35800 | 16.5 | 8.5 | 37800 | 34600 | 91.53% | 2.02 | 0 | 10 |  |  |  | No | R-410A | 2.9833 | Residential & Commercial | Ducted CEE Tier 1
211228662 | Central HP <5.4 tons | KEEPRITE | HRCU-A-CB (Split System: Heat Pump with Remote Outdoor Unit-Air-Source) | DLCURAH36ABK |  |  | EA*4X43L21A* | *96VTN1002122A* | 36800 | 16.5 | 8.5 | 38500 | 34800 | 90.39% | 2.1 | 0 | 10 |  |  |  | No | R-410A | 3.0667 | Residential & Commercial | Ducted CEE Tier 1
212383488 | Central HP <5.4 tons | KEEPRITE | HRCU-A-CB (Split System: Heat Pump with Remote Outdoor Unit-Air-Source) | DLCURAH36ABK |  |  | EA*4X48L21A* | *80ES(N,L)0701716A* | 35600 | 16 | 8.5 | 37800 | 34600 | 91.53% | 2.04 | 0 | 10 |  |  |  | No | R-410A | 2.9667 | Residential & Commercial | Ducted CEE Tier 1
212384308 | Central HP <5.4 tons | KEEPRITE | HRCU-A-CB (Split System: Heat Pump with Remote Outdoor Unit-Air-Source) | DLCURAH36ABK |  |  | END4X42L17** | *92ESN0601412A* | 36000 | 15.2 | 8.1 | 39500 | 35000 | 88.61% | 1.96 | 0 | 10 |  |  |  | No | R-410A | 3 | Residential & Commercial | Ducted CEE Tier 1
212384357 | Central HP <5.4 tons | KEEPRITE | HRCU-A-CB (Split System: Heat Pump with Remote Outdoor Unit-Air-Source) | DLCURAH36ABK |  |  | END4X42L17** | *80ESU0601716A | 36400 | 15.5 | 8.1 | 39500 | 35000 | 88.61% | 1.98 | 0 | 10 |  |  |  | No | R-410A | 3.0333 | Residential & Commercial | Ducted CEE Tier 1
212384794 | Central HP <5.4 tons | KEEPRITE | HRCU-A-CB (Split System: Heat Pump with Remote Outdoor Unit-Air-Source) | DLCURAH36ABK |  |  | EN(A,D,W)4X48L21** | *92ESN0801716A* | 36200 | 16.5 | 8.1 | 39000 | 34800 | 89.23% | 2.02 | 0 | 10.5 |  |  |  | No | R-410A | 3.0167 | Residential & Commercial | Ducted CEE Tier 1
213613193 | Central HP <5.4 tons | GE | HRCU-A-CB (Split System: Heat Pump with Remote Outdoor Unit-Air-Source) | NS22H24MA4-**A | ADP |  | V36H***P219 | NF80U045S3A | 23400 | 21 | 8.5 | 21200 | 14900 | 70.28% | 1.86 | 0 | 13.5 |  |  |  | No | R-410A | 1.95 | Residential & Commercial | Ducted CEE Tier 1
212989188 | Central HP <5.4 tons | GRANDAIRE | HRCU-A-CB (Split System: Heat Pump with Remote Outdoor Unit-Air-Source) | WDLCURAH24ABK |  |  | WLA*364CA* | WFSU060B048B* | 23800 | 17.5 | 8.5 | 26200 | 22400 | 85.5% | 1.88 | 0 | 10 |  |  |  | No | R-410A | 1.9833 | Residential & Commercial | Ducted CEE Tier 1
211260425 | Central HP <5.4 tons | KEEPRITE | HRCU-A-CB (Split System: Heat Pump with Remote Outdoor Unit-Air-Source) | DLCURAH18ABK |  |  | EA*4X24L17A* | *96VTN0801716A* | 17400 | 16 | 8.5 | 18300 | 19200 | 104.9% | 2.3 | 0 | 10.5 |  |  |  | No | R-410A | 1.45 | Residential & Commercial | Ducted CEE Tier 1
210599261 | Central HP <5.4 tons | ARCOAIRE | HRCU-A-CB (Split System: Heat Pump with Remote Outdoor Unit-Air-Source) | HVH837GKA** |  |  | EA*4X61L21A*+WALLCON | *96CTN1002122A* | 33200 | 17.5 | 8.5 | 32000 | 24800 | 77.5% | 2 | 0 | 12 |  |  |  | No | R-410A | 2.7667 | Residential & Commercial | Ducted CEE Tier 1
215678380 | Central HP <5.4 tons | KEEPRITE | HRCU-A-CB (Split System: Heat Pump with Remote Outdoor Unit-Air-Source) | C5H0V24*K*AAA* |  |  | EA*5X37M17A*+WALLCON | *97CTN0801716A* | 23800 | 17 | 9 | 23400 | 16500 | 70.51% | 2 | 0 | 10 |  |  |  | No | R-454B | 1.9833 | Residential & Commercial | Ducted CEE Tier 1
212989509 | Central HP <5.4 tons | KEEPRITE | HRCU-A-CB (Split System: Heat Pump with Remote Outdoor Unit-Air-Source) | DLCURAH36ABK |  |  | EA*4X48L24A* | *95MSU0802120A* | 35600 | 16.5 | 8.5 | 37800 | 34600 | 91.53% | 2.02 | 0 | 10 |  |  |  | No | R-410A | 2.9667 | Residential & Commercial | Ducted CEE Tier 1
215912363 | Central HP <5.4 tons | YORK | HRCU-A-CB (Split System: Heat Pump with Remote Outdoor Unit-Air-Source) | HH824E2S11 | ASPEN |  | D(A,C,E)36A3K+TDR | TM8E040A12MP11 | 20800 | 16.5 | 8.5 | 22400 | 17200 | 76.79% | 2 | 0 | 11.7 |  |  |  | No | R-454B | 1.7333 | Residential & Commercial | Ducted CEE Tier 1
215912383 | Central HP <5.4 tons | YORK | HRCU-A-CB (Split System: Heat Pump with Remote Outdoor Unit-Air-Source) | HH824E2S11 | ASPEN |  | D(A,C,E)36A3K+TDR | TM9V060B12MP12 | 22400 | 17 | 8.1 | 22600 | 18000 | 79.65% | 2 | 0 | 12 |  |  |  | No | R-454B | 1.8667 | Residential & Commercial | Ducted CEE Tier 1
215912390 | Central HP <5.4 tons | YORK | HRCU-A-CB (Split System: Heat Pump with Remote Outdoor Unit-Air-Source) | HH824E2S11 | ASPEN |  | C(A,C,D,E)24A3K+TDR | TM9Y080B12MP11 | 21600 | 17 | 8.1 | 22400 | 18500 | 82.59% | 2 | 0 | 11.7 |  |  |  | No | R-454B | 1.8 | Residential & Commercial | Ducted CEE Tier 1
211228135 | Central HP <5.4 tons | KEEPRITE | HRCU-A-CB (Split System: Heat Pump with Remote Outdoor Unit-Air-Source) | DLCURAH36ABK |  |  | EA*4X42L24A* | *96VTN1002122A* | 35400 | 16.5 | 8.1 | 38500 | 35000 | 90.91% | 1.88 | 0 | 10 |  |  |  | No | R-410A | 2.95 | Residential & Commercial | Ducted CEE Tier 1
211227149 | Central HP <5.4 tons | KEEPRITE | HRCU-A-CB (Split System: Heat Pump with Remote Outdoor Unit-Air-Source) | DLCURAH36ABK |  |  | EA*4X37L21A* | *95ESU1002120A* | 36600 | 16 | 8.5 | 38500 | 34800 | 90.39% | 2.1 | 0 | 10 |  |  |  | No | R-410A | 3.05 | Residential & Commercial | Ducted CEE Tier 1
211227226 | Central HP <5.4 tons | KEEPRITE | HRCU-A-CB (Split System: Heat Pump with Remote Outdoor Unit-Air-Source) | DLCURAH36ABK |  |  | EA*4X37L21A* | OLV112A16A | 36600 | 15.2 | 8.5 | 38500 | 35000 | 90.91% | 2.08 | 0 | 10 |  |  |  | No | R-410A | 3.05 | Residential & Commercial | Ducted CEE Tier 1
215932021 | Central HP <5.4 tons | KEEPRITE | HRCU-A-CB (Split System: Heat Pump with Remote Outdoor Unit-Air-Source) | C5H3V36*K*AAA* |  |  | EA*5X30M17A*+WALLCON | *96CTN0401410B* | 30800 | 17.5 | 9 | 34400 | 26600 | 77.33% | 1.9 | 0 | 10 |  |  |  | No | R-454B | 2.5667 | Residential & Commercial | Ducted CEE Tier 1
215932041 | Central HP <5.4 tons | KEEPRITE | HRCU-A-CB (Split System: Heat Pump with Remote Outdoor Unit-Air-Source) | C5H3V36*K*AAA* |  |  | EA*5X36M17A*+WALLCON | *80CSU0401712A* | 32200 | 19.5 | 9.5 | 35200 | 27200 | 77.27% | 1.98 | 0 | 11 |  |  |  | No | R-454B | 2.6833 | Residential & Commercial | Ducted CEE Tier 1
215932071 | Central HP <5.4 tons | KEEPRITE | HRCU-A-CB (Split System: Heat Pump with Remote Outdoor Unit-Air-Source) | C5H3V36*K*AAA* |  |  | EA*5X36M17A*+WALLCON | *80CTL0701716B* | 32200 | 19 | 9.5 | 35400 | 27200 | 76.84% | 2 | 0 | 10.5 |  |  |  | No | R-454B | 2.6833 | Residential & Commercial | Ducted CEE Tier 1
215935631 | Central HP <5.4 tons | KEEPRITE | HRCU-A-CB (Split System: Heat Pump with Remote Outdoor Unit-Air-Source) | C5H3V36*K*AAA* |  |  | EVD5X36M21A*+WALLCON | *80CTL0701716B* | 34200 | 20.5 | 8.5 | 39000 | 28400 | 72.82% | 2.02 | 0 | 11.5 |  |  |  | No | R-454B | 2.85 | Residential & Commercial | Ducted CEE Tier 1
215935681 | Central HP <5.4 tons | KEEPRITE | HRCU-A-CB (Split System: Heat Pump with Remote Outdoor Unit-Air-Source) | C5H3V36*K*AAA* |  |  | EVD5X36M21A*+WALLCON | *95CSU0601716B* | 34200 | 20.5 | 8.5 | 39000 | 28600 | 73.33% | 2.04 | 0 | 11.5 |  |  |  | No | R-454B | 2.85 | Residential & Commercial | Ducted CEE Tier 1
215935951 | Central HP <5.4 tons | KEEPRITE | HRCU-A-CB (Split System: Heat Pump with Remote Outdoor Unit-Air-Source) | C5H3V36*K*AAA* |  |  | EVD5X42M21A*+WALLCON | *80CSU0401712A* | 34400 | 21 | 8.5 | 38500 | 28400 | 73.77% | 2.04 | 0 | 11.7 |  |  |  | No | R-454B | 2.8667 | Residential & Commercial | Ducted CEE Tier 1
215936451 | Central HP <5.4 tons | KEEPRITE | HRCU-A-CB (Split System: Heat Pump with Remote Outdoor Unit-Air-Source) | C5H3V36*K*AAA* |  |  | EVD5X49M24A*+WALLCON | *80CTL0902120B* | 35600 | 22 | 8.5 | 38000 | 28400 | 74.74% | 2.04 | 0 | 12.5 |  |  |  | No | R-454B | 2.9667 | Residential & Commercial | Ducted CEE Tier 1
213821259 | Central HP <5.4 tons | TEMPSTAR | HRCU-A-CB (Split System: Heat Pump with Remote Outdoor Unit-Air-Source) | DLCURAH24ABK | ASPEN |  | D(A,C,E)36B34+TDR | *92MSN0801716A* | 23400 | 17.5 | 8.5 | 26200 | 20000 | 76.34% | 2.91 | 0 | 10 |  |  |  | No | R-410A | 1.95 | Residential & Commercial | Ducted CEE Tier 1
213821336 | Central HP <5.4 tons | TEMPSTAR | HRCU-A-CB (Split System: Heat Pump with Remote Outdoor Unit-Air-Source) | DLCURAH24ABK | ASPEN |  | D(A,C,E)24B44+TDR | *96VTN1002122B* | 22800 | 17.3 | 8.4 | 25200 | 19900 | 78.97% | 2.96 | 0 | 10.2 |  |  |  | No | R-410A | 1.9 | Residential & Commercial | Ducted CEE Tier 1
214279733 | Central HP <5.4 tons | GRANDAIRE | HRCU-A-CB (Split System: Heat Pump with Remote Outdoor Unit-Air-Source) | WDLCURAH18ABK |  |  | WLA*194BA* | WFSX060B048B* | 17700 | 16.5 | 8.5 | 17700 | 17900 | 101.1% | 2.16 | 0 | 10.5 |  |  |  | No | R-410A | 1.475 | Residential & Commercial | Ducted CEE Tier 1
212974689 | Central HP <5.4 tons | GRANDAIRE | HRCU-A-CB (Split System: Heat Pump with Remote Outdoor Unit-Air-Source) | WDLCURAH18ABK |  |  | WLA*304BA* | WFST040A030A* | 17300 | 16 | 8.5 | 18100 | 19800 | 109.4% | 2.38 | 0 | 10.5 |  |  |  | No | R-410A | 1.4417 | Residential & Commercial | Ducted CEE Tier 1
212974637 | Central HP <5.4 tons | GRANDAIRE | HRCU-A-CB (Split System: Heat Pump with Remote Outdoor Unit-Air-Source) | WDLCURAH18ABK |  |  | WLA*244AA* | WFST040A030A* | 17300 | 15.5 | 8.5 | 18400 | 19400 | 105.4% | 2.34 | 0 | 10.5 |  |  |  | No | R-410A | 1.4417 | Residential & Commercial | Ducted CEE Tier 1
212971922 | Central HP <5.4 tons | GRANDAIRE | HRCU-A-CB (Split System: Heat Pump with Remote Outdoor Unit-Air-Source) | WDLCURAH18ABK |  |  | WLA*304BA* | WFET090B048A* | 17700 | 16 | 8.5 | 18300 | 19200 | 104.9% | 2.3 | 0 | 10.5 |  |  |  | No | R-410A | 1.475 | Residential & Commercial | Ducted CEE Tier 1
212988409 | Central HP <5.4 tons | KEEPRITE | HRCU-A-CB (Split System: Heat Pump with Remote Outdoor Unit-Air-Source) | DLCURAH36ABK |  |  | EA*4X48L24A* | *96MSN1402422A* | 35600 | 16.5 | 8.5 | 37800 | 34600 | 91.53% | 2.02 | 0 | 10 |  |  |  | No | R-410A | 2.9667 | Residential & Commercial | Ducted CEE Tier 1
212988984 | Central HP <5.4 tons | GRANDAIRE | HRCU-A-CB (Split System: Heat Pump with Remote Outdoor Unit-Air-Source) | WDLCURAH36ABK |  |  | WLA*484CA* | WFSU060B048B* | 35400 | 16 | 8.1 | 37800 | 35400 | 93.65% | 1.78 | 0 | 10 |  |  |  | No | R-410A | 2.95 | Residential & Commercial | Ducted CEE Tier 1
213076607 | Central HP <5.4 tons | GRANDAIRE | HRCU-A-CB (Split System: Heat Pump with Remote Outdoor Unit-Air-Source) | WDLCURAH36ABK |  |  | WLA*434CA* | WFET090B048A* | 36200 | 16 | 8.5 | 38000 | 34800 | 91.58% | 2.02 | 0 | 10 |  |  |  | No | R-410A | 3.0167 | Residential & Commercial | Ducted CEE Tier 1
213076774 | Central HP <5.4 tons | GRANDAIRE | HRCU-A-CB (Split System: Heat Pump with Remote Outdoor Unit-Air-Source) | WDLCURAH36ABK |  |  | WLA*424DA* | WFET110C066A* | 35800 | 16 | 8.1 | 38500 | 34800 | 90.39% | 2.06 | 0 | 10 |  |  |  | No | R-410A | 2.9833 | Residential & Commercial | Ducted CEE Tier 1
213078362 | Central HP <5.4 tons | GRANDAIRE | HRCU-A-CB (Split System: Heat Pump with Remote Outdoor Unit-Air-Source) | WDLCURAH36ABK |  |  | WLNC424BA* | WFE*090B042C* | 35600 | 16 | 8.1 | 38500 | 35200 | 91.43% | 1.88 | 0 | 10 |  |  |  | No | R-410A | 2.9667 | Residential & Commercial | Ducted CEE Tier 1
212971990 | Central HP <5.4 tons | GRANDAIRE | HRCU-A-CB (Split System: Heat Pump with Remote Outdoor Unit-Air-Source) | WDLCURAH24ABK |  |  | WLA*364BA* | WFET090B048A* | 23600 | 17 | 8.5 | 26200 | 24000 | 91.6% | 2 | 0 | 10 |  |  |  | No | R-410A | 1.9667 | Residential & Commercial | Ducted CEE Tier 1
213820984 | Central HP <5.4 tons | TEMPSTAR | HRCU-A-CB (Split System: Heat Pump with Remote Outdoor Unit-Air-Source) | DLCURAH18ABK | ASPEN |  | D(A,C,E)24B44+TDR | *80VTL0451412B* | 17700 | 16.5 | 8.5 | 17900 | 12900 | 72.07% | 2.61 | 0 | 11 |  |  |  | No | R-410A | 1.475 | Residential & Commercial | Ducted CEE Tier 1
212972433 | Central HP <5.4 tons | GRANDAIRE | HRCU-A-CB (Split System: Heat Pump with Remote Outdoor Unit-Air-Source) | WDLCURAH24ABK |  |  | WLNC364CA* | WFET110C066A* | 23800 | 17 | 8.5 | 26400 | 28000 | 106.1% | 1.78 | 0 | 10.5 |  |  |  | No | R-410A | 1.9833 | Residential & Commercial | Ducted CEE Tier 1
212971229 | Central HP <5.4 tons | GRANDAIRE | HRCU-A-CB (Split System: Heat Pump with Remote Outdoor Unit-Air-Source) | WDLCURAH24ABK |  |  | WLNC304AA* | WFET045A036A* | 23400 | 17 | 8.1 | 25800 | 24600 | 95.35% | 2.04 | 0 | 10 |  |  |  | No | R-410A | 1.95 | Residential & Commercial | Ducted CEE Tier 1
213206346 | Central HP <5.4 tons | CARRIER | HRCU-A-CB (Split System: Heat Pump with Remote Outdoor Unit-Air-Source) | 38MURAQ24AB3* | ASPEN |  | D(A,C,E)30C44+TDR | 58TP*A070V14**12 | 23800 | 17 | 8.1 | 26200 | 20200 | 77.1% | 2.86 | 0 | 10 |  |  |  | No | R-410A | 1.9833 | Residential & Commercial | Ducted CEE Tier 1
212626925 | Central HP <5.4 tons | COLEMAN | HRCU-A-CB (Split System: Heat Pump with Remote Outdoor Unit-Air-Source) | HMH72B341 | ASPEN |  | D(A,C,E)48C36+TDR | TM8E100B12MP11 | 33200 | 18 | 8.5 | 33800 | 27400 | 81.07% | 2.64 | 0 | 10 |  |  |  | No | R-410A | 2.7667 | Residential & Commercial | Ducted CEE Tier 1
212626955 | Central HP <5.4 tons | COLEMAN | HRCU-A-CB (Split System: Heat Pump with Remote Outdoor Unit-Air-Source) | HMH72B341 | ASPEN |  | C(A,C,D,E)36C36+TDR | TMLE100B12MP11 | 32600 | 18 | 8.1 | 33800 | 27400 | 81.07% | 2.44 | 0 | 10 |  |  |  | No | R-410A | 2.7167 | Residential & Commercial | Ducted CEE Tier 1
212626975 | Central HP <5.4 tons | COLEMAN | HRCU-A-CB (Split System: Heat Pump with Remote Outdoor Unit-Air-Source) | HMH72B341 | ASPEN |  | D(A,C,E)48C26+TDR | TM8E120C16MP11 | 32400 | 18 | 8.4 | 33800 | 28800 | 85.21% | 2.75 | 0 | 10 |  |  |  | No | R-410A | 2.7 | Residential & Commercial | Ducted CEE Tier 1
212627039 | Central HP <5.4 tons | COLEMAN | HRCU-A-CB (Split System: Heat Pump with Remote Outdoor Unit-Air-Source) | HMH72B341 | ASPEN |  | D(A,C,E)36C36+TDR | CP9C080C16MP13 | 32600 | 17.5 | 8.1 | 33800 | 27400 | 81.07% | 2.45 | 0 | 10 |  |  |  | No | R-410A | 2.7167 | Residential & Commercial | Ducted CEE Tier 1
214624739 | Central HP <5.4 tons | CARRIER | HRCU-A-CB (Split System: Heat Pump with Remote Outdoor Unit-Air-Source) | 38MURAQ24AB3* | ADP |  | PL36H210P299 | 58SU*B040M17**12 | 24400 | 17 | 8.5 | 23600 | 21200 | 89.83% | 1.82 | 0 | 10 |  |  |  | No | R-410A | 2.0333 | Residential & Commercial | Ducted CEE Tier 1
212975001 | Central HP <5.4 tons | GRANDAIRE | HRCU-A-CB (Split System: Heat Pump with Remote Outdoor Unit-Air-Source) | WDLCURAH24ABK |  |  | WLA*374BA* | WFST040A030A* | 23800 | 16 | 9 | 25200 | 25000 | 99.21% | 2.06 | 0 | 10 |  |  |  | No | R-410A | 1.9833 | Residential & Commercial | Ducted CEE Tier 1
212978696 | Central HP <5.4 tons | GRANDAIRE | HRCU-A-CB (Split System: Heat Pump with Remote Outdoor Unit-Air-Source) | WDLCURAH24ABK |  |  | WLA*374CA* | WFE*070B036C* | 24400 | 17.5 | 8.5 | 25200 | 24800 | 98.41% | 2.08 | 0 | 10.5 |  |  |  | No | R-410A | 2.0333 | Residential & Commercial | Ducted CEE Tier 1
212978729 | Central HP <5.4 tons | GRANDAIRE | HRCU-A-CB (Split System: Heat Pump with Remote Outdoor Unit-Air-Source) | WDLCURAH24ABK |  |  | WLN(C,W)364BA* | WFE*070B036C* | 23400 | 17 | 8.1 | 25800 | 24600 | 95.35% | 2.06 | 0 | 10.5 |  |  |  | No | R-410A | 1.95 | Residential & Commercial | Ducted CEE Tier 1
213076125 | Central HP <5.4 tons | GRANDAIRE | HRCU-A-CB (Split System: Heat Pump with Remote Outdoor Unit-Air-Source) | WDLCURAH24ABK |  |  | WLNC364CA* | WFSU100C060B* | 23800 | 17 | 8.5 | 26400 | 28400 | 107.6% | 1.94 | 0 | 10.5 |  |  |  | No | R-410A | 1.9833 | Residential & Commercial | Ducted CEE Tier 1
212348390 | Central HP <5.4 tons | CARRIER | HRCU-A-CB (Split System: Heat Pump with Remote Outdoor Unit-Air-Source) | 38MURAQ24AB3* | ASPEN |  | A(E,F)W304+TDR |  | 23600 | 16 | 9 | 26200 | 23400 | 89.31% | 2.93 | 0 | 10 |  |  |  | No | R-410A | 1.9667 | Residential & Commercial | Ducted CEE Tier 1
210599205 | Central HP <5.4 tons | ARCOAIRE | HRCU-A-CB (Split System: Heat Pump with Remote Outdoor Unit-Air-Source) | HVH837GKA** |  |  | EA*4X60L24A*+WALLCON | *97CMN0602120A* | 32600 | 17 | 8.1 | 32200 | 25000 | 77.64% | 1.96 | 0 | 11.5 |  |  |  | No | R-410A | 2.7167 | Residential & Commercial | Ducted CEE Tier 1
212978149 | Central HP <5.4 tons | GRANDAIRE | HRCU-A-CB (Split System: Heat Pump with Remote Outdoor Unit-Air-Source) | WDLCURAH24ABK |  |  | WLA*364BA* | WFE*070A036C* | 23600 | 17.5 | 8.5 | 26200 | 22200 | 84.73% | 1.86 | 0 | 10 |  |  |  | No | R-410A | 1.9667 | Residential & Commercial | Ducted CEE Tier 1
212627073 | Central HP <5.4 tons | COLEMAN | HRCU-A-CB (Split System: Heat Pump with Remote Outdoor Unit-Air-Source) | HMH72B341 | ASPEN |  | D(A,C,E)48C36+TDR | TM9V080C16MP12 | 33200 | 17.5 | 8.5 | 33800 | 27400 | 81.07% | 2.66 | 0 | 10 |  |  |  | No | R-410A | 2.7667 | Residential & Commercial | Ducted CEE Tier 1
212627576 | Central HP <5.4 tons | COLEMAN | HRCU-A-CB (Split System: Heat Pump with Remote Outdoor Unit-Air-Source) | HMH72B341 | ASPEN |  | D(A,C,E)48C36+TDR | TMLE040A12MP11 | 32800 | 18 | 8.1 | 33400 | 29000 | 86.83% | 2.48 | 0 | 10 |  |  |  | No | R-410A | 2.7333 | Residential & Commercial | Ducted CEE Tier 1
212159733 | Central HP <5.4 tons | ARMSTRONG AIR | HRCU-A-CB (Split System: Heat Pump with Remote Outdoor Unit-Air-Source) | 4SHP22LX124P-**A | ADP |  | H,A,DE32936 | A80UH2E090B12 | 23800 | 21 | 8.45 | 22000 | 15400 | 70% | 1.9 | 0 | 13 |  |  |  | No | R-410A | 1.9833 | Residential & Commercial | Ducted CEE Tier 1
210599229 | Central HP <5.4 tons | ARCOAIRE | HRCU-A-CB (Split System: Heat Pump with Remote Outdoor Unit-Air-Source) | HVH837GKA** |  |  | EA*4X61L21A*+WALLCON | *80CSU1002120A* | 33200 | 17 | 8.1 | 32200 | 24800 | 77.02% | 1.98 | 0 | 11.5 |  |  |  | No | R-410A | 2.7667 | Residential & Commercial | Ducted CEE Tier 1
210599406 | Central HP <5.4 tons | ARCOAIRE | HRCU-A-CB (Split System: Heat Pump with Remote Outdoor Unit-Air-Source) | HVH837GKA** |  |  | EHD4X60AAL+WALLCON | *80CTL0701716A* | 32800 | 17 | 8.1 | 32400 | 25000 | 77.16% | 2 | 0 | 11 |  |  |  | No | R-410A | 2.7333 | Residential & Commercial | Ducted CEE Tier 1
210599422 | Central HP <5.4 tons | ARCOAIRE | HRCU-A-CB (Split System: Heat Pump with Remote Outdoor Unit-Air-Source) | HVH837GKA** |  |  | EHD4X60AAL+WALLCON | *80CTL1352422A* | 33000 | 17 | 8.1 | 32200 | 24800 | 77.02% | 2.02 | 0 | 11.5 |  |  |  | No | R-410A | 2.75 | Residential & Commercial | Ducted CEE Tier 1
212987005 | Central HP <5.4 tons | KEEPRITE | HRCU-A-CB (Split System: Heat Pump with Remote Outdoor Unit-Air-Source) | DLCURAH18ABK |  |  | EA*4X24L17A* | *96MSN0601412A* | 17300 | 16 | 8.5 | 18200 | 19400 | 106.6% | 2.34 | 0 | 10.5 |  |  |  | No | R-410A | 1.4417 | Residential & Commercial | Ducted CEE Tier 1
211260116 | Central HP <5.4 tons | KEEPRITE | HRCU-A-CB (Split System: Heat Pump with Remote Outdoor Unit-Air-Source) | DLCURAH18ABK |  |  | EA*4X24L14A* | *80VTL0451412A* | 17600 | 16 | 8.5 | 18400 | 19100 | 103.8% | 2.3 | 0 | 10.5 |  |  |  | No | R-410A | 1.4667 | Residential & Commercial | Ducted CEE Tier 1
212627593 | Central HP <5.4 tons | COLEMAN | HRCU-A-CB (Split System: Heat Pump with Remote Outdoor Unit-Air-Source) | HMH72B341 | ASPEN |  | D(A,C,E)42C36+TDR | TM8E120C16MP11 | 33200 | 18 | 8.4 | 34000 | 28800 | 84.71% | 2.77 | 0 | 10 |  |  |  | No | R-410A | 2.7667 | Residential & Commercial | Ducted CEE Tier 1
213821196 | Central HP <5.4 tons | TEMPSTAR | HRCU-A-CB (Split System: Heat Pump with Remote Outdoor Unit-Air-Source) | DLCURAH24ABK | ASPEN |  | D(A,C,E)24B44+TDR | *80MS(N,L)0702116A* | 23600 | 17.5 | 8.5 | 26400 | 20200 | 76.52% | 2.92 | 0 | 10 |  |  |  | No | R-410A | 1.9667 | Residential & Commercial | Ducted CEE Tier 1
213821198 | Central HP <5.4 tons | TEMPSTAR | HRCU-A-CB (Split System: Heat Pump with Remote Outdoor Unit-Air-Source) | DLCURAH24ABK | ASPEN |  | D(A,C,E)30C44+TDR | *80MS(N,L)0702116A* | 23800 | 17.5 | 8.5 | 26400 | 20200 | 76.52% | 2.92 | 0 | 10 |  |  |  | No | R-410A | 1.9833 | Residential & Commercial | Ducted CEE Tier 1
212989257 | Central HP <5.4 tons | KEEPRITE | HRCU-A-CB (Split System: Heat Pump with Remote Outdoor Unit-Air-Source) | DLCURAH24ABK |  |  | EN(A,D)4X36L21** | *95MSU0601716A* | 23600 | 17 | 8.5 | 26400 | 24400 | 92.42% | 2.02 | 0 | 10.5 |  |  |  | No | R-410A | 1.9667 | Residential & Commercial | Ducted CEE Tier 1
213205067 | Central HP <5.4 tons | TEMPSTAR | HRCU-A-CB (Split System: Heat Pump with Remote Outdoor Unit-Air-Source) | DLCURAH24ABK | ASPEN |  | D(A,C,E)30C44+TDR | *96VTN1002120A* | 23000 | 17 | 8.5 | 25200 | 19900 | 78.97% | 2.96 | 0 | 10.3 |  |  |  | No | R-410A | 1.9167 | Residential & Commercial | Ducted CEE Tier 1
212970893 | Central HP <5.4 tons | GRANDAIRE | HRCU-A-CB (Split System: Heat Pump with Remote Outdoor Unit-Air-Source) | WDLCURAH18ABK |  |  | WLA*254BA* | WFET045A036A* | 18300 | 16.5 | 8.5 | 18100 | 18800 | 103.9% | 2.26 | 0 | 11 |  |  |  | No | R-410A | 1.525 | Residential & Commercial | Ducted CEE Tier 1
212978343 | Central HP <5.4 tons | GRANDAIRE | HRCU-A-CB (Split System: Heat Pump with Remote Outdoor Unit-Air-Source) | WDLCURAH18ABK |  |  | WLNC304AA* | WFE*070A036C* | 17400 | 16.5 | 8.1 | 18000 | 18700 | 103.9% | 2.26 | 0 | 11 |  |  |  | No | R-410A | 1.45 | Residential & Commercial | Ducted CEE Tier 1
211260130 | Central HP <5.4 tons | KEEPRITE | HRCU-A-CB (Split System: Heat Pump with Remote Outdoor Unit-Air-Source) | DLCURAH18ABK |  |  | EA*4X24L14A* | *95ESN0401410A* | 17700 | 15.5 | 8.5 | 18700 | 19000 | 101.6% | 2.28 | 0 | 10.5 |  |  |  | No | R-410A | 1.475 | Residential & Commercial | Ducted CEE Tier 1
211260180 | Central HP <5.4 tons | KEEPRITE | HRCU-A-CB (Split System: Heat Pump with Remote Outdoor Unit-Air-Source) | DLCURAH18ABK |  |  | EA*4X24L14A* | *95ESN0261410A* | 17900 | 15.5 | 8.5 | 19000 | 18900 | 99.47% | 2.26 | 0 | 10.5 |  |  |  | No | R-410A | 1.4917 | Residential & Commercial | Ducted CEE Tier 1
211259737 | Central HP <5.4 tons | KEEPRITE | HRCU-A-CB (Split System: Heat Pump with Remote Outdoor Unit-Air-Source) | DLCURAH18ABK |  |  | EA*4X19L17A* | *80ESU0401712A* | 19000 | 17 | 8.5 | 18900 | 17400 | 92.06% | 2.14 | 0 | 11 |  |  |  | No | R-410A | 1.5833 | Residential & Commercial | Ducted CEE Tier 1
212989305 | Central HP <5.4 tons | KEEPRITE | HRCU-A-CB (Split System: Heat Pump with Remote Outdoor Unit-Air-Source) | DLCURAH18ABK |  |  | EA*4X30L17A* | *95MSU0601716A* | 17500 | 16.5 | 8.5 | 18100 | 18700 | 103.3% | 2.26 | 0 | 10.5 |  |  |  | No | R-410A | 1.4583 | Residential & Commercial | Ducted CEE Tier 1
212987065 | Central HP <5.4 tons | KEEPRITE | HRCU-A-CB (Split System: Heat Pump with Remote Outdoor Unit-Air-Source) | DLCURAH18ABK |  |  | EN(A,D)4X24L17** | *96MSN0601412A* | 17300 | 16 | 8.1 | 18300 | 19200 | 104.9% | 2.32 | 0 | 10.5 |  |  |  | No | R-410A | 1.4417 | Residential & Commercial | Ducted CEE Tier 1
212987515 | Central HP <5.4 tons | KEEPRITE | HRCU-A-CB (Split System: Heat Pump with Remote Outdoor Unit-Air-Source) | DLCURAH18ABK |  |  | EA*4X24L17A* | *96MSN0801716A* | 17700 | 16 | 8.5 | 18600 | 19400 | 104.3% | 2.32 | 0 | 10.5 |  |  |  | No | R-410A | 1.475 | Residential & Commercial | Ducted CEE Tier 1
205751067 | Central HP <5.4 tons | ARCOAIRE | HRCU-A-CB (Split System: Heat Pump with Remote Outdoor Unit-Air-Source) | HVH837GKA** |  |  | EA*4X37L21A*+WALLCON | *97CMN1002122A* | 33000 | 17.5 | 8.5 | 33000 | 25200 | 76.36% | 2 | 12 | 11.7 |  |  |  | No | R-410A | 2.75 | Residential & Commercial | Ducted CEE Tier 1
213080314 | Central HP <5.4 tons | GRANDAIRE | HRCU-A-CB (Split System: Heat Pump with Remote Outdoor Unit-Air-Source) | WDLCURAH36ABK |  |  | WLA*424DA* | WFSX100C060B* | 35400 | 16 | 8.1 | 38500 | 35000 | 90.91% | 1.88 | 0 | 10 |  |  |  | No | R-410A | 2.95 | Residential & Commercial | Ducted CEE Tier 1
213076005 | Central HP <5.4 tons | GRANDAIRE | HRCU-A-CB (Split System: Heat Pump with Remote Outdoor Unit-Air-Source) | WDLCURAH36ABK |  |  | WLNC484DA* | WFSU100C060B* | 36200 | 16.5 | 8.1 | 38500 | 28000 | 72.73% | 1.76 | 0 | 10.5 |  |  |  | No | R-410A | 3.0167 | Residential & Commercial | Ducted CEE Tier 1
211226813 | Central HP <5.4 tons | GRANDAIRE | HRCU-A-CB (Split System: Heat Pump with Remote Outdoor Unit-Air-Source) | WDLCURAH36ABK |  |  | WLA*374CA* | WFER070C048A* | 37200 | 15.5 | 8.5 | 38500 | 35000 | 90.91% | 2.12 | 0 | 10 |  |  |  | No | R-410A | 3.1 | Residential & Commercial | Ducted CEE Tier 1
211226860 | Central HP <5.4 tons | GRANDAIRE | HRCU-A-CB (Split System: Heat Pump with Remote Outdoor Unit-Air-Source) | WDLCURAH36ABK |  |  | WLA*374CA* | WFEL110C060B* | 37000 | 15.5 | 8.5 | 38500 | 34800 | 90.39% | 2.12 | 0 | 10 |  |  |  | No | R-410A | 3.0833 | Residential & Commercial | Ducted CEE Tier 1
214320592 | Central HP <5.4 tons | Frigidaire | HRCU-A-C (Split System: Heat Pump with Remote Outdoor Unit with No Indoor Fan --Air Source) | GXH48-60MSK4DH | ASPEN |  | C(A,C,D,E)48D44+TDR |  | 47000 | 15.2 | 8.5 | 48000 | 33600 | 70% | 1.8 | 0 | 10 |  |  |  | No | R-410A | 3.9167 | Residential & Commercial | Ducted CEE Tier 1
210473909 | Central HP <5.4 tons | ARCOAIRE | HRCU-A-CB (Split System: Heat Pump with Remote Outdoor Unit-Air-Source) | HVH825GKA3* |  |  | EN(A,D,W)4X48L21**+WALLCON | *95CSU1002122A* | 24200 | 17 | 8.1 | 21200 | 16600 | 78.3% | 2.02 | 0 | 11.5 |  |  |  | No | R-410A | 2.0167 | Residential & Commercial | Ducted CEE Tier 1
210473341 | Central HP <5.4 tons | ARCOAIRE | HRCU-A-CB (Split System: Heat Pump with Remote Outdoor Unit-Air-Source) | HVH825GKA3* |  |  | EA*4X48L21A*+WALLCON | *80CTL0701716A* | 24000 | 17 | 8.1 | 21000 | 16600 | 79.05% | 2.02 | 0 | 11 |  |  |  | No | R-410A | 2 | Residential & Commercial | Ducted CEE Tier 1
210473418 | Central HP <5.4 tons | ARCOAIRE | HRCU-A-CB (Split System: Heat Pump with Remote Outdoor Unit-Air-Source) | HVH825GKA3* |  |  | EA*4X48L21A*+WALLCON | *80CTL0901716A* | 24200 | 17.5 | 8.1 | 20800 | 16500 | 79.33% | 2.04 | 0 | 11.5 |  |  |  | No | R-410A | 2.0167 | Residential & Commercial | Ducted CEE Tier 1
210474497 | Central HP <5.4 tons | ARCOAIRE | HRCU-A-CB (Split System: Heat Pump with Remote Outdoor Unit-Air-Source) | HVH825GKA3* |  |  | EHD4X48AAL+WALLCON | *80CSU1002120A* | 24200 | 16 | 8.1 | 21200 | 16600 | 78.3% | 2 | 0 | 10.5 |  |  |  | No | R-410A | 2.0167 | Residential & Commercial | Ducted CEE Tier 1
212977597 | Central HP <5.4 tons | GRANDAIRE | HRCU-A-CB (Split System: Heat Pump with Remote Outdoor Unit-Air-Source) | WDLCURAH24ABK |  |  | WLA*254BA* | WFE*045A036C* | 24200 | 17 | 8.5 | 25200 | 24600 | 97.62% | 2.04 | 0 | 10 |  |  |  | No | R-410A | 2.0167 | Residential & Commercial | Ducted CEE Tier 1
212977681 | Central HP <5.4 tons | GRANDAIRE | HRCU-A-CB (Split System: Heat Pump with Remote Outdoor Unit-Air-Source) | WDLCURAH24ABK |  |  | WLNC304AA* | WFE*045A036C* | 23600 | 17 | 8.1 | 26000 | 24200 | 93.08% | 2 | 0 | 10 |  |  |  | No | R-410A | 1.9667 | Residential & Commercial | Ducted CEE Tier 1
212978685 | Central HP <5.4 tons | GRANDAIRE | HRCU-A-CB (Split System: Heat Pump with Remote Outdoor Unit-Air-Source) | WDLCURAH24ABK |  |  | WLA*374BA* | WFE*070B036C* | 24200 | 17.5 | 8.5 | 25200 | 21200 | 84.13% | 1.8 | 0 | 10 |  |  |  | No | R-410A | 2.0167 | Residential & Commercial | Ducted CEE Tier 1
213821598 | Central HP <5.4 tons | TEMPSTAR | HRCU-A-CB (Split System: Heat Pump with Remote Outdoor Unit-Air-Source) | DLCURAH36ABK | ASPEN |  | D(A,C,E)36B34+TDR | *80MS(N,L)1552420A* | 35000 | 16.5 | 8.1 | 38500 | 31800 | 82.6% | 2.71 | 0 | 10.5 |  |  |  | No | R-410A | 2.9167 | Residential & Commercial | Ducted CEE Tier 1
211227667 | Central HP <5.4 tons | KEEPRITE | HRCU-A-CB (Split System: Heat Pump with Remote Outdoor Unit-Air-Source) | DLCURAH36ABK |  |  | EA*4X42L21A* | *95ESU1002122A* | 36600 | 15.2 | 8.1 | 40000 | 35200 | 88% | 1.94 | 0 | 10 |  |  |  | No | R-410A | 3.05 | Residential & Commercial | Ducted CEE Tier 1
211227199 | Central HP <5.4 tons | KEEPRITE | HRCU-A-CB (Split System: Heat Pump with Remote Outdoor Unit-Air-Source) | DLCURAH36ABK |  |  | EA*4X37L21A* | *96VTN1002120A* | 36600 | 15.5 | 8.5 | 38500 | 34800 | 90.39% | 2.1 | 0 | 10 |  |  |  | No | R-410A | 3.05 | Residential & Commercial | Ducted CEE Tier 1
211228278 | Central HP <5.4 tons | KEEPRITE | HRCU-A-CB (Split System: Heat Pump with Remote Outdoor Unit-Air-Source) | DLCURAH36ABK |  |  | EA*4X43L21A* | *80ES(N,L)0902120A* | 36800 | 16 | 8.5 | 38500 | 34800 | 90.39% | 2.1 | 0 | 10 |  |  |  | No | R-410A | 3.0667 | Residential & Commercial | Ducted CEE Tier 1
213076268 | Central HP <5.4 tons | KEEPRITE | HRCU-A-CB (Split System: Heat Pump with Remote Outdoor Unit-Air-Source) | DLCURAH36ABK |  |  | EA*4X42L21A* | *95MSU1002122A* | 35600 | 16.5 | 8.1 | 38500 | 35000 | 90.91% | 1.9 | 0 | 10 |  |  |  | No | R-410A | 2.9667 | Residential & Commercial | Ducted CEE Tier 1
213076277 | Central HP <5.4 tons | KEEPRITE | HRCU-A-CB (Split System: Heat Pump with Remote Outdoor Unit-Air-Source) | DLCURAH36ABK |  |  | EA*4X42L24A* | *95MSU1002122A* | 35600 | 16.5 | 8.1 | 38500 | 35000 | 90.91% | 1.9 | 0 | 10 |  |  |  | No | R-410A | 2.9667 | Residential & Commercial | Ducted CEE Tier 1
212971930 | Central HP <5.4 tons | GRANDAIRE | HRCU-A-CB (Split System: Heat Pump with Remote Outdoor Unit-Air-Source) | WDLCURAH18ABK |  |  | WLNC304BA* | WFET090B048A* | 17700 | 16 | 8.1 | 18300 | 16100 | 87.98% | 1.84 | 0 | 11 |  |  |  | No | R-410A | 1.475 | Residential & Commercial | Ducted CEE Tier 1
212975783 | Central HP <5.4 tons | GRANDAIRE | HRCU-A-CB (Split System: Heat Pump with Remote Outdoor Unit-Air-Source) | WDLCURAH18ABK |  |  | WLA*194BA* | WFST080B048A* | 17700 | 16.5 | 8.1 | 17700 | 19400 | 109.6% | 2.34 | 0 | 10.5 |  |  |  | No | R-410A | 1.475 | Residential & Commercial | Ducted CEE Tier 1
211245591 | Central HP <5.4 tons | KEEPRITE | HRCU-A-CB (Split System: Heat Pump with Remote Outdoor Unit-Air-Source) | DLCURAH24ABK |  |  | EN(A,D)4X36L21** | *80ES(N,L)0451712A* | 24000 | 16.5 | 8.1 | 26200 | 23000 | 87.79% | 1.9 | 0 | 10.5 |  |  |  | No | R-410A | 2 | Residential & Commercial | Ducted CEE Tier 1
211245834 | Central HP <5.4 tons | KEEPRITE | HRCU-A-CB (Split System: Heat Pump with Remote Outdoor Unit-Air-Source) | DLCURAH24ABK |  |  | FXM4X24**AL |  | 24000 | 17 | 8.5 | 26200 | 23400 | 89.31% | 1.94 | 0 | 10 |  |  |  | No | R-410A | 2 | Residential & Commercial | Ducted CEE Tier 1
212978233 | Central HP <5.4 tons | GRANDAIRE | HRCU-A-CB (Split System: Heat Pump with Remote Outdoor Unit-Air-Source) | WDLCURAH18ABK |  |  | WLA*194BA* | WFE*070A036C* | 18200 | 17 | 8.5 | 18100 | 19400 | 107.2% | 2.34 | 0 | 11 |  |  |  | No | R-410A | 1.5167 | Residential & Commercial | Ducted CEE Tier 1
212988693 | Central HP <5.4 tons | KEEPRITE | HRCU-A-CB (Split System: Heat Pump with Remote Outdoor Unit-Air-Source) | DLCURAH24ABK |  |  | EA*4X36L21A* | *95MSU0401712A* | 23400 | 17 | 8.5 | 26000 | 24400 | 93.85% | 2.02 | 0 | 10 |  |  |  | No | R-410A | 1.95 | Residential & Commercial | Ducted CEE Tier 1
212988645 | Central HP <5.4 tons | KEEPRITE | HRCU-A-CB (Split System: Heat Pump with Remote Outdoor Unit-Air-Source) | DLCURAH24ABK |  |  | EA*4X24L17A* | *95MSU0401712A* | 23400 | 16.5 | 8.5 | 27000 | 26200 | 97.04% | 2.2 | 0 | 10 |  |  |  | No | R-410A | 1.95 | Residential & Commercial | Ducted CEE Tier 1
212975809 | Central HP <5.4 tons | GRANDAIRE | HRCU-A-CB (Split System: Heat Pump with Remote Outdoor Unit-Air-Source) | WDLCURAH18ABK |  |  | WLA*254BA* | WFST080B048A* | 17800 | 16.5 | 8.1 | 17600 | 18700 | 106.2% | 2.26 | 0 | 10.5 |  |  |  | No | R-410A | 1.4833 | Residential & Commercial | Ducted CEE Tier 1
211245383 | Central HP <5.4 tons | KEEPRITE | HRCU-A-CB (Split System: Heat Pump with Remote Outdoor Unit-Air-Source) | DLCURAH24ABK |  |  | EN(A,D)4X36L21** | *96VTN1002122A* | 23600 | 17 | 8.1 | 25800 | 23800 | 92.25% | 1.98 | 0 | 10.5 |  |  |  | No | R-410A | 1.9667 | Residential & Commercial | Ducted CEE Tier 1
211245674 | Central HP <5.4 tons | KEEPRITE | HRCU-A-CB (Split System: Heat Pump with Remote Outdoor Unit-Air-Source) | DLCURAH24ABK |  |  | EN(A,D)4X36L21** | *92ESN0801716A* | 24200 | 17 | 8.1 | 26200 | 22800 | 87.02% | 1.88 | 0 | 10.5 |  |  |  | No | R-410A | 2.0167 | Residential & Commercial | Ducted CEE Tier 1
211245685 | Central HP <5.4 tons | KEEPRITE | HRCU-A-CB (Split System: Heat Pump with Remote Outdoor Unit-Air-Source) | DLCURAH24ABK |  |  | EN(A,D)4X36L21** | *92ESN0802120A* | 24800 | 16.5 | 8.5 | 26800 | 22200 | 82.84% | 1.84 | 0 | 10.5 |  |  |  | No | R-410A | 2.0667 | Residential & Commercial | Ducted CEE Tier 1
212974741 | Central HP <5.4 tons | GRANDAIRE | HRCU-A-CB (Split System: Heat Pump with Remote Outdoor Unit-Air-Source) | WDLCURAH18ABK |  |  | WLNC304AA* | WFST040A030A* | 17400 | 16 | 8.1 | 18000 | 18700 | 103.9% | 2.24 | 0 | 10.5 |  |  |  | No | R-410A | 1.45 | Residential & Commercial | Ducted CEE Tier 1
211245334 | Central HP <5.4 tons | KEEPRITE | HRCU-A-CB (Split System: Heat Pump with Remote Outdoor Unit-Air-Source) | DLCURAH24ABK |  |  | EN(A,D)4X36L21** | *96VSN1002120A* | 23800 | 17 | 8.1 | 26000 | 23400 | 90% | 1.94 | 0 | 10.5 |  |  |  | No | R-410A | 1.9833 | Residential & Commercial | Ducted CEE Tier 1
211245343 | Central HP <5.4 tons | KEEPRITE | HRCU-A-CB (Split System: Heat Pump with Remote Outdoor Unit-Air-Source) | DLCURAH24ABK |  |  | EN(A,D)4X36L21** | *96VSN0401712A* | 23400 | 16 | 8.1 | 25800 | 24000 | 93.02% | 1.98 | 0 | 10 |  |  |  | No | R-410A | 1.95 | Residential & Commercial | Ducted CEE Tier 1
211245325 | Central HP <5.4 tons | KEEPRITE | HRCU-A-CB (Split System: Heat Pump with Remote Outdoor Unit-Air-Source) | DLCURAH24ABK |  |  | EN(A,D)4X36L21** | *96VSN0802120A* | 24000 | 17 | 8.1 | 26000 | 23200 | 89.23% | 1.92 | 0 | 10.5 |  |  |  | No | R-410A | 2 | Residential & Commercial | Ducted CEE Tier 1
212383395 | Central HP <5.4 tons | KEEPRITE | HRCU-A-CB (Split System: Heat Pump with Remote Outdoor Unit-Air-Source) | DLCURAH36ABK |  |  | EA*4X37L17A* | *80ESU0601716A | 36600 | 15.5 | 8.5 | 39500 | 35000 | 88.61% | 2.04 | 0 | 10 |  |  |  | No | R-410A | 3.05 | Residential & Commercial | Ducted CEE Tier 1
211230911 | Central HP <5.4 tons | KEEPRITE | HRCU-A-CB (Split System: Heat Pump with Remote Outdoor Unit-Air-Source) | DLCURAH36ABK |  |  | FXM4X36**AL |  | 35800 | 16.5 | 8.1 | 38500 | 34600 | 89.87% | 1.94 | 0 | 10 |  |  |  | No | R-410A | 2.9833 | Residential & Commercial | Ducted CEE Tier 1
211230736 | Central HP <5.4 tons | KEEPRITE | HRCU-A-CB (Split System: Heat Pump with Remote Outdoor Unit-Air-Source) | DLCURAH36ABK |  |  | EN(A,D)4X48L24** | *95ESU1002120A* | 36400 | 16 | 8.1 | 38500 | 34800 | 90.39% | 2.04 | 0 | 10.5 |  |  |  | No | R-410A | 3.0333 | Residential & Commercial | Ducted CEE Tier 1
211230766 | Central HP <5.4 tons | KEEPRITE | HRCU-A-CB (Split System: Heat Pump with Remote Outdoor Unit-Air-Source) | DLCURAH36ABK |  |  | EN(A,D)4X48L24** | *96VTN1002120A* | 36600 | 15.5 | 8.1 | 39500 | 35000 | 88.61% | 2.04 | 0 | 10 |  |  |  | No | R-410A | 3.05 | Residential & Commercial | Ducted CEE Tier 1
211229557 | Central HP <5.4 tons | KEEPRITE | HRCU-A-CB (Split System: Heat Pump with Remote Outdoor Unit-Air-Source) | DLCURAH36ABK |  |  | EA*4X48L24A* | *96VSN1202422A* | 35800 | 16 | 8.5 | 38500 | 34600 | 89.87% | 2.04 | 0 | 10 |  |  |  | No | R-410A | 2.9833 | Residential & Commercial | Ducted CEE Tier 1
211229939 | Central HP <5.4 tons | KEEPRITE | HRCU-A-CB (Split System: Heat Pump with Remote Outdoor Unit-Air-Source) | DLCURAH36ABK |  |  | EN(A,D,W)4X48L21** | *80ES(N,L)0901714A* | 36600 | 16 | 8.1 | 39500 | 35000 | 88.61% | 2.04 | 0 | 10.5 |  |  |  | No | R-410A | 3.05 | Residential & Commercial | Ducted CEE Tier 1
211230168 | Central HP <5.4 tons | KEEPRITE | HRCU-A-CB (Split System: Heat Pump with Remote Outdoor Unit-Air-Source) | DLCURAH36ABK |  |  | EN(A,D,W)4X48L21** | *95ESN0601714A* | 35600 | 15.5 | 8.1 | 38500 | 35000 | 90.91% | 2 | 0 | 10 |  |  |  | No | R-410A | 2.9667 | Residential & Commercial | Ducted CEE Tier 1
211229364 | Central HP <5.4 tons | KEEPRITE | HRCU-A-CB (Split System: Heat Pump with Remote Outdoor Unit-Air-Source) | DLCURAH36ABK |  |  | EA*4X48L24A* | *80VSL0902420A* | 35800 | 16.5 | 8.5 | 37800 | 34600 | 91.53% | 2.04 | 0 | 10 |  |  |  | No | R-410A | 2.9833 | Residential & Commercial | Ducted CEE Tier 1
211229405 | Central HP <5.4 tons | KEEPRITE | HRCU-A-CB (Split System: Heat Pump with Remote Outdoor Unit-Air-Source) | DLCURAH36ABK |  |  | EA*4X48L24A* | *80VTL0902120A* | 35600 | 16.5 | 8.1 | 37800 | 34600 | 91.53% | 2.04 | 0 | 10 |  |  |  | No | R-410A | 2.9667 | Residential & Commercial | Ducted CEE Tier 1
211228301 | Central HP <5.4 tons | KEEPRITE | HRCU-A-CB (Split System: Heat Pump with Remote Outdoor Unit-Air-Source) | DLCURAH36ABK |  |  | EA*4X43L21A* | *80VSL0451716A* | 36200 | 15.5 | 8.5 | 38500 | 34800 | 90.39% | 2.06 | 0 | 10 |  |  |  | No | R-410A | 3.0167 | Residential & Commercial | Ducted CEE Tier 1
211228328 | Central HP <5.4 tons | KEEPRITE | HRCU-A-CB (Split System: Heat Pump with Remote Outdoor Unit-Air-Source) | DLCURAH36ABK |  |  | EA*4X43L21A* | *80VSL0902120A* | 36200 | 16 | 8.5 | 38500 | 34800 | 90.39% | 2.06 | 0 | 10 |  |  |  | No | R-410A | 3.0167 | Residential & Commercial | Ducted CEE Tier 1
211227994 | Central HP <5.4 tons | KEEPRITE | HRCU-A-CB (Split System: Heat Pump with Remote Outdoor Unit-Air-Source) | DLCURAH36ABK |  |  | EA*4X42L24A* | *92ESN1202420A* | 35800 | 16 | 8.1 | 38500 | 35000 | 90.91% | 1.9 | 0 | 10 |  |  |  | No | R-410A | 2.9833 | Residential & Commercial | Ducted CEE Tier 1
211228026 | Central HP <5.4 tons | KEEPRITE | HRCU-A-CB (Split System: Heat Pump with Remote Outdoor Unit-Air-Source) | DLCURAH36ABK |  |  | EA*4X42L24A* | *95ESN1002122A* | 36800 | 15.5 | 8.5 | 40000 | 35200 | 88% | 1.94 | 0 | 10 |  |  |  | No | R-410A | 3.0667 | Residential & Commercial | Ducted CEE Tier 1
212384295 | Central HP <5.4 tons | KEEPRITE | HRCU-A-CB (Split System: Heat Pump with Remote Outdoor Unit-Air-Source) | DLCURAH36ABK |  |  | END4X42L17** | *80ES(N,L)0901714A* | 36200 | 15.5 | 8.1 | 39500 | 35000 | 88.61% | 1.98 | 0 | 10 |  |  |  | No | R-410A | 3.0167 | Residential & Commercial | Ducted CEE Tier 1
212384320 | Central HP <5.4 tons | KEEPRITE | HRCU-A-CB (Split System: Heat Pump with Remote Outdoor Unit-Air-Source) | DLCURAH36ABK |  |  | END4X42L17** | *92ESN0601714A* | 35800 | 16 | 8.1 | 39000 | 35000 | 89.74% | 1.96 | 0 | 10 |  |  |  | No | R-410A | 2.9833 | Residential & Commercial | Ducted CEE Tier 1
210598251 | Central HP <5.4 tons | ARCOAIRE | HRCU-A-CB (Split System: Heat Pump with Remote Outdoor Unit-Air-Source) | HVH825GKA2* |  |  | EHD4X48AAL+WALLCON | *80CTL0451712A* | 24200 | 16 | 8.1 | 21400 | 16700 | 78.04% | 2 | 0 | 10.5 |  |  |  | No | R-410A | 2.0167 | Residential & Commercial | Ducted CEE Tier 1
210598267 | Central HP <5.4 tons | ARCOAIRE | HRCU-A-CB (Split System: Heat Pump with Remote Outdoor Unit-Air-Source) | HVH825GKA2* |  |  | EHD4X48AAL+WALLCON | *80CTL1352422A* | 24200 | 16 | 8.1 | 21200 | 16600 | 78.3% | 2.02 | 0 | 11 |  |  |  | No | R-410A | 2.0167 | Residential & Commercial | Ducted CEE Tier 1
210597835 | Central HP <5.4 tons | ARCOAIRE | HRCU-A-CB (Split System: Heat Pump with Remote Outdoor Unit-Air-Source) | HVH825GKA2* |  |  | EA*4X42L21A*+WALLCON | *80CSU0401712A* | 23800 | 17 | 8.1 | 21400 | 16600 | 77.57% | 1.96 | 0 | 11 |  |  |  | No | R-410A | 1.9833 | Residential & Commercial | Ducted CEE Tier 1
210597851 | Central HP <5.4 tons | ARCOAIRE | HRCU-A-CB (Split System: Heat Pump with Remote Outdoor Unit-Air-Source) | HVH825GKA2* |  |  | EA*4X42L21A*+WALLCON | *80CTL0701716A* | 23800 | 16.5 | 8.1 | 21400 | 16600 | 77.57% | 1.96 | 0 | 11 |  |  |  | No | R-410A | 1.9833 | Residential & Commercial | Ducted CEE Tier 1
210597951 | Central HP <5.4 tons | ARCOAIRE | HRCU-A-CB (Split System: Heat Pump with Remote Outdoor Unit-Air-Source) | HVH825GKA2* |  |  | EA*4X43L21A*+WALLCON | *80CTL0701716A* | 24400 | 17 | 8.5 | 21200 | 16600 | 78.3% | 2.02 | 0 | 11 |  |  |  | No | R-410A | 2.0333 | Residential & Commercial | Ducted CEE Tier 1
210597967 | Central HP <5.4 tons | ARCOAIRE | HRCU-A-CB (Split System: Heat Pump with Remote Outdoor Unit-Air-Source) | HVH825GKA2* |  |  | EA*4X43L21A*+WALLCON | *95CSU1002122A* | 24400 | 17 | 8.5 | 21200 | 16600 | 78.3% | 2.04 | 0 | 11 |  |  |  | No | R-410A | 2.0333 | Residential & Commercial | Ducted CEE Tier 1
210597983 | Central HP <5.4 tons | ARCOAIRE | HRCU-A-CB (Split System: Heat Pump with Remote Outdoor Unit-Air-Source) | HVH825GKA2* |  |  | EA*4X43L21A*+WALLCON | *97CMN0601714A* | 24200 | 16.5 | 8.1 | 21200 | 16800 | 79.25% | 2 | 0 | 11 |  |  |  | No | R-410A | 2.0167 | Residential & Commercial | Ducted CEE Tier 1
210597959 | Central HP <5.4 tons | ARCOAIRE | HRCU-A-CB (Split System: Heat Pump with Remote Outdoor Unit-Air-Source) | HVH825GKA2* |  |  | EA*4X43L21A*+WALLCON | *95CSU0601716A* | 24400 | 16.5 | 8.1 | 21200 | 16700 | 78.77% | 2.02 | 0 | 10.5 |  |  |  | No | R-410A | 2.0333 | Residential & Commercial | Ducted CEE Tier 1
210598075 | Central HP <5.4 tons | ARCOAIRE | HRCU-A-CB (Split System: Heat Pump with Remote Outdoor Unit-Air-Source) | HVH825GKA2* |  |  | EA*4X48L24A*+WALLCON | *95CSU1002122A* | 24200 | 17 | 8.1 | 21000 | 16500 | 78.57% | 2.02 | 0 | 11 |  |  |  | No | R-410A | 2.0167 | Residential & Commercial | Ducted CEE Tier 1
210598091 | Central HP <5.4 tons | ARCOAIRE | HRCU-A-CB (Split System: Heat Pump with Remote Outdoor Unit-Air-Source) | HVH825GKA2* |  |  | EA*4X48L24A*+WALLCON | *97CMN1002122A* | 24200 | 16.5 | 8.1 | 21000 | 16500 | 78.57% | 2.02 | 0 | 11 |  |  |  | No | R-410A | 2.0167 | Residential & Commercial | Ducted CEE Tier 1
210598311 | Central HP <5.4 tons | ARCOAIRE | HRCU-A-CB (Split System: Heat Pump with Remote Outdoor Unit-Air-Source) | HVH825GKA2* |  |  | EHD4X48AAL+WALLCON | *97CMN1002122A* | 24200 | 16 | 8.1 | 21200 | 16700 | 78.77% | 2.04 | 0 | 11 |  |  |  | No | R-410A | 2.0167 | Residential & Commercial | Ducted CEE Tier 1
210598502 | Central HP <5.4 tons | ARCOAIRE | HRCU-A-CB (Split System: Heat Pump with Remote Outdoor Unit-Air-Source) | HVH825GKA2* |  |  | EN(A,D,W)4X48L21**+WALLCON | *95CSU1002122A* | 24200 | 17 | 8.1 | 21200 | 16600 | 78.3% | 2.02 | 0 | 11.5 |  |  |  | No | R-410A | 2.0167 | Residential & Commercial | Ducted CEE Tier 1
213608987 | Central HP <5.4 tons | GE | HRCU-A-CB (Split System: Heat Pump with Remote Outdoor Unit-Air-Source) | NS22H24MA4-**A | ADP |  | H,TG81936 | NF95X060S3B | 23800 | 19 | 8.2 | 21200 | 15000 | 70.75% | 1.96 | 0 | 13 |  |  |  | No | R-410A | 1.9833 | Residential & Commercial | Ducted CEE Tier 1
212159479 | Central HP <5.4 tons | ARMSTRONG AIR | HRCU-A-CB (Split System: Heat Pump with Remote Outdoor Unit-Air-Source) | 4SHP22LX124P-**A | ADP |  | V,A,D36H***D129 | A80UH1E045A12 | 23400 | 20 | 8.45 | 21200 | 14900 | 70.28% | 1.86 | 0 | 13.5 |  |  |  | No | R-410A | 1.95 | Residential & Commercial | Ducted CEE Tier 1
210474129 | Central HP <5.4 tons | ARCOAIRE | HRCU-A-CB (Split System: Heat Pump with Remote Outdoor Unit-Air-Source) | HVH825GKA3* |  |  | EN(A,D)4X48L24**+WALLCON | *97CMN1202422A* | 24200 | 16.5 | 8.1 | 21400 | 16600 | 77.57% | 2 | 0 | 11 |  |  |  | No | R-410A | 2.0167 | Residential & Commercial | Ducted CEE Tier 1
210473986 | Central HP <5.4 tons | ARCOAIRE | HRCU-A-CB (Split System: Heat Pump with Remote Outdoor Unit-Air-Source) | HVH825GKA3* |  |  | EN(A,D,W)4X48L21**+WALLCON | *96CTN0801714A* | 24000 | 16.5 | 8.1 | 21400 | 16600 | 77.57% | 2 | 0 | 11 |  |  |  | No | R-410A | 2 | Residential & Commercial | Ducted CEE Tier 1
210473275 | Central HP <5.4 tons | ARCOAIRE | HRCU-A-CB (Split System: Heat Pump with Remote Outdoor Unit-Air-Source) | HVH825GKA3* |  |  | EA*4X48L21A*+WALLCON | *95CSU0802120A* | 24200 | 17 | 8.1 | 21000 | 16500 | 78.57% | 2.02 | 0 | 11 |  |  |  | No | R-410A | 2.0167 | Residential & Commercial | Ducted CEE Tier 1
210472868 | Central HP <5.4 tons | ARCOAIRE | HRCU-A-CB (Split System: Heat Pump with Remote Outdoor Unit-Air-Source) | HVH825GKA3* |  |  | EA*4X42L21A*+WALLCON | *80CSU1002120A* | 23800 | 16.5 | 8.1 | 21400 | 16700 | 78.04% | 1.94 | 0 | 10.5 |  |  |  | No | R-410A | 1.9833 | Residential & Commercial | Ducted CEE Tier 1
212520258 | Central HP <5.4 tons | CARRIER | HRCU-A-CB (Split System: Heat Pump with Remote Outdoor Unit-Air-Source) | 38MURAQ24AB3* | ADP |  | H,PG34936 | 58SU*A040E17**12 | 24000 | 17 | 8.1 | 24400 | 22800 | 93.44% | 1.94 | 0 | 10.5 |  |  |  | No | R-410A | 2 | Residential & Commercial | Ducted CEE Tier 1
212520274 | Central HP <5.4 tons | CARRIER | HRCU-A-CB (Split System: Heat Pump with Remote Outdoor Unit-Air-Source) | 38MURAQ24AB3* | ADP |  | H,PG34936 | 58TP*A070V14**12 | 24400 | 17 | 8.5 | 24600 | 22000 | 89.43% | 1.86 | 0 | 10 |  |  |  | No | R-410A | 2.0333 | Residential & Commercial | Ducted CEE Tier 1
205750689 | Central HP <5.4 tons | ARCOAIRE | HRCU-A-CB (Split System: Heat Pump with Remote Outdoor Unit-Air-Source) | HVH825GKA2* |  |  | EA*4X37L21A*+WALLCON | *97CMN0801714A* | 24400 | 16.5 | 8.1 | 21200 | 16700 | 78.77% | 2.02 | 11 | 11 |  |  |  | No | R-410A | 2.0333 | Residential & Commercial | Ducted CEE Tier 1
210597839 | Central HP <5.4 tons | ARCOAIRE | HRCU-A-CB (Split System: Heat Pump with Remote Outdoor Unit-Air-Source) | HVH825GKA2* |  |  | EA*4X42L21A*+WALLCON | *80CSU0601716A* | 23800 | 16.5 | 8.1 | 21400 | 16600 | 77.57% | 1.96 | 0 | 10.5 |  |  |  | No | R-410A | 1.9833 | Residential & Commercial | Ducted CEE Tier 1
210598207 | Central HP <5.4 tons | ARCOAIRE | HRCU-A-CB (Split System: Heat Pump with Remote Outdoor Unit-Air-Source) | HVH825GKA2* |  |  | EHD4X42AAL+WALLCON | *96CTN0801714A* | 24000 | 16 | 8.1 | 21400 | 16700 | 78.04% | 2 | 0 | 10.5 |  |  |  | No | R-410A | 2 | Residential & Commercial | Ducted CEE Tier 1
210598239 | Central HP <5.4 tons | ARCOAIRE | HRCU-A-CB (Split System: Heat Pump with Remote Outdoor Unit-Air-Source) | HVH825GKA2* |  |  | EHD4X48AAL+WALLCON | *80CSU0401712A* | 24200 | 16.5 | 8.1 | 21200 | 16600 | 78.3% | 2.02 | 0 | 11 |  |  |  | No | R-410A | 2.0167 | Residential & Commercial | Ducted CEE Tier 1
210470258 | Central HP <5.4 tons | ARCOAIRE | HRCU-A-CB (Split System: Heat Pump with Remote Outdoor Unit-Air-Source) | HVH837GKA2* |  |  | EA*4X60L24A*+WALLCON | *80CSU1002120A* | 32800 | 17 | 8.1 | 32000 | 24800 | 77.5% | 1.96 | 0 | 11 |  |  |  | No | R-410A | 2.7333 | Residential & Commercial | Ducted CEE Tier 1
210470803 | Central HP <5.4 tons | ARCOAIRE | HRCU-A-CB (Split System: Heat Pump with Remote Outdoor Unit-Air-Source) | HVH837GKA2* |  |  | EN(A,D,W)4X48L21**+WALLCON | *80CSU0401712A* | 32400 | 17.5 | 8.1 | 33000 | 24800 | 75.15% | 1.94 | 0 | 11.7 |  |  |  | No | R-410A | 2.7 | Residential & Commercial | Ducted CEE Tier 1
210470837 | Central HP <5.4 tons | ARCOAIRE | HRCU-A-CB (Split System: Heat Pump with Remote Outdoor Unit-Air-Source) | HVH837GKA2* |  |  | EN(A,D)4X48L24**+WALLCON | *95CSU0802120A* | 32400 | 17.5 | 8.1 | 32800 | 24800 | 75.61% | 1.96 | 0 | 11.7 |  |  |  | No | R-410A | 2.7 | Residential & Commercial | Ducted CEE Tier 1
210470533 | Central HP <5.4 tons | ARCOAIRE | HRCU-A-CB (Split System: Heat Pump with Remote Outdoor Unit-Air-Source) | HVH837GKA2* |  |  | EA*4X61L24A*+WALLCON | *95CSU1002122A* | 33200 | 18 | 8.5 | 32000 | 24800 | 77.5% | 2.02 | 0 | 11.5 |  |  |  | No | R-410A | 2.7667 | Residential & Commercial | Ducted CEE Tier 1
210470610 | Central HP <5.4 tons | ARCOAIRE | HRCU-A-CB (Split System: Heat Pump with Remote Outdoor Unit-Air-Source) | HVH837GKA2* |  |  | EA*4X61L24A*+WALLCON | *97CMN1202422A* | 33200 | 17.5 | 8.5 | 32000 | 25000 | 78.12% | 2 | 0 | 11.7 |  |  |  | No | R-410A | 2.7667 | Residential & Commercial | Ducted CEE Tier 1
211245330 | Central HP <5.4 tons | ARCOAIRE | HRCU-A-CB (Split System: Heat Pump with Remote Outdoor Unit-Air-Source) | DLCURAH24ABK |  |  | EN(A,D)4X36L21** | *96VSN1002120A* | 23800 | 17 | 8.1 | 26000 | 23400 | 90% | 1.94 | 0 | 10.5 |  |  |  | No | R-410A | 1.9833 | Residential & Commercial | Ducted CEE Tier 1
214279746 | Central HP <5.4 tons | GRANDAIRE | HRCU-A-CB (Split System: Heat Pump with Remote Outdoor Unit-Air-Source) | WDLCURAH18ABK |  |  | WLA*244BA* | WFSX060B048B* | 17200 | 16 | 8.5 | 18100 | 19400 | 107.2% | 2.32 | 0 | 10.5 |  |  |  | No | R-410A | 1.4333 | Residential & Commercial | Ducted CEE Tier 1
210599410 | Central HP <5.4 tons | ARCOAIRE | HRCU-A-CB (Split System: Heat Pump with Remote Outdoor Unit-Air-Source) | HVH837GKA** |  |  | EHD4X60AAL+WALLCON | *80CTL0901716A* | 33000 | 17.5 | 8.1 | 32200 | 24800 | 77.02% | 2.02 | 0 | 11.5 |  |  |  | No | R-410A | 2.75 | Residential & Commercial | Ducted CEE Tier 1
210599508 | Central HP <5.4 tons | ARCOAIRE | HRCU-A-CB (Split System: Heat Pump with Remote Outdoor Unit-Air-Source) | HVH837GKA** |  |  | EN(A,D)4X48L24**+WALLCON | *95CSU0802120A* | 32400 | 17.5 | 8.1 | 32800 | 24800 | 75.61% | 1.96 | 0 | 11.7 |  |  |  | No | R-410A | 2.7 | Residential & Commercial | Ducted CEE Tier 1
210599575 | Central HP <5.4 tons | ARCOAIRE | HRCU-A-CB (Split System: Heat Pump with Remote Outdoor Unit-Air-Source) | HVH837GKA** |  |  | EN(A,D,W)4X60L24**+WALLCON | *80CSU1002120A* | 32800 | 17.5 | 8.1 | 32200 | 24600 | 76.4% | 1.96 | 0 | 11.7 |  |  |  | No | R-410A | 2.7333 | Residential & Commercial | Ducted CEE Tier 1
210599309 | Central HP <5.4 tons | ARCOAIRE | HRCU-A-CB (Split System: Heat Pump with Remote Outdoor Unit-Air-Source) | HVH837GKA** |  |  | EA*4X61L24A*+WALLCON | *97CMN0602120A* | 33000 | 17.5 | 8.5 | 32400 | 25200 | 77.78% | 1.98 | 0 | 11.7 |  |  |  | No | R-410A | 2.75 | Residential & Commercial | Ducted CEE Tier 1
210599343 | Central HP <5.4 tons | ARCOAIRE | HRCU-A-CB (Split System: Heat Pump with Remote Outdoor Unit-Air-Source) | HVH837GKA** |  |  | EHD4X36AAL+WALLCON | *95CSU0802120A* | 32200 | 16.5 | 8.1 | 33200 | 24600 | 74.1% | 1.94 | 0 | 11 |  |  |  | No | R-410A | 2.6833 | Residential & Commercial | Ducted CEE Tier 1
214229155 | Central HP <5.4 tons | GRANDAIRE | HRCU-A-CB (Split System: Heat Pump with Remote Outdoor Unit-Air-Source) | WDLCURAH24ABK |  |  | WLA*304BA* | WFEU060B048B* | 23600 | 17 | 8.5 | 25800 | 24200 | 93.8% | 2.02 | 0 | 10 |  |  |  | No | R-410A | 1.9667 | Residential & Commercial | Ducted CEE Tier 1
212912429 | Central HP <5.4 tons | YORK | HRCU-A-CB (Split System: Heat Pump with Remote Outdoor Unit-Air-Source) | HMH72B341 | ASPEN |  | AEL+D(A,C,E)36A44+TDR |  | 32000 | 18.3 | 8.6 | 33200 | 26400 | 79.52% | 2.73 | 0 | 10.2 |  |  |  | No | R-410A | 2.6667 | Residential & Commercial | Ducted CEE Tier 1
212383431 | Central HP <5.4 tons | KEEPRITE | HRCU-A-CB (Split System: Heat Pump with Remote Outdoor Unit-Air-Source) | DLCURAH36ABK |  |  | EA*4X37L21A* | *80VTL0902120A* | 36200 | 16 | 8.5 | 38500 | 34800 | 90.39% | 2.06 | 0 | 10 |  |  |  | No | R-410A | 3.0167 | Residential & Commercial | Ducted CEE Tier 1
212971157 | Central HP <5.4 tons | GRANDAIRE | HRCU-A-CB (Split System: Heat Pump with Remote Outdoor Unit-Air-Source) | WDLCURAH24ABK |  |  | WLA*304AA* | WFET045A036A* | 23400 | 17 | 8.5 | 26200 | 24800 | 94.66% | 2.08 | 0 | 10 |  |  |  | No | R-410A | 1.95 | Residential & Commercial | Ducted CEE Tier 1
212972010 | Central HP <5.4 tons | GRANDAIRE | HRCU-A-CB (Split System: Heat Pump with Remote Outdoor Unit-Air-Source) | WDLCURAH24ABK |  |  | WLNC304BA* | WFET090B048A* | 23400 | 17 | 8.5 | 26200 | 24600 | 93.89% | 2.06 | 0 | 10 |  |  |  | No | R-410A | 1.95 | Residential & Commercial | Ducted CEE Tier 1
212975053 | Central HP <5.4 tons | GRANDAIRE | HRCU-A-CB (Split System: Heat Pump with Remote Outdoor Unit-Air-Source) | WDLCURAH24ABK |  |  | WLNC304BA* | WFST040A030A* | 23400 | 16 | 8.1 | 26400 | 24600 | 93.18% | 2.04 | 0 | 10 |  |  |  | No | R-410A | 1.95 | Residential & Commercial | Ducted CEE Tier 1
214279889 | Central HP <5.4 tons | GRANDAIRE | HRCU-A-CB (Split System: Heat Pump with Remote Outdoor Unit-Air-Source) | WDLCURAH24ABK |  |  | WLA*254BA* | WFSX060B048B* | 24400 | 16.5 | 9 | 25400 | 21600 | 85.04% | 1.8 | 0 | 10 |  |  |  | No | R-410A | 2.0333 | Residential & Commercial | Ducted CEE Tier 1
214279941 | Central HP <5.4 tons | GRANDAIRE | HRCU-A-CB (Split System: Heat Pump with Remote Outdoor Unit-Air-Source) | WDLCURAH24ABK |  |  | WLA*374BA* | WFSX060B048B* | 24200 | 16.5 | 9 | 25400 | 21800 | 85.83% | 1.82 | 0 | 10 |  |  |  | No | R-410A | 2.0167 | Residential & Commercial | Ducted CEE Tier 1
212975040 | Central HP <5.4 tons | GRANDAIRE | HRCU-A-CB (Split System: Heat Pump with Remote Outdoor Unit-Air-Source) | WDLCURAH24ABK |  |  | WLNC304AA* | WFST040A030A* | 23200 | 15.5 | 8.1 | 25800 | 24600 | 95.35% | 2.04 | 0 | 10 |  |  |  | No | R-410A | 1.9333 | Residential & Commercial | Ducted CEE Tier 1
212978089 | Central HP <5.4 tons | GRANDAIRE | HRCU-A-CB (Split System: Heat Pump with Remote Outdoor Unit-Air-Source) | WDLCURAH24ABK |  |  | WLA*244AA* | WFE*070A036C* | 23200 | 17 | 9 | 26800 | 26400 | 98.51% | 2.24 | 0 | 10 |  |  |  | No | R-410A | 1.9333 | Residential & Commercial | Ducted CEE Tier 1
212978173 | Central HP <5.4 tons | GRANDAIRE | HRCU-A-CB (Split System: Heat Pump with Remote Outdoor Unit-Air-Source) | WDLCURAH24ABK |  |  | WLNC244AA* | WFE*070A036C* | 23200 | 17 | 8.5 | 26800 | 25400 | 94.78% | 2.14 | 0 | 10 |  |  |  | No | R-410A | 1.9333 | Residential & Commercial | Ducted CEE Tier 1
210598271 | Central HP <5.4 tons | ARCOAIRE | HRCU-A-CB (Split System: Heat Pump with Remote Outdoor Unit-Air-Source) | HVH825GKA2* |  |  | EHD4X48AAL+WALLCON | *95CSU0601716A* | 24200 | 16 | 8.1 | 21400 | 16700 | 78.04% | 2 | 0 | 10.5 |  |  |  | No | R-410A | 2.0167 | Residential & Commercial | Ducted CEE Tier 1
210598490 | Central HP <5.4 tons | ARCOAIRE | HRCU-A-CB (Split System: Heat Pump with Remote Outdoor Unit-Air-Source) | HVH825GKA2* |  |  | EN(A,D,W)4X48L21**+WALLCON | *80CTL0901716A* | 24200 | 17.5 | 8.1 | 21200 | 16500 | 77.83% | 2.02 | 0 | 11.7 |  |  |  | No | R-410A | 2.0167 | Residential & Commercial | Ducted CEE Tier 1
212348381 | Central HP <5.4 tons | CARRIER | HRCU-A-CB (Split System: Heat Pump with Remote Outdoor Unit-Air-Source) | 38MURAQ18AB3* | ASPEN |  | LEW30E4 |  | 17000 | 15.2 | 8.5 | 18000 | 18300 | 101.7% | 2.56 | 0 | 10.5 |  |  |  | No | R-410A | 1.4167 | Residential & Commercial | Ducted CEE Tier 1
210598031 | Central HP <5.4 tons | ARCOAIRE | HRCU-A-CB (Split System: Heat Pump with Remote Outdoor Unit-Air-Source) | HVH825GKA2* |  |  | EA*4X48L21A*+WALLCON | *95CSU1002122A* | 24200 | 17 | 8.1 | 21000 | 16500 | 78.57% | 2.02 | 0 | 11 |  |  |  | No | R-410A | 2.0167 | Residential & Commercial | Ducted CEE Tier 1
210598095 | Central HP <5.4 tons | ARCOAIRE | HRCU-A-CB (Split System: Heat Pump with Remote Outdoor Unit-Air-Source) | HVH825GKA2* |  |  | EA*4X48L24A*+WALLCON | *97CMN1202422A* | 24000 | 16.5 | 8.1 | 21000 | 16600 | 79.05% | 2.02 | 0 | 11 |  |  |  | No | R-410A | 2 | Residential & Commercial | Ducted CEE Tier 1
210598215 | Central HP <5.4 tons | ARCOAIRE | HRCU-A-CB (Split System: Heat Pump with Remote Outdoor Unit-Air-Source) | HVH825GKA2* |  |  | EHD4X42AAL+WALLCON | *96CTN1202422A* | 24200 | 16 | 8.1 | 21400 | 16600 | 77.57% | 2 | 0 | 10.5 |  |  |  | No | R-410A | 2.0167 | Residential & Commercial | Ducted CEE Tier 1
215912393 | Central HP <5.4 tons | YORK | HRCU-A-CB (Split System: Heat Pump with Remote Outdoor Unit-Air-Source) | HH824E2S11 | ASPEN |  | D(A,C,E)36A3K+TDR | TMLE040A12MP11 | 20800 | 16.5 | 8.5 | 22400 | 17200 | 76.79% | 2 | 0 | 11.7 |  |  |  | No | R-454B | 1.7333 | Residential & Commercial | Ducted CEE Tier 1
215912395 | Central HP <5.4 tons | YORK | HRCU-A-CB (Split System: Heat Pump with Remote Outdoor Unit-Air-Source) | HH824E2S11 | ASPEN |  | C(A,C,D,E)24A3K+TDR | TMLE080B12MP11 | 21600 | 17 | 8.1 | 22600 | 18000 | 79.65% | 2 | 0 | 12 |  |  |  | No | R-454B | 1.8 | Residential & Commercial | Ducted CEE Tier 1
215912412 | Central HP <5.4 tons | YORK | HRCU-A-CB (Split System: Heat Pump with Remote Outdoor Unit-Air-Source) | HH824E2S11 | ASPEN |  | C(A,C,D,E)24A3K+TDR | Y81E080B12SMPS1 | 21600 | 18 | 8.1 | 22400 | 18500 | 82.59% | 2 | 0 | 12 |  |  |  | No | R-454B | 1.8 | Residential & Commercial | Ducted CEE Tier 1
212978707 | Central HP <5.4 tons | GRANDAIRE | HRCU-A-CB (Split System: Heat Pump with Remote Outdoor Unit-Air-Source) | WDLCURAH24ABK |  |  | WLNC244BA* | WFE*070B036C* | 23400 | 17 | 8.5 | 27000 | 24200 | 89.63% | 2.04 | 0 | 10 |  |  |  | No | R-410A | 1.95 | Residential & Commercial | Ducted CEE Tier 1
212977657 | Central HP <5.4 tons | GRANDAIRE | HRCU-A-CB (Split System: Heat Pump with Remote Outdoor Unit-Air-Source) | WDLCURAH24ABK |  |  | WLNC244AA* | WFE*045A036C* | 23200 | 16.5 | 8.5 | 26800 | 25000 | 93.28% | 2.08 | 0 | 10 |  |  |  | No | R-410A | 1.9333 | Residential & Commercial | Ducted CEE Tier 1
210473000 | Central HP <5.4 tons | ARCOAIRE | HRCU-A-CB (Split System: Heat Pump with Remote Outdoor Unit-Air-Source) | HVH825GKA3* |  |  | EA*4X42L24A*+WALLCON | *95CSU1002122A* | 23800 | 17 | 8.1 | 21400 | 16600 | 77.57% | 1.96 | 0 | 11 |  |  |  | No | R-410A | 1.9833 | Residential & Commercial | Ducted CEE Tier 1
210473352 | Central HP <5.4 tons | ARCOAIRE | HRCU-A-CB (Split System: Heat Pump with Remote Outdoor Unit-Air-Source) | HVH825GKA3* |  |  | EA*4X48L21A*+WALLCON | *96CTN0601714A* | 24000 | 16.5 | 8.1 | 21000 | 16600 | 79.05% | 2 | 0 | 11 |  |  |  | No | R-410A | 2 | Residential & Commercial | Ducted CEE Tier 1
210474420 | Central HP <5.4 tons | ARCOAIRE | HRCU-A-CB (Split System: Heat Pump with Remote Outdoor Unit-Air-Source) | HVH825GKA3* |  |  | EHD4X42AAL+WALLCON | *80CTL0901716A* | 24200 | 16.5 | 8.1 | 21200 | 16500 | 77.83% | 2.02 | 0 | 11 |  |  |  | No | R-410A | 2.0167 | Residential & Commercial | Ducted CEE Tier 1
212976108 | Central HP <5.4 tons | GRANDAIRE | HRCU-A-CB (Split System: Heat Pump with Remote Outdoor Unit-Air-Source) | WDLCURAH24ABK |  |  | WLNC304BA* | WFST080B048A* | 23400 | 16.5 | 8.1 | 25800 | 24200 | 93.8% | 2 | 0 | 10 |  |  |  | No | R-410A | 1.95 | Residential & Commercial | Ducted CEE Tier 1
212979202 | Central HP <5.4 tons | GRANDAIRE | HRCU-A-CB (Split System: Heat Pump with Remote Outdoor Unit-Air-Source) | WDLCURAH24ABK |  |  | WLA*374CA* | WFE*070B048C* | 24200 | 17.5 | 8.5 | 25200 | 25400 | 100.8% | 2.14 | 0 | 10.5 |  |  |  | No | R-410A | 2.0167 | Residential & Commercial | Ducted CEE Tier 1
212976804 | Central HP <5.4 tons | GRANDAIRE | HRCU-A-CB (Split System: Heat Pump with Remote Outdoor Unit-Air-Source) | WDLCURAH36ABK |  |  | WLA*484CA* | WFST100C060A* | 35800 | 16.5 | 8.5 | 37800 | 34800 | 92.06% | 2.04 | 0 | 10 |  |  |  | No | R-410A | 2.9833 | Residential & Commercial | Ducted CEE Tier 1
212383309 | Central HP <5.4 tons | KEEPRITE | HRCU-A-CB (Split System: Heat Pump with Remote Outdoor Unit-Air-Source) | DLCURAH36ABK |  |  | EA*4X36L21A* | *80ES(N,L)0902116A* | 35600 | 16 | 8.1 | 39500 | 35200 | 89.11% | 1.84 | 0 | 10 |  |  |  | No | R-410A | 2.9667 | Residential & Commercial | Ducted CEE Tier 1
211230013 | Central HP <5.4 tons | KEEPRITE | HRCU-A-CB (Split System: Heat Pump with Remote Outdoor Unit-Air-Source) | DLCURAH36ABK |  |  | EN(A,D,W)4X48L21** | *80VSL0902120A* | 35800 | 16.5 | 8.1 | 38500 | 34800 | 90.39% | 2 | 0 | 10 |  |  |  | No | R-410A | 2.9833 | Residential & Commercial | Ducted CEE Tier 1
205750681 | Central HP <5.4 tons | ARCOAIRE | HRCU-A-CB (Split System: Heat Pump with Remote Outdoor Unit-Air-Source) | HVH825GKA2* |  |  | EA*4X37L21A*+WALLCON | *97CMN0601714A* | 24200 | 16 | 8.1 | 21200 | 16800 | 79.25% | 2 | 11 | 11 |  |  |  | No | R-410A | 2.0167 | Residential & Commercial | Ducted CEE Tier 1
210598514 | Central HP <5.4 tons | ARCOAIRE | HRCU-A-CB (Split System: Heat Pump with Remote Outdoor Unit-Air-Source) | HVH825GKA2* |  |  | EN(A,D,W)4X48L21**+WALLCON | *96CTN1002122A* | 24200 | 17 | 8.1 | 21400 | 16600 | 77.57% | 2.02 | 0 | 11.5 |  |  |  | No | R-410A | 2.0167 | Residential & Commercial | Ducted CEE Tier 1
212348376 | Central HP <5.4 tons | CARRIER | HRCU-A-CB (Split System: Heat Pump with Remote Outdoor Unit-Air-Source) | 38MURAQ18AB3* | ASPEN |  | A(E,F)W244+TDR |  | 17400 | 15.2 | 8.5 | 18400 | 18300 | 99.46% | 2.57 | 0 | 10.5 |  |  |  | No | R-410A | 1.45 | Residential & Commercial | Ducted CEE Tier 1
210599064 | Central HP <5.4 tons | ARCOAIRE | HRCU-A-CB (Split System: Heat Pump with Remote Outdoor Unit-Air-Source) | HVH837GKA** |  |  | EA*4X36L21A*+WALLCON | *95CSU0802120A* | 31600 | 17 | 8.1 | 33200 | 24200 | 72.89% | 1.86 | 0 | 11 |  |  |  | No | R-410A | 2.6333 | Residential & Commercial | Ducted CEE Tier 1
211261463 | Central HP <5.4 tons | KEEPRITE | HRCU-A-CB (Split System: Heat Pump with Remote Outdoor Unit-Air-Source) | DLCURAH18ABK |  |  | EA*4X30L14A* | *92ESN0601412A* | 18200 | 16 | 8.5 | 18700 | 18400 | 98.4% | 2.22 | 0 | 10.5 |  |  |  | No | R-410A | 1.5167 | Residential & Commercial | Ducted CEE Tier 1
211261013 | Central HP <5.4 tons | KEEPRITE | HRCU-A-CB (Split System: Heat Pump with Remote Outdoor Unit-Air-Source) | DLCURAH18ABK |  |  | EA*4X25L17A* | *80ES(N,L)0701712A* | 18600 | 16.5 | 8.5 | 18400 | 17400 | 94.57% | 2.12 | 0 | 11 |  |  |  | No | R-410A | 1.55 | Residential & Commercial | Ducted CEE Tier 1
214229199 | Central HP <5.4 tons | GRANDAIRE | HRCU-A-CB (Split System: Heat Pump with Remote Outdoor Unit-Air-Source) | WDLCURAH24ABK |  |  | WLNC304BA* | WFEU060B048B* | 23600 | 17 | 8.5 | 25600 | 24000 | 93.75% | 2 | 0 | 10.5 |  |  |  | No | R-410A | 1.9667 | Residential & Commercial | Ducted CEE Tier 1
214228990 | Central HP <5.4 tons | GRANDAIRE | HRCU-A-CB (Split System: Heat Pump with Remote Outdoor Unit-Air-Source) | WDLCURAH18ABK |  |  | WLA*244BA* | WFEU060B048B* | 17600 | 16.5 | 8.5 | 18600 | 19100 | 102.7% | 2.3 | 0 | 10.5 |  |  |  | No | R-410A | 1.4667 | Residential & Commercial | Ducted CEE Tier 1
214229023 | Central HP <5.4 tons | GRANDAIRE | HRCU-A-CB (Split System: Heat Pump with Remote Outdoor Unit-Air-Source) | WDLCURAH18ABK |  |  | WLNC244BA* | WFEU060B048B* | 17600 | 16 | 8.5 | 18500 | 18900 | 102.2% | 2.28 | 0 | 11 |  |  |  | No | R-410A | 1.4667 | Residential & Commercial | Ducted CEE Tier 1
214279759 | Central HP <5.4 tons | GRANDAIRE | HRCU-A-CB (Split System: Heat Pump with Remote Outdoor Unit-Air-Source) | WDLCURAH18ABK |  |  | WLA*254BA* | WFSX060B048B* | 17700 | 16 | 8.5 | 17600 | 17800 | 101.1% | 2.14 | 0 | 10.5 |  |  |  | No | R-410A | 1.475 | Residential & Commercial | Ducted CEE Tier 1
212977789 | Central HP <5.4 tons | GRANDAIRE | HRCU-A-CB (Split System: Heat Pump with Remote Outdoor Unit-Air-Source) | WDLCURAH18ABK |  |  | WLNC184AA* | WFE*045A036C* | 17200 | 16 | 8.5 | 18400 | 19200 | 104.3% | 2.3 | 0 | 10.5 |  |  |  | No | R-410A | 1.4333 | Residential & Commercial | Ducted CEE Tier 1
210471171 | Central HP <5.4 tons | ARCOAIRE | HRCU-A-CB (Split System: Heat Pump with Remote Outdoor Unit-Air-Source) | HVH837GKA2* |  |  | EHD4X60AAL+WALLCON | *80CTL0701716A* | 32800 | 17 | 8.1 | 32400 | 25000 | 77.16% | 2 | 0 | 11 |  |  |  | No | R-410A | 2.7333 | Residential & Commercial | Ducted CEE Tier 1
211242579 | Central HP <5.4 tons | KEEPRITE | HRCU-A-CB (Split System: Heat Pump with Remote Outdoor Unit-Air-Source) | DLCURAH24ABK |  |  | EA*4X36L21A* | *80ES(N,L)0702116A* | 24400 | 17 | 8.5 | 26200 | 22400 | 85.5% | 1.86 | 0 | 10 |  |  |  | No | R-410A | 2.0333 | Residential & Commercial | Ducted CEE Tier 1
211240910 | Central HP <5.4 tons | KEEPRITE | HRCU-A-CB (Split System: Heat Pump with Remote Outdoor Unit-Air-Source) | DLCURAH24ABK |  |  | EA*4X25L17A* | *80VSL0451716A* | 24800 | 16.5 | 8.5 | 25600 | 21200 | 82.81% | 1.78 | 0 | 10 |  |  |  | No | R-410A | 2.0667 | Residential & Commercial | Ducted CEE Tier 1
213796208 | Central HP <5.4 tons | ARMSTRONG AIR | HRCU-A-CB (Split System: Heat Pump with Remote Outdoor Unit-Air-Source) | 4SHP22LX124P-**A | ADP |  | F,PE*E34930 |  | 23000 | 21 | 8.55 | 20600 | 15700 | 76.21% | 2.24 | 0 | 13 |  |  |  | No | R-410A | 1.9167 | Residential & Commercial | Ducted CEE Tier 1
212506703 | Central HP <5.4 tons | ARMSTRONG AIR | HRCU-A-CB (Split System: Heat Pump with Remote Outdoor Unit-Air-Source) | 4SHP22LX124P-**A | ADP |  | H,A,DE9J936 | A97USMV070B12 | 23800 | 21 | 8.5 | 22000 | 15400 | 70% | 1.92 | 0 | 13.5 |  |  |  | No | R-410A | 1.9833 | Residential & Commercial | Ducted CEE Tier 1
214080672 | Central HP <5.4 tons | ARMSTRONG AIR | HRCU-A-CB (Split System: Heat Pump with Remote Outdoor Unit-Air-Source) | 4SHP22LX124P-**A | ADP |  | H,A,DP16936 | A97USMV070B12 | 23800 | 21 | 8.5 | 22000 | 15400 | 70% | 1.92 | 0 | 13.5 |  |  |  | No | R-410A | 1.9833 | Residential & Commercial | Ducted CEE Tier 1
215912444 | Central HP <5.4 tons | YORK | HRCU-A-CB (Split System: Heat Pump with Remote Outdoor Unit-Air-Source) | HH836E2S11 | ASPEN |  | C(A,C,D,E)48A3K+TDR | TMLE120C16MP11 | 30800 | 18 | 8.1 | 30200 | 24800 | 82.12% | 2 | 0 | 11.7 |  |  |  | No | R-454B | 2.5667 | Residential & Commercial | Ducted CEE Tier 1
212970965 | Central HP <5.4 tons | GRANDAIRE | HRCU-A-CB (Split System: Heat Pump with Remote Outdoor Unit-Air-Source) | WDLCURAH18ABK |  |  | WLNC304BA* | WFET045A036A* | 17400 | 16.5 | 8.1 | 17900 | 16100 | 89.94% | 1.84 | 0 | 11 |  |  |  | No | R-410A | 1.45 | Residential & Commercial | Ducted CEE Tier 1
211245455 | Central HP <5.4 tons | KEEPRITE | HRCU-A-CB (Split System: Heat Pump with Remote Outdoor Unit-Air-Source) | DLCURAH24ABK |  |  | EN(A,D)4X36L21** | *80VSL0902120A* | 23800 | 16.5 | 8.1 | 26000 | 23200 | 89.23% | 1.92 | 0 | 10.5 |  |  |  | No | R-410A | 1.9833 | Residential & Commercial | Ducted CEE Tier 1
210470280 | Central HP <5.4 tons | ARCOAIRE | HRCU-A-CB (Split System: Heat Pump with Remote Outdoor Unit-Air-Source) | HVH837GKA2* |  |  | EA*4X60L24A*+WALLCON | *80CTL1352422A* | 32800 | 18 | 8.5 | 31800 | 24800 | 77.99% | 2 | 0 | 12 |  |  |  | No | R-410A | 2.7333 | Residential & Commercial | Ducted CEE Tier 1
210470247 | Central HP <5.4 tons | ARCOAIRE | HRCU-A-CB (Split System: Heat Pump with Remote Outdoor Unit-Air-Source) | HVH837GKA2* |  |  | EA*4X60L24A*+WALLCON | *95CSU1002122A* | 32800 | 18 | 8.5 | 31800 | 24800 | 77.99% | 2 | 0 | 11.5 |  |  |  | No | R-410A | 2.7333 | Residential & Commercial | Ducted CEE Tier 1
210471182 | Central HP <5.4 tons | ARCOAIRE | HRCU-A-CB (Split System: Heat Pump with Remote Outdoor Unit-Air-Source) | HVH837GKA2* |  |  | EHD4X60AAL+WALLCON | *80CTL0902120A* | 33000 | 17 | 8.1 | 32200 | 25000 | 77.64% | 2 | 0 | 11.5 |  |  |  | No | R-410A | 2.75 | Residential & Commercial | Ducted CEE Tier 1
210471248 | Central HP <5.4 tons | ARCOAIRE | HRCU-A-CB (Split System: Heat Pump with Remote Outdoor Unit-Air-Source) | HVH837GKA2* |  |  | EHD4X60AAL+WALLCON | *97CMN1002122A* | 33000 | 17 | 8.1 | 32200 | 24800 | 77.02% | 2.02 | 0 | 11.5 |  |  |  | No | R-410A | 2.75 | Residential & Commercial | Ducted CEE Tier 1
210597963 | Central HP <5.4 tons | ARCOAIRE | HRCU-A-CB (Split System: Heat Pump with Remote Outdoor Unit-Air-Source) | HVH825GKA2* |  |  | EA*4X43L21A*+WALLCON | *95CSU0802120A* | 24400 | 17 | 8.5 | 21200 | 16600 | 78.3% | 2.04 | 0 | 11 |  |  |  | No | R-410A | 2.0333 | Residential & Commercial | Ducted CEE Tier 1
210597979 | Central HP <5.4 tons | ARCOAIRE | HRCU-A-CB (Split System: Heat Pump with Remote Outdoor Unit-Air-Source) | HVH825GKA2* |  |  | EA*4X43L21A*+WALLCON | *96CTN1002122A* | 24400 | 16.5 | 8.5 | 21200 | 16600 | 78.3% | 2.04 | 0 | 11 |  |  |  | No | R-410A | 2.0333 | Residential & Commercial | Ducted CEE Tier 1
210598015 | Central HP <5.4 tons | ARCOAIRE | HRCU-A-CB (Split System: Heat Pump with Remote Outdoor Unit-Air-Source) | HVH825GKA2* |  |  | EA*4X48L21A*+WALLCON | *80CTL0701716A* | 24000 | 17 | 8.1 | 21000 | 16600 | 79.05% | 2.02 | 0 | 11 |  |  |  | No | R-410A | 2 | Residential & Commercial | Ducted CEE Tier 1
210598163 | Central HP <5.4 tons | ARCOAIRE | HRCU-A-CB (Split System: Heat Pump with Remote Outdoor Unit-Air-Source) | HVH825GKA2* |  |  | EHD4X42AAL+WALLCON | *80CSU0601716A* | 24200 | 16 | 8.1 | 21400 | 16600 | 77.57% | 2 | 0 | 10.5 |  |  |  | No | R-410A | 2.0167 | Residential & Commercial | Ducted CEE Tier 1
210598231 | Central HP <5.4 tons | ARCOAIRE | HRCU-A-CB (Split System: Heat Pump with Remote Outdoor Unit-Air-Source) | HVH825GKA2* |  |  | EHD4X42AAL+WALLCON | *97CMN1002122A* | 24200 | 16 | 8.1 | 21400 | 16600 | 77.57% | 2 | 0 | 10.5 |  |  |  | No | R-410A | 2.0167 | Residential & Commercial | Ducted CEE Tier 1
210598263 | Central HP <5.4 tons | ARCOAIRE | HRCU-A-CB (Split System: Heat Pump with Remote Outdoor Unit-Air-Source) | HVH825GKA2* |  |  | EHD4X48AAL+WALLCON | *80CTL0901716A* | 24400 | 17 | 8.1 | 21200 | 16500 | 77.83% | 2.04 | 0 | 11 |  |  |  | No | R-410A | 2.0333 | Residential & Commercial | Ducted CEE Tier 1
212348378 | Central HP <5.4 tons | CARRIER | HRCU-A-CB (Split System: Heat Pump with Remote Outdoor Unit-Air-Source) | 38MURAQ18AB3* | ASPEN |  | LEW30B4 |  | 17000 | 15.2 | 8.5 | 18000 | 18300 | 101.7% | 2.56 | 0 | 10.5 |  |  |  | No | R-410A | 1.4167 | Residential & Commercial | Ducted CEE Tier 1
205750745 | Central HP <5.4 tons | ARCOAIRE | HRCU-A-CB (Split System: Heat Pump with Remote Outdoor Unit-Air-Source) | HVH825GKA2* |  |  | EA*4X37L21A*+WALLCON | *97CMN0602120A* | 24400 | 16.5 | 8.1 | 21200 | 16700 | 78.77% | 2.02 | 11 | 11 |  |  |  | No | R-410A | 2.0333 | Residential & Commercial | Ducted CEE Tier 1
210598279 | Central HP <5.4 tons | ARCOAIRE | HRCU-A-CB (Split System: Heat Pump with Remote Outdoor Unit-Air-Source) | HVH825GKA2* |  |  | EHD4X48AAL+WALLCON | *95CSU1002122A* | 24200 | 16.5 | 8.1 | 21200 | 16600 | 78.3% | 2.02 | 0 | 11 |  |  |  | No | R-410A | 2.0167 | Residential & Commercial | Ducted CEE Tier 1
210598379 | Central HP <5.4 tons | ARCOAIRE | HRCU-A-CB (Split System: Heat Pump with Remote Outdoor Unit-Air-Source) | HVH825GKA2* |  |  | EN(A,D)4X48L24**+WALLCON | *96CTN1202422A* | 24200 | 17 | 8.1 | 21200 | 16600 | 78.3% | 2.02 | 0 | 11.5 |  |  |  | No | R-410A | 2.0167 | Residential & Commercial | Ducted CEE Tier 1
212348392 | Central HP <5.4 tons | CARRIER | HRCU-A-CB (Split System: Heat Pump with Remote Outdoor Unit-Air-Source) | 38MURAQ24AB3* | ASPEN |  | LEW30B4 |  | 23000 | 16 | 8.5 | 26000 | 23400 | 90% | 2.77 | 0 | 10 |  |  |  | No | R-410A | 1.9167 | Residential & Commercial | Ducted CEE Tier 1
212348393 | Central HP <5.4 tons | CARRIER | HRCU-A-CB (Split System: Heat Pump with Remote Outdoor Unit-Air-Source) | 38MURAQ24AB3* | ASPEN |  | LEW30C4 |  | 23000 | 16 | 8.8 | 26000 | 23400 | 90% | 2.77 | 0 | 10 |  |  |  | No | R-410A | 1.9167 | Residential & Commercial | Ducted CEE Tier 1
212972421 | Central HP <5.4 tons | GRANDAIRE | HRCU-A-CB (Split System: Heat Pump with Remote Outdoor Unit-Air-Source) | WDLCURAH24ABK |  |  | WLA*374CA* | WFET110C066A* | 24400 | 17.5 | 8.5 | 25400 | 24000 | 94.49% | 1.98 | 0 | 10.5 |  |  |  | No | R-410A | 2.0333 | Residential & Commercial | Ducted CEE Tier 1
212971986 | Central HP <5.4 tons | GRANDAIRE | HRCU-A-CB (Split System: Heat Pump with Remote Outdoor Unit-Air-Source) | WDLCURAH24ABK |  |  | WLA*304BA* | WFET090B048A* | 23400 | 17 | 8.5 | 26200 | 24200 | 92.37% | 2 | 0 | 10 |  |  |  | No | R-410A | 1.95 | Residential & Commercial | Ducted CEE Tier 1
210599317 | Central HP <5.4 tons | ARCOAIRE | HRCU-A-CB (Split System: Heat Pump with Remote Outdoor Unit-Air-Source) | HVH837GKA** |  |  | EA*4X61L24A*+WALLCON | *97CMN1002122A* | 33200 | 18 | 8.5 | 32000 | 24800 | 77.5% | 2 | 0 | 12 |  |  |  | No | R-410A | 2.7667 | Residential & Commercial | Ducted CEE Tier 1
210474140 | Central HP <5.4 tons | ARCOAIRE | HRCU-A-CB (Split System: Heat Pump with Remote Outdoor Unit-Air-Source) | HVH825GKA3* |  |  | EN(A,D)4X48L24**+WALLCON | *96CTN1002122A* | 24200 | 17 | 8.1 | 21400 | 16600 | 77.57% | 2.02 | 0 | 11.5 |  |  |  | No | R-410A | 2.0167 | Residential & Commercial | Ducted CEE Tier 1
210474541 | Central HP <5.4 tons | ARCOAIRE | HRCU-A-CB (Split System: Heat Pump with Remote Outdoor Unit-Air-Source) | HVH825GKA3* |  |  | EHD4X48AAL+WALLCON | *96CTN0601714A* | 24200 | 16 | 8.1 | 21400 | 16700 | 78.04% | 2 | 0 | 10.5 |  |  |  | No | R-410A | 2.0167 | Residential & Commercial | Ducted CEE Tier 1
210474008 | Central HP <5.4 tons | ARCOAIRE | HRCU-A-CB (Split System: Heat Pump with Remote Outdoor Unit-Air-Source) | HVH825GKA3* |  |  | EN(A,D,W)4X48L21**+WALLCON | *97CMN0801714A* | 24000 | 16.5 | 8.1 | 21400 | 16700 | 78.04% | 2 | 0 | 11 |  |  |  | No | R-410A | 2 | Residential & Commercial | Ducted CEE Tier 1
210597871 | Central HP <5.4 tons | ARCOAIRE | HRCU-A-CB (Split System: Heat Pump with Remote Outdoor Unit-Air-Source) | HVH825GKA2* |  |  | EA*4X42L21A*+WALLCON | *96CTN0601714A* | 23600 | 16.5 | 8.1 | 21400 | 16700 | 78.04% | 1.94 | 0 | 11 |  |  |  | No | R-410A | 1.9667 | Residential & Commercial | Ducted CEE Tier 1
212348394 | Central HP <5.4 tons | CARRIER | HRCU-A-CB (Split System: Heat Pump with Remote Outdoor Unit-Air-Source) | 38MURAQ24AB3* | ASPEN |  | LEW30D4 |  | 23600 | 16 | 9 | 26200 | 23400 | 89.31% | 2.93 | 0 | 10 |  |  |  | No | R-410A | 1.9667 | Residential & Commercial | Ducted CEE Tier 1
214229166 | Central HP <5.4 tons | GRANDAIRE | HRCU-A-CB (Split System: Heat Pump with Remote Outdoor Unit-Air-Source) | WDLCURAH24ABK |  |  | WLA*364BA* | WFEU060B048B* | 23800 | 17.5 | 8.5 | 25600 | 23600 | 92.19% | 1.96 | 0 | 10 |  |  |  | No | R-410A | 1.9833 | Residential & Commercial | Ducted CEE Tier 1
212979214 | Central HP <5.4 tons | GRANDAIRE | HRCU-A-CB (Split System: Heat Pump with Remote Outdoor Unit-Air-Source) | WDLCURAH24ABK |  |  | WLNC244BA* | WFE*070B048C* | 23200 | 16.5 | 8.5 | 26800 | 24400 | 91.04% | 2.02 | 0 | 10 |  |  |  | No | R-410A | 1.9333 | Residential & Commercial | Ducted CEE Tier 1
210599277 | Central HP <5.4 tons | ARCOAIRE | HRCU-A-CB (Split System: Heat Pump with Remote Outdoor Unit-Air-Source) | HVH837GKA** |  |  | EA*4X61L24A*+WALLCON | *80CTL0902120A* | 33200 | 18 | 8.5 | 32000 | 24800 | 77.5% | 2 | 0 | 12 |  |  |  | No | R-410A | 2.7667 | Residential & Commercial | Ducted CEE Tier 1
210599442 | Central HP <5.4 tons | ARCOAIRE | HRCU-A-CB (Split System: Heat Pump with Remote Outdoor Unit-Air-Source) | HVH837GKA** |  |  | EHD4X60AAL+WALLCON | *96CTN1002122A* | 33000 | 17 | 8.1 | 32200 | 24800 | 77.02% | 2.02 | 0 | 11.5 |  |  |  | No | R-410A | 2.75 | Residential & Commercial | Ducted CEE Tier 1
210597887 | Central HP <5.4 tons | ARCOAIRE | HRCU-A-CB (Split System: Heat Pump with Remote Outdoor Unit-Air-Source) | HVH825GKA2* |  |  | EA*4X42L21A*+WALLCON | *97CMN0602120A* | 23600 | 16 | 8.1 | 21400 | 16700 | 78.04% | 1.94 | 0 | 11 |  |  |  | No | R-410A | 1.9667 | Residential & Commercial | Ducted CEE Tier 1
210597903 | Central HP <5.4 tons | ARCOAIRE | HRCU-A-CB (Split System: Heat Pump with Remote Outdoor Unit-Air-Source) | HVH825GKA2* |  |  | EA*4X42L24A*+WALLCON | *80CTL1352422A* | 23800 | 16.5 | 8.1 | 21400 | 16600 | 77.57% | 1.96 | 0 | 11 |  |  |  | No | R-410A | 1.9833 | Residential & Commercial | Ducted CEE Tier 1
210597971 | Central HP <5.4 tons | ARCOAIRE | HRCU-A-CB (Split System: Heat Pump with Remote Outdoor Unit-Air-Source) | HVH825GKA2* |  |  | EA*4X43L21A*+WALLCON | *96CTN0601714A* | 24400 | 16.5 | 8.1 | 21200 | 16700 | 78.77% | 2.02 | 0 | 11 |  |  |  | No | R-410A | 2.0333 | Residential & Commercial | Ducted CEE Tier 1
211227771 | Central HP <5.4 tons | KEEPRITE | HRCU-A-CB (Split System: Heat Pump with Remote Outdoor Unit-Air-Source) | DLCURAH36ABK |  |  | EA*4X42L24A* | *80ES(N,L)0702116A* | 35200 | 16 | 8.1 | 38500 | 35000 | 90.91% | 1.88 | 0 | 10 |  |  |  | No | R-410A | 2.9333 | Residential & Commercial | Ducted CEE Tier 1
211227537 | Central HP <5.4 tons | KEEPRITE | HRCU-A-CB (Split System: Heat Pump with Remote Outdoor Unit-Air-Source) | DLCURAH36ABK |  |  | EA*4X42L21A* | *92ESN0802120A* | 35200 | 16.5 | 8.1 | 38500 | 35000 | 90.91% | 1.88 | 0 | 10 |  |  |  | No | R-410A | 2.9333 | Residential & Commercial | Ducted CEE Tier 1
211227855 | Central HP <5.4 tons | KEEPRITE | HRCU-A-CB (Split System: Heat Pump with Remote Outdoor Unit-Air-Source) | DLCURAH36ABK |  |  | EA*4X42L24A* | *80ES(N,L)1552420A* | 36400 | 15.5 | 8.1 | 39500 | 35200 | 89.11% | 1.94 | 0 | 10 |  |  |  | No | R-410A | 3.0333 | Residential & Commercial | Ducted CEE Tier 1
211599657 | Central HP <5.4 tons | YORK | HRCU-A-CB (Split System: Heat Pump with Remote Outdoor Unit-Air-Source) | YH2F42TB21 | ASPEN |  | LEM48C4 |  | 39000 | 16 | 8.1 | 40500 | 29000 | 71.6% | 3.33 | 0 | 12.5 |  |  |  | No | R-410A | 3.25 | Residential & Commercial | Ducted CEE Tier 1
212383407 | Central HP <5.4 tons | KEEPRITE | HRCU-A-CB (Split System: Heat Pump with Remote Outdoor Unit-Air-Source) | DLCURAH36ABK |  |  | EA*4X37L21A* | *80ES(N,L)0701716A* | 36600 | 15.5 | 8.5 | 39000 | 34800 | 89.23% | 2.1 | 0 | 10 |  |  |  | No | R-410A | 3.05 | Residential & Commercial | Ducted CEE Tier 1
212384282 | Central HP <5.4 tons | KEEPRITE | HRCU-A-CB (Split System: Heat Pump with Remote Outdoor Unit-Air-Source) | DLCURAH36ABK |  |  | END4X42L17** | *80ES(N,L)0701712A* | 35800 | 15.2 | 8.1 | 39500 | 35000 | 88.61% | 1.96 | 0 | 10 |  |  |  | No | R-410A | 2.9833 | Residential & Commercial | Ducted CEE Tier 1
212384332 | Central HP <5.4 tons | KEEPRITE | HRCU-A-CB (Split System: Heat Pump with Remote Outdoor Unit-Air-Source) | DLCURAH36ABK |  |  | END4X42L17** | *92ESN0801716A* | 35600 | 16 | 8.1 | 39000 | 35000 | 89.74% | 1.96 | 0 | 10 |  |  |  | No | R-410A | 2.9667 | Residential & Commercial | Ducted CEE Tier 1
212160190 | Central HP <5.4 tons | ARMSTRONG AIR | HRCU-A-CB (Split System: Heat Pump with Remote Outdoor Unit-Air-Source) | 4SHP22LX124P-**A | ADP |  | V,A,D36H175D149 | A97US2V060B12X | 23800 | 20 | 8.5 | 22000 | 15400 | 70% | 1.9 | 0 | 13.5 |  |  |  | No | R-410A | 1.9833 | Residential & Commercial | Ducted CEE Tier 1
212160199 | Central HP <5.4 tons | ARMSTRONG AIR | HRCU-A-CB (Split System: Heat Pump with Remote Outdoor Unit-Air-Source) | 4SHP22LX124P-**A | ADP |  | H,A,DE34936 | A97US2V060B12X | 23800 | 20 | 8.5 | 22000 | 15400 | 70% | 1.9 | 0 | 13.5 |  |  |  | No | R-410A | 1.9833 | Residential & Commercial | Ducted CEE Tier 1
212988648 | Central HP <5.4 tons | GRANDAIRE | HRCU-A-CB (Split System: Heat Pump with Remote Outdoor Unit-Air-Source) | WDLCURAH24ABK |  |  | WLA*244BA* | WFSU040B036B* | 23400 | 16.5 | 8.5 | 27000 | 21800 | 80.74% | 1.82 | 0 | 10 |  |  |  | No | R-410A | 1.95 | Residential & Commercial | Ducted CEE Tier 1
212988732 | Central HP <5.4 tons | GRANDAIRE | HRCU-A-CB (Split System: Heat Pump with Remote Outdoor Unit-Air-Source) | WDLCURAH24ABK |  |  | WLNC244BA* | WFSU040B036B* | 23200 | 16 | 8.5 | 27000 | 24200 | 89.63% | 2.02 | 0 | 10 |  |  |  | No | R-410A | 1.9333 | Residential & Commercial | Ducted CEE Tier 1
212979892 | Central HP <5.4 tons | GRANDAIRE | HRCU-A-CB (Split System: Heat Pump with Remote Outdoor Unit-Air-Source) | WDLCURAH24ABK |  |  | WLA*374CA* | WFE*090B042C* | 24200 | 17.5 | 8.5 | 25200 | 24400 | 96.83% | 2.02 | 0 | 10 |  |  |  | No | R-410A | 2.0167 | Residential & Commercial | Ducted CEE Tier 1
205751019 | Central HP <5.4 tons | ARCOAIRE | HRCU-A-CB (Split System: Heat Pump with Remote Outdoor Unit-Air-Source) | HVH837GKA** |  |  | EA*4X37L21A*+WALLCON | *80CTL0902120A* | 32800 | 17.5 | 8.5 | 33000 | 25200 | 76.36% | 1.98 | 12 | 11.7 |  |  |  | No | R-410A | 2.7333 | Residential & Commercial | Ducted CEE Tier 1
210474629 | Central HP <5.4 tons | ARCOAIRE | HRCU-A-CB (Split System: Heat Pump with Remote Outdoor Unit-Air-Source) | HVH825GKA3* |  |  | EHD4X48AAL+WALLCON | *80CTL0701412A* | 24400 | 17 | 8.1 | 21200 | 16500 | 77.83% | 2.02 | 0 | 11 |  |  |  | No | R-410A | 2.0333 | Residential & Commercial | Ducted CEE Tier 1
210474486 | Central HP <5.4 tons | ARCOAIRE | HRCU-A-CB (Split System: Heat Pump with Remote Outdoor Unit-Air-Source) | HVH825GKA3* |  |  | EHD4X48AAL+WALLCON | *80CSU0601716A* | 24200 | 16.5 | 8.1 | 21200 | 16600 | 78.3% | 2 | 0 | 10.5 |  |  |  | No | R-410A | 2.0167 | Residential & Commercial | Ducted CEE Tier 1
214229466 | Central HP <5.4 tons | GRANDAIRE | HRCU-A-CB (Split System: Heat Pump with Remote Outdoor Unit-Air-Source) | WDLCURAH36ABK |  |  | WLA*484DA* | WFEU100C060B* | 35600 | 16 | 8.5 | 38000 | 34600 | 91.05% | 2.04 | 0 | 10 |  |  |  | No | R-410A | 2.9667 | Residential & Commercial | Ducted CEE Tier 1
213075945 | Central HP <5.4 tons | GRANDAIRE | HRCU-A-CB (Split System: Heat Pump with Remote Outdoor Unit-Air-Source) | WDLCURAH36ABK |  |  | WLA*484CA* | WFSU100C060B* | 36000 | 16 | 8.5 | 38000 | 34800 | 91.58% | 2.04 | 0 | 10 |  |  |  | No | R-410A | 3 | Residential & Commercial | Ducted CEE Tier 1
212980166 | Central HP <5.4 tons | GRANDAIRE | HRCU-A-CB (Split System: Heat Pump with Remote Outdoor Unit-Air-Source) | WDLCURAH36ABK |  |  | WLA*484CA* | WFE*090C048C* | 35600 | 16.5 | 8.5 | 37800 | 34600 | 91.53% | 2.02 | 0 | 10 |  |  |  | No | R-410A | 2.9667 | Residential & Commercial | Ducted CEE Tier 1
213075957 | Central HP <5.4 tons | GRANDAIRE | HRCU-A-CB (Split System: Heat Pump with Remote Outdoor Unit-Air-Source) | WDLCURAH36ABK |  |  | WLA*484DA* | WFSU100C060B* | 36000 | 16.5 | 8.5 | 38000 | 35400 | 93.16% | 1.78 | 0 | 10 |  |  |  | No | R-410A | 3 | Residential & Commercial | Ducted CEE Tier 1
214080664 | Central HP <5.4 tons | ARMSTRONG AIR | HRCU-A-CB (Split System: Heat Pump with Remote Outdoor Unit-Air-Source) | 4SHP22LX124P-**A | ADP |  | H,A,DP16936 | A97US2V040B12X | 23800 | 21 | 8.5 | 22000 | 15400 | 70% | 1.92 | 0 | 13.5 |  |  |  | No | R-410A | 1.9833 | Residential & Commercial | Ducted CEE Tier 1
214080666 | Central HP <5.4 tons | ARMSTRONG AIR | HRCU-A-CB (Split System: Heat Pump with Remote Outdoor Unit-Air-Source) | 4SHP22LX124P-**A | ADP |  | H,A,DG1K936 | A97US2V040B12X | 23800 | 21 | 8.5 | 22000 | 15400 | 70% | 1.92 | 0 | 13.5 |  |  |  | No | R-410A | 1.9833 | Residential & Commercial | Ducted CEE Tier 1
213796167 | Central HP <5.4 tons | ARMSTRONG AIR | HRCU-A-CB (Split System: Heat Pump with Remote Outdoor Unit-Air-Source) | 4SHP22LX124P-**A | ADP |  | H,A,DE33936+AEFE4B* |  | 22800 | 21 | 8.45 | 20600 | 15600 | 75.73% | 2.2 | 0 | 13 |  |  |  | No | R-410A | 1.9 | Residential & Commercial | Ducted CEE Tier 1
211241020 | Central HP <5.4 tons | GRANDAIRE | HRCU-A-CB (Split System: Heat Pump with Remote Outdoor Unit-Air-Source) | WDLCURAH24ABK |  |  | WLA*254BA* | WFSX060A036A* | 25000 | 16 | 8.5 | 26000 | 21000 | 80.77% | 1.76 | 0 | 10 |  |  |  | No | R-410A | 2.0833 | Residential & Commercial | Ducted CEE Tier 1
211241197 | Central HP <5.4 tons | GRANDAIRE | HRCU-A-CB (Split System: Heat Pump with Remote Outdoor Unit-Air-Source) | WDLCURAH24ABK |  |  | WLA*254BA* | WFEL070A036B* | 25000 | 17 | 8.5 | 25600 | 21000 | 82.03% | 1.78 | 0 | 10.5 |  |  |  | No | R-410A | 2.0833 | Residential & Commercial | Ducted CEE Tier 1
211240661 | Central HP <5.4 tons | GRANDAIRE | HRCU-A-CB (Split System: Heat Pump with Remote Outdoor Unit-Air-Source) | WDLCURAH24ABK |  |  | WLA*244BA* | WFER070B036A* | 24000 | 16 | 8.5 | 27000 | 23600 | 87.41% | 1.94 | 0 | 10 |  |  |  | No | R-410A | 2 | Residential & Commercial | Ducted CEE Tier 1
211241297 | Central HP <5.4 tons | GRANDAIRE | HRCU-A-CB (Split System: Heat Pump with Remote Outdoor Unit-Air-Source) | WDLCURAH24ABK |  |  | WLA*304AA* | WFSX060A036A* | 24200 | 15.5 | 8.5 | 26600 | 22800 | 85.71% | 1.86 | 0 | 10 |  |  |  | No | R-410A | 2.0167 | Residential & Commercial | Ducted CEE Tier 1
211241340 | Central HP <5.4 tons | GRANDAIRE | HRCU-A-CB (Split System: Heat Pump with Remote Outdoor Unit-Air-Source) | WDLCURAH24ABK |  |  | WLA*304AA* | WFER045A036A* | 24400 | 16 | 8.5 | 26600 | 22600 | 84.96% | 1.86 | 0 | 10 |  |  |  | No | R-410A | 2.0333 | Residential & Commercial | Ducted CEE Tier 1
212976687 | Central HP <5.4 tons | GRANDAIRE | HRCU-A-CB (Split System: Heat Pump with Remote Outdoor Unit-Air-Source) | WDLCURAH24ABK |  |  | WLA*374CA* | WFST100C060A* | 24000 | 17.5 | 8.5 | 25200 | 24600 | 97.62% | 2.04 | 0 | 10 |  |  |  | No | R-410A | 2 | Residential & Commercial | Ducted CEE Tier 1
212984204 | Central HP <5.4 tons | GRANDAIRE | HRCU-A-CB (Split System: Heat Pump with Remote Outdoor Unit-Air-Source) | WDLCURAH18ABK |  |  | WLA*304BA* | WFAX060B042B* | 17700 | 16.5 | 8.5 | 18300 | 19200 | 104.9% | 2.3 | 0 | 10.5 |  |  |  | No | R-410A | 1.475 | Residential & Commercial | Ducted CEE Tier 1
214228979 | Central HP <5.4 tons | GRANDAIRE | HRCU-A-CB (Split System: Heat Pump with Remote Outdoor Unit-Air-Source) | WDLCURAH18ABK |  |  | WLA*194BA* | WFEU060B048B* | 18100 | 16.5 | 8.5 | 18000 | 17700 | 98.33% | 2.14 | 0 | 11 |  |  |  | No | R-410A | 1.5083 | Residential & Commercial | Ducted CEE Tier 1
211245788 | Central HP <5.4 tons | KEEPRITE | HRCU-A-CB (Split System: Heat Pump with Remote Outdoor Unit-Air-Source) | DLCURAH24ABK |  |  | EN(A,D)4X36L21** | OLV112A16A | 24400 | 16 | 8.1 | 26600 | 22600 | 84.96% | 1.86 | 0 | 10 |  |  |  | No | R-410A | 2.0333 | Residential & Commercial | Ducted CEE Tier 1
214229012 | Central HP <5.4 tons | GRANDAIRE | HRCU-A-CB (Split System: Heat Pump with Remote Outdoor Unit-Air-Source) | WDLCURAH18ABK |  |  | WLA*304BA* | WFEU060B048B* | 17800 | 16.5 | 8.5 | 18400 | 18500 | 100.5% | 2.24 | 0 | 10.5 |  |  |  | No | R-410A | 1.4833 | Residential & Commercial | Ducted CEE Tier 1
212989284 | Central HP <5.4 tons | GRANDAIRE | HRCU-A-CB (Split System: Heat Pump with Remote Outdoor Unit-Air-Source) | WDLCURAH18ABK |  |  | WLA*244BA* | WFSU060B048B* | 17300 | 16.5 | 8.5 | 18200 | 17700 | 97.25% | 2.14 | 0 | 10.5 |  |  |  | No | R-410A | 1.4417 | Residential & Commercial | Ducted CEE Tier 1
212975796 | Central HP <5.4 tons | GRANDAIRE | HRCU-A-CB (Split System: Heat Pump with Remote Outdoor Unit-Air-Source) | WDLCURAH18ABK |  |  | WLA*244BA* | WFST080B048A* | 17200 | 16 | 8.5 | 18200 | 17800 | 97.8% | 2.14 | 0 | 10.5 |  |  |  | No | R-410A | 1.4333 | Residential & Commercial | Ducted CEE Tier 1
212979976 | Central HP <5.4 tons | GRANDAIRE | HRCU-A-CB (Split System: Heat Pump with Remote Outdoor Unit-Air-Source) | WDLCURAH18ABK |  |  | WLA*254BA* | WFE*090B042C* | 18100 | 16.5 | 8.5 | 17900 | 18700 | 104.5% | 2.24 | 0 | 11 |  |  |  | No | R-410A | 1.5083 | Residential & Commercial | Ducted CEE Tier 1
210470269 | Central HP <5.4 tons | ARCOAIRE | HRCU-A-CB (Split System: Heat Pump with Remote Outdoor Unit-Air-Source) | HVH837GKA2* |  |  | EA*4X60L24A*+WALLCON | *80CTL0902120A* | 32800 | 17.5 | 8.5 | 31800 | 24800 | 77.99% | 1.98 | 0 | 11.7 |  |  |  | No | R-410A | 2.7333 | Residential & Commercial | Ducted CEE Tier 1
211259931 | Central HP <5.4 tons | GRANDAIRE | HRCU-A-CB (Split System: Heat Pump with Remote Outdoor Unit-Air-Source) | WDLCURAH18ABK |  |  | WLA*194BA* | WFER070B036A* | 18600 | 16.5 | 8.5 | 18400 | 17500 | 95.11% | 2.14 | 0 | 11 |  |  |  | No | R-410A | 1.55 | Residential & Commercial | Ducted CEE Tier 1
211260240 | Central HP <5.4 tons | GRANDAIRE | HRCU-A-CB (Split System: Heat Pump with Remote Outdoor Unit-Air-Source) | WDLCURAH18ABK |  |  | WLA*244AA* | WFER070A036A* | 17600 | 16 | 8.5 | 18400 | 19100 | 103.8% | 2.3 | 0 | 10.5 |  |  |  | No | R-410A | 1.4667 | Residential & Commercial | Ducted CEE Tier 1
211260599 | Central HP <5.4 tons | GRANDAIRE | HRCU-A-CB (Split System: Heat Pump with Remote Outdoor Unit-Air-Source) | WDLCURAH18ABK |  |  | WLA*244BA* | WFAX060B042A* | 17700 | 16.5 | 8.5 | 18500 | 19100 | 103.2% | 2.3 | 0 | 10.5 |  |  |  | No | R-410A | 1.475 | Residential & Commercial | Ducted CEE Tier 1
211261469 | Central HP <5.4 tons | GRANDAIRE | HRCU-A-CB (Split System: Heat Pump with Remote Outdoor Unit-Air-Source) | WDLCURAH18ABK |  |  | WLA*304AA* | WFAX060A036A* | 18200 | 16 | 8.5 | 18700 | 18400 | 98.4% | 2.22 | 0 | 10.5 |  |  |  | No | R-410A | 1.5167 | Residential & Commercial | Ducted CEE Tier 1
212970869 | Central HP <5.4 tons | GRANDAIRE | HRCU-A-CB (Split System: Heat Pump with Remote Outdoor Unit-Air-Source) | WDLCURAH18ABK |  |  | WLA*244AA* | WFET045A036A* | 17700 | 16.5 | 8.5 | 18600 | 19300 | 103.8% | 2.32 | 0 | 10.5 |  |  |  | No | R-410A | 1.475 | Residential & Commercial | Ducted CEE Tier 1
212970905 | Central HP <5.4 tons | GRANDAIRE | HRCU-A-CB (Split System: Heat Pump with Remote Outdoor Unit-Air-Source) | WDLCURAH18ABK |  |  | WLA*304AA* | WFET045A036A* | 17800 | 16.5 | 8.5 | 18400 | 19700 | 107.1% | 2.38 | 0 | 10.5 |  |  |  | No | R-410A | 1.4833 | Residential & Commercial | Ducted CEE Tier 1
212974624 | Central HP <5.4 tons | GRANDAIRE | HRCU-A-CB (Split System: Heat Pump with Remote Outdoor Unit-Air-Source) | WDLCURAH18ABK |  |  | WLA*194BA* | WFST040A030A* | 17600 | 16 | 8.1 | 17700 | 19400 | 109.6% | 2.32 | 0 | 10.5 |  |  |  | No | R-410A | 1.4667 | Residential & Commercial | Ducted CEE Tier 1
212974715 | Central HP <5.4 tons | GRANDAIRE | HRCU-A-CB (Split System: Heat Pump with Remote Outdoor Unit-Air-Source) | WDLCURAH18ABK |  |  | WLNC244AA* | WFST040A030A* | 17300 | 15.5 | 8.5 | 18400 | 19200 | 104.3% | 2.3 | 0 | 10.5 |  |  |  | No | R-410A | 1.4417 | Residential & Commercial | Ducted CEE Tier 1
212986222 | Central HP <5.4 tons | GRANDAIRE | HRCU-A-CB (Split System: Heat Pump with Remote Outdoor Unit-Air-Source) | WDLCURAH24ABK |  |  | WLNC244AA* | WFSX040A030B* | 23200 | 16 | 8.5 | 27000 | 25200 | 93.33% | 2.1 | 0 | 10 |  |  |  | No | R-410A | 1.9333 | Residential & Commercial | Ducted CEE Tier 1
212984144 | Central HP <5.4 tons | GRANDAIRE | HRCU-A-CB (Split System: Heat Pump with Remote Outdoor Unit-Air-Source) | WDLCURAH24ABK |  |  | WLN(C,W)364BA* | WFAX060B042B* | 23600 | 17 | 8.5 | 26400 | 24200 | 91.67% | 2.02 | 0 | 10.5 |  |  |  | No | R-410A | 1.9667 | Residential & Commercial | Ducted CEE Tier 1
212984612 | Central HP <5.4 tons | GRANDAIRE | HRCU-A-CB (Split System: Heat Pump with Remote Outdoor Unit-Air-Source) | WDLCURAH24ABK |  |  | WLA*364BA* | WFAX080B048B* | 23600 | 17.5 | 8.5 | 26200 | 23800 | 90.84% | 2 | 0 | 10 |  |  |  | No | R-410A | 1.9667 | Residential & Commercial | Ducted CEE Tier 1
212986198 | Central HP <5.4 tons | GRANDAIRE | HRCU-A-CB (Split System: Heat Pump with Remote Outdoor Unit-Air-Source) | WDLCURAH24ABK |  |  | WLA*364BA* | WFSX040A030B* | 23600 | 16 | 8.5 | 26200 | 22200 | 84.73% | 1.84 | 0 | 10 |  |  |  | No | R-410A | 1.9667 | Residential & Commercial | Ducted CEE Tier 1
212989176 | Central HP <5.4 tons | GRANDAIRE | HRCU-A-CB (Split System: Heat Pump with Remote Outdoor Unit-Air-Source) | WDLCURAH24ABK |  |  | WLA*364BA* | WFSU060B048B* | 23600 | 17 | 8.5 | 26200 | 23800 | 90.84% | 1.98 | 0 | 10 |  |  |  | No | R-410A | 1.9667 | Residential & Commercial | Ducted CEE Tier 1
211259673 | Central HP <5.4 tons | KEEPRITE | HRCU-A-CB (Split System: Heat Pump with Remote Outdoor Unit-Air-Source) | DLCURAH18ABK |  |  | EA*4X19L17A* | *95ESU0401712A* | 18200 | 16.5 | 8.5 | 18100 | 17600 | 97.24% | 2.14 | 0 | 11 |  |  |  | No | R-410A | 1.5167 | Residential & Commercial | Ducted CEE Tier 1
211259712 | Central HP <5.4 tons | KEEPRITE | HRCU-A-CB (Split System: Heat Pump with Remote Outdoor Unit-Air-Source) | DLCURAH18ABK |  |  | EA*4X19L17A* | *80VSL0451716A* | 18100 | 16 | 8.5 | 18100 | 17700 | 97.79% | 2.14 | 0 | 10.5 |  |  |  | No | R-410A | 1.5083 | Residential & Commercial | Ducted CEE Tier 1
211259882 | Central HP <5.4 tons | KEEPRITE | HRCU-A-CB (Split System: Heat Pump with Remote Outdoor Unit-Air-Source) | DLCURAH18ABK |  |  | EA*4X19L17A* | *96VTN0601714A* | 18200 | 16 | 8.5 | 18200 | 17700 | 97.25% | 2.14 | 0 | 10.5 |  |  |  | No | R-410A | 1.5167 | Residential & Commercial | Ducted CEE Tier 1
212384718 | Central HP <5.4 tons | KEEPRITE | HRCU-A-CB (Split System: Heat Pump with Remote Outdoor Unit-Air-Source) | DLCURAH36ABK |  |  | EN(A,D,W)4X42L21** | *80ESU0802120A | 36800 | 15.2 | 8.1 | 40000 | 35200 | 88% | 1.94 | 0 | 10 |  |  |  | No | R-410A | 3.0667 | Residential & Commercial | Ducted CEE Tier 1
212383442 | Central HP <5.4 tons | KEEPRITE | HRCU-A-CB (Split System: Heat Pump with Remote Outdoor Unit-Air-Source) | DLCURAH36ABK |  |  | EA*4X37L21A* | *92ESN1002120A* | 37200 | 16 | 8.5 | 39000 | 34800 | 89.23% | 2.12 | 0 | 10 |  |  |  | No | R-410A | 3.1 | Residential & Commercial | Ducted CEE Tier 1
213821566 | Central HP <5.4 tons | TEMPSTAR | HRCU-A-CB (Split System: Heat Pump with Remote Outdoor Unit-Air-Source) | DLCURAH36ABK | ASPEN |  | D(A,C,E)36C34+TDR | *80MS(N,L)0701412A* | 35200 | 16 | 8.1 | 38500 | 32200 | 83.64% | 2.63 | 0 | 10 |  |  |  | No | R-410A | 2.9333 | Residential & Commercial | Ducted CEE Tier 1
212500134 | Central HP <5.4 tons | LENNOX | HRCU-A-CB (Split System: Heat Pump with Remote Outdoor Unit-Air-Source) | EL22XPV-024-230A** | ADP |  | LP36/37R9 | SL297UH040NV36B* | 23800 | 21 | 8.5 | 22000 | 15400 | 70% | 1.92 | 0 | 13.5 |  |  |  | No | R-410A | 1.9833 | Residential & Commercial | Ducted CEE Tier 1
212979142 | Central HP <5.4 tons | GRANDAIRE | HRCU-A-CB (Split System: Heat Pump with Remote Outdoor Unit-Air-Source) | WDLCURAH24ABK |  |  | WLA*254BA* | WFE*070B048C* | 24200 | 17.5 | 8.5 | 25200 | 24600 | 97.62% | 2.04 | 0 | 10 |  |  |  | No | R-410A | 2.0167 | Residential & Commercial | Ducted CEE Tier 1
212976082 | Central HP <5.4 tons | GRANDAIRE | HRCU-A-CB (Split System: Heat Pump with Remote Outdoor Unit-Air-Source) | WDLCURAH24ABK |  |  | WLA*374CA* | WFST080B048A* | 24600 | 17 | 8.5 | 25200 | 24800 | 98.41% | 2.04 | 0 | 10.5 |  |  |  | No | R-410A | 2.05 | Residential & Commercial | Ducted CEE Tier 1
212977585 | Central HP <5.4 tons | GRANDAIRE | HRCU-A-CB (Split System: Heat Pump with Remote Outdoor Unit-Air-Source) | WDLCURAH24ABK |  |  | WLA*244BA* | WFE*045A036C* | 23400 | 17 | 9 | 27000 | 21800 | 80.74% | 1.82 | 0 | 10 |  |  |  | No | R-410A | 1.95 | Residential & Commercial | Ducted CEE Tier 1
212977633 | Central HP <5.4 tons | GRANDAIRE | HRCU-A-CB (Split System: Heat Pump with Remote Outdoor Unit-Air-Source) | WDLCURAH24ABK |  |  | WLA*364BA* | WFE*045A036C* | 23800 | 17 | 8.5 | 26200 | 22000 | 83.97% | 1.84 | 0 | 10 |  |  |  | No | R-410A | 1.9833 | Residential & Commercial | Ducted CEE Tier 1
212977669 | Central HP <5.4 tons | GRANDAIRE | HRCU-A-CB (Split System: Heat Pump with Remote Outdoor Unit-Air-Source) | WDLCURAH24ABK |  |  | WLNC244BA* | WFE*045A036C* | 23200 | 16.5 | 8.5 | 26800 | 24000 | 89.55% | 2 | 0 | 10 |  |  |  | No | R-410A | 1.9333 | Residential & Commercial | Ducted CEE Tier 1
213258262 | Central HP <5.4 tons | KEEPRITE | HRCU-A-CB (Split System: Heat Pump with Remote Outdoor Unit-Air-Source) | DLCURAH18ABK | ADP |  | H,GG32936 | *96VTN0401712A* | 17500 | 15.2 | 8.5 | 17100 | 18700 | 109.4% | 2.28 | 0 | 10 |  |  |  | No | R-410A | 1.4583 | Residential & Commercial | Ducted CEE Tier 1
213258263 | Central HP <5.4 tons | KEEPRITE | HRCU-A-CB (Split System: Heat Pump with Remote Outdoor Unit-Air-Source) | DLCURAH18ABK | ADP |  | H,GE32936 | *96VTN0401712A* | 17500 | 15.2 | 8.5 | 17100 | 18700 | 109.4% | 2.28 | 0 | 10 |  |  |  | No | R-410A | 1.4583 | Residential & Commercial | Ducted CEE Tier 1
204300113 | Central HP <5.4 tons | ARCOAIRE | HRCU-A-CB (Split System: Heat Pump with Remote Outdoor Unit-Air-Source) | HVH837GKA** |  |  | EHD4X36AAL+WALLCON | *96CTN1202422A* | 32200 | 16.5 | 8.1 | 33200 | 24600 | 74.1% | 1.94 | 11 | 11 |  |  |  | No | R-410A | 2.6833 | Residential & Commercial | Ducted CEE Tier 1
212986306 | Central HP <5.4 tons | GRANDAIRE | HRCU-A-CB (Split System: Heat Pump with Remote Outdoor Unit-Air-Source) | WDLCURAH18ABK |  |  | WLA*244BA* | WFSX040A030B* | 17400 | 16 | 8.5 | 18500 | 18900 | 102.2% | 2.26 | 0 | 10.5 |  |  |  | No | R-410A | 1.45 | Residential & Commercial | Ducted CEE Tier 1
212986354 | Central HP <5.4 tons | GRANDAIRE | HRCU-A-CB (Split System: Heat Pump with Remote Outdoor Unit-Air-Source) | WDLCURAH18ABK |  |  | WLNC244AA* | WFSX040A030B* | 17400 | 15.5 | 8.5 | 18500 | 19200 | 103.8% | 2.3 | 0 | 10.5 |  |  |  | No | R-410A | 1.45 | Residential & Commercial | Ducted CEE Tier 1
212987506 | Central HP <5.4 tons | GRANDAIRE | HRCU-A-CB (Split System: Heat Pump with Remote Outdoor Unit-Air-Source) | WDLCURAH18ABK |  |  | WLA*194BA* | WFSX080B048B* | 18200 | 16.5 | 8.5 | 18100 | 19400 | 107.2% | 2.32 | 0 | 11 |  |  |  | No | R-410A | 1.5167 | Residential & Commercial | Ducted CEE Tier 1
212984744 | Central HP <5.4 tons | GRANDAIRE | HRCU-A-CB (Split System: Heat Pump with Remote Outdoor Unit-Air-Source) | WDLCURAH18ABK |  |  | WLA*304BA* | WFAX080B048B* | 17900 | 16.5 | 8.5 | 18500 | 19100 | 103.2% | 2.3 | 0 | 10.5 |  |  |  | No | R-410A | 1.4917 | Residential & Commercial | Ducted CEE Tier 1
212988840 | Central HP <5.4 tons | GRANDAIRE | HRCU-A-CB (Split System: Heat Pump with Remote Outdoor Unit-Air-Source) | WDLCURAH18ABK |  |  | WLNC304BA* | WFSU040B036B* | 17500 | 16 | 8.1 | 18000 | 16200 | 90% | 1.84 | 0 | 11 |  |  |  | No | R-410A | 1.4583 | Residential & Commercial | Ducted CEE Tier 1
213258312 | Central HP <5.4 tons | KEEPRITE | HRCU-A-CB (Split System: Heat Pump with Remote Outdoor Unit-Air-Source) | DLCURAH24ABK | ADP |  | H,GG33936 | *96VSN0601412A* | 23200 | 16 | 8.5 | 24800 | 24200 | 97.58% | 2.04 | 0 | 10 |  |  |  | No | R-410A | 1.9333 | Residential & Commercial | Ducted CEE Tier 1
213258361 | Central HP <5.4 tons | KEEPRITE | HRCU-A-CB (Split System: Heat Pump with Remote Outdoor Unit-Air-Source) | DLCURAH24ABK | ADP |  | H,GG31930 | *96VTN0601714A* | 23400 | 16 | 8.5 | 25200 | 24000 | 95.24% | 2.02 | 0 | 10 |  |  |  | No | R-410A | 1.95 | Residential & Commercial | Ducted CEE Tier 1
212977729 | Central HP <5.4 tons | GRANDAIRE | HRCU-A-CB (Split System: Heat Pump with Remote Outdoor Unit-Air-Source) | WDLCURAH18ABK |  |  | WLA*244AA* | WFE*045A036C* | 17500 | 16.5 | 8.5 | 18400 | 19400 | 105.4% | 2.34 | 0 | 10.5 |  |  |  | No | R-410A | 1.4583 | Residential & Commercial | Ducted CEE Tier 1
210598498 | Central HP <5.4 tons | ARCOAIRE | HRCU-A-CB (Split System: Heat Pump with Remote Outdoor Unit-Air-Source) | HVH825GKA2* |  |  | EN(A,D,W)4X48L21**+WALLCON | *95CSU0802120A* | 24200 | 17 | 8.1 | 21200 | 16600 | 78.3% | 2.02 | 0 | 11.5 |  |  |  | No | R-410A | 2.0167 | Residential & Commercial | Ducted CEE Tier 1
212978331 | Central HP <5.4 tons | GRANDAIRE | HRCU-A-CB (Split System: Heat Pump with Remote Outdoor Unit-Air-Source) | WDLCURAH18ABK |  |  | WLNC244BA* | WFE*070A036C* | 17600 | 16.5 | 8.5 | 18500 | 18700 | 101.1% | 2.26 | 0 | 11 |  |  |  | No | R-410A | 1.4667 | Residential & Commercial | Ducted CEE Tier 1
213821193 | Central HP <5.4 tons | TEMPSTAR | HRCU-A-CB (Split System: Heat Pump with Remote Outdoor Unit-Air-Source) | DLCURAH24ABK | ASPEN |  | D(A,C,E)30C44+TDR | *80MS(N,L)0701716A* | 23000 | 17.5 | 8.5 | 25200 | 20000 | 79.37% | 3 | 0 | 10.3 |  |  |  | No | R-410A | 1.9167 | Residential & Commercial | Ducted CEE Tier 1
213821209 | Central HP <5.4 tons | TEMPSTAR | HRCU-A-CB (Split System: Heat Pump with Remote Outdoor Unit-Air-Source) | DLCURAH24ABK | ASPEN |  | D(A,C,E)36B34+TDR | *80MS(N,L)0902116A* | 22800 | 17.4 | 8.5 | 25200 | 19900 | 78.97% | 2.99 | 0 | 10.3 |  |  |  | No | R-410A | 1.9 | Residential & Commercial | Ducted CEE Tier 1
213258364 | Central HP <5.4 tons | KEEPRITE | HRCU-A-CB (Split System: Heat Pump with Remote Outdoor Unit-Air-Source) | DLCURAH24ABK | ADP |  | H,GE32936 | *96VTN0601714A* | 23600 | 16 | 8.5 | 25200 | 24000 | 95.24% | 2.02 | 0 | 10 |  |  |  | No | R-410A | 1.9667 | Residential & Commercial | Ducted CEE Tier 1
206773138 | Central HP <5.4 tons | ARCOAIRE | HRCU-A-CB (Split System: Heat Pump with Remote Outdoor Unit-Air-Source) | HVH837GKA2* |  |  | EA*4X48L21A*+WALLCON | *80CSU0401712A* | 32400 | 17.5 | 8.1 | 32600 | 25000 | 76.69% | 1.96 | 12 | 11 |  |  |  | No | R-410A | 2.7 | Residential & Commercial | Ducted CEE Tier 1
206772823 | Central HP <5.4 tons | ARCOAIRE | HRCU-A-CB (Split System: Heat Pump with Remote Outdoor Unit-Air-Source) | HVH837GKA2* |  |  | EHD4X42AAL+WALLCON | *80CTL0701412A* | 32400 | 17 | 8.1 | 33200 | 25000 | 75.3% | 1.94 | 11.5 | 11 |  |  |  | No | R-410A | 2.7 | Residential & Commercial | Ducted CEE Tier 1
206772922 | Central HP <5.4 tons | ARCOAIRE | HRCU-A-CB (Split System: Heat Pump with Remote Outdoor Unit-Air-Source) | HVH837GKA2* |  |  | EHD4X48AAL+WALLCON | *96CTN1202422A* | 32600 | 17 | 8.1 | 33000 | 24800 | 75.15% | 1.98 | 11 | 11 |  |  |  | No | R-410A | 2.7167 | Residential & Commercial | Ducted CEE Tier 1
213821600 | Central HP <5.4 tons | TEMPSTAR | HRCU-A-CB (Split System: Heat Pump with Remote Outdoor Unit-Air-Source) | DLCURAH36ABK | ASPEN |  | D(A,C,E)42B34+TDR | *80MS(N,L)1552420A* | 35400 | 16.5 | 8.1 | 38500 | 31800 | 82.6% | 2.71 | 0 | 10.5 |  |  |  | No | R-410A | 2.95 | Residential & Commercial | Ducted CEE Tier 1
213821577 | Central HP <5.4 tons | TEMPSTAR | HRCU-A-CB (Split System: Heat Pump with Remote Outdoor Unit-Air-Source) | DLCURAH36ABK | ASPEN |  | D(A,C,E)36B34+TDR | *80MS(N,L)0901714A* | 35200 | 16.5 | 8.1 | 38500 | 32200 | 83.64% | 2.58 | 0 | 10 |  |  |  | No | R-410A | 2.9333 | Residential & Commercial | Ducted CEE Tier 1
211228505 | Central HP <5.4 tons | KEEPRITE | HRCU-A-CB (Split System: Heat Pump with Remote Outdoor Unit-Air-Source) | DLCURAH36ABK |  |  | EA*4X43L21A* | *95ESN0802120A* | 37200 | 15.5 | 8.5 | 38500 | 35000 | 90.91% | 2.12 | 0 | 10 |  |  |  | No | R-410A | 3.1 | Residential & Commercial | Ducted CEE Tier 1
211228571 | Central HP <5.4 tons | KEEPRITE | HRCU-A-CB (Split System: Heat Pump with Remote Outdoor Unit-Air-Source) | DLCURAH36ABK |  |  | EA*4X43L21A* | *96VSN1002120A* | 36400 | 16 | 8.5 | 38500 | 34800 | 90.39% | 2.08 | 0 | 10 |  |  |  | No | R-410A | 3.0333 | Residential & Commercial | Ducted CEE Tier 1
204298759 | Central HP <5.4 tons | ARCOAIRE | HRCU-A-CB (Split System: Heat Pump with Remote Outdoor Unit-Air-Source) | HVH837GKA** |  |  | EA*4X36L21A*+WALLCON | *96CTN1002122A* | 31600 | 17 | 8.1 | 33200 | 24200 | 72.89% | 1.86 | 11 | 11 |  |  |  | No | R-410A | 2.6333 | Residential & Commercial | Ducted CEE Tier 1
213942112 | Central HP <5.4 tons | GRANDAIRE | HRCU-A-CB (Split System: Heat Pump with Remote Outdoor Unit-Air-Source) | WDLCURAH24ABK |  |  | WLN(C,W)364BA* | WFST060B048A* | 24000 | 16.5 | 9 | 26000 | 23200 | 89.23% | 1.92 | 0 | 10.5 |  |  |  | No | R-410A | 2 | Residential & Commercial | Ducted CEE Tier 1
205751212 | Central HP <5.4 tons | ARCOAIRE | HRCU-A-CB (Split System: Heat Pump with Remote Outdoor Unit-Air-Source) | HVH837GKA** |  |  | EA*4X43L21A*+WALLCON | *96CTN1002122A* | 33000 | 17.5 | 8.5 | 33000 | 25200 | 76.36% | 2 | 12 | 11.7 |  |  |  | No | R-410A | 2.75 | Residential & Commercial | Ducted CEE Tier 1
210599068 | Central HP <5.4 tons | ARCOAIRE | HRCU-A-CB (Split System: Heat Pump with Remote Outdoor Unit-Air-Source) | HVH837GKA** |  |  | EA*4X36L21A*+WALLCON | *95CSU1002122A* | 31600 | 17.5 | 8.1 | 33000 | 24200 | 73.33% | 1.86 | 0 | 11 |  |  |  | No | R-410A | 2.6333 | Residential & Commercial | Ducted CEE Tier 1
210599185 | Central HP <5.4 tons | ARCOAIRE | HRCU-A-CB (Split System: Heat Pump with Remote Outdoor Unit-Air-Source) | HVH837GKA** |  |  | EA*4X60L24A*+WALLCON | *95CSU0802120A* | 32800 | 17.5 | 8.5 | 31800 | 24800 | 77.99% | 2 | 0 | 11.5 |  |  |  | No | R-410A | 2.7333 | Residential & Commercial | Ducted CEE Tier 1
204299109 | Central HP <5.4 tons | ARCOAIRE | HRCU-A-CB (Split System: Heat Pump with Remote Outdoor Unit-Air-Source) | HVH837GKA** |  |  | EA*4X42L24A*+WALLCON | *97CMN1002122A* | 31800 | 17.5 | 8.1 | 33000 | 24400 | 73.94% | 1.9 | 12 | 11.5 |  |  |  | No | R-410A | 2.65 | Residential & Commercial | Ducted CEE Tier 1
211240330 | Central HP <5.4 tons | GRANDAIRE | HRCU-A-CB (Split System: Heat Pump with Remote Outdoor Unit-Air-Source) | WDLCURAH24ABK |  |  | WLA*244AA* | WFER045A036A* | 24200 | 16 | 8.5 | 27200 | 23400 | 86.03% | 1.9 | 0 | 10 |  |  |  | No | R-410A | 2.0167 | Residential & Commercial | Ducted CEE Tier 1
213821241 | Central HP <5.4 tons | TEMPSTAR | HRCU-A-CB (Split System: Heat Pump with Remote Outdoor Unit-Air-Source) | DLCURAH24ABK | ASPEN |  | D(A,C,E)24B44+TDR | *92MSN0401712A* | 23000 | 16 | 8.5 | 26400 | 20400 | 77.27% | 2.88 | 0 | 10 |  |  |  | No | R-410A | 1.9167 | Residential & Commercial | Ducted CEE Tier 1
213821243 | Central HP <5.4 tons | TEMPSTAR | HRCU-A-CB (Split System: Heat Pump with Remote Outdoor Unit-Air-Source) | DLCURAH24ABK | ASPEN |  | D(A,C,E)30C44+TDR | *92MSN0401712A* | 23400 | 16 | 8.5 | 26400 | 20400 | 77.27% | 2.88 | 0 | 10 |  |  |  | No | R-410A | 1.95 | Residential & Commercial | Ducted CEE Tier 1
213821332 | Central HP <5.4 tons | TEMPSTAR | HRCU-A-CB (Split System: Heat Pump with Remote Outdoor Unit-Air-Source) | DLCURAH24ABK | ASPEN |  | D(A,C,E)30B34+TDR | *96VTN1002120B* | 23200 | 17.5 | 8.5 | 26200 | 20000 | 76.34% | 2.91 | 0 | 10 |  |  |  | No | R-410A | 1.9333 | Residential & Commercial | Ducted CEE Tier 1
211257344 | Central HP <5.4 tons | GRANDAIRE | HRCU-A-CB (Split System: Heat Pump with Remote Outdoor Unit-Air-Source) | WDLCURAH18ABK |  |  | WBHL244*B* |  | 18500 | 15.5 | 9 | 19300 | 18300 | 94.82% | 2.2 | 0 | 10.5 |  |  |  | No | R-410A | 1.5417 | Residential & Commercial | Ducted CEE Tier 1
211259869 | Central HP <5.4 tons | GRANDAIRE | HRCU-A-CB (Split System: Heat Pump with Remote Outdoor Unit-Air-Source) | WDLCURAH18ABK |  |  | WLA*194BA* | WFSX026A030A* | 18600 | 16 | 8.5 | 18600 | 17500 | 94.09% | 2.12 | 0 | 11 |  |  |  | No | R-410A | 1.55 | Residential & Commercial | Ducted CEE Tier 1
211259900 | Central HP <5.4 tons | GRANDAIRE | HRCU-A-CB (Split System: Heat Pump with Remote Outdoor Unit-Air-Source) | WDLCURAH18ABK |  |  | WLA*194BA* | WFER045A036A* | 18600 | 16.5 | 8.5 | 18500 | 17500 | 94.59% | 2.14 | 0 | 11 |  |  |  | No | R-410A | 1.55 | Residential & Commercial | Ducted CEE Tier 1
211260636 | Central HP <5.4 tons | GRANDAIRE | HRCU-A-CB (Split System: Heat Pump with Remote Outdoor Unit-Air-Source) | WDLCURAH18ABK |  |  | WLA*244BA* | WFER070A036A* | 17600 | 16 | 8.5 | 18400 | 19100 | 103.8% | 2.3 | 0 | 10.5 |  |  |  | No | R-410A | 1.4667 | Residential & Commercial | Ducted CEE Tier 1
211240684 | Central HP <5.4 tons | GRANDAIRE | HRCU-A-CB (Split System: Heat Pump with Remote Outdoor Unit-Air-Source) | WDLCURAH24ABK |  |  | WLA*244BA* | WFAX060A036A* | 23200 | 16.5 | 8.5 | 26400 | 25800 | 97.73% | 2.18 | 0 | 10 |  |  |  | No | R-410A | 1.9333 | Residential & Commercial | Ducted CEE Tier 1
211242570 | Central HP <5.4 tons | GRANDAIRE | HRCU-A-CB (Split System: Heat Pump with Remote Outdoor Unit-Air-Source) | WDLCURAH24ABK |  |  | WLA*364CA* | WFEL070B036B* | 23400 | 17 | 8.5 | 25600 | 23600 | 92.19% | 1.98 | 0 | 10 |  |  |  | No | R-410A | 1.95 | Residential & Commercial | Ducted CEE Tier 1
211242606 | Central HP <5.4 tons | GRANDAIRE | HRCU-A-CB (Split System: Heat Pump with Remote Outdoor Unit-Air-Source) | WDLCURAH24ABK |  |  | WLA*364CA* | WFEL090C060B* | 24800 | 17 | 8.5 | 26600 | 22000 | 82.71% | 1.82 | 0 | 10 |  |  |  | No | R-410A | 2.0667 | Residential & Commercial | Ducted CEE Tier 1
211241085 | Central HP <5.4 tons | GRANDAIRE | HRCU-A-CB (Split System: Heat Pump with Remote Outdoor Unit-Air-Source) | WDLCURAH24ABK |  |  | WLA*254BA* | WFER045B036A* | 24800 | 17 | 8.5 | 25600 | 21200 | 82.81% | 1.78 | 0 | 10.5 |  |  |  | No | R-410A | 2.0667 | Residential & Commercial | Ducted CEE Tier 1
211243140 | Central HP <5.4 tons | GRANDAIRE | HRCU-A-CB (Split System: Heat Pump with Remote Outdoor Unit-Air-Source) | WDLCURAH24ABK |  |  | WLA*374BA* | WFAX040B036A* | 24200 | 16 | 8.1 | 25400 | 22000 | 86.61% | 1.82 | 0 | 10 |  |  |  | No | R-410A | 2.0167 | Residential & Commercial | Ducted CEE Tier 1
212977609 | Central HP <5.4 tons | GRANDAIRE | HRCU-A-CB (Split System: Heat Pump with Remote Outdoor Unit-Air-Source) | WDLCURAH24ABK |  |  | WLA*304AA* | WFE*045A036C* | 23600 | 17 | 8.5 | 26400 | 24000 | 90.91% | 2 | 0 | 10 |  |  |  | No | R-410A | 1.9667 | Residential & Commercial | Ducted CEE Tier 1
210598530 | Central HP <5.4 tons | ARCOAIRE | HRCU-A-CB (Split System: Heat Pump with Remote Outdoor Unit-Air-Source) | HVH825GKA2* |  |  | EN(A,D,W)4X48L21**+WALLCON | *97CMN1002122A* | 24200 | 17 | 8.1 | 21400 | 16600 | 77.57% | 2.02 | 0 | 11.5 |  |  |  | No | R-410A | 2.0167 | Residential & Commercial | Ducted CEE Tier 1
204459235 | Central HP <5.4 tons | ARCOAIRE | HRCU-A-CB (Split System: Heat Pump with Remote Outdoor Unit-Air-Source) | HVH825GKA2* |  |  | EHD4X30AAL+WALLCON | *80CTL0701412A* | 23800 | 16 | 8.1 | 21800 | 16700 | 76.61% | 1.98 | 11 | 10.5 |  |  |  | No | R-410A | 1.9833 | Residential & Commercial | Ducted CEE Tier 1
204456845 | Central HP <5.4 tons | ARCOAIRE | HRCU-A-CB (Split System: Heat Pump with Remote Outdoor Unit-Air-Source) | HVH825GKA2* |  |  | EA*4X37L17A*+WALLCON | *96CTN0801714A* | 24200 | 16.5 | 8.1 | 21400 | 16700 | 78.04% | 1.98 | 11.5 | 11 |  |  |  | No | R-410A | 2.0167 | Residential & Commercial | Ducted CEE Tier 1
211227128 | Central HP <5.4 tons | KEEPRITE | HRCU-A-CB (Split System: Heat Pump with Remote Outdoor Unit-Air-Source) | DLCURAH36ABK |  |  | EA*4X37L21A* | *96VSN1002120A* | 36400 | 16 | 8.5 | 38500 | 34800 | 90.39% | 2.08 | 0 | 10 |  |  |  | No | R-410A | 3.0333 | Residential & Commercial | Ducted CEE Tier 1
213821571 | Central HP <5.4 tons | TEMPSTAR | HRCU-A-CB (Split System: Heat Pump with Remote Outdoor Unit-Air-Source) | DLCURAH36ABK | ASPEN |  | D(A,C,E)36B34+TDR | *80MS(N,L)0701716A* | 34600 | 16.5 | 8.1 | 38500 | 31800 | 82.6% | 2.71 | 0 | 10 |  |  |  | No | R-410A | 2.8833 | Residential & Commercial | Ducted CEE Tier 1
212509259 | Central HP <5.4 tons | PAYNE HEATING AND COOLING | HRCU-A-CB (Split System: Heat Pump with Remote Outdoor Unit-Air-Source) | 38MURAQ18AB3* | ADP |  | H,PG7J936 | PG95ESUA48060B** | 18500 | 15.2 | 8.5 | 17900 | 18000 | 100.6% | 2.24 | 0 | 11 |  |  |  | No | R-410A | 1.5417 | Residential & Commercial | Ducted CEE Tier 1
212978209 | Central HP <5.4 tons | GRANDAIRE | HRCU-A-CB (Split System: Heat Pump with Remote Outdoor Unit-Air-Source) | WDLCURAH24ABK |  |  | WLNC304BA* | WFE*070A036C* | 23600 | 17 | 8.1 | 26000 | 24000 | 92.31% | 2 | 0 | 10.5 |  |  |  | No | R-410A | 1.9667 | Residential & Commercial | Ducted CEE Tier 1
212978630 | Central HP <5.4 tons | GRANDAIRE | HRCU-A-CB (Split System: Heat Pump with Remote Outdoor Unit-Air-Source) | WDLCURAH24ABK |  |  | WLA*244BA* | WFE*070B036C* | 23600 | 17 | 9 | 27000 | 21600 | 80% | 1.82 | 0 | 10 |  |  |  | No | R-410A | 1.9667 | Residential & Commercial | Ducted CEE Tier 1
213311141 | Central HP <5.4 tons | PAYNE HEATING AND COOLING | HRCU-A-CB (Split System: Heat Pump with Remote Outdoor Unit-Air-Source) | 38MURAQ24AB3* | ADP |  | C36A***L129+CBPE4B* |  | 23600 | 18 | 8.65 | 24800 | 22600 | 91.13% | 1.86 | 0 | 10 |  |  |  | No | R-410A | 1.9667 | Residential & Commercial | Ducted CEE Tier 1
211243640 | Central HP <5.4 tons | GRANDAIRE | HRCU-A-CB (Split System: Heat Pump with Remote Outdoor Unit-Air-Source) | WDLCURAH24ABK |  |  | WLA*374CA* | WFAX040B036A* | 24400 | 16 | 8.1 | 25400 | 21200 | 83.46% | 1.78 | 0 | 10 |  |  |  | No | R-410A | 2.0333 | Residential & Commercial | Ducted CEE Tier 1
211243910 | Central HP <5.4 tons | GRANDAIRE | HRCU-A-CB (Split System: Heat Pump with Remote Outdoor Unit-Air-Source) | WDLCURAH24ABK |  |  | WLNC244BA* | WFSU040B036A* | 23200 | 16.5 | 8.5 | 26400 | 24400 | 92.42% | 2.04 | 0 | 10 |  |  |  | No | R-410A | 1.9333 | Residential & Commercial | Ducted CEE Tier 1
211243273 | Central HP <5.4 tons | GRANDAIRE | HRCU-A-CB (Split System: Heat Pump with Remote Outdoor Unit-Air-Source) | WDLCURAH24ABK |  |  | WLA*374CA* | WFSU040B036A* | 24400 | 17 | 8.5 | 25200 | 21200 | 84.13% | 1.78 | 0 | 10 |  |  |  | No | R-410A | 2.0333 | Residential & Commercial | Ducted CEE Tier 1
212978101 | Central HP <5.4 tons | GRANDAIRE | HRCU-A-CB (Split System: Heat Pump with Remote Outdoor Unit-Air-Source) | WDLCURAH24ABK |  |  | WLA*244BA* | WFE*070A036C* | 23400 | 17 | 9 | 26800 | 21800 | 81.34% | 1.82 | 0 | 10 |  |  |  | No | R-410A | 1.95 | Residential & Commercial | Ducted CEE Tier 1
204456511 | Central HP <5.4 tons | ARCOAIRE | HRCU-A-CB (Split System: Heat Pump with Remote Outdoor Unit-Air-Source) | HVH825GKA2* |  |  | EA*4X30L14A*+WALLCON | *80CTL0701412A* | 23400 | 17 | 8.1 | 21600 | 16700 | 77.31% | 1.92 | 11 | 11 |  |  |  | No | R-410A | 1.95 | Residential & Commercial | Ducted CEE Tier 1
210598019 | Central HP <5.4 tons | ARCOAIRE | HRCU-A-CB (Split System: Heat Pump with Remote Outdoor Unit-Air-Source) | HVH825GKA2* |  |  | EA*4X48L21A*+WALLCON | *80CTL0901716A* | 24200 | 17.5 | 8.1 | 20800 | 16500 | 79.33% | 2.04 | 0 | 11.5 |  |  |  | No | R-410A | 2.0167 | Residential & Commercial | Ducted CEE Tier 1
210598035 | Central HP <5.4 tons | ARCOAIRE | HRCU-A-CB (Split System: Heat Pump with Remote Outdoor Unit-Air-Source) | HVH825GKA2* |  |  | EA*4X48L21A*+WALLCON | *96CTN0601714A* | 24000 | 16.5 | 8.1 | 21000 | 16600 | 79.05% | 2 | 0 | 11 |  |  |  | No | R-410A | 2 | Residential & Commercial | Ducted CEE Tier 1
210598303 | Central HP <5.4 tons | ARCOAIRE | HRCU-A-CB (Split System: Heat Pump with Remote Outdoor Unit-Air-Source) | HVH825GKA2* |  |  | EHD4X48AAL+WALLCON | *97CMN0602120A* | 24200 | 16 | 8.1 | 21400 | 16700 | 78.04% | 2 | 0 | 10.5 |  |  |  | No | R-410A | 2.0167 | Residential & Commercial | Ducted CEE Tier 1
210470401 | Central HP <5.4 tons | ARCOAIRE | HRCU-A-CB (Split System: Heat Pump with Remote Outdoor Unit-Air-Source) | HVH837GKA2* |  |  | EA*4X61L21A*+WALLCON | *80CSU0401712A* | 33200 | 17.5 | 8.1 | 32000 | 24800 | 77.5% | 1.98 | 0 | 11.5 |  |  |  | No | R-410A | 2.7667 | Residential & Commercial | Ducted CEE Tier 1
210470467 | Central HP <5.4 tons | ARCOAIRE | HRCU-A-CB (Split System: Heat Pump with Remote Outdoor Unit-Air-Source) | HVH837GKA2* |  |  | EA*4X61L21A*+WALLCON | *97CMN1002122A* | 33200 | 17.5 | 8.5 | 32000 | 24800 | 77.5% | 2 | 0 | 12 |  |  |  | No | R-410A | 2.7667 | Residential & Commercial | Ducted CEE Tier 1
212975835 | Central HP <5.4 tons | GRANDAIRE | HRCU-A-CB (Split System: Heat Pump with Remote Outdoor Unit-Air-Source) | WDLCURAH18ABK |  |  | WLNC244BA* | WFST080B048A* | 17700 | 16 | 8.5 | 18700 | 18700 | 100% | 2.24 | 0 | 11 |  |  |  | No | R-410A | 1.475 | Residential & Commercial | Ducted CEE Tier 1
212981867 | Central HP <5.4 tons | GRANDAIRE | HRCU-A-CB (Split System: Heat Pump with Remote Outdoor Unit-Air-Source) | WDLCURAH18ABK |  |  | WLA*304BA* | WFEU100C060B* | 17500 | 16 | 8.5 | 18100 | 19000 | 105% | 2.28 | 0 | 10.5 |  |  |  | No | R-410A | 1.4583 | Residential & Commercial | Ducted CEE Tier 1
211245900 | Central HP <5.4 tons | KEEPRITE | HRCU-A-CB (Split System: Heat Pump with Remote Outdoor Unit-Air-Source) | DLCURAH24ABK |  |  | FMA4X30**AL* |  | 25800 | 18 | 9 | 27600 | 21000 | 76.09% | 1.8 | 0 | 10.5 |  |  |  | No | R-410A | 2.15 | Residential & Commercial | Ducted CEE Tier 1
212978257 | Central HP <5.4 tons | GRANDAIRE | HRCU-A-CB (Split System: Heat Pump with Remote Outdoor Unit-Air-Source) | WDLCURAH18ABK |  |  | WLA*244BA* | WFE*070A036C* | 17600 | 16.5 | 8.5 | 18500 | 17600 | 95.14% | 2.14 | 0 | 10.5 |  |  |  | No | R-410A | 1.4667 | Residential & Commercial | Ducted CEE Tier 1
212978307 | Central HP <5.4 tons | GRANDAIRE | HRCU-A-CB (Split System: Heat Pump with Remote Outdoor Unit-Air-Source) | WDLCURAH18ABK |  |  | WLNC184AA* | WFE*070A036C* | 17400 | 16 | 8.5 | 18500 | 19100 | 103.2% | 2.3 | 0 | 10.5 |  |  |  | No | R-410A | 1.45 | Residential & Commercial | Ducted CEE Tier 1
213770171 | Central HP <5.4 tons | ARMSTRONG AIR | HRCU-A-CB (Split System: Heat Pump with Remote Outdoor Unit-Air-Source) | 4SHP22LX124P-**A | ADP |  | H,A,DG34936 | A96US2V070B12 | 23800 | 21 | 8.5 | 22000 | 15400 | 70% | 1.92 | 0 | 13.5 |  |  |  | No | R-410A | 1.9833 | Residential & Commercial | Ducted CEE Tier 1
213311191 | Central HP <5.4 tons | PAYNE HEATING AND COOLING | HRCU-A-CB (Split System: Heat Pump with Remote Outdoor Unit-Air-Source) | 38MURAQ36AB3* | ADP |  | PL36H***P449+CBPE3A* |  | 36000 | 16 | 8.1 | 38000 | 35000 | 92.11% | 1.82 | 0 | 10 |  |  |  | No | R-410A | 3 | Residential & Commercial | Ducted CEE Tier 1
213205536 | Central HP <5.4 tons | TEMPSTAR | HRCU-A-CB (Split System: Heat Pump with Remote Outdoor Unit-Air-Source) | DLCURAH36ABK | ASPEN |  | D(A,C,E)36C34+TDR | *80ES(N,L)0902120A* | 35400 | 16 | 8.1 | 39500 | 31600 | 80% | 2.52 | 0 | 10 |  |  |  | No | R-410A | 2.95 | Residential & Commercial | Ducted CEE Tier 1
211227891 | Central HP <5.4 tons | KEEPRITE | HRCU-A-CB (Split System: Heat Pump with Remote Outdoor Unit-Air-Source) | DLCURAH36ABK |  |  | EA*4X42L24A* | *80VSL1102422A* | 35400 | 16.5 | 8.1 | 38500 | 35000 | 90.91% | 1.88 | 0 | 10 |  |  |  | No | R-410A | 2.95 | Residential & Commercial | Ducted CEE Tier 1
211228057 | Central HP <5.4 tons | KEEPRITE | HRCU-A-CB (Split System: Heat Pump with Remote Outdoor Unit-Air-Source) | DLCURAH36ABK |  |  | EA*4X42L24A* | *96VSN0802120A* | 35600 | 16 | 8.1 | 38500 | 35000 | 90.91% | 1.9 | 0 | 10 |  |  |  | No | R-410A | 2.9667 | Residential & Commercial | Ducted CEE Tier 1
212384460 | Central HP <5.4 tons | KEEPRITE | HRCU-A-CB (Split System: Heat Pump with Remote Outdoor Unit-Air-Source) | DLCURAH36ABK |  |  | EN(A,D,W)4X42L21** | *95ESN1002122A* | 36600 | 15.2 | 8.1 | 40000 | 35200 | 88% | 1.92 | 0 | 10 |  |  |  | No | R-410A | 3.05 | Residential & Commercial | Ducted CEE Tier 1
212383322 | Central HP <5.4 tons | KEEPRITE | HRCU-A-CB (Split System: Heat Pump with Remote Outdoor Unit-Air-Source) | DLCURAH36ABK |  |  | EA*4X36L21A* | *80ES(N,L)0902120A* | 35600 | 16 | 8.1 | 39500 | 35200 | 89.11% | 1.84 | 0 | 10 |  |  |  | No | R-410A | 2.9667 | Residential & Commercial | Ducted CEE Tier 1
210597847 | Central HP <5.4 tons | ARCOAIRE | HRCU-A-CB (Split System: Heat Pump with Remote Outdoor Unit-Air-Source) | HVH825GKA2* |  |  | EA*4X42L21A*+WALLCON | *80CTL0451712A* | 23600 | 16.5 | 8.1 | 21600 | 16800 | 77.78% | 1.94 | 0 | 10.5 |  |  |  | No | R-410A | 1.9667 | Residential & Commercial | Ducted CEE Tier 1
210597895 | Central HP <5.4 tons | ARCOAIRE | HRCU-A-CB (Split System: Heat Pump with Remote Outdoor Unit-Air-Source) | HVH825GKA2* |  |  | EA*4X42L21A*+WALLCON | *97CMN1002122A* | 23800 | 16.5 | 8.1 | 21400 | 16600 | 77.57% | 1.96 | 0 | 11 |  |  |  | No | R-410A | 1.9833 | Residential & Commercial | Ducted CEE Tier 1
212978652 | Central HP <5.4 tons | GRANDAIRE | HRCU-A-CB (Split System: Heat Pump with Remote Outdoor Unit-Air-Source) | WDLCURAH24ABK |  |  | WLA*304BA* | WFE*070B036C* | 23400 | 17.5 | 8.5 | 26200 | 24200 | 92.37% | 2.02 | 0 | 10 |  |  |  | No | R-410A | 1.95 | Residential & Commercial | Ducted CEE Tier 1
212979190 | Central HP <5.4 tons | GRANDAIRE | HRCU-A-CB (Split System: Heat Pump with Remote Outdoor Unit-Air-Source) | WDLCURAH24ABK |  |  | WLA*374BA* | WFE*070B048C* | 24000 | 17 | 8.5 | 25200 | 21600 | 85.71% | 1.82 | 0 | 10 |  |  |  | No | R-410A | 2 | Residential & Commercial | Ducted CEE Tier 1
211242839 | Central HP <5.4 tons | GRANDAIRE | HRCU-A-CB (Split System: Heat Pump with Remote Outdoor Unit-Air-Source) | WDLCURAH24ABK |  |  | WLA*374BA* | WFER070B048A* | 25400 | 16 | 8.5 | 26400 | 21000 | 79.55% | 1.76 | 0 | 10 |  |  |  | No | R-410A | 2.1167 | Residential & Commercial | Ducted CEE Tier 1
211244109 | Central HP <5.4 tons | GRANDAIRE | HRCU-A-CB (Split System: Heat Pump with Remote Outdoor Unit-Air-Source) | WDLCURAH24ABK |  |  | WLNC244BA* | WFER045A036A* | 24200 | 15.5 | 8.5 | 27200 | 22600 | 83.09% | 1.86 | 0 | 10 |  |  |  | No | R-410A | 2.0167 | Residential & Commercial | Ducted CEE Tier 1
212509277 | Central HP <5.4 tons | PAYNE HEATING AND COOLING | HRCU-A-CB (Split System: Heat Pump with Remote Outdoor Unit-Air-Source) | 38MURAQ24AB3* | ADP |  | H,PG81936 | PG95ESUA36040B** | 23800 | 17 | 8.5 | 24200 | 22800 | 94.21% | 1.92 | 0 | 10 |  |  |  | No | R-410A | 1.9833 | Residential & Commercial | Ducted CEE Tier 1
212977621 | Central HP <5.4 tons | GRANDAIRE | HRCU-A-CB (Split System: Heat Pump with Remote Outdoor Unit-Air-Source) | WDLCURAH24ABK |  |  | WLA*304BA* | WFE*045A036C* | 23600 | 17 | 8.5 | 26000 | 23800 | 91.54% | 1.96 | 0 | 10 |  |  |  | No | R-410A | 1.9667 | Residential & Commercial | Ducted CEE Tier 1
212978197 | Central HP <5.4 tons | GRANDAIRE | HRCU-A-CB (Split System: Heat Pump with Remote Outdoor Unit-Air-Source) | WDLCURAH24ABK |  |  | WLNC304AA* | WFE*070A036C* | 23600 | 17 | 8.5 | 26200 | 24000 | 91.6% | 2 | 0 | 10.5 |  |  |  | No | R-410A | 1.9667 | Residential & Commercial | Ducted CEE Tier 1
212979178 | Central HP <5.4 tons | GRANDAIRE | HRCU-A-CB (Split System: Heat Pump with Remote Outdoor Unit-Air-Source) | WDLCURAH24ABK |  |  | WLA*364CA* | WFE*070B048C* | 23800 | 17.5 | 8.5 | 26200 | 22200 | 84.73% | 1.86 | 0 | 10 |  |  |  | No | R-410A | 1.9833 | Residential & Commercial | Ducted CEE Tier 1
211245143 | Central HP <5.4 tons | GRANDAIRE | HRCU-A-CB (Split System: Heat Pump with Remote Outdoor Unit-Air-Source) | WDLCURAH24ABK |  |  | WLN(C,W)364BA* | WFER070B036A* | 24400 | 16.5 | 8.1 | 26400 | 22600 | 85.61% | 1.88 | 0 | 10.5 |  |  |  | No | R-410A | 2.0333 | Residential & Commercial | Ducted CEE Tier 1
211245244 | Central HP <5.4 tons | GRANDAIRE | HRCU-A-CB (Split System: Heat Pump with Remote Outdoor Unit-Air-Source) | WDLCURAH24ABK |  |  | WLN(C,W)364BA* | WFER070A036A* | 24200 | 16.5 | 8.1 | 26400 | 22800 | 86.36% | 1.88 | 0 | 10.5 |  |  |  | No | R-410A | 2.0167 | Residential & Commercial | Ducted CEE Tier 1
215039706 | Central HP <5.4 tons | LENNOX | HRCU-A-CB (Split System: Heat Pump with Remote Outdoor Unit-Air-Source) | ML17XP1-048-230A** | ASPEN |  | CH60B34+TDR | ML196UH110XE60C* | 45000 | 15.5 | 8.1 | 44500 | 31600 | 71.01% | 2.75 | 0 | 12.4 |  |  |  | No | R-410A | 3.75 | Residential & Commercial | Ducted CEE Tier 1
213205618 | Central HP <5.4 tons | TEMPSTAR | HRCU-A-CB (Split System: Heat Pump with Remote Outdoor Unit-Air-Source) | DLCURAH36ABK | ASPEN |  | D(A,C,E)36B34+TDR | *92ESN1202420A* | 35200 | 16 | 8.1 | 38500 | 31800 | 82.6% | 2.72 | 0 | 10.5 |  |  |  | No | R-410A | 2.9333 | Residential & Commercial | Ducted CEE Tier 1
213821672 | Central HP <5.4 tons | TEMPSTAR | HRCU-A-CB (Split System: Heat Pump with Remote Outdoor Unit-Air-Source) | DLCURAH36ABK | ASPEN |  | D(A,C,E)42B34+TDR | *96VTN1002122B* | 35200 | 17 | 8.1 | 38500 | 31800 | 82.6% | 2.72 | 0 | 10.5 |  |  |  | No | R-410A | 2.9333 | Residential & Commercial | Ducted CEE Tier 1
211228804 | Central HP <5.4 tons | KEEPRITE | HRCU-A-CB (Split System: Heat Pump with Remote Outdoor Unit-Air-Source) | DLCURAH36ABK |  |  | EA*4X48L21A* | *80ES(N,L)0902120A* | 36400 | 16 | 8.5 | 38500 | 34800 | 90.39% | 2.08 | 0 | 10 |  |  |  | No | R-410A | 3.0333 | Residential & Commercial | Ducted CEE Tier 1
211228920 | Central HP <5.4 tons | KEEPRITE | HRCU-A-CB (Split System: Heat Pump with Remote Outdoor Unit-Air-Source) | DLCURAH36ABK |  |  | EA*4X48L21A* | *80VTL0902120A* | 35400 | 16 | 8.1 | 37800 | 34600 | 91.53% | 2.02 | 0 | 10 |  |  |  | No | R-410A | 2.95 | Residential & Commercial | Ducted CEE Tier 1
211228172 | Central HP <5.4 tons | KEEPRITE | HRCU-A-CB (Split System: Heat Pump with Remote Outdoor Unit-Air-Source) | DLCURAH36ABK |  |  | EA*4X42L24A* | OMV154L20A | 36200 | 16 | 8.1 | 39500 | 35200 | 89.11% | 1.92 | 0 | 10 |  |  |  | No | R-410A | 3.0167 | Residential & Commercial | Ducted CEE Tier 1
211228441 | Central HP <5.4 tons | KEEPRITE | HRCU-A-CB (Split System: Heat Pump with Remote Outdoor Unit-Air-Source) | DLCURAH36ABK |  |  | EA*4X43L21A* | *92ESN0601714A* | 36400 | 16 | 8.5 | 38500 | 34800 | 90.39% | 2.08 | 0 | 10 |  |  |  | No | R-410A | 3.0333 | Residential & Commercial | Ducted CEE Tier 1
210598047 | Central HP <5.4 tons | ARCOAIRE | HRCU-A-CB (Split System: Heat Pump with Remote Outdoor Unit-Air-Source) | HVH825GKA2* |  |  | EA*4X48L21A*+WALLCON | *97CMN0601714A* | 24000 | 16.5 | 8.1 | 21000 | 16700 | 79.52% | 2 | 0 | 11 |  |  |  | No | R-410A | 2 | Residential & Commercial | Ducted CEE Tier 1
210598179 | Central HP <5.4 tons | ARCOAIRE | HRCU-A-CB (Split System: Heat Pump with Remote Outdoor Unit-Air-Source) | HVH825GKA2* |  |  | EHD4X42AAL+WALLCON | *80CTL0701716A* | 24200 | 16 | 8.1 | 21400 | 16600 | 77.57% | 2 | 0 | 10.5 |  |  |  | No | R-410A | 2.0167 | Residential & Commercial | Ducted CEE Tier 1
210598506 | Central HP <5.4 tons | ARCOAIRE | HRCU-A-CB (Split System: Heat Pump with Remote Outdoor Unit-Air-Source) | HVH825GKA2* |  |  | EN(A,D,W)4X48L21**+WALLCON | *96CTN0601714A* | 24000 | 16.5 | 8.1 | 21400 | 16700 | 78.04% | 2 | 0 | 11 |  |  |  | No | R-410A | 2 | Residential & Commercial | Ducted CEE Tier 1
210597923 | Central HP <5.4 tons | ARCOAIRE | HRCU-A-CB (Split System: Heat Pump with Remote Outdoor Unit-Air-Source) | HVH825GKA2* |  |  | EA*4X42L24A*+WALLCON | *97CMN0602120A* | 23600 | 16.5 | 8.1 | 21400 | 16700 | 78.04% | 1.96 | 0 | 11 |  |  |  | No | R-410A | 1.9667 | Residential & Commercial | Ducted CEE Tier 1
210597939 | Central HP <5.4 tons | ARCOAIRE | HRCU-A-CB (Split System: Heat Pump with Remote Outdoor Unit-Air-Source) | HVH825GKA2* |  |  | EA*4X43L21A*+WALLCON | *80CSU0601716A* | 24400 | 17 | 8.5 | 21200 | 16600 | 78.3% | 2.02 | 0 | 11 |  |  |  | No | R-410A | 2.0333 | Residential & Commercial | Ducted CEE Tier 1
210597955 | Central HP <5.4 tons | ARCOAIRE | HRCU-A-CB (Split System: Heat Pump with Remote Outdoor Unit-Air-Source) | HVH825GKA2* |  |  | EA*4X43L21A*+WALLCON | *80CTL0901716A* | 24600 | 17.5 | 8.5 | 21000 | 16500 | 78.57% | 2.04 | 0 | 11.7 |  |  |  | No | R-410A | 2.05 | Residential & Commercial | Ducted CEE Tier 1
213821194 | Central HP <5.4 tons | TEMPSTAR | HRCU-A-CB (Split System: Heat Pump with Remote Outdoor Unit-Air-Source) | DLCURAH24ABK | ASPEN |  | D(A,C,E)36B34+TDR | *80MS(N,L)0701716A* | 22600 | 17.4 | 8.5 | 25200 | 20000 | 79.37% | 3 | 0 | 10.3 |  |  |  | No | R-410A | 1.8833 | Residential & Commercial | Ducted CEE Tier 1
213821208 | Central HP <5.4 tons | TEMPSTAR | HRCU-A-CB (Split System: Heat Pump with Remote Outdoor Unit-Air-Source) | DLCURAH24ABK | ASPEN |  | D(A,C,E)30C44+TDR | *80MS(N,L)0902116A* | 23000 | 17.5 | 8.5 | 25200 | 19900 | 78.97% | 2.99 | 0 | 10.3 |  |  |  | No | R-410A | 1.9167 | Residential & Commercial | Ducted CEE Tier 1
213821210 | Central HP <5.4 tons | TEMPSTAR | HRCU-A-CB (Split System: Heat Pump with Remote Outdoor Unit-Air-Source) | DLCURAH24ABK | ASPEN |  | D(A,C,E)36C34+TDR | *80MS(N,L)0902116A* | 23000 | 17.5 | 8.5 | 25200 | 19900 | 78.97% | 2.99 | 0 | 10.3 |  |  |  | No | R-410A | 1.9167 | Residential & Commercial | Ducted CEE Tier 1
213821217 | Central HP <5.4 tons | TEMPSTAR | HRCU-A-CB (Split System: Heat Pump with Remote Outdoor Unit-Air-Source) | DLCURAH24ABK | ASPEN |  | D(A,C,E)30B34+TDR | *80MS(N,L)1102120A* | 22800 | 17.2 | 8.4 | 25600 | 20000 | 78.12% | 2.96 | 0 | 10 |  |  |  | No | R-410A | 1.9 | Residential & Commercial | Ducted CEE Tier 1
213821233 | Central HP <5.4 tons | TEMPSTAR | HRCU-A-CB (Split System: Heat Pump with Remote Outdoor Unit-Air-Source) | DLCURAH24ABK | ASPEN |  | D(A,C,E)30C44+TDR | *80VTL0902120B* | 23400 | 17 | 8.5 | 25600 | 20200 | 78.91% | 3.01 | 0 | 10.3 |  |  |  | No | R-410A | 1.95 | Residential & Commercial | Ducted CEE Tier 1
211227657 | Central HP <5.4 tons | KEEPRITE | HRCU-A-CB (Split System: Heat Pump with Remote Outdoor Unit-Air-Source) | DLCURAH36ABK |  |  | EA*4X42L21A* | *95ESU1002120A* | 35800 | 16 | 8.1 | 38500 | 35000 | 90.91% | 1.9 | 0 | 10 |  |  |  | No | R-410A | 2.9833 | Residential & Commercial | Ducted CEE Tier 1
211228349 | Central HP <5.4 tons | KEEPRITE | HRCU-A-CB (Split System: Heat Pump with Remote Outdoor Unit-Air-Source) | DLCURAH36ABK |  |  | EA*4X43L21A* | *80ESU0601716A | 37200 | 16 | 8.5 | 38500 | 34800 | 90.39% | 2.12 | 0 | 10 |  |  |  | No | R-410A | 3.1 | Residential & Commercial | Ducted CEE Tier 1
211227515 | Central HP <5.4 tons | KEEPRITE | HRCU-A-CB (Split System: Heat Pump with Remote Outdoor Unit-Air-Source) | DLCURAH36ABK |  |  | EA*4X42L21A* | *92ESN0601714A* | 35400 | 16 | 8.1 | 38500 | 35000 | 90.91% | 1.88 | 0 | 10 |  |  |  | No | R-410A | 2.95 | Residential & Commercial | Ducted CEE Tier 1
211227548 | Central HP <5.4 tons | KEEPRITE | HRCU-A-CB (Split System: Heat Pump with Remote Outdoor Unit-Air-Source) | DLCURAH36ABK |  |  | EA*4X42L21A* | *92ESN1002120A* | 35200 | 16.5 | 8.1 | 38500 | 35000 | 90.91% | 1.88 | 0 | 10 |  |  |  | No | R-410A | 2.9333 | Residential & Commercial | Ducted CEE Tier 1
212988744 | Central HP <5.4 tons | GRANDAIRE | HRCU-A-CB (Split System: Heat Pump with Remote Outdoor Unit-Air-Source) | WDLCURAH24ABK |  |  | WLNC304BA* | WFSU040B036B* | 23600 | 16.5 | 8.1 | 26400 | 24200 | 91.67% | 2.02 | 0 | 10 |  |  |  | No | R-410A | 1.9667 | Residential & Commercial | Ducted CEE Tier 1
210599169 | Central HP <5.4 tons | ARCOAIRE | HRCU-A-CB (Split System: Heat Pump with Remote Outdoor Unit-Air-Source) | HVH837GKA** |  |  | EA*4X60L24A*+WALLCON | *80CSU1002120A* | 32800 | 17 | 8.1 | 32000 | 24800 | 77.5% | 1.96 | 0 | 11 |  |  |  | No | R-410A | 2.7333 | Residential & Commercial | Ducted CEE Tier 1
210599269 | Central HP <5.4 tons | ARCOAIRE | HRCU-A-CB (Split System: Heat Pump with Remote Outdoor Unit-Air-Source) | HVH837GKA** |  |  | EA*4X61L21A*+WALLCON | *97CMN1002122A* | 33200 | 17.5 | 8.5 | 32000 | 24800 | 77.5% | 2 | 0 | 12 |  |  |  | No | R-410A | 2.7667 | Residential & Commercial | Ducted CEE Tier 1
210599289 | Central HP <5.4 tons | ARCOAIRE | HRCU-A-CB (Split System: Heat Pump with Remote Outdoor Unit-Air-Source) | HVH837GKA** |  |  | EA*4X61L24A*+WALLCON | *95CSU0802120A* | 33200 | 18 | 8.5 | 32000 | 24800 | 77.5% | 2 | 0 | 11.5 |  |  |  | No | R-410A | 2.7667 | Residential & Commercial | Ducted CEE Tier 1
210599233 | Central HP <5.4 tons | ARCOAIRE | HRCU-A-CB (Split System: Heat Pump with Remote Outdoor Unit-Air-Source) | HVH837GKA** |  |  | EA*4X61L21A*+WALLCON | *80CTL0701716A* | 33200 | 17.5 | 8.5 | 32200 | 25000 | 77.64% | 1.98 | 0 | 11.7 |  |  |  | No | R-410A | 2.7667 | Residential & Commercial | Ducted CEE Tier 1
211229090 | Central HP <5.4 tons | KEEPRITE | HRCU-A-CB (Split System: Heat Pump with Remote Outdoor Unit-Air-Source) | DLCURAH36ABK |  |  | EA*4X48L21A* | *96VSN0801716A* | 35600 | 16 | 8.1 | 38500 | 34600 | 89.87% | 2.04 | 0 | 10 |  |  |  | No | R-410A | 2.9667 | Residential & Commercial | Ducted CEE Tier 1
211228613 | Central HP <5.4 tons | KEEPRITE | HRCU-A-CB (Split System: Heat Pump with Remote Outdoor Unit-Air-Source) | DLCURAH36ABK |  |  | EA*4X43L21A* | *95ESU1002122A* | 37400 | 15.5 | 8.5 | 39000 | 35000 | 89.74% | 2.14 | 0 | 10 |  |  |  | No | R-410A | 3.1167 | Residential & Commercial | Ducted CEE Tier 1
211230775 | Central HP <5.4 tons | KEEPRITE | HRCU-A-CB (Split System: Heat Pump with Remote Outdoor Unit-Air-Source) | DLCURAH36ABK |  |  | EN(A,D)4X48L24** | *96VTN1002122A* | 36000 | 16.5 | 8.1 | 38500 | 34800 | 90.39% | 2.02 | 0 | 10.5 |  |  |  | No | R-410A | 3 | Residential & Commercial | Ducted CEE Tier 1
211230034 | Central HP <5.4 tons | KEEPRITE | HRCU-A-CB (Split System: Heat Pump with Remote Outdoor Unit-Air-Source) | DLCURAH36ABK |  |  | EN(A,D,W)4X48L21** | *80ESU0601716A | 35600 | 16.5 | 8.1 | 38500 | 34800 | 90.39% | 2 | 0 | 10 |  |  |  | No | R-410A | 2.9667 | Residential & Commercial | Ducted CEE Tier 1
210599285 | Central HP <5.4 tons | ARCOAIRE | HRCU-A-CB (Split System: Heat Pump with Remote Outdoor Unit-Air-Source) | HVH837GKA** |  |  | EA*4X61L24A*+WALLCON | *80CTL1352422A* | 33200 | 18 | 8.5 | 32000 | 24800 | 77.5% | 2.02 | 0 | 12 |  |  |  | No | R-410A | 2.7667 | Residential & Commercial | Ducted CEE Tier 1
210599450 | Central HP <5.4 tons | ARCOAIRE | HRCU-A-CB (Split System: Heat Pump with Remote Outdoor Unit-Air-Source) | HVH837GKA** |  |  | EHD4X60AAL+WALLCON | *97CMN0602120A* | 32800 | 16.5 | 8.1 | 32400 | 25200 | 77.78% | 1.98 | 0 | 11 |  |  |  | No | R-410A | 2.7333 | Residential & Commercial | Ducted CEE Tier 1
210599616 | Central HP <5.4 tons | ARCOAIRE | HRCU-A-CB (Split System: Heat Pump with Remote Outdoor Unit-Air-Source) | HVH837GKA** |  |  | EN(A,D,W)4X60L24**+WALLCON | *97CMN1002122A* | 32800 | 18 | 8.1 | 32200 | 24600 | 76.4% | 1.98 | 0 | 12 |  |  |  | No | R-410A | 2.7333 | Residential & Commercial | Ducted CEE Tier 1
212977645 | Central HP <5.4 tons | GRANDAIRE | HRCU-A-CB (Split System: Heat Pump with Remote Outdoor Unit-Air-Source) | WDLCURAH24ABK |  |  | WLA*374BA* | WFE*045A036C* | 24200 | 17 | 8.5 | 25200 | 25000 | 99.21% | 2.08 | 0 | 10 |  |  |  | No | R-410A | 2.0167 | Residential & Commercial | Ducted CEE Tier 1
212976043 | Central HP <5.4 tons | GRANDAIRE | HRCU-A-CB (Split System: Heat Pump with Remote Outdoor Unit-Air-Source) | WDLCURAH24ABK |  |  | WLA*364BA* | WFST080B048A* | 23600 | 17 | 8.5 | 26000 | 24000 | 92.31% | 2 | 0 | 10 |  |  |  | No | R-410A | 1.9667 | Residential & Commercial | Ducted CEE Tier 1
212979226 | Central HP <5.4 tons | GRANDAIRE | HRCU-A-CB (Split System: Heat Pump with Remote Outdoor Unit-Air-Source) | WDLCURAH24ABK |  |  | WLNC304BA* | WFE*070B048C* | 23600 | 17 | 8.5 | 26400 | 24400 | 92.42% | 2.02 | 0 | 10.5 |  |  |  | No | R-410A | 1.9667 | Residential & Commercial | Ducted CEE Tier 1
211242107 | Central HP <5.4 tons | GRANDAIRE | HRCU-A-CB (Split System: Heat Pump with Remote Outdoor Unit-Air-Source) | WDLCURAH24ABK |  |  | WLA*364BA* | WFER070B036A* | 24400 | 16.5 | 8.5 | 26400 | 22400 | 84.85% | 1.84 | 0 | 10 |  |  |  | No | R-410A | 2.0333 | Residential & Commercial | Ducted CEE Tier 1
206767207 | Central HP <5.4 tons | ARCOAIRE | HRCU-A-CB (Split System: Heat Pump with Remote Outdoor Unit-Air-Source) | HVH825GKA3* |  |  | EA*4X37L21A*+WALLCON | *80CSU0601716A* | 24400 | 17 | 8.1 | 21200 | 16600 | 78.3% | 2.02 | 11.5 | 11 |  |  |  | No | R-410A | 2.0333 | Residential & Commercial | Ducted CEE Tier 1
211245914 | Central HP <5.4 tons | GRANDAIRE | HRCU-A-CB (Split System: Heat Pump with Remote Outdoor Unit-Air-Source) | WDLCURAH24ABK |  |  | FMA4X36**AL* |  | 25800 | 18 | 9 | 27600 | 21000 | 76.09% | 1.8 | 0 | 10.5 |  |  |  | No | R-410A | 2.15 | Residential & Commercial | Ducted CEE Tier 1
211245947 | Central HP <5.4 tons | GRANDAIRE | HRCU-A-CB (Split System: Heat Pump with Remote Outdoor Unit-Air-Source) | WDLCURAH24ABK |  |  | FM(C,U)4Z24**AL* |  | 23800 | 17.5 | 9 | 27200 | 25800 | 94.85% | 2.18 | 0 | 10 |  |  |  | No | R-410A | 1.9833 | Residential & Commercial | Ducted CEE Tier 1
211241186 | Central HP <5.4 tons | GRANDAIRE | HRCU-A-CB (Split System: Heat Pump with Remote Outdoor Unit-Air-Source) | WDLCURAH24ABK |  |  | WLA*254BA* | WFAX040B036A* | 24200 | 16 | 8.1 | 25400 | 21600 | 85.04% | 1.78 | 0 | 10 |  |  |  | No | R-410A | 2.0167 | Residential & Commercial | Ducted CEE Tier 1
211242674 | Central HP <5.4 tons | GRANDAIRE | HRCU-A-CB (Split System: Heat Pump with Remote Outdoor Unit-Air-Source) | WDLCURAH24ABK |  |  | WLA*364CA* | WFSX060B042A* | 24800 | 16 | 8.5 | 26600 | 22000 | 82.71% | 1.82 | 0 | 10 |  |  |  | No | R-410A | 2.0667 | Residential & Commercial | Ducted CEE Tier 1
211241683 | Central HP <5.4 tons | GRANDAIRE | HRCU-A-CB (Split System: Heat Pump with Remote Outdoor Unit-Air-Source) | WDLCURAH24ABK |  |  | WLA*304BA* | WFER090B042A* | 24600 | 16.5 | 8.5 | 26600 | 22600 | 84.96% | 1.86 | 0 | 10 |  |  |  | No | R-410A | 2.05 | Residential & Commercial | Ducted CEE Tier 1
213612094 | Central HP <5.4 tons | RUUD | HRCU-A-CB (Split System: Heat Pump with Remote Outdoor Unit-Air-Source) | RP15AZ48AJ2N | ASPEN |  | D(A,C,E)48B44+TDR | R802V1005A21DZ | 44000 | 15.4 | 8.1 | 45500 | 36000 | 79.12% | 3.01 | 0 | 10 |  |  |  | No | R-410A | 3.6667 | Residential & Commercial | Ducted CEE Tier 1
213612096 | Central HP <5.4 tons | RUUD | HRCU-A-CB (Split System: Heat Pump with Remote Outdoor Unit-Air-Source) | RP15AZ48AJ2N | ASPEN |  | D(A,C,E)48B44+TDR | R802V1005A21UH | 44000 | 15.4 | 8.1 | 45500 | 36000 | 79.12% | 3.01 | 0 | 10 |  |  |  | No | R-410A | 3.6667 | Residential & Commercial | Ducted CEE Tier 1
211245465 | Central HP <5.4 tons | KEEPRITE | HRCU-A-CB (Split System: Heat Pump with Remote Outdoor Unit-Air-Source) | DLCURAH24ABK |  |  | EN(A,D)4X36L21** | *95ESU0601716A* | 24200 | 16.5 | 8.1 | 26200 | 22800 | 87.02% | 1.9 | 0 | 10.5 |  |  |  | No | R-410A | 2.0167 | Residential & Commercial | Ducted CEE Tier 1
210471303 | Central HP <5.4 tons | ARCOAIRE | HRCU-A-CB (Split System: Heat Pump with Remote Outdoor Unit-Air-Source) | HVH837GKA2* |  |  | EHD4X60AAL+WALLCON | *80CTL0901716A* | 33000 | 17.5 | 8.1 | 32200 | 24800 | 77.02% | 2.02 | 0 | 11.5 |  |  |  | No | R-410A | 2.75 | Residential & Commercial | Ducted CEE Tier 1
210470935 | Central HP <5.4 tons | ARCOAIRE | HRCU-A-CB (Split System: Heat Pump with Remote Outdoor Unit-Air-Source) | HVH837GKA2* |  |  | EN(A,D,W)4X60L24**+WALLCON | *96CTN1202422A* | 32800 | 18 | 8.1 | 32200 | 24600 | 76.4% | 1.98 | 0 | 12 |  |  |  | No | R-410A | 2.7333 | Residential & Commercial | Ducted CEE Tier 1
211245707 | Central HP <5.4 tons | KEEPRITE | HRCU-A-CB (Split System: Heat Pump with Remote Outdoor Unit-Air-Source) | DLCURAH24ABK |  |  | EN(A,D)4X36L21** | *95ESN0601714A* | 24600 | 16 | 8.1 | 26600 | 22400 | 84.21% | 1.84 | 0 | 10.5 |  |  |  | No | R-410A | 2.05 | Residential & Commercial | Ducted CEE Tier 1
211245761 | Central HP <5.4 tons | KEEPRITE | HRCU-A-CB (Split System: Heat Pump with Remote Outdoor Unit-Air-Source) | DLCURAH24ABK |  |  | EN(A,D)4X36L21** | OMV098J12* | 23600 | 16.5 | 8.1 | 26000 | 23600 | 90.77% | 1.96 | 0 | 10 |  |  |  | No | R-410A | 1.9667 | Residential & Commercial | Ducted CEE Tier 1
211245955 | Central HP <5.4 tons | KEEPRITE | HRCU-A-CB (Split System: Heat Pump with Remote Outdoor Unit-Air-Source) | DLCURAH24ABK |  |  | FM(C,U)4Z30**AL* |  | 24200 | 18 | 9 | 26600 | 23000 | 86.47% | 1.92 | 0 | 10.5 |  |  |  | No | R-410A | 2.0167 | Residential & Commercial | Ducted CEE Tier 1
211245987 | Central HP <5.4 tons | KEEPRITE | HRCU-A-CB (Split System: Heat Pump with Remote Outdoor Unit-Air-Source) | DLCURAH24ABK |  |  | FVM4X36***L |  | 24400 | 17.5 | 8.5 | 26000 | 22400 | 86.15% | 1.88 | 0 | 10.5 |  |  |  | No | R-410A | 2.0333 | Residential & Commercial | Ducted CEE Tier 1
211245437 | Central HP <5.4 tons | KEEPRITE | HRCU-A-CB (Split System: Heat Pump with Remote Outdoor Unit-Air-Source) | DLCURAH24ABK |  |  | EN(A,D)4X36L21** | *80VSL0701716A* | 23800 | 16.5 | 8.1 | 26000 | 23200 | 89.23% | 1.92 | 0 | 10.5 |  |  |  | No | R-410A | 1.9833 | Residential & Commercial | Ducted CEE Tier 1
211245603 | Central HP <5.4 tons | KEEPRITE | HRCU-A-CB (Split System: Heat Pump with Remote Outdoor Unit-Air-Source) | DLCURAH24ABK |  |  | EN(A,D)4X36L21** | *80ES(N,L)0701712A* | 24400 | 16.5 | 8.1 | 26400 | 22600 | 85.61% | 1.88 | 0 | 10.5 |  |  |  | No | R-410A | 2.0333 | Residential & Commercial | Ducted CEE Tier 1
211245944 | Central HP <5.4 tons | KEEPRITE | HRCU-A-CB (Split System: Heat Pump with Remote Outdoor Unit-Air-Source) | DLCURAH24ABK |  |  | FM(C,U)4Z24**AL* |  | 23800 | 17.5 | 9 | 27200 | 25800 | 94.85% | 2.18 | 0 | 10 |  |  |  | No | R-410A | 1.9833 | Residential & Commercial | Ducted CEE Tier 1
213076358 | Central HP <5.4 tons | KEEPRITE | HRCU-A-CB (Split System: Heat Pump with Remote Outdoor Unit-Air-Source) | DLCURAH24ABK |  |  | EA*4X37L21A* | *95MSU1002122A* | 25000 | 17.5 | 8.5 | 25400 | 21000 | 82.68% | 1.78 | 0 | 10.5 |  |  |  | No | R-410A | 2.0833 | Residential & Commercial | Ducted CEE Tier 1
212981843 | Central HP <5.4 tons | GRANDAIRE | HRCU-A-CB (Split System: Heat Pump with Remote Outdoor Unit-Air-Source) | WDLCURAH18ABK |  |  | WLA*244BA* | WFEU100C060B* | 17200 | 15.5 | 8.5 | 18300 | 17800 | 97.27% | 2.14 | 0 | 10 |  |  |  | No | R-410A | 1.4333 | Residential & Commercial | Ducted CEE Tier 1
211245433 | Central HP <5.4 tons | ARCOAIRE | HRCU-A-CB (Split System: Heat Pump with Remote Outdoor Unit-Air-Source) | DLCURAH24ABK |  |  | EN(A,D)4X36L21** | *80VSL0701716A* | 23800 | 16.5 | 8.1 | 26000 | 23200 | 89.23% | 1.92 | 0 | 10.5 |  |  |  | No | R-410A | 1.9833 | Residential & Commercial | Ducted CEE Tier 1
211261856 | Central HP <5.4 tons | GRANDAIRE | HRCU-A-CB (Split System: Heat Pump with Remote Outdoor Unit-Air-Source) | WDLCURAH18ABK |  |  | WLA*304BA* | WFSX040A030A* | 17900 | 15.5 | 8.5 | 18500 | 18500 | 100% | 2.22 | 0 | 10.5 |  |  |  | No | R-410A | 1.4917 | Residential & Commercial | Ducted CEE Tier 1
211261908 | Central HP <5.4 tons | GRANDAIRE | HRCU-A-CB (Split System: Heat Pump with Remote Outdoor Unit-Air-Source) | WDLCURAH18ABK |  |  | WLA*304BA* | WFSX060A036A* | 18000 | 16 | 8.5 | 18500 | 18500 | 100% | 2.22 | 0 | 10.5 |  |  |  | No | R-410A | 1.5 | Residential & Commercial | Ducted CEE Tier 1
211241783 | Central HP <5.4 tons | GRANDAIRE | HRCU-A-CB (Split System: Heat Pump with Remote Outdoor Unit-Air-Source) | WDLCURAH24ABK |  |  | WLA*304BA* | WFEU060B048A* | 24800 | 16.5 | 8.5 | 26800 | 22200 | 82.84% | 1.84 | 0 | 10 |  |  |  | No | R-410A | 2.0667 | Residential & Commercial | Ducted CEE Tier 1
210599092 | Central HP <5.4 tons | ARCOAIRE | HRCU-A-CB (Split System: Heat Pump with Remote Outdoor Unit-Air-Source) | HVH837GKA** |  |  | EA*4X42L21A*+WALLCON | *80CSU0401712A* | 31800 | 17 | 8.1 | 33200 | 24400 | 73.49% | 1.88 | 0 | 11 |  |  |  | No | R-410A | 2.65 | Residential & Commercial | Ducted CEE Tier 1
210599241 | Central HP <5.4 tons | ARCOAIRE | HRCU-A-CB (Split System: Heat Pump with Remote Outdoor Unit-Air-Source) | HVH837GKA** |  |  | EA*4X61L21A*+WALLCON | *80CTL0902120A* | 33200 | 18 | 8.5 | 32000 | 25000 | 78.12% | 2 | 0 | 11.7 |  |  |  | No | R-410A | 2.7667 | Residential & Commercial | Ducted CEE Tier 1
211240717 | Central HP <5.4 tons | GRANDAIRE | HRCU-A-CB (Split System: Heat Pump with Remote Outdoor Unit-Air-Source) | WDLCURAH24ABK |  |  | WLA*244BA* | WFSX060B042A* | 24400 | 15.5 | 8.5 | 27200 | 23200 | 85.29% | 1.9 | 0 | 10 |  |  |  | No | R-410A | 2.0333 | Residential & Commercial | Ducted CEE Tier 1
211240932 | Central HP <5.4 tons | GRANDAIRE | HRCU-A-CB (Split System: Heat Pump with Remote Outdoor Unit-Air-Source) | WDLCURAH24ABK |  |  | WLA*254BA* | WFSU060B048A* | 24800 | 17 | 8.5 | 25600 | 21000 | 82.03% | 1.78 | 0 | 10.5 |  |  |  | No | R-410A | 2.0667 | Residential & Commercial | Ducted CEE Tier 1
211240364 | Central HP <5.4 tons | GRANDAIRE | HRCU-A-CB (Split System: Heat Pump with Remote Outdoor Unit-Air-Source) | WDLCURAH24ABK |  |  | WLA*244AA* | WFER070A036A* | 24000 | 16.5 | 8.5 | 26800 | 24000 | 89.55% | 1.98 | 0 | 10 |  |  |  | No | R-410A | 2 | Residential & Commercial | Ducted CEE Tier 1
205750633 | Central HP <5.4 tons | ARCOAIRE | HRCU-A-CB (Split System: Heat Pump with Remote Outdoor Unit-Air-Source) | HVH825GKA2* |  |  | EA*4X37L21A*+WALLCON | *80CTL0451712A* | 24200 | 16.5 | 8.1 | 21200 | 16700 | 78.77% | 2 | 11 | 11 |  |  |  | No | R-410A | 2.0167 | Residential & Commercial | Ducted CEE Tier 1
210598051 | Central HP <5.4 tons | ARCOAIRE | HRCU-A-CB (Split System: Heat Pump with Remote Outdoor Unit-Air-Source) | HVH825GKA2* |  |  | EA*4X48L21A*+WALLCON | *97CMN0602120A* | 24000 | 16.5 | 8.1 | 21000 | 16600 | 79.05% | 2 | 0 | 11 |  |  |  | No | R-410A | 2 | Residential & Commercial | Ducted CEE Tier 1
210598067 | Central HP <5.4 tons | ARCOAIRE | HRCU-A-CB (Split System: Heat Pump with Remote Outdoor Unit-Air-Source) | HVH825GKA2* |  |  | EA*4X48L24A*+WALLCON | *80CTL1352422A* | 24200 | 17 | 8.1 | 21000 | 16500 | 78.57% | 2.02 | 0 | 11 |  |  |  | No | R-410A | 2.0167 | Residential & Commercial | Ducted CEE Tier 1
216453758 | Central HP <5.4 tons | RUUD | HRCU-A-CB (Split System: Heat Pump with Remote Outdoor Unit-Air-Source) | RD17AZ48AJ3N | ASPEN |  | D(A,C,E)48C44+TDR | R962V0705A21M4 | 42000 | 17 | 8.5 | 45500 | 35200 | 77.36% | 2.77 | 0 | 11 |  |  |  | No | R-410A | 3.5 | Residential & Commercial | Ducted CEE Tier 1
210598183 | Central HP <5.4 tons | ARCOAIRE | HRCU-A-CB (Split System: Heat Pump with Remote Outdoor Unit-Air-Source) | HVH825GKA2* |  |  | EHD4X42AAL+WALLCON | *80CTL0901716A* | 24200 | 16.5 | 8.1 | 21200 | 16500 | 77.83% | 2.02 | 0 | 11 |  |  |  | No | R-410A | 2.0167 | Residential & Commercial | Ducted CEE Tier 1
211229373 | Central HP <5.4 tons | KEEPRITE | HRCU-A-CB (Split System: Heat Pump with Remote Outdoor Unit-Air-Source) | DLCURAH36ABK |  |  | EA*4X48L24A* | *80VSL1102422A* | 35800 | 16.5 | 8.5 | 37800 | 34600 | 91.53% | 2.04 | 0 | 10 |  |  |  | No | R-410A | 2.9833 | Residential & Commercial | Ducted CEE Tier 1
211227337 | Central HP <5.4 tons | KEEPRITE | HRCU-A-CB (Split System: Heat Pump with Remote Outdoor Unit-Air-Source) | DLCURAH36ABK |  |  | EA*4X42L21A* | *80ES(N,L)0901714A* | 36000 | 15.5 | 8.1 | 39500 | 35200 | 89.11% | 1.9 | 0 | 10 |  |  |  | No | R-410A | 3 | Residential & Commercial | Ducted CEE Tier 1
211226886 | Central HP <5.4 tons | KEEPRITE | HRCU-A-CB (Split System: Heat Pump with Remote Outdoor Unit-Air-Source) | DLCURAH36ABK |  |  | EA*4X37L21A* | *80VSL0702120A* | 36200 | 16 | 8.5 | 38500 | 34800 | 90.39% | 2.06 | 0 | 10 |  |  |  | No | R-410A | 3.0167 | Residential & Commercial | Ducted CEE Tier 1
210598235 | Central HP <5.4 tons | ARCOAIRE | HRCU-A-CB (Split System: Heat Pump with Remote Outdoor Unit-Air-Source) | HVH825GKA2* |  |  | EHD4X42AAL+WALLCON | *97CMN1202422A* | 24200 | 16 | 8.1 | 21400 | 16700 | 78.04% | 2 | 0 | 10.5 |  |  |  | No | R-410A | 2.0167 | Residential & Commercial | Ducted CEE Tier 1
210598387 | Central HP <5.4 tons | ARCOAIRE | HRCU-A-CB (Split System: Heat Pump with Remote Outdoor Unit-Air-Source) | HVH825GKA2* |  |  | EN(A,D)4X48L24**+WALLCON | *97CMN1002122A* | 24200 | 17 | 8.1 | 21400 | 16600 | 77.57% | 2.02 | 0 | 11.5 |  |  |  | No | R-410A | 2.0167 | Residential & Commercial | Ducted CEE Tier 1
210598510 | Central HP <5.4 tons | ARCOAIRE | HRCU-A-CB (Split System: Heat Pump with Remote Outdoor Unit-Air-Source) | HVH825GKA2* |  |  | EN(A,D,W)4X48L21**+WALLCON | *96CTN0801714A* | 24000 | 16.5 | 8.1 | 21400 | 16600 | 77.57% | 2 | 0 | 11 |  |  |  | No | R-410A | 2 | Residential & Commercial | Ducted CEE Tier 1
210597987 | Central HP <5.4 tons | ARCOAIRE | HRCU-A-CB (Split System: Heat Pump with Remote Outdoor Unit-Air-Source) | HVH825GKA2* |  |  | EA*4X43L21A*+WALLCON | *97CMN0602120A* | 24400 | 16.5 | 8.1 | 21200 | 16700 | 78.77% | 2.02 | 0 | 11 |  |  |  | No | R-410A | 2.0333 | Residential & Commercial | Ducted CEE Tier 1
210598055 | Central HP <5.4 tons | ARCOAIRE | HRCU-A-CB (Split System: Heat Pump with Remote Outdoor Unit-Air-Source) | HVH825GKA2* |  |  | EA*4X48L21A*+WALLCON | *97CMN0801714A* | 24000 | 16.5 | 8.1 | 21000 | 16600 | 79.05% | 2 | 0 | 11 |  |  |  | No | R-410A | 2 | Residential & Commercial | Ducted CEE Tier 1
210598255 | Central HP <5.4 tons | ARCOAIRE | HRCU-A-CB (Split System: Heat Pump with Remote Outdoor Unit-Air-Source) | HVH825GKA2* |  |  | EHD4X48AAL+WALLCON | *80CTL0701412A* | 24400 | 17 | 8.1 | 21200 | 16500 | 77.83% | 2.02 | 0 | 11 |  |  |  | No | R-410A | 2.0333 | Residential & Commercial | Ducted CEE Tier 1
214584495 | Central HP <5.4 tons | BOSCH | HRCU-A-C (Split System: Heat Pump with Remote Outdoor Unit with No Indoor Fan --Air Source) | BOVA-36HDN1-M20G | ASPEN |  | D(A,C,E)36B44+TDR |  | 22000 | 15.2 | 8.8 | 23800 | 16900 | 71.01% | 1.99 | 0 | 11.9 |  |  |  | No | R-410A | 1.8333 | Residential & Commercial | Ducted CEE Tier 1
214584496 | Central HP <5.4 tons | BOSCH | HRCU-A-C (Split System: Heat Pump with Remote Outdoor Unit with No Indoor Fan --Air Source) | BOVA-36HDN1-M20G | ASPEN |  | D(A,C,E)30D34+TDR |  | 22200 | 15.2 | 8.9 | 24000 | 22400 | 93.33% | 2 | 0 | 11.9 |  |  |  | No | R-410A | 1.85 | Residential & Commercial | Ducted CEE Tier 1
211229627 | Central HP <5.4 tons | KEEPRITE | HRCU-A-CB (Split System: Heat Pump with Remote Outdoor Unit-Air-Source) | DLCURAH36ABK |  |  | EA*4X48L24A* | *96VTN1202422A* | 36000 | 16 | 8.5 | 38500 | 34600 | 89.87% | 2.06 | 0 | 10 |  |  |  | No | R-410A | 3 | Residential & Commercial | Ducted CEE Tier 1
213076647 | Central HP <5.4 tons | KEEPRITE | HRCU-A-CB (Split System: Heat Pump with Remote Outdoor Unit-Air-Source) | DLCURAH36ABK |  |  | EA*4X37L21A* | *80VTL0902120B* | 36600 | 16 | 8.5 | 38500 | 35000 | 90.91% | 2.08 | 0 | 10 |  |  |  | No | R-410A | 3.05 | Residential & Commercial | Ducted CEE Tier 1
211227159 | Central HP <5.4 tons | KEEPRITE | HRCU-A-CB (Split System: Heat Pump with Remote Outdoor Unit-Air-Source) | DLCURAH36ABK |  |  | EA*4X37L21A* | *95ESU1002122A* | 37600 | 15.5 | 8.5 | 39500 | 35000 | 88.61% | 2.14 | 0 | 10 |  |  |  | No | R-410A | 3.1333 | Residential & Commercial | Ducted CEE Tier 1
211227432 | Central HP <5.4 tons | KEEPRITE | HRCU-A-CB (Split System: Heat Pump with Remote Outdoor Unit-Air-Source) | DLCURAH36ABK |  |  | EA*4X42L21A* | *80ESU0601716A | 35000 | 16.5 | 8.1 | 38500 | 35000 | 90.91% | 1.86 | 0 | 10 |  |  |  | No | R-410A | 2.9167 | Residential & Commercial | Ducted CEE Tier 1
211227616 | Central HP <5.4 tons | KEEPRITE | HRCU-A-CB (Split System: Heat Pump with Remote Outdoor Unit-Air-Source) | DLCURAH36ABK |  |  | EA*4X42L21A* | *96VSN0802120A* | 35600 | 16 | 8.1 | 38500 | 35000 | 90.91% | 1.88 | 0 | 10 |  |  |  | No | R-410A | 2.9667 | Residential & Commercial | Ducted CEE Tier 1
212989497 | Central HP <5.4 tons | KEEPRITE | HRCU-A-CB (Split System: Heat Pump with Remote Outdoor Unit-Air-Source) | DLCURAH36ABK |  |  | EA*4X48L21A* | *95MSU0802120A* | 35600 | 16.5 | 8.5 | 37800 | 34600 | 91.53% | 2.02 | 0 | 10 |  |  |  | No | R-410A | 2.9667 | Residential & Commercial | Ducted CEE Tier 1
211226949 | Central HP <5.4 tons | KEEPRITE | HRCU-A-CB (Split System: Heat Pump with Remote Outdoor Unit-Air-Source) | DLCURAH36ABK |  |  | EA*4X37L21A* | *80VTL0701716A* | 36200 | 16 | 8.5 | 38500 | 34800 | 90.39% | 2.08 | 0 | 10 |  |  |  | No | R-410A | 3.0167 | Residential & Commercial | Ducted CEE Tier 1
211227083 | Central HP <5.4 tons | KEEPRITE | HRCU-A-CB (Split System: Heat Pump with Remote Outdoor Unit-Air-Source) | DLCURAH36ABK |  |  | EA*4X37L21A* | *95ESN1002122A* | 37400 | 15.5 | 8.5 | 39000 | 35000 | 89.74% | 2.16 | 0 | 10 |  |  |  | No | R-410A | 3.1167 | Residential & Commercial | Ducted CEE Tier 1
211230089 | Central HP <5.4 tons | KEEPRITE | HRCU-A-CB (Split System: Heat Pump with Remote Outdoor Unit-Air-Source) | DLCURAH36ABK |  |  | EN(A,D,W)4X48L21** | *80VTL1102122A* | 37000 | 16 | 8.1 | 39500 | 35000 | 88.61% | 2.06 | 0 | 10.5 |  |  |  | No | R-410A | 3.0833 | Residential & Commercial | Ducted CEE Tier 1
211229253 | Central HP <5.4 tons | KEEPRITE | HRCU-A-CB (Split System: Heat Pump with Remote Outdoor Unit-Air-Source) | DLCURAH36ABK |  |  | EA*4X48L24A* | *80ES(N,L)0702116A* | 35800 | 16.5 | 8.5 | 37800 | 34600 | 91.53% | 2.04 | 0 | 10 |  |  |  | No | R-410A | 2.9833 | Residential & Commercial | Ducted CEE Tier 1
211229383 | Central HP <5.4 tons | KEEPRITE | HRCU-A-CB (Split System: Heat Pump with Remote Outdoor Unit-Air-Source) | DLCURAH36ABK |  |  | EA*4X48L24A* | *80ESU0802120A | 37600 | 15.5 | 8.5 | 39500 | 35000 | 88.61% | 2.14 | 0 | 10 |  |  |  | No | R-410A | 3.1333 | Residential & Commercial | Ducted CEE Tier 1
211229466 | Central HP <5.4 tons | KEEPRITE | HRCU-A-CB (Split System: Heat Pump with Remote Outdoor Unit-Air-Source) | DLCURAH36ABK |  |  | EA*4X48L24A* | *92ESN1002122A* | 37400 | 15.5 | 8.5 | 38500 | 35000 | 90.91% | 2.12 | 0 | 10 |  |  |  | No | R-410A | 3.1167 | Residential & Commercial | Ducted CEE Tier 1
211229539 | Central HP <5.4 tons | KEEPRITE | HRCU-A-CB (Split System: Heat Pump with Remote Outdoor Unit-Air-Source) | DLCURAH36ABK |  |  | EA*4X48L24A* | *96VSN0802120A* | 36200 | 16 | 8.5 | 38500 | 34600 | 89.87% | 2.06 | 0 | 10 |  |  |  | No | R-410A | 3.0167 | Residential & Commercial | Ducted CEE Tier 1
211229010 | Central HP <5.4 tons | KEEPRITE | HRCU-A-CB (Split System: Heat Pump with Remote Outdoor Unit-Air-Source) | DLCURAH36ABK |  |  | EA*4X48L21A* | *92ESN1002122A* | 37400 | 15.2 | 8.5 | 38500 | 35000 | 90.91% | 2.12 | 0 | 10 |  |  |  | No | R-410A | 3.1167 | Residential & Commercial | Ducted CEE Tier 1
211229277 | Central HP <5.4 tons | KEEPRITE | HRCU-A-CB (Split System: Heat Pump with Remote Outdoor Unit-Air-Source) | DLCURAH36ABK |  |  | EA*4X48L24A* | *80ES(N,L)0902120A* | 36600 | 16 | 8.5 | 38500 | 34800 | 90.39% | 2.08 | 0 | 10 |  |  |  | No | R-410A | 3.05 | Residential & Commercial | Ducted CEE Tier 1
211230495 | Central HP <5.4 tons | KEEPRITE | HRCU-A-CB (Split System: Heat Pump with Remote Outdoor Unit-Air-Source) | DLCURAH36ABK |  |  | EN(A,D)4X48L24** | *80ES(N,L)1552420A* | 37200 | 16 | 8.1 | 39500 | 35000 | 88.61% | 2.08 | 0 | 10.5 |  |  |  | No | R-410A | 3.1 | Residential & Commercial | Ducted CEE Tier 1
211228836 | Central HP <5.4 tons | KEEPRITE | HRCU-A-CB (Split System: Heat Pump with Remote Outdoor Unit-Air-Source) | DLCURAH36ABK |  |  | EA*4X48L21A* | *80VSL0701716A* | 35600 | 16 | 8.1 | 37800 | 34600 | 91.53% | 2.04 | 0 | 10 |  |  |  | No | R-410A | 2.9667 | Residential & Commercial | Ducted CEE Tier 1
211228845 | Central HP <5.4 tons | KEEPRITE | HRCU-A-CB (Split System: Heat Pump with Remote Outdoor Unit-Air-Source) | DLCURAH36ABK |  |  | EA*4X48L21A* | *80VSL0702120A* | 35800 | 16 | 8.5 | 38500 | 34600 | 89.87% | 2.04 | 0 | 10 |  |  |  | No | R-410A | 2.9833 | Residential & Commercial | Ducted CEE Tier 1
211228854 | Central HP <5.4 tons | KEEPRITE | HRCU-A-CB (Split System: Heat Pump with Remote Outdoor Unit-Air-Source) | DLCURAH36ABK |  |  | EA*4X48L21A* | *80VSL0902120A* | 35400 | 16 | 8.1 | 37800 | 34600 | 91.53% | 2.02 | 0 | 10 |  |  |  | No | R-410A | 2.95 | Residential & Commercial | Ducted CEE Tier 1
211240584 | Central HP <5.4 tons | GRANDAIRE | HRCU-A-CB (Split System: Heat Pump with Remote Outdoor Unit-Air-Source) | WDLCURAH24ABK |  |  | WLA*244BA* | WFSX060A036A* | 24000 | 15.5 | 8.5 | 27200 | 23600 | 86.76% | 1.92 | 0 | 10 |  |  |  | No | R-410A | 2 | Residential & Commercial | Ducted CEE Tier 1
210599305 | Central HP <5.4 tons | ARCOAIRE | HRCU-A-CB (Split System: Heat Pump with Remote Outdoor Unit-Air-Source) | HVH837GKA** |  |  | EA*4X61L24A*+WALLCON | *96CTN1202422A* | 33200 | 18 | 8.5 | 32000 | 24800 | 77.5% | 2 | 0 | 12 |  |  |  | No | R-410A | 2.7667 | Residential & Commercial | Ducted CEE Tier 1
210599553 | Central HP <5.4 tons | ARCOAIRE | HRCU-A-CB (Split System: Heat Pump with Remote Outdoor Unit-Air-Source) | HVH837GKA** |  |  | EN(A,D,W)4X48L21**+WALLCON | *80CSU0401712A* | 32400 | 17.5 | 8.1 | 33000 | 24800 | 75.15% | 1.94 | 0 | 11.7 |  |  |  | No | R-410A | 2.7 | Residential & Commercial | Ducted CEE Tier 1
210599603 | Central HP <5.4 tons | ARCOAIRE | HRCU-A-CB (Split System: Heat Pump with Remote Outdoor Unit-Air-Source) | HVH837GKA** |  |  | EN(A,D,W)4X60L24**+WALLCON | *96CTN1002122A* | 32800 | 18 | 8.1 | 32200 | 24600 | 76.4% | 1.98 | 0 | 12 |  |  |  | No | R-410A | 2.7333 | Residential & Commercial | Ducted CEE Tier 1
210599607 | Central HP <5.4 tons | ARCOAIRE | HRCU-A-CB (Split System: Heat Pump with Remote Outdoor Unit-Air-Source) | HVH837GKA** |  |  | EN(A,D,W)4X60L24**+WALLCON | *96CTN1202422A* | 32800 | 18 | 8.1 | 32200 | 24600 | 76.4% | 1.98 | 0 | 12 |  |  |  | No | R-410A | 2.7333 | Residential & Commercial | Ducted CEE Tier 1
212979820 | Central HP <5.4 tons | GRANDAIRE | HRCU-A-CB (Split System: Heat Pump with Remote Outdoor Unit-Air-Source) | WDLCURAH24ABK |  |  | WLA*244BA* | WFE*090B042C* | 23200 | 17 | 8.5 | 26800 | 21800 | 81.34% | 1.82 | 0 | 10 |  |  |  | No | R-410A | 1.9333 | Residential & Commercial | Ducted CEE Tier 1
212981699 | Central HP <5.4 tons | GRANDAIRE | HRCU-A-CB (Split System: Heat Pump with Remote Outdoor Unit-Air-Source) | WDLCURAH24ABK |  |  | WLA*244BA* | WFEU100C060B* | 23400 | 16.5 | 8.5 | 27000 | 21600 | 80% | 1.8 | 0 | 10 |  |  |  | No | R-410A | 1.95 | Residential & Commercial | Ducted CEE Tier 1
211262176 | Central HP <5.4 tons | GRANDAIRE | HRCU-A-CB (Split System: Heat Pump with Remote Outdoor Unit-Air-Source) | WDLCURAH18ABK |  |  | WLA*304BA* | WFER070A036A* | 17800 | 16.5 | 8.5 | 18200 | 18500 | 101.6% | 2.22 | 0 | 10.5 |  |  |  | No | R-410A | 1.4833 | Residential & Commercial | Ducted CEE Tier 1
211260587 | Central HP <5.4 tons | GRANDAIRE | HRCU-A-CB (Split System: Heat Pump with Remote Outdoor Unit-Air-Source) | WDLCURAH18ABK |  |  | WLA*244BA* | WFAX060A036A* | 18100 | 16 | 9 | 19000 | 18800 | 98.95% | 2.28 | 0 | 10.5 |  |  |  | No | R-410A | 1.5083 | Residential & Commercial | Ducted CEE Tier 1
212987542 | Central HP <5.4 tons | GRANDAIRE | HRCU-A-CB (Split System: Heat Pump with Remote Outdoor Unit-Air-Source) | WDLCURAH18ABK |  |  | WLA*304BA* | WFSX080B048B* | 17300 | 16 | 8.1 | 17600 | 19100 | 108.5% | 2.3 | 0 | 10.5 |  |  |  | No | R-410A | 1.4417 | Residential & Commercial | Ducted CEE Tier 1
213821251 | Central HP <5.4 tons | TEMPSTAR | HRCU-A-CB (Split System: Heat Pump with Remote Outdoor Unit-Air-Source) | DLCURAH24ABK | ASPEN |  | D(A,C,E)24B44+TDR | *92MSN0601714A* | 23400 | 17.5 | 8.5 | 26200 | 20200 | 77.1% | 2.9 | 0 | 10 |  |  |  | No | R-410A | 1.95 | Residential & Commercial | Ducted CEE Tier 1
213821267 | Central HP <5.4 tons | TEMPSTAR | HRCU-A-CB (Split System: Heat Pump with Remote Outdoor Unit-Air-Source) | DLCURAH24ABK | ASPEN |  | D(A,C,E)30B34+TDR | *92MSN1002120A* | 23400 | 17.5 | 8.5 | 26200 | 20200 | 77.1% | 2.93 | 0 | 10 |  |  |  | No | R-410A | 1.95 | Residential & Commercial | Ducted CEE Tier 1
213821269 | Central HP <5.4 tons | TEMPSTAR | HRCU-A-CB (Split System: Heat Pump with Remote Outdoor Unit-Air-Source) | DLCURAH24ABK | ASPEN |  | D(A,C,E)36B34+TDR | *92MSN1002120A* | 23600 | 17.5 | 8.5 | 26200 | 20200 | 77.1% | 2.93 | 0 | 10 |  |  |  | No | R-410A | 1.9667 | Residential & Commercial | Ducted CEE Tier 1
205751083 | Central HP <5.4 tons | ARCOAIRE | HRCU-A-CB (Split System: Heat Pump with Remote Outdoor Unit-Air-Source) | HVH837GKA** |  |  | EA*4X37L21A*+WALLCON | *96CTN1002122A* | 33000 | 17.5 | 8.5 | 33000 | 25200 | 76.36% | 2 | 12 | 11.7 |  |  |  | No | R-410A | 2.75 | Residential & Commercial | Ducted CEE Tier 1
211242008 | Central HP <5.4 tons | GRANDAIRE | HRCU-A-CB (Split System: Heat Pump with Remote Outdoor Unit-Air-Source) | WDLCURAH24ABK |  |  | WLA*364BA* | WFSX040A030A* | 24400 | 15.2 | 8.5 | 26600 | 22400 | 84.21% | 1.82 | 0 | 10 |  |  |  | No | R-410A | 2.0333 | Residential & Commercial | Ducted CEE Tier 1
212981005 | Central HP <5.4 tons | GRANDAIRE | HRCU-A-CB (Split System: Heat Pump with Remote Outdoor Unit-Air-Source) | WDLCURAH24ABK |  |  | WLA*374CA* | WFE*110C060C* | 24800 | 17.5 | 8.5 | 25600 | 24600 | 96.09% | 2.06 | 0 | 10.5 |  |  |  | No | R-410A | 2.0667 | Residential & Commercial | Ducted CEE Tier 1
212979844 | Central HP <5.4 tons | GRANDAIRE | HRCU-A-CB (Split System: Heat Pump with Remote Outdoor Unit-Air-Source) | WDLCURAH24ABK |  |  | WLA*304BA* | WFE*090B042C* | 23600 | 17 | 8.5 | 26400 | 23800 | 90.15% | 1.98 | 0 | 10 |  |  |  | No | R-410A | 1.9667 | Residential & Commercial | Ducted CEE Tier 1
212979928 | Central HP <5.4 tons | GRANDAIRE | HRCU-A-CB (Split System: Heat Pump with Remote Outdoor Unit-Air-Source) | WDLCURAH24ABK |  |  | WLN(C,W)364BA* | WFE*090B042C* | 23600 | 17 | 8.5 | 26400 | 24400 | 92.42% | 2.02 | 0 | 10.5 |  |  |  | No | R-410A | 1.9667 | Residential & Commercial | Ducted CEE Tier 1
211259989 | Central HP <5.4 tons | KEEPRITE | HRCU-A-CB (Split System: Heat Pump with Remote Outdoor Unit-Air-Source) | DLCURAH18ABK |  |  | EA*4X19L17A* | *92ESN0401712A* | 18300 | 15.5 | 8.5 | 18400 | 17600 | 95.65% | 2.12 | 0 | 10.5 |  |  |  | No | R-410A | 1.525 | Residential & Commercial | Ducted CEE Tier 1
212982311 | Central HP <5.4 tons | GRANDAIRE | HRCU-A-CB (Split System: Heat Pump with Remote Outdoor Unit-Air-Source) | WDLCURAH24ABK |  |  | WLA*374BA* | WFEU040B036B* | 24200 | 16.5 | 8.5 | 25200 | 22000 | 87.3% | 1.84 | 0 | 10 |  |  |  | No | R-410A | 2.0167 | Residential & Commercial | Ducted CEE Tier 1
213821274 | Central HP <5.4 tons | TEMPSTAR | HRCU-A-CB (Split System: Heat Pump with Remote Outdoor Unit-Air-Source) | DLCURAH24ABK | ASPEN |  | D(A,C,E)36B34+TDR | *96MSN0261410A* | 23200 | 16.5 | 8.5 | 26200 | 20200 | 77.1% | 2.88 | 0 | 10 |  |  |  | No | R-410A | 1.9333 | Residential & Commercial | Ducted CEE Tier 1
213821301 | Central HP <5.4 tons | TEMPSTAR | HRCU-A-CB (Split System: Heat Pump with Remote Outdoor Unit-Air-Source) | DLCURAH24ABK | ASPEN |  | D(A,C,E)24B44+TDR | *96VTN0401410B* | 23000 | 16 | 8.5 | 26200 | 20400 | 77.86% | 2.85 | 0 | 10 |  |  |  | No | R-410A | 1.9167 | Residential & Commercial | Ducted CEE Tier 1
211260922 | Central HP <5.4 tons | GRANDAIRE | HRCU-A-CB (Split System: Heat Pump with Remote Outdoor Unit-Air-Source) | WDLCURAH18ABK |  |  | WLA*254BA* | WFSX060A036A* | 18400 | 16.5 | 8.5 | 18200 | 17500 | 96.15% | 2.12 | 0 | 11 |  |  |  | No | R-410A | 1.5333 | Residential & Commercial | Ducted CEE Tier 1
211261056 | Central HP <5.4 tons | GRANDAIRE | HRCU-A-CB (Split System: Heat Pump with Remote Outdoor Unit-Air-Source) | WDLCURAH18ABK |  |  | WLA*254BA* | WFAX040A030A* | 18400 | 15.5 | 8.5 | 18400 | 17500 | 95.11% | 2.12 | 0 | 10.5 |  |  |  | No | R-410A | 1.5333 | Residential & Commercial | Ducted CEE Tier 1
211245280 | Central HP <5.4 tons | KEEPRITE | HRCU-A-CB (Split System: Heat Pump with Remote Outdoor Unit-Air-Source) | DLCURAH24ABK |  |  | EN(A,D,W)4X36L17** | OMV112K14A | 24000 | 16 | 8.1 | 26400 | 23000 | 87.12% | 1.88 | 0 | 10 |  |  |  | No | R-410A | 2 | Residential & Commercial | Ducted CEE Tier 1
211245362 | Central HP <5.4 tons | KEEPRITE | HRCU-A-CB (Split System: Heat Pump with Remote Outdoor Unit-Air-Source) | DLCURAH24ABK |  |  | EN(A,D)4X36L21** | *95ESU0401712A* | 23600 | 16.5 | 8.1 | 26000 | 23600 | 90.77% | 1.96 | 0 | 10.5 |  |  |  | No | R-410A | 1.9667 | Residential & Commercial | Ducted CEE Tier 1
212978319 | Central HP <5.4 tons | GRANDAIRE | HRCU-A-CB (Split System: Heat Pump with Remote Outdoor Unit-Air-Source) | WDLCURAH18ABK |  |  | WLNC244AA* | WFE*070A036C* | 17600 | 16.5 | 8.5 | 18500 | 19100 | 103.2% | 2.3 | 0 | 11 |  |  |  | No | R-410A | 1.4667 | Residential & Commercial | Ducted CEE Tier 1
213821592 | Central HP <5.4 tons | TEMPSTAR | HRCU-A-CB (Split System: Heat Pump with Remote Outdoor Unit-Air-Source) | DLCURAH36ABK | ASPEN |  | D(A,C,E)36B34+TDR | *80MS(N,L)1102420A* | 35000 | 17 | 8.1 | 38500 | 31800 | 82.6% | 2.71 | 0 | 10.5 |  |  |  | No | R-410A | 2.9167 | Residential & Commercial | Ducted CEE Tier 1
213821594 | Central HP <5.4 tons | TEMPSTAR | HRCU-A-CB (Split System: Heat Pump with Remote Outdoor Unit-Air-Source) | DLCURAH36ABK | ASPEN |  | D(A,C,E)42B34+TDR | *80MS(N,L)1102420A* | 35400 | 17 | 8.1 | 38500 | 31800 | 82.6% | 2.71 | 0 | 10.5 |  |  |  | No | R-410A | 2.95 | Residential & Commercial | Ducted CEE Tier 1
213821603 | Central HP <5.4 tons | TEMPSTAR | HRCU-A-CB (Split System: Heat Pump with Remote Outdoor Unit-Air-Source) | DLCURAH36ABK | ASPEN |  | D(A,C,E)42B34+TDR | *80VTL0451412B* | 35200 | 16 | 8.1 | 38500 | 32200 | 83.64% | 2.64 | 0 | 10 |  |  |  | No | R-410A | 2.9333 | Residential & Commercial | Ducted CEE Tier 1
211229518 | Central HP <5.4 tons | KEEPRITE | HRCU-A-CB (Split System: Heat Pump with Remote Outdoor Unit-Air-Source) | DLCURAH36ABK |  |  | EA*4X48L24A* | *95ESN1202422A* | 37200 | 15.5 | 8.5 | 38500 | 35000 | 90.91% | 2.12 | 0 | 10 |  |  |  | No | R-410A | 3.1 | Residential & Commercial | Ducted CEE Tier 1
211230890 | Central HP <5.4 tons | KEEPRITE | HRCU-A-CB (Split System: Heat Pump with Remote Outdoor Unit-Air-Source) | DLCURAH36ABK |  |  | FMA4X36**AL* |  | 35800 | 17 | 8.1 | 40000 | 35200 | 88% | 1.86 | 0 | 10 |  |  |  | No | R-410A | 2.9833 | Residential & Commercial | Ducted CEE Tier 1
212982359 | Central HP <5.4 tons | GRANDAIRE | HRCU-A-CB (Split System: Heat Pump with Remote Outdoor Unit-Air-Source) | WDLCURAH24ABK |  |  | WLN(C,W)364BA* | WFEU040B036B* | 23800 | 16.5 | 8.5 | 25800 | 23800 | 92.25% | 1.98 | 0 | 10.5 |  |  |  | No | R-410A | 1.9833 | Residential & Commercial | Ducted CEE Tier 1
211261334 | Central HP <5.4 tons | KEEPRITE | HRCU-A-CB (Split System: Heat Pump with Remote Outdoor Unit-Air-Source) | DLCURAH18ABK |  |  | EA*4X30L14A* | *95ESN0401410A* | 17900 | 15.5 | 8.5 | 18500 | 18500 | 100% | 2.22 | 0 | 10.5 |  |  |  | No | R-410A | 1.4917 | Residential & Commercial | Ducted CEE Tier 1
211260568 | Central HP <5.4 tons | KEEPRITE | HRCU-A-CB (Split System: Heat Pump with Remote Outdoor Unit-Air-Source) | DLCURAH18ABK |  |  | EA*4X24L17A* | *80ES(N,L)0701712A* | 18000 | 16 | 8.5 | 18800 | 18900 | 100.5% | 2.28 | 0 | 10.5 |  |  |  | No | R-410A | 1.5 | Residential & Commercial | Ducted CEE Tier 1
211241670 | Central HP <5.4 tons | GRANDAIRE | HRCU-A-CB (Split System: Heat Pump with Remote Outdoor Unit-Air-Source) | WDLCURAH24ABK |  |  | WLA*304BA* | WFEL070B036B* | 24400 | 16.5 | 8.5 | 26400 | 22800 | 86.36% | 1.88 | 0 | 10 |  |  |  | No | R-410A | 2.0333 | Residential & Commercial | Ducted CEE Tier 1
211242219 | Central HP <5.4 tons | GRANDAIRE | HRCU-A-CB (Split System: Heat Pump with Remote Outdoor Unit-Air-Source) | WDLCURAH24ABK |  |  | WLA*364BA* | WFEU060B048A* | 25000 | 16.5 | 8.5 | 26600 | 21800 | 81.95% | 1.82 | 0 | 10 |  |  |  | No | R-410A | 2.0833 | Residential & Commercial | Ducted CEE Tier 1
211260270 | Central HP <5.4 tons | KEEPRITE | HRCU-A-CB (Split System: Heat Pump with Remote Outdoor Unit-Air-Source) | DLCURAH18ABK |  |  | EA*4X24L17A* | *96VSN0601714A* | 17700 | 16 | 8.5 | 18600 | 19100 | 102.7% | 2.3 | 0 | 10.5 |  |  |  | No | R-410A | 1.475 | Residential & Commercial | Ducted CEE Tier 1
211260437 | Central HP <5.4 tons | KEEPRITE | HRCU-A-CB (Split System: Heat Pump with Remote Outdoor Unit-Air-Source) | DLCURAH18ABK |  |  | EA*4X24L17A* | *80VTL0701716A* | 17300 | 16 | 8.5 | 18100 | 19200 | 106.1% | 2.32 | 0 | 10.5 |  |  |  | No | R-410A | 1.4417 | Residential & Commercial | Ducted CEE Tier 1
212987055 | Central HP <5.4 tons | KEEPRITE | HRCU-A-CB (Split System: Heat Pump with Remote Outdoor Unit-Air-Source) | DLCURAH18ABK |  |  | EN(A,D)4X24L14** | *96MSN0601412A* | 17300 | 16 | 8.1 | 18300 | 19200 | 104.9% | 2.32 | 0 | 10.5 |  |  |  | No | R-410A | 1.4417 | Residential & Commercial | Ducted CEE Tier 1
211174169 | Central HP <5.4 tons | COMFORT-AIRE | HRCU-A-CB (Split System: Heat Pump with Remote Outdoor Unit-Air-Source) | HRG1548S1R-**A | ASPEN |  | C(A,C,D,E)48C34+TDR | GUH96C110C5M | 43000 | 15.3 | 8.3 | 45000 | 31600 | 70.22% | 2.79 | 0 | 12.3 |  |  |  | No | R-410A | 3.5833 | Residential & Commercial | Ducted CEE Tier 1
213927549 | Central HP <5.4 tons | ARMSTRONG AIR | HRCU-A-CB (Split System: Heat Pump with Remote Outdoor Unit-Air-Source) | 4SHP22LX124P-**A | ADP |  | V,A,D36H***D449+AEFE3A* |  | 23200 | 20 | 8.7 | 20600 | 15700 | 76.21% | 2.26 | 0 | 13.5 |  |  |  | No | R-410A | 1.9333 | Residential & Commercial | Ducted CEE Tier 1
212989329 | Central HP <5.4 tons | KEEPRITE | HRCU-A-CB (Split System: Heat Pump with Remote Outdoor Unit-Air-Source) | DLCURAH18ABK |  |  | EN(A,D)4X30L17** | *95MSU0601716A* | 17600 | 16.5 | 8.1 | 18100 | 18700 | 103.3% | 2.24 | 0 | 11 |  |  |  | No | R-410A | 1.4667 | Residential & Commercial | Ducted CEE Tier 1
212980287 | Central HP <5.4 tons | GRANDAIRE | HRCU-A-CB (Split System: Heat Pump with Remote Outdoor Unit-Air-Source) | WDLCURAH24ABK |  |  | WLNC364CA* | WFE*090C048C* | 23800 | 17 | 8.5 | 26400 | 28600 | 108.3% | 1.96 | 0 | 10.5 |  |  |  | No | R-410A | 1.9833 | Residential & Commercial | Ducted CEE Tier 1
211242432 | Central HP <5.4 tons | GRANDAIRE | HRCU-A-CB (Split System: Heat Pump with Remote Outdoor Unit-Air-Source) | WDLCURAH24ABK |  |  | WLA*364CA* | WFSU060B048A* | 24400 | 17 | 8.5 | 26200 | 22400 | 85.5% | 1.86 | 0 | 10 |  |  |  | No | R-410A | 2.0333 | Residential & Commercial | Ducted CEE Tier 1
211259865 | Central HP <5.4 tons | KEEPRITE | HRCU-A-CB (Split System: Heat Pump with Remote Outdoor Unit-Air-Source) | DLCURAH18ABK |  |  | EA*4X19L17A* | *95ESN0261410A* | 18600 | 16 | 8.5 | 18600 | 17500 | 94.09% | 2.12 | 0 | 11 |  |  |  | No | R-410A | 1.55 | Residential & Commercial | Ducted CEE Tier 1
211243062 | Central HP <5.4 tons | GRANDAIRE | HRCU-A-CB (Split System: Heat Pump with Remote Outdoor Unit-Air-Source) | WDLCURAH24ABK |  |  | WLA*374BA* | WFEL090B042B* | 25000 | 16.5 | 8.5 | 25800 | 21200 | 82.17% | 1.78 | 0 | 10.5 |  |  |  | No | R-410A | 2.0833 | Residential & Commercial | Ducted CEE Tier 1
211260292 | Central HP <5.4 tons | KEEPRITE | HRCU-A-CB (Split System: Heat Pump with Remote Outdoor Unit-Air-Source) | DLCURAH18ABK |  |  | EA*4X24L17A* | *96VSN0401712A* | 17700 | 15.5 | 8.5 | 18700 | 19100 | 102.1% | 2.28 | 0 | 10.5 |  |  |  | No | R-410A | 1.475 | Residential & Commercial | Ducted CEE Tier 1
211242594 | Central HP <5.4 tons | GRANDAIRE | HRCU-A-CB (Split System: Heat Pump with Remote Outdoor Unit-Air-Source) | WDLCURAH24ABK |  |  | WLA*364CA* | WFEL090B042B* | 24800 | 17 | 8.5 | 26400 | 22000 | 83.33% | 1.84 | 0 | 10 |  |  |  | No | R-410A | 2.0667 | Residential & Commercial | Ducted CEE Tier 1
213927550 | Central HP <5.4 tons | ARMSTRONG AIR | HRCU-A-CB (Split System: Heat Pump with Remote Outdoor Unit-Air-Source) | 4SHP22LX124P-**A | ADP |  | PL36H***P229+AEFE3A* |  | 23400 | 20 | 8.85 | 20800 | 15700 | 75.48% | 2.3 | 0 | 13.5 |  |  |  | No | R-410A | 1.95 | Residential & Commercial | Ducted CEE Tier 1
211242619 | Central HP <5.4 tons | GRANDAIRE | HRCU-A-CB (Split System: Heat Pump with Remote Outdoor Unit-Air-Source) | WDLCURAH24ABK |  |  | WLA*364CA* | WFER110C060A* | 25200 | 16.5 | 8.5 | 26800 | 21800 | 81.34% | 1.8 | 0 | 10 |  |  |  | No | R-410A | 2.1 | Residential & Commercial | Ducted CEE Tier 1
210599105 | Central HP <5.4 tons | ARCOAIRE | HRCU-A-CB (Split System: Heat Pump with Remote Outdoor Unit-Air-Source) | HVH837GKA** |  |  | EA*4X42L21A*+WALLCON | *95CSU0802120A* | 31800 | 17.5 | 8.1 | 33000 | 24400 | 73.94% | 1.9 | 0 | 11 |  |  |  | No | R-410A | 2.65 | Residential & Commercial | Ducted CEE Tier 1
210599237 | Central HP <5.4 tons | ARCOAIRE | HRCU-A-CB (Split System: Heat Pump with Remote Outdoor Unit-Air-Source) | HVH837GKA** |  |  | EA*4X61L21A*+WALLCON | *80CTL0901716A* | 33200 | 18 | 8.5 | 32000 | 24800 | 77.5% | 2 | 0 | 12 |  |  |  | No | R-410A | 2.7667 | Residential & Commercial | Ducted CEE Tier 1
210599253 | Central HP <5.4 tons | ARCOAIRE | HRCU-A-CB (Split System: Heat Pump with Remote Outdoor Unit-Air-Source) | HVH837GKA** |  |  | EA*4X61L21A*+WALLCON | *95CSU1002122A* | 33200 | 18 | 8.5 | 32000 | 24800 | 77.5% | 2 | 0 | 11.5 |  |  |  | No | R-410A | 2.7667 | Residential & Commercial | Ducted CEE Tier 1
210599321 | Central HP <5.4 tons | ARCOAIRE | HRCU-A-CB (Split System: Heat Pump with Remote Outdoor Unit-Air-Source) | HVH837GKA** |  |  | EA*4X61L24A*+WALLCON | *97CMN1202422A* | 33200 | 17.5 | 8.5 | 32000 | 25000 | 78.12% | 2 | 0 | 11.7 |  |  |  | No | R-410A | 2.7667 | Residential & Commercial | Ducted CEE Tier 1
210599394 | Central HP <5.4 tons | ARCOAIRE | HRCU-A-CB (Split System: Heat Pump with Remote Outdoor Unit-Air-Source) | HVH837GKA** |  |  | EHD4X60AAL+WALLCON | *80CSU0601716A* | 33000 | 16.5 | 8.1 | 32400 | 24800 | 76.54% | 1.98 | 0 | 11 |  |  |  | No | R-410A | 2.75 | Residential & Commercial | Ducted CEE Tier 1
210599398 | Central HP <5.4 tons | ARCOAIRE | HRCU-A-CB (Split System: Heat Pump with Remote Outdoor Unit-Air-Source) | HVH837GKA** |  |  | EHD4X60AAL+WALLCON | *80CSU1002120A* | 32800 | 16.5 | 8.1 | 32200 | 24800 | 77.02% | 1.98 | 0 | 11 |  |  |  | No | R-410A | 2.7333 | Residential & Commercial | Ducted CEE Tier 1
211259803 | Central HP <5.4 tons | KEEPRITE | HRCU-A-CB (Split System: Heat Pump with Remote Outdoor Unit-Air-Source) | DLCURAH18ABK |  |  | EA*4X19L17A* | *95ESN0401410A* | 18300 | 16 | 8.5 | 18300 | 17600 | 96.17% | 2.12 | 0 | 10.5 |  |  |  | No | R-410A | 1.525 | Residential & Commercial | Ducted CEE Tier 1
211259585 | Central HP <5.4 tons | KEEPRITE | HRCU-A-CB (Split System: Heat Pump with Remote Outdoor Unit-Air-Source) | DLCURAH18ABK |  |  | EA*4X19L17A* | *80VSL0451412A* | 18200 | 16.5 | 8.5 | 18200 | 17600 | 96.7% | 2.14 | 0 | 11 |  |  |  | No | R-410A | 1.5167 | Residential & Commercial | Ducted CEE Tier 1
211242118 | Central HP <5.4 tons | GRANDAIRE | HRCU-A-CB (Split System: Heat Pump with Remote Outdoor Unit-Air-Source) | WDLCURAH24ABK |  |  | WLA*364BA* | WFEL090B042B* | 24600 | 17 | 8.5 | 26400 | 22200 | 84.09% | 1.84 | 0 | 10 |  |  |  | No | R-410A | 2.05 | Residential & Commercial | Ducted CEE Tier 1
211242119 | Central HP <5.4 tons | GRANDAIRE | HRCU-A-CB (Split System: Heat Pump with Remote Outdoor Unit-Air-Source) | WDLCURAH24ABK |  |  | WLA*364BA* | WFER090B042A* | 24600 | 17 | 8.5 | 26400 | 22200 | 84.09% | 1.84 | 0 | 10 |  |  |  | No | R-410A | 2.05 | Residential & Commercial | Ducted CEE Tier 1
211242340 | Central HP <5.4 tons | GRANDAIRE | HRCU-A-CB (Split System: Heat Pump with Remote Outdoor Unit-Air-Source) | WDLCURAH24ABK |  |  | WLA*364CA* | WFER070B048A* | 25000 | 16.5 | 8.5 | 26800 | 21800 | 81.34% | 1.8 | 0 | 10 |  |  |  | No | R-410A | 2.0833 | Residential & Commercial | Ducted CEE Tier 1
211242476 | Central HP <5.4 tons | GRANDAIRE | HRCU-A-CB (Split System: Heat Pump with Remote Outdoor Unit-Air-Source) | WDLCURAH24ABK |  |  | WLA*364CA* | WFSX080C060A* | 24800 | 16.5 | 8.5 | 26600 | 22000 | 82.71% | 1.82 | 0 | 10 |  |  |  | No | R-410A | 2.0667 | Residential & Commercial | Ducted CEE Tier 1
211243051 | Central HP <5.4 tons | GRANDAIRE | HRCU-A-CB (Split System: Heat Pump with Remote Outdoor Unit-Air-Source) | WDLCURAH24ABK |  |  | WLA*374BA* | WFER070B036A* | 24800 | 16.5 | 8.5 | 25800 | 21400 | 82.95% | 1.78 | 0 | 10 |  |  |  | No | R-410A | 2.0667 | Residential & Commercial | Ducted CEE Tier 1
211243085 | Central HP <5.4 tons | GRANDAIRE | HRCU-A-CB (Split System: Heat Pump with Remote Outdoor Unit-Air-Source) | WDLCURAH24ABK |  |  | WLA*374BA* | WFAX060B042A* | 24800 | 17 | 8.5 | 25600 | 21400 | 83.59% | 1.8 | 0 | 10.5 |  |  |  | No | R-410A | 2.0667 | Residential & Commercial | Ducted CEE Tier 1
213076750 | Central HP <5.4 tons | GRANDAIRE | HRCU-A-CB (Split System: Heat Pump with Remote Outdoor Unit-Air-Source) | WDLCURAH36ABK |  |  | WLA*374CA* | WFET110C066A* | 36400 | 16 | 8.5 | 38000 | 35200 | 92.63% | 1.9 | 0 | 10 |  |  |  | No | R-410A | 3.0333 | Residential & Commercial | Ducted CEE Tier 1
213077622 | Central HP <5.4 tons | GRANDAIRE | HRCU-A-CB (Split System: Heat Pump with Remote Outdoor Unit-Air-Source) | WDLCURAH36ABK |  |  | WLA*424CA* | WFST100C060A* | 35400 | 16 | 8.1 | 38500 | 35000 | 90.91% | 1.88 | 0 | 10 |  |  |  | No | R-410A | 2.95 | Residential & Commercial | Ducted CEE Tier 1
213079140 | Central HP <5.4 tons | GRANDAIRE | HRCU-A-CB (Split System: Heat Pump with Remote Outdoor Unit-Air-Source) | WDLCURAH36ABK |  |  | WLA*434CA* | WFEU060B048B* | 36600 | 16.5 | 8.5 | 38000 | 34800 | 91.58% | 2.08 | 0 | 10 |  |  |  | No | R-410A | 3.05 | Residential & Commercial | Ducted CEE Tier 1
213079578 | Central HP <5.4 tons | GRANDAIRE | HRCU-A-CB (Split System: Heat Pump with Remote Outdoor Unit-Air-Source) | WDLCURAH36ABK |  |  | WLA*434CA* | WFAX080B048B* | 36200 | 16.5 | 8.5 | 38000 | 34600 | 91.05% | 2.02 | 0 | 10 |  |  |  | No | R-410A | 3.0167 | Residential & Commercial | Ducted CEE Tier 1
211241884 | Central HP <5.4 tons | GRANDAIRE | HRCU-A-CB (Split System: Heat Pump with Remote Outdoor Unit-Air-Source) | WDLCURAH24ABK |  |  | WLA*364BA* | WFSU040B036A* | 23800 | 16.5 | 8.5 | 25800 | 23200 | 89.92% | 1.92 | 0 | 10 |  |  |  | No | R-410A | 1.9833 | Residential & Commercial | Ducted CEE Tier 1
211243107 | Central HP <5.4 tons | GRANDAIRE | HRCU-A-CB (Split System: Heat Pump with Remote Outdoor Unit-Air-Source) | WDLCURAH24ABK |  |  | WLA*374BA* | WFSX060B042A* | 25200 | 16 | 8.5 | 26200 | 21200 | 80.92% | 1.76 | 0 | 10 |  |  |  | No | R-410A | 2.1 | Residential & Commercial | Ducted CEE Tier 1
211261271 | Central HP <5.4 tons | KEEPRITE | HRCU-A-CB (Split System: Heat Pump with Remote Outdoor Unit-Air-Source) | DLCURAH18ABK |  |  | EA*4X30L14A* | *96VSN0401410A* | 17500 | 16 | 8.5 | 18100 | 18600 | 102.8% | 2.24 | 0 | 10.5 |  |  |  | No | R-410A | 1.4583 | Residential & Commercial | Ducted CEE Tier 1
211261940 | Central HP <5.4 tons | KEEPRITE | HRCU-A-CB (Split System: Heat Pump with Remote Outdoor Unit-Air-Source) | DLCURAH18ABK |  |  | EA*4X30L17A* | *96VTN0601412A* | 18000 | 16 | 8.5 | 18600 | 18500 | 99.46% | 2.22 | 0 | 10.5 |  |  |  | No | R-410A | 1.5 | Residential & Commercial | Ducted CEE Tier 1
211243151 | Central HP <5.4 tons | GRANDAIRE | HRCU-A-CB (Split System: Heat Pump with Remote Outdoor Unit-Air-Source) | WDLCURAH24ABK |  |  | WLA*374BA* | WFEL070A036B* | 24800 | 17 | 8.5 | 25800 | 21400 | 82.95% | 1.8 | 0 | 10.5 |  |  |  | No | R-410A | 2.0667 | Residential & Commercial | Ducted CEE Tier 1
211259647 | Central HP <5.4 tons | KEEPRITE | HRCU-A-CB (Split System: Heat Pump with Remote Outdoor Unit-Air-Source) | DLCURAH18ABK |  |  | EA*4X19L17A* | *96VSN0601412A* | 18400 | 16 | 8.5 | 18400 | 17600 | 95.65% | 2.12 | 0 | 11 |  |  |  | No | R-410A | 1.5333 | Residential & Commercial | Ducted CEE Tier 1
211261126 | Central HP <5.4 tons | KEEPRITE | HRCU-A-CB (Split System: Heat Pump with Remote Outdoor Unit-Air-Source) | DLCURAH18ABK |  |  | EA*4X25L17A* | *80ES(N,L)0701412A* | 18200 | 16.5 | 8.5 | 17900 | 17500 | 97.77% | 2.12 | 0 | 11 |  |  |  | No | R-410A | 1.5167 | Residential & Commercial | Ducted CEE Tier 1
211261253 | Central HP <5.4 tons | KEEPRITE | HRCU-A-CB (Split System: Heat Pump with Remote Outdoor Unit-Air-Source) | DLCURAH18ABK |  |  | EA*4X30L14A* | *80VSL0451412A* | 17800 | 16 | 8.5 | 18400 | 18500 | 100.5% | 2.22 | 0 | 10.5 |  |  |  | No | R-410A | 1.4833 | Residential & Commercial | Ducted CEE Tier 1
211261310 | Central HP <5.4 tons | KEEPRITE | HRCU-A-CB (Split System: Heat Pump with Remote Outdoor Unit-Air-Source) | DLCURAH18ABK |  |  | EA*4X30L14A* | *80VTL0451412A* | 17800 | 16.5 | 8.5 | 18200 | 18500 | 101.6% | 2.22 | 0 | 10.5 |  |  |  | No | R-410A | 1.4833 | Residential & Commercial | Ducted CEE Tier 1
211261378 | Central HP <5.4 tons | KEEPRITE | HRCU-A-CB (Split System: Heat Pump with Remote Outdoor Unit-Air-Source) | DLCURAH18ABK |  |  | EA*4X30L14A* | *96VTN0401410A* | 17500 | 16 | 8.5 | 18100 | 18600 | 102.8% | 2.24 | 0 | 10.5 |  |  |  | No | R-410A | 1.4583 | Residential & Commercial | Ducted CEE Tier 1
213796574 | Central HP <5.4 tons | PAYNE HEATING AND COOLING | HRCU-A-CB (Split System: Heat Pump with Remote Outdoor Unit-Air-Source) | 38MURAQ24AB3* | ADP |  | V,C36H***P429+CBPE3A* |  | 23600 | 16 | 8.7 | 24800 | 22600 | 91.13% | 1.86 | 0 | 10 |  |  |  | No | R-410A | 1.9667 | Residential & Commercial | Ducted CEE Tier 1
213312707 | Central HP <5.4 tons | PAYNE HEATING AND COOLING | HRCU-A-CB (Split System: Heat Pump with Remote Outdoor Unit-Air-Source) | 38MURAQ24AB3* | ADP |  | V36H175P139+CBPE4B* |  | 24000 | 18 | 8.85 | 25000 | 22600 | 90.4% | 1.9 | 0 | 10.5 |  |  |  | No | R-410A | 2 | Residential & Commercial | Ducted CEE Tier 1
210599430 | Central HP <5.4 tons | ARCOAIRE | HRCU-A-CB (Split System: Heat Pump with Remote Outdoor Unit-Air-Source) | HVH837GKA** |  |  | EHD4X60AAL+WALLCON | *95CSU1002122A* | 33000 | 17 | 8.1 | 32200 | 24800 | 77.02% | 2.02 | 0 | 11.5 |  |  |  | No | R-410A | 2.75 | Residential & Commercial | Ducted CEE Tier 1
211243387 | Central HP <5.4 tons | GRANDAIRE | HRCU-A-CB (Split System: Heat Pump with Remote Outdoor Unit-Air-Source) | WDLCURAH24ABK |  |  | WLA*374CA* | WFEU040B036A* | 24600 | 17.5 | 8.5 | 25200 | 21000 | 83.33% | 1.78 | 0 | 10.5 |  |  |  | No | R-410A | 2.05 | Residential & Commercial | Ducted CEE Tier 1
211244178 | Central HP <5.4 tons | GRANDAIRE | HRCU-A-CB (Split System: Heat Pump with Remote Outdoor Unit-Air-Source) | WDLCURAH24ABK |  |  | WLNC244BA* | WFAX080B048A* | 23800 | 16.5 | 8.5 | 26800 | 23200 | 86.57% | 1.92 | 0 | 10 |  |  |  | No | R-410A | 1.9833 | Residential & Commercial | Ducted CEE Tier 1
211243526 | Central HP <5.4 tons | GRANDAIRE | HRCU-A-CB (Split System: Heat Pump with Remote Outdoor Unit-Air-Source) | WDLCURAH24ABK |  |  | WLA*374CA* | WFEL070C048B* | 25000 | 17 | 8.5 | 25600 | 20800 | 81.25% | 1.76 | 0 | 10.5 |  |  |  | No | R-410A | 2.0833 | Residential & Commercial | Ducted CEE Tier 1
210599293 | Central HP <5.4 tons | ARCOAIRE | HRCU-A-CB (Split System: Heat Pump with Remote Outdoor Unit-Air-Source) | HVH837GKA** |  |  | EA*4X61L24A*+WALLCON | *95CSU1002122A* | 33200 | 18 | 8.5 | 32000 | 24800 | 77.5% | 2.02 | 0 | 11.5 |  |  |  | No | R-410A | 2.7667 | Residential & Commercial | Ducted CEE Tier 1
210599557 | Central HP <5.4 tons | ARCOAIRE | HRCU-A-CB (Split System: Heat Pump with Remote Outdoor Unit-Air-Source) | HVH837GKA** |  |  | EN(A,D,W)4X48L21**+WALLCON | *80CSU0601716A* | 32400 | 17 | 8.1 | 33000 | 24800 | 75.15% | 1.94 | 0 | 11.7 |  |  |  | No | R-410A | 2.7 | Residential & Commercial | Ducted CEE Tier 1
211243039 | Central HP <5.4 tons | GRANDAIRE | HRCU-A-CB (Split System: Heat Pump with Remote Outdoor Unit-Air-Source) | WDLCURAH24ABK |  |  | WLA*374BA* | WFER045B036A* | 24600 | 16.5 | 8.5 | 25600 | 21600 | 84.38% | 1.8 | 0 | 10 |  |  |  | No | R-410A | 2.05 | Residential & Commercial | Ducted CEE Tier 1
211244108 | Central HP <5.4 tons | GRANDAIRE | HRCU-A-CB (Split System: Heat Pump with Remote Outdoor Unit-Air-Source) | WDLCURAH24ABK |  |  | WLNC244BA* | WFEL045A036B* | 24200 | 15.5 | 8.5 | 27200 | 22600 | 83.09% | 1.86 | 0 | 10 |  |  |  | No | R-410A | 2.0167 | Residential & Commercial | Ducted CEE Tier 1
211243026 | Central HP <5.4 tons | GRANDAIRE | HRCU-A-CB (Split System: Heat Pump with Remote Outdoor Unit-Air-Source) | WDLCURAH24ABK |  |  | WLA*374BA* | WFEL045A036B* | 25200 | 16 | 8.5 | 26200 | 21000 | 80.15% | 1.76 | 0 | 10 |  |  |  | No | R-410A | 2.1 | Residential & Commercial | Ducted CEE Tier 1
211242083 | Central HP <5.4 tons | GRANDAIRE | HRCU-A-CB (Split System: Heat Pump with Remote Outdoor Unit-Air-Source) | WDLCURAH24ABK |  |  | WLA*364BA* | WFER045A036A* | 24600 | 16 | 8.5 | 26600 | 22200 | 83.46% | 1.82 | 0 | 10 |  |  |  | No | R-410A | 2.05 | Residential & Commercial | Ducted CEE Tier 1
211242208 | Central HP <5.4 tons | GRANDAIRE | HRCU-A-CB (Split System: Heat Pump with Remote Outdoor Unit-Air-Source) | WDLCURAH24ABK |  |  | WLA*364BA* | WFER070A036A* | 24400 | 17 | 8.5 | 26200 | 22400 | 85.5% | 1.86 | 0 | 10 |  |  |  | No | R-410A | 2.0333 | Residential & Commercial | Ducted CEE Tier 1
211241647 | Central HP <5.4 tons | GRANDAIRE | HRCU-A-CB (Split System: Heat Pump with Remote Outdoor Unit-Air-Source) | WDLCURAH24ABK |  |  | WLA*304BA* | WFER045A036A* | 24600 | 16 | 8.5 | 26600 | 22600 | 84.96% | 1.84 | 0 | 10 |  |  |  | No | R-410A | 2.05 | Residential & Commercial | Ducted CEE Tier 1
211241942 | Central HP <5.4 tons | GRANDAIRE | HRCU-A-CB (Split System: Heat Pump with Remote Outdoor Unit-Air-Source) | WDLCURAH24ABK |  |  | WLA*364BA* | WFSU060B048A* | 24400 | 17 | 8.5 | 26200 | 22400 | 85.5% | 1.86 | 0 | 10 |  |  |  | No | R-410A | 2.0333 | Residential & Commercial | Ducted CEE Tier 1
211241506 | Central HP <5.4 tons | GRANDAIRE | HRCU-A-CB (Split System: Heat Pump with Remote Outdoor Unit-Air-Source) | WDLCURAH24ABK |  |  | WLA*304BA* | WFSU060B048A* | 24200 | 16.5 | 8.5 | 26400 | 23000 | 87.12% | 1.9 | 0 | 10 |  |  |  | No | R-410A | 2.0167 | Residential & Commercial | Ducted CEE Tier 1
211241097 | Central HP <5.4 tons | GRANDAIRE | HRCU-A-CB (Split System: Heat Pump with Remote Outdoor Unit-Air-Source) | WDLCURAH24ABK |  |  | WLA*254BA* | WFER070B036A* | 25000 | 16.5 | 8.5 | 25800 | 21000 | 81.4% | 1.76 | 0 | 10.5 |  |  |  | No | R-410A | 2.0833 | Residential & Commercial | Ducted CEE Tier 1
211241131 | Central HP <5.4 tons | GRANDAIRE | HRCU-A-CB (Split System: Heat Pump with Remote Outdoor Unit-Air-Source) | WDLCURAH24ABK |  |  | WLA*254BA* | WFAX060B042A* | 25000 | 17 | 8.5 | 25600 | 21000 | 82.03% | 1.78 | 0 | 10.5 |  |  |  | No | R-410A | 2.0833 | Residential & Commercial | Ducted CEE Tier 1
212976700 | Central HP <5.4 tons | GRANDAIRE | HRCU-A-CB (Split System: Heat Pump with Remote Outdoor Unit-Air-Source) | WDLCURAH24ABK |  |  | WLNC364CA* | WFST100C060A* | 23600 | 17 | 8.5 | 26200 | 28000 | 106.9% | 1.78 | 0 | 10.5 |  |  |  | No | R-410A | 1.9667 | Residential & Commercial | Ducted CEE Tier 1
211230288 | Central HP <5.4 tons | KEEPRITE | HRCU-A-CB (Split System: Heat Pump with Remote Outdoor Unit-Air-Source) | DLCURAH36ABK |  |  | EN(A,D,W)4X48L21** | *95ESU1002120A* | 36400 | 16 | 8.1 | 38500 | 34800 | 90.39% | 2.04 | 0 | 10.5 |  |  |  | No | R-410A | 3.0333 | Residential & Commercial | Ducted CEE Tier 1
211228218 | Central HP <5.4 tons | KEEPRITE | HRCU-A-CB (Split System: Heat Pump with Remote Outdoor Unit-Air-Source) | DLCURAH36ABK |  |  | EA*4X43L21A* | *80ES(N,L)0451712A* | 36000 | 15.5 | 8.5 | 38500 | 34800 | 90.39% | 2.06 | 0 | 10 |  |  |  | No | R-410A | 3 | Residential & Commercial | Ducted CEE Tier 1
211230624 | Central HP <5.4 tons | KEEPRITE | HRCU-A-CB (Split System: Heat Pump with Remote Outdoor Unit-Air-Source) | DLCURAH36ABK |  |  | EN(A,D)4X48L24** | *92ESN1002122A* | 37600 | 15.5 | 8.5 | 39500 | 35000 | 88.61% | 2.08 | 0 | 10.5 |  |  |  | No | R-410A | 3.1333 | Residential & Commercial | Ducted CEE Tier 1
211230676 | Central HP <5.4 tons | KEEPRITE | HRCU-A-CB (Split System: Heat Pump with Remote Outdoor Unit-Air-Source) | DLCURAH36ABK |  |  | EN(A,D)4X48L24** | *95ESN1202422A* | 37400 | 15.5 | 8.1 | 39500 | 35000 | 88.61% | 2.08 | 0 | 10.5 |  |  |  | No | R-410A | 3.1167 | Residential & Commercial | Ducted CEE Tier 1
211228145 | Central HP <5.4 tons | KEEPRITE | HRCU-A-CB (Split System: Heat Pump with Remote Outdoor Unit-Air-Source) | DLCURAH36ABK |  |  | EA*4X42L24A* | *96VTN1202422A* | 35600 | 16 | 8.1 | 38500 | 35000 | 90.91% | 1.88 | 0 | 10 |  |  |  | No | R-410A | 2.9667 | Residential & Commercial | Ducted CEE Tier 1
211228254 | Central HP <5.4 tons | KEEPRITE | HRCU-A-CB (Split System: Heat Pump with Remote Outdoor Unit-Air-Source) | DLCURAH36ABK |  |  | EA*4X43L21A* | *80ES(N,L)0901714A* | 37000 | 16 | 8.5 | 38500 | 34800 | 90.39% | 2.1 | 0 | 10 |  |  |  | No | R-410A | 3.0833 | Residential & Commercial | Ducted CEE Tier 1
211228404 | Central HP <5.4 tons | KEEPRITE | HRCU-A-CB (Split System: Heat Pump with Remote Outdoor Unit-Air-Source) | DLCURAH36ABK |  |  | EA*4X43L21A* | *80VTL1102122A* | 37200 | 15.5 | 8.5 | 38500 | 34800 | 90.39% | 2.12 | 0 | 10 |  |  |  | No | R-410A | 3.1 | Residential & Commercial | Ducted CEE Tier 1
211226877 | Central HP <5.4 tons | KEEPRITE | HRCU-A-CB (Split System: Heat Pump with Remote Outdoor Unit-Air-Source) | DLCURAH36ABK |  |  | EA*4X37L21A* | *80VSL0701716A* | 36600 | 15.5 | 8.5 | 38500 | 34800 | 90.39% | 2.08 | 0 | 10 |  |  |  | No | R-410A | 3.05 | Residential & Commercial | Ducted CEE Tier 1
211226895 | Central HP <5.4 tons | KEEPRITE | HRCU-A-CB (Split System: Heat Pump with Remote Outdoor Unit-Air-Source) | DLCURAH36ABK |  |  | EA*4X37L21A* | *80VSL0902120A* | 36200 | 16 | 8.5 | 38500 | 34800 | 90.39% | 2.06 | 0 | 10 |  |  |  | No | R-410A | 3.0167 | Residential & Commercial | Ducted CEE Tier 1
211228516 | Central HP <5.4 tons | KEEPRITE | HRCU-A-CB (Split System: Heat Pump with Remote Outdoor Unit-Air-Source) | DLCURAH36ABK |  |  | EA*4X43L21A* | *95ESN1002120A* | 37000 | 15.5 | 8.5 | 38500 | 34800 | 90.39% | 2.1 | 0 | 10 |  |  |  | No | R-410A | 3.0833 | Residential & Commercial | Ducted CEE Tier 1
211227208 | Central HP <5.4 tons | KEEPRITE | HRCU-A-CB (Split System: Heat Pump with Remote Outdoor Unit-Air-Source) | DLCURAH36ABK |  |  | EA*4X37L21A* | *96VTN1002122A* | 36800 | 16.5 | 8.5 | 38500 | 34800 | 90.39% | 2.1 | 0 | 10 |  |  |  | No | R-410A | 3.0667 | Residential & Commercial | Ducted CEE Tier 1
211227349 | Central HP <5.4 tons | KEEPRITE | HRCU-A-CB (Split System: Heat Pump with Remote Outdoor Unit-Air-Source) | DLCURAH36ABK |  |  | EA*4X42L21A* | *80ES(N,L)0902116A* | 35800 | 16 | 8.1 | 38500 | 35000 | 90.91% | 1.9 | 0 | 10 |  |  |  | No | R-410A | 2.9833 | Residential & Commercial | Ducted CEE Tier 1
213076962 | Central HP <5.4 tons | KEEPRITE | HRCU-A-CB (Split System: Heat Pump with Remote Outdoor Unit-Air-Source) | DLCURAH36ABK |  |  | EA*4X37L21A* | *96VSN0801716B* | 36400 | 15.5 | 8.5 | 38500 | 35000 | 90.91% | 2.06 | 0 | 10 |  |  |  | No | R-410A | 3.0333 | Residential & Commercial | Ducted CEE Tier 1
211229170 | Central HP <5.4 tons | KEEPRITE | HRCU-A-CB (Split System: Heat Pump with Remote Outdoor Unit-Air-Source) | DLCURAH36ABK |  |  | EA*4X48L21A* | *96VTN0802120A* | 35400 | 16 | 8.1 | 37800 | 34600 | 91.53% | 2.02 | 0 | 10 |  |  |  | No | R-410A | 2.95 | Residential & Commercial | Ducted CEE Tier 1
211230785 | Central HP <5.4 tons | KEEPRITE | HRCU-A-CB (Split System: Heat Pump with Remote Outdoor Unit-Air-Source) | DLCURAH36ABK |  |  | EN(A,D)4X48L24** | *96VTN1202422A* | 36200 | 16 | 8.1 | 38500 | 34800 | 90.39% | 2.02 | 0 | 10 |  |  |  | No | R-410A | 3.0167 | Residential & Commercial | Ducted CEE Tier 1
211230201 | Central HP <5.4 tons | KEEPRITE | HRCU-A-CB (Split System: Heat Pump with Remote Outdoor Unit-Air-Source) | DLCURAH36ABK |  |  | EN(A,D,W)4X48L21** | *95ESN1002120A* | 36800 | 16 | 8.1 | 39500 | 35000 | 88.61% | 2.06 | 0 | 10.5 |  |  |  | No | R-410A | 3.0667 | Residential & Commercial | Ducted CEE Tier 1
214280305 | Central HP <5.4 tons | GRANDAIRE | HRCU-A-CB (Split System: Heat Pump with Remote Outdoor Unit-Air-Source) | WDLCURAH36ABK |  |  | WLA*434CA* | WFSX060B048B* | 36000 | 15.5 | 8.5 | 38000 | 34800 | 91.58% | 2.06 | 0 | 10 |  |  |  | No | R-410A | 3 | Residential & Commercial | Ducted CEE Tier 1
212988022 | Central HP <5.4 tons | GRANDAIRE | HRCU-A-CB (Split System: Heat Pump with Remote Outdoor Unit-Air-Source) | WDLCURAH36ABK |  |  | WLA*484DA* | WFSX100C060B* | 36000 | 16.5 | 8.5 | 37800 | 34600 | 91.53% | 2.04 | 0 | 10 |  |  |  | No | R-410A | 3 | Residential & Commercial | Ducted CEE Tier 1
213076798 | Central HP <5.4 tons | GRANDAIRE | HRCU-A-CB (Split System: Heat Pump with Remote Outdoor Unit-Air-Source) | WDLCURAH36ABK |  |  | WLA*484CA* | WFET110C066A* | 36200 | 16 | 8.5 | 38000 | 34800 | 91.58% | 2.04 | 0 | 10 |  |  |  | No | R-410A | 3.0167 | Residential & Commercial | Ducted CEE Tier 1
212978137 | Central HP <5.4 tons | GRANDAIRE | HRCU-A-CB (Split System: Heat Pump with Remote Outdoor Unit-Air-Source) | WDLCURAH24ABK |  |  | WLA*304BA* | WFE*070A036C* | 23600 | 17.5 | 8.5 | 26200 | 23800 | 90.84% | 2 | 0 | 10 |  |  |  | No | R-410A | 1.9667 | Residential & Commercial | Ducted CEE Tier 1
210599273 | Central HP <5.4 tons | ARCOAIRE | HRCU-A-CB (Split System: Heat Pump with Remote Outdoor Unit-Air-Source) | HVH837GKA** |  |  | EA*4X61L24A*+WALLCON | *80CSU1002120A* | 33200 | 17.5 | 8.1 | 32000 | 24800 | 77.5% | 1.98 | 0 | 11.5 |  |  |  | No | R-410A | 2.7667 | Residential & Commercial | Ducted CEE Tier 1
212976056 | Central HP <5.4 tons | GRANDAIRE | HRCU-A-CB (Split System: Heat Pump with Remote Outdoor Unit-Air-Source) | WDLCURAH24ABK |  |  | WLA*364CA* | WFST080B048A* | 23600 | 17 | 8.5 | 26200 | 22200 | 84.73% | 1.84 | 0 | 10 |  |  |  | No | R-410A | 1.9667 | Residential & Commercial | Ducted CEE Tier 1
213078786 | Central HP <5.4 tons | GRANDAIRE | HRCU-A-CB (Split System: Heat Pump with Remote Outdoor Unit-Air-Source) | WDLCURAH36ABK |  |  | WLNC484DA* | WFE*135D060C* | 36000 | 16.5 | 8.1 | 38500 | 27400 | 71.17% | 1.8 | 0 | 10.5 |  |  |  | No | R-410A | 3 | Residential & Commercial | Ducted CEE Tier 1
213078302 | Central HP <5.4 tons | GRANDAIRE | HRCU-A-CB (Split System: Heat Pump with Remote Outdoor Unit-Air-Source) | WDLCURAH36ABK |  |  | WLA*374CA* | WFE*090B042C* | 36200 | 16.5 | 8.5 | 38000 | 35000 | 92.11% | 1.88 | 0 | 10 |  |  |  | No | R-410A | 3.0167 | Residential & Commercial | Ducted CEE Tier 1
214229477 | Central HP <5.4 tons | GRANDAIRE | HRCU-A-CB (Split System: Heat Pump with Remote Outdoor Unit-Air-Source) | WDLCURAH36ABK |  |  | WLNC484DA* | WFEU100C060B* | 35800 | 16.5 | 8.5 | 38500 | 34800 | 90.39% | 2 | 0 | 10 |  |  |  | No | R-410A | 2.9833 | Residential & Commercial | Ducted CEE Tier 1
215057510 | Central HP <5.4 tons | BOSCH | HRCU-A-CB (Split System: Heat Pump with Remote Outdoor Unit-Air-Source) | BOVD-36HDN1-M20G | ASPEN |  | L(E,G)M36E4 |  | 32200 | 17.5 | 8.5 | 33200 | 24000 | 72.29% | 1.9 | 0 | 11.5 |  |  |  | No | R-410A | 2.6833 | Residential & Commercial | Ducted CEE Tier 1
213612030 | Central HP <5.4 tons | RUUD | HRCU-A-CB (Split System: Heat Pump with Remote Outdoor Unit-Air-Source) | RP15AZ24AJ2N | ASPEN |  | D(A,C,E)24A34+TDR | R802V0503A14UH | 22000 | 15.4 | 8.1 | 22800 | 16200 | 71.05% | 2.81 | 0 | 11.8 |  |  |  | No | R-410A | 1.8333 | Residential & Commercial | Ducted CEE Tier 1
213612031 | Central HP <5.4 tons | RUUD | HRCU-A-CB (Split System: Heat Pump with Remote Outdoor Unit-Air-Source) | RP15AZ24AJ2N | ASPEN |  | D(A,C,E)24A34+TDR | R802V0754A17UH | 22000 | 15.5 | 8.2 | 22800 | 16200 | 71.05% | 2.83 | 0 | 11.8 |  |  |  | No | R-410A | 1.8333 | Residential & Commercial | Ducted CEE Tier 1
212980265 | Central HP <5.4 tons | GRANDAIRE | HRCU-A-CB (Split System: Heat Pump with Remote Outdoor Unit-Air-Source) | WDLCURAH24ABK |  |  | WLA*364CA* | WFE*090C048C* | 23400 | 17.5 | 8.5 | 26000 | 21200 | 81.54% | 1.8 | 0 | 10 |  |  |  | No | R-410A | 1.95 | Residential & Commercial | Ducted CEE Tier 1
211241084 | Central HP <5.4 tons | GRANDAIRE | HRCU-A-CB (Split System: Heat Pump with Remote Outdoor Unit-Air-Source) | WDLCURAH24ABK |  |  | WLA*254BA* | WFEL045B036B* | 24800 | 17 | 8.5 | 25600 | 21200 | 82.81% | 1.78 | 0 | 10.5 |  |  |  | No | R-410A | 2.0667 | Residential & Commercial | Ducted CEE Tier 1
211244796 | Central HP <5.4 tons | GRANDAIRE | HRCU-A-CB (Split System: Heat Pump with Remote Outdoor Unit-Air-Source) | WDLCURAH24ABK |  |  | WLNC304BA* | WFAX040B036A* | 23600 | 15.5 | 8.1 | 26200 | 23400 | 89.31% | 1.92 | 0 | 10 |  |  |  | No | R-410A | 1.9667 | Residential & Commercial | Ducted CEE Tier 1
211243759 | Central HP <5.4 tons | GRANDAIRE | HRCU-A-CB (Split System: Heat Pump with Remote Outdoor Unit-Air-Source) | WDLCURAH24ABK |  |  | WLNC244AA* | WFSX060A036A* | 24000 | 15.2 | 8.5 | 27200 | 23000 | 84.56% | 1.88 | 0 | 10 |  |  |  | No | R-410A | 2 | Residential & Commercial | Ducted CEE Tier 1
211243038 | Central HP <5.4 tons | GRANDAIRE | HRCU-A-CB (Split System: Heat Pump with Remote Outdoor Unit-Air-Source) | WDLCURAH24ABK |  |  | WLA*374BA* | WFEL045B036B* | 24600 | 16.5 | 8.5 | 25600 | 21600 | 84.38% | 1.8 | 0 | 10 |  |  |  | No | R-410A | 2.05 | Residential & Commercial | Ducted CEE Tier 1
211242571 | Central HP <5.4 tons | GRANDAIRE | HRCU-A-CB (Split System: Heat Pump with Remote Outdoor Unit-Air-Source) | WDLCURAH24ABK |  |  | WLA*364CA* | WFER070B036A* | 23400 | 17 | 8.5 | 25600 | 23600 | 92.19% | 1.98 | 0 | 10 |  |  |  | No | R-410A | 1.95 | Residential & Commercial | Ducted CEE Tier 1
211240649 | Central HP <5.4 tons | GRANDAIRE | HRCU-A-CB (Split System: Heat Pump with Remote Outdoor Unit-Air-Source) | WDLCURAH24ABK |  |  | WLA*244BA* | WFER045B036A* | 23800 | 16.5 | 8.5 | 26800 | 24200 | 90.3% | 2 | 0 | 10 |  |  |  | No | R-410A | 1.9833 | Residential & Commercial | Ducted CEE Tier 1
212984660 | Central HP <5.4 tons | GRANDAIRE | HRCU-A-CB (Split System: Heat Pump with Remote Outdoor Unit-Air-Source) | WDLCURAH24ABK |  |  | WLNC244BA* | WFAX080B048B* | 23600 | 17 | 8.5 | 27000 | 24600 | 91.11% | 2.04 | 0 | 10 |  |  |  | No | R-410A | 1.9667 | Residential & Commercial | Ducted CEE Tier 1
213079939 | Central HP <5.4 tons | GRANDAIRE | HRCU-A-CB (Split System: Heat Pump with Remote Outdoor Unit-Air-Source) | WDLCURAH36ABK |  |  | WLA*484DA* | WFAX120D060B* | 36200 | 16 | 8.5 | 38000 | 35000 | 92.11% | 2.02 | 0 | 10 |  |  |  | No | R-410A | 3.0167 | Residential & Commercial | Ducted CEE Tier 1
211227846 | Central HP <5.4 tons | GRANDAIRE | HRCU-A-CB (Split System: Heat Pump with Remote Outdoor Unit-Air-Source) | WDLCURAH36ABK |  |  | WLA*424DA* | WFEL135D060B* | 35600 | 16 | 8.1 | 38500 | 35000 | 90.91% | 1.9 | 0 | 10 |  |  |  | No | R-410A | 2.9667 | Residential & Commercial | Ducted CEE Tier 1
211228099 | Central HP <5.4 tons | GRANDAIRE | HRCU-A-CB (Split System: Heat Pump with Remote Outdoor Unit-Air-Source) | WDLCURAH36ABK |  |  | WLA*424DA* | WFSU100C060A* | 35800 | 16 | 8.1 | 38500 | 35000 | 90.91% | 1.9 | 0 | 10 |  |  |  | No | R-410A | 2.9833 | Residential & Commercial | Ducted CEE Tier 1
211229918 | Central HP <5.4 tons | GRANDAIRE | HRCU-A-CB (Split System: Heat Pump with Remote Outdoor Unit-Air-Source) | WDLCURAH36ABK |  |  | WLN(C,W)484CA* | WFEL070B036B* | 36200 | 15.5 | 8.1 | 38500 | 35000 | 90.91% | 2.02 | 0 | 10 |  |  |  | No | R-410A | 3.0167 | Residential & Commercial | Ducted CEE Tier 1
211229919 | Central HP <5.4 tons | GRANDAIRE | HRCU-A-CB (Split System: Heat Pump with Remote Outdoor Unit-Air-Source) | WDLCURAH36ABK |  |  | WLN(C,W)484CA* | WFER070B036A* | 36200 | 15.5 | 8.1 | 38500 | 35000 | 90.91% | 2.02 | 0 | 10 |  |  |  | No | R-410A | 3.0167 | Residential & Commercial | Ducted CEE Tier 1
211230037 | Central HP <5.4 tons | GRANDAIRE | HRCU-A-CB (Split System: Heat Pump with Remote Outdoor Unit-Air-Source) | WDLCURAH36ABK |  |  | WLN(C,W)484CA* | WFEU060B048A* | 35600 | 16.5 | 8.1 | 38500 | 34800 | 90.39% | 2 | 0 | 10 |  |  |  | No | R-410A | 2.9667 | Residential & Commercial | Ducted CEE Tier 1
212383398 | Central HP <5.4 tons | GRANDAIRE | HRCU-A-CB (Split System: Heat Pump with Remote Outdoor Unit-Air-Source) | WDLCURAH36ABK |  |  | WLA*374BA* | WFEU060B048A* | 36600 | 15.5 | 8.5 | 39500 | 35000 | 88.61% | 2.04 | 0 | 10 |  |  |  | No | R-410A | 3.05 | Residential & Commercial | Ducted CEE Tier 1
211228784 | Central HP <5.4 tons | GRANDAIRE | HRCU-A-CB (Split System: Heat Pump with Remote Outdoor Unit-Air-Source) | WDLCURAH36ABK |  |  | WLA*484CA* | WFER090B042A* | 36400 | 16 | 8.5 | 38500 | 34800 | 90.39% | 2.08 | 0 | 10 |  |  |  | No | R-410A | 3.0333 | Residential & Commercial | Ducted CEE Tier 1
211228584 | Central HP <5.4 tons | GRANDAIRE | HRCU-A-CB (Split System: Heat Pump with Remote Outdoor Unit-Air-Source) | WDLCURAH36ABK |  |  | WLA*434CA* | WFSU060B048A* | 36800 | 15.5 | 8.5 | 38500 | 34800 | 90.39% | 2.1 | 0 | 10 |  |  |  | No | R-410A | 3.0667 | Residential & Commercial | Ducted CEE Tier 1
211228282 | Central HP <5.4 tons | GRANDAIRE | HRCU-A-CB (Split System: Heat Pump with Remote Outdoor Unit-Air-Source) | WDLCURAH36ABK |  |  | WLA*434CA* | WFER090C060A* | 36800 | 16 | 8.5 | 38500 | 34800 | 90.39% | 2.1 | 0 | 10 |  |  |  | No | R-410A | 3.0667 | Residential & Commercial | Ducted CEE Tier 1
211226644 | Central HP <5.4 tons | GRANDAIRE | HRCU-A-CB (Split System: Heat Pump with Remote Outdoor Unit-Air-Source) | WDLCURAH36ABK |  |  | WLA*374BA* | WFAX080B048A* | 36800 | 15.2 | 8.5 | 39500 | 35000 | 88.61% | 2.06 | 0 | 10 |  |  |  | No | R-410A | 3.0667 | Residential & Commercial | Ducted CEE Tier 1
212384299 | Central HP <5.4 tons | GRANDAIRE | HRCU-A-CB (Split System: Heat Pump with Remote Outdoor Unit-Air-Source) | WDLCURAH36ABK |  |  | WLNC424BA* | WFER090B042A* | 36200 | 15.5 | 8.1 | 39500 | 35000 | 88.61% | 1.98 | 0 | 10 |  |  |  | No | R-410A | 3.0167 | Residential & Commercial | Ducted CEE Tier 1
211228967 | Central HP <5.4 tons | KEEPRITE | HRCU-A-CB (Split System: Heat Pump with Remote Outdoor Unit-Air-Source) | DLCURAH36ABK |  |  | EA*4X48L21A* | *92ESN0601714A* | 36000 | 16 | 8.5 | 38500 | 34600 | 89.87% | 2.06 | 0 | 10 |  |  |  | No | R-410A | 3 | Residential & Commercial | Ducted CEE Tier 1
211229000 | Central HP <5.4 tons | KEEPRITE | HRCU-A-CB (Split System: Heat Pump with Remote Outdoor Unit-Air-Source) | DLCURAH36ABK |  |  | EA*4X48L21A* | *92ESN1002120A* | 35600 | 16.5 | 8.5 | 37800 | 34600 | 91.53% | 2.04 | 0 | 10 |  |  |  | No | R-410A | 2.9667 | Residential & Commercial | Ducted CEE Tier 1
211229099 | Central HP <5.4 tons | KEEPRITE | HRCU-A-CB (Split System: Heat Pump with Remote Outdoor Unit-Air-Source) | DLCURAH36ABK |  |  | EA*4X48L21A* | *96VSN0802120A* | 36000 | 16 | 8.5 | 38500 | 34600 | 89.87% | 2.06 | 0 | 10 |  |  |  | No | R-410A | 3 | Residential & Commercial | Ducted CEE Tier 1
213821667 | Central HP <5.4 tons | TEMPSTAR | HRCU-A-CB (Split System: Heat Pump with Remote Outdoor Unit-Air-Source) | DLCURAH36ABK | ASPEN |  | D(A,C,E)36B34+TDR | *96VTN1002120B* | 35200 | 16.5 | 8.1 | 38500 | 32200 | 83.64% | 2.61 | 0 | 10 |  |  |  | No | R-410A | 2.9333 | Residential & Commercial | Ducted CEE Tier 1
213076427 | Central HP <5.4 tons | KEEPRITE | HRCU-A-CB (Split System: Heat Pump with Remote Outdoor Unit-Air-Source) | DLCURAH36ABK |  |  | EA*4X37L17A* | *80VTL0451412B* | 36000 | 15.5 | 8.5 | 38500 | 35000 | 90.91% | 2 | 0 | 10 |  |  |  | No | R-410A | 3 | Residential & Commercial | Ducted CEE Tier 1
211228466 | Central HP <5.4 tons | GRANDAIRE | HRCU-A-CB (Split System: Heat Pump with Remote Outdoor Unit-Air-Source) | WDLCURAH36ABK |  |  | WLA*434CA* | WFAX100C060A* | 37200 | 16 | 8.5 | 38500 | 34800 | 90.39% | 2.12 | 0 | 10 |  |  |  | No | R-410A | 3.1 | Residential & Commercial | Ducted CEE Tier 1
211227847 | Central HP <5.4 tons | GRANDAIRE | HRCU-A-CB (Split System: Heat Pump with Remote Outdoor Unit-Air-Source) | WDLCURAH36ABK |  |  | WLA*424DA* | WFER135D060A* | 35600 | 16 | 8.1 | 38500 | 35000 | 90.91% | 1.9 | 0 | 10 |  |  |  | No | R-410A | 2.9667 | Residential & Commercial | Ducted CEE Tier 1
211227966 | Central HP <5.4 tons | GRANDAIRE | HRCU-A-CB (Split System: Heat Pump with Remote Outdoor Unit-Air-Source) | WDLCURAH36ABK |  |  | WLA*424DA* | WFAX080C060A* | 35200 | 16.5 | 8.1 | 38500 | 35000 | 90.91% | 1.88 | 0 | 10 |  |  |  | No | R-410A | 2.9333 | Residential & Commercial | Ducted CEE Tier 1
213077052 | Central HP <5.4 tons | KEEPRITE | HRCU-A-CB (Split System: Heat Pump with Remote Outdoor Unit-Air-Source) | DLCURAH36ABK |  |  | EA*4X37L21A* | *96VSN0802120B* | 36600 | 16 | 8.5 | 38000 | 34800 | 91.58% | 2.06 | 0 | 10 |  |  |  | No | R-410A | 3.05 | Residential & Commercial | Ducted CEE Tier 1
213078592 | Central HP <5.4 tons | KEEPRITE | HRCU-A-CB (Split System: Heat Pump with Remote Outdoor Unit-Air-Source) | DLCURAH36ABK |  |  | EA*4X42L24A* | *80MS(N,L)0902420A* | 35400 | 16.5 | 8.1 | 38500 | 35000 | 90.91% | 1.9 | 0 | 10 |  |  |  | No | R-410A | 2.95 | Residential & Commercial | Ducted CEE Tier 1
213078647 | Central HP <5.4 tons | KEEPRITE | HRCU-A-CB (Split System: Heat Pump with Remote Outdoor Unit-Air-Source) | DLCURAH36ABK |  |  | EA*4X42L24A* | *80MS(N,L)1102120A* | 35800 | 16.5 | 8.1 | 38500 | 35000 | 90.91% | 1.9 | 0 | 10 |  |  |  | No | R-410A | 2.9833 | Residential & Commercial | Ducted CEE Tier 1
211229301 | Central HP <5.4 tons | KEEPRITE | HRCU-A-CB (Split System: Heat Pump with Remote Outdoor Unit-Air-Source) | DLCURAH36ABK |  |  | EA*4X48L24A* | *80ES(N,L)1102120A* | 36000 | 16.5 | 8.5 | 38500 | 34600 | 89.87% | 2.06 | 0 | 10 |  |  |  | No | R-410A | 3 | Residential & Commercial | Ducted CEE Tier 1
211229337 | Central HP <5.4 tons | KEEPRITE | HRCU-A-CB (Split System: Heat Pump with Remote Outdoor Unit-Air-Source) | DLCURAH36ABK |  |  | EA*4X48L24A* | *80ES(N,L)1552420A* | 37000 | 16 | 8.5 | 38500 | 34800 | 90.39% | 2.12 | 0 | 10 |  |  |  | No | R-410A | 3.0833 | Residential & Commercial | Ducted CEE Tier 1
211230256 | Central HP <5.4 tons | KEEPRITE | HRCU-A-CB (Split System: Heat Pump with Remote Outdoor Unit-Air-Source) | DLCURAH36ABK |  |  | EN(A,D,W)4X48L21** | *96VSN1002120A* | 36200 | 16 | 8.1 | 38500 | 34800 | 90.39% | 2.02 | 0 | 10 |  |  |  | No | R-410A | 3.0167 | Residential & Commercial | Ducted CEE Tier 1
211230004 | Central HP <5.4 tons | KEEPRITE | HRCU-A-CB (Split System: Heat Pump with Remote Outdoor Unit-Air-Source) | DLCURAH36ABK |  |  | EN(A,D,W)4X48L21** | *80VSL0702120A* | 36000 | 16 | 8.1 | 38500 | 34800 | 90.39% | 2.02 | 0 | 10 |  |  |  | No | R-410A | 3 | Residential & Commercial | Ducted CEE Tier 1
213076340 | Central HP <5.4 tons | KEEPRITE | HRCU-A-CB (Split System: Heat Pump with Remote Outdoor Unit-Air-Source) | DLCURAH36ABK |  |  | EN(A,D)4X48L24** | *95MSU1002122A* | 36200 | 16.5 | 8.1 | 38500 | 35000 | 90.91% | 2.02 | 0 | 10.5 |  |  |  | No | R-410A | 3.0167 | Residential & Commercial | Ducted CEE Tier 1
213076504 | Central HP <5.4 tons | KEEPRITE | HRCU-A-CB (Split System: Heat Pump with Remote Outdoor Unit-Air-Source) | DLCURAH36ABK |  |  | EA*4X37L21A* | *80VTL0701716B* | 36200 | 16 | 8.5 | 38000 | 34800 | 91.58% | 2.04 | 0 | 10 |  |  |  | No | R-410A | 3.0167 | Residential & Commercial | Ducted CEE Tier 1
212384834 | Central HP <5.4 tons | KEEPRITE | HRCU-A-CB (Split System: Heat Pump with Remote Outdoor Unit-Air-Source) | DLCURAH36ABK |  |  | FJMA4*42L*C* |  | 37000 | 16 | 8.1 | 39000 | 34800 | 89.23% | 2 | 0 | 10 |  |  |  | No | R-410A | 3.0833 | Residential & Commercial | Ducted CEE Tier 1
211227831 | Central HP <5.4 tons | KEEPRITE | HRCU-A-CB (Split System: Heat Pump with Remote Outdoor Unit-Air-Source) | DLCURAH36ABK |  |  | EA*4X42L24A* | *80ES(N,L)1102420A* | 35400 | 16.5 | 8.1 | 38500 | 35000 | 90.91% | 1.88 | 0 | 10 |  |  |  | No | R-410A | 2.95 | Residential & Commercial | Ducted CEE Tier 1
213078243 | Central HP <5.4 tons | KEEPRITE | HRCU-A-CB (Split System: Heat Pump with Remote Outdoor Unit-Air-Source) | DLCURAH36ABK |  |  | EN(A,D,W)4X48L21** | *80MS(N,L)0702116A* | 35800 | 16.5 | 8.1 | 38500 | 34800 | 90.39% | 1.98 | 0 | 10 |  |  |  | No | R-410A | 2.9833 | Residential & Commercial | Ducted CEE Tier 1
211230269 | Central HP <5.4 tons | GRANDAIRE | HRCU-A-CB (Split System: Heat Pump with Remote Outdoor Unit-Air-Source) | WDLCURAH36ABK |  |  | WLN(C,W)484CA* | WFSU060B048A* | 35800 | 16 | 8.1 | 38500 | 34800 | 90.39% | 2 | 0 | 10 |  |  |  | No | R-410A | 2.9833 | Residential & Commercial | Ducted CEE Tier 1
211230555 | Central HP <5.4 tons | GRANDAIRE | HRCU-A-CB (Split System: Heat Pump with Remote Outdoor Unit-Air-Source) | WDLCURAH36ABK |  |  | WLNC484DA* | WFEU100C060A* | 36200 | 16 | 8.1 | 38500 | 34800 | 90.39% | 2.02 | 0 | 10 |  |  |  | No | R-410A | 3.0167 | Residential & Commercial | Ducted CEE Tier 1
213821596 | Central HP <5.4 tons | TEMPSTAR | HRCU-A-CB (Split System: Heat Pump with Remote Outdoor Unit-Air-Source) | DLCURAH36ABK | ASPEN |  | D(A,C,E)36C34+TDR | *80MS(N,L)1352420A* | 35200 | 16.5 | 8.1 | 38500 | 31800 | 82.6% | 2.72 | 0 | 10.5 |  |  |  | No | R-410A | 2.9333 | Residential & Commercial | Ducted CEE Tier 1
213821629 | Central HP <5.4 tons | TEMPSTAR | HRCU-A-CB (Split System: Heat Pump with Remote Outdoor Unit-Air-Source) | DLCURAH36ABK | ASPEN |  | D(A,C,E)36C34+TDR | *92MSN1002122A* | 35200 | 16.5 | 8.1 | 38500 | 31800 | 82.6% | 2.72 | 0 | 10.5 |  |  |  | No | R-410A | 2.9333 | Residential & Commercial | Ducted CEE Tier 1
213821630 | Central HP <5.4 tons | TEMPSTAR | HRCU-A-CB (Split System: Heat Pump with Remote Outdoor Unit-Air-Source) | DLCURAH36ABK | ASPEN |  | D(A,C,E)42B34+TDR | *92MSN1002122A* | 35200 | 16.5 | 8.1 | 38500 | 31800 | 82.6% | 2.72 | 0 | 10.5 |  |  |  | No | R-410A | 2.9333 | Residential & Commercial | Ducted CEE Tier 1
213078311 | Central HP <5.4 tons | KEEPRITE | HRCU-A-CB (Split System: Heat Pump with Remote Outdoor Unit-Air-Source) | DLCURAH36ABK |  |  | EA*4X42L21A* | *80MS(N,L)0901714A* | 35400 | 16.5 | 8.1 | 38500 | 35000 | 90.91% | 1.88 | 0 | 10 |  |  |  | No | R-410A | 2.95 | Residential & Commercial | Ducted CEE Tier 1
213077942 | Central HP <5.4 tons | KEEPRITE | HRCU-A-CB (Split System: Heat Pump with Remote Outdoor Unit-Air-Source) | DLCURAH36ABK |  |  | EA*4X37L17A* | *80MS(N,L)0701712A* | 36200 | 15.5 | 8.5 | 38500 | 35000 | 90.91% | 2.02 | 0 | 10 |  |  |  | No | R-410A | 3.0167 | Residential & Commercial | Ducted CEE Tier 1
213077593 | Central HP <5.4 tons | KEEPRITE | HRCU-A-CB (Split System: Heat Pump with Remote Outdoor Unit-Air-Source) | DLCURAH36ABK |  |  | EA*4X36L21A* | *96VTN1002120B* | 35200 | 16 | 8.1 | 38500 | 35200 | 91.43% | 1.82 | 0 | 10 |  |  |  | No | R-410A | 2.9333 | Residential & Commercial | Ducted CEE Tier 1
212978487 | Central HP <5.4 tons | GRANDAIRE | HRCU-A-CB (Split System: Heat Pump with Remote Outdoor Unit-Air-Source) | WDLCURAH36ABK |  |  | WLA*484CA* | WFE*070B036C* | 35400 | 16.5 | 8.1 | 37800 | 35400 | 93.65% | 1.78 | 0 | 10 |  |  |  | No | R-410A | 2.95 | Residential & Commercial | Ducted CEE Tier 1
213075993 | Central HP <5.4 tons | GRANDAIRE | HRCU-A-CB (Split System: Heat Pump with Remote Outdoor Unit-Air-Source) | WDLCURAH36ABK |  |  | WLN(C,W)484CA* | WFSU100C060B* | 36200 | 16.5 | 8.1 | 38500 | 35000 | 90.91% | 2.02 | 0 | 10.5 |  |  |  | No | R-410A | 3.0167 | Residential & Commercial | Ducted CEE Tier 1
211230739 | Central HP <5.4 tons | GRANDAIRE | HRCU-A-CB (Split System: Heat Pump with Remote Outdoor Unit-Air-Source) | WDLCURAH36ABK |  |  | WLNC484DA* | WFSU100C060A* | 36400 | 16 | 8.1 | 38500 | 34800 | 90.39% | 2.04 | 0 | 10.5 |  |  |  | No | R-410A | 3.0333 | Residential & Commercial | Ducted CEE Tier 1
211229954 | Central HP <5.4 tons | GRANDAIRE | HRCU-A-CB (Split System: Heat Pump with Remote Outdoor Unit-Air-Source) | WDLCURAH36ABK |  |  | WLN(C,W)484CA* | WFEL090C048B* | 36400 | 16 | 8.1 | 38500 | 34800 | 90.39% | 2.04 | 0 | 10.5 |  |  |  | No | R-410A | 3.0333 | Residential & Commercial | Ducted CEE Tier 1
214280279 | Central HP <5.4 tons | GRANDAIRE | HRCU-A-CB (Split System: Heat Pump with Remote Outdoor Unit-Air-Source) | WDLCURAH36ABK |  |  | WLA*374CA* | WFSX060B048B* | 36000 | 15.5 | 8.5 | 38000 | 35000 | 92.11% | 2.06 | 0 | 10 |  |  |  | No | R-410A | 3 | Residential & Commercial | Ducted CEE Tier 1
211226528 | Central HP <5.4 tons | GRANDAIRE | HRCU-A-CB (Split System: Heat Pump with Remote Outdoor Unit-Air-Source) | WDLCURAH36ABK |  |  | WLA*374BA* | WFER070B048A* | 36200 | 15.5 | 8.5 | 39500 | 35000 | 88.61% | 2.02 | 0 | 10 |  |  |  | No | R-410A | 3.0167 | Residential & Commercial | Ducted CEE Tier 1
212989500 | Central HP <5.4 tons | GRANDAIRE | HRCU-A-CB (Split System: Heat Pump with Remote Outdoor Unit-Air-Source) | WDLCURAH36ABK |  |  | WLA*484CA* | WFSU080C060B* | 35600 | 16.5 | 8.5 | 37800 | 34600 | 91.53% | 2.02 | 0 | 10 |  |  |  | No | R-410A | 2.9667 | Residential & Commercial | Ducted CEE Tier 1
213075921 | Central HP <5.4 tons | GRANDAIRE | HRCU-A-CB (Split System: Heat Pump with Remote Outdoor Unit-Air-Source) | WDLCURAH36ABK |  |  | WLA*424DA* | WFSU100C060B* | 35600 | 16 | 8.1 | 38500 | 34800 | 90.39% | 2.06 | 0 | 10 |  |  |  | No | R-410A | 2.9667 | Residential & Commercial | Ducted CEE Tier 1
212972070 | Central HP <5.4 tons | GRANDAIRE | HRCU-A-CB (Split System: Heat Pump with Remote Outdoor Unit-Air-Source) | WDLCURAH36ABK |  |  | WLA*484CA* | WFET090B048A* | 35800 | 16 | 8.5 | 37800 | 35400 | 93.65% | 1.78 | 0 | 10 |  |  |  | No | R-410A | 2.9833 | Residential & Commercial | Ducted CEE Tier 1
212160153 | Central HP <5.4 tons | ARMSTRONG AIR | HRCU-A-CB (Split System: Heat Pump with Remote Outdoor Unit-Air-Source) | 4SHP22LX124P-**A | ADP |  | H,A,DE33936 | A97US2V040B12X | 23800 | 21 | 8.5 | 22000 | 15400 | 70% | 1.92 | 0 | 13.5 |  |  |  | No | R-410A | 1.9833 | Residential & Commercial | Ducted CEE Tier 1
213796169 | Central HP <5.4 tons | ARMSTRONG AIR | HRCU-A-CB (Split System: Heat Pump with Remote Outdoor Unit-Air-Source) | 4SHP22LX124P-**A | ADP |  | H,A,DE35936+AEFE3A* |  | 23800 | 20 | 8.8 | 20600 | 15000 | 72.82% | 2.12 | 0 | 13 |  |  |  | No | R-410A | 1.9833 | Residential & Commercial | Ducted CEE Tier 1
214301297 | Central HP <5.4 tons | ARMSTRONG AIR | HRCU-A-CB (Split System: Heat Pump with Remote Outdoor Unit-Air-Source) | 4SHP22LX124P-**A | ADP |  | 36BP**+TXV | A98USMV070B12 | 23800 | 21 | 8.5 | 22000 | 15400 | 70% | 1.92 | 0 | 13.5 |  |  |  | No | R-410A | 1.9833 | Residential & Commercial | Ducted CEE Tier 1
214437575 | Central HP <5.4 tons | YORK | HRCU-A-CB (Split System: Heat Pump with Remote Outdoor Unit-Air-Source) | HMH72B341 | ASPEN |  | D(A,C,E)42D34+TDR | TM9E100C16MP12 | 33200 | 18 | 8.5 | 33600 | 27200 | 80.95% | 2.66 | 0 | 10 |  |  |  | No | R-410A | 2.7667 | Residential & Commercial | Ducted CEE Tier 1
213077222 | Central HP <5.4 tons | KEEPRITE | HRCU-A-CB (Split System: Heat Pump with Remote Outdoor Unit-Air-Source) | DLCURAH36ABK |  |  | EN(A,D,W)4X48L21** | *96VSN1002120B* | 36000 | 16.5 | 8.1 | 38500 | 35000 | 90.91% | 2 | 0 | 10 |  |  |  | No | R-410A | 3 | Residential & Commercial | Ducted CEE Tier 1
212985346 | Central HP <5.4 tons | GRANDAIRE | HRCU-A-CB (Split System: Heat Pump with Remote Outdoor Unit-Air-Source) | WDLCURAH24ABK |  |  | WLA*364CA* | WFAX100C060B* | 23800 | 17.5 | 8.5 | 26200 | 21600 | 82.44% | 1.82 | 0 | 10 |  |  |  | No | R-410A | 1.9833 | Residential & Commercial | Ducted CEE Tier 1
210473506 | Central HP <5.4 tons | ARCOAIRE | HRCU-A-CB (Split System: Heat Pump with Remote Outdoor Unit-Air-Source) | HVH825GKA3* |  |  | EA*4X48L24A*+WALLCON | *97CMN1202422A* | 24000 | 16.5 | 8.1 | 21000 | 16600 | 79.05% | 2.02 | 0 | 11 |  |  |  | No | R-410A | 2 | Residential & Commercial | Ducted CEE Tier 1
210473055 | Central HP <5.4 tons | ARCOAIRE | HRCU-A-CB (Split System: Heat Pump with Remote Outdoor Unit-Air-Source) | HVH825GKA3* |  |  | EA*4X42L24A*+WALLCON | *97CMN1202422A* | 23800 | 16.5 | 8.1 | 21400 | 16700 | 78.04% | 1.96 | 0 | 11 |  |  |  | No | R-410A | 1.9833 | Residential & Commercial | Ducted CEE Tier 1
210473088 | Central HP <5.4 tons | ARCOAIRE | HRCU-A-CB (Split System: Heat Pump with Remote Outdoor Unit-Air-Source) | HVH825GKA3* |  |  | EA*4X43L21A*+WALLCON | *95CSU0601716A* | 24400 | 16.5 | 8.1 | 21200 | 16700 | 78.77% | 2.02 | 0 | 10.5 |  |  |  | No | R-410A | 2.0333 | Residential & Commercial | Ducted CEE Tier 1
211242696 | Central HP <5.4 tons | GRANDAIRE | HRCU-A-CB (Split System: Heat Pump with Remote Outdoor Unit-Air-Source) | WDLCURAH24ABK |  |  | WLA*364CA* | WFAX040B036A* | 23800 | 16 | 8.5 | 26000 | 23000 | 88.46% | 1.88 | 0 | 10 |  |  |  | No | R-410A | 1.9833 | Residential & Commercial | Ducted CEE Tier 1
211244144 | Central HP <5.4 tons | GRANDAIRE | HRCU-A-CB (Split System: Heat Pump with Remote Outdoor Unit-Air-Source) | WDLCURAH24ABK |  |  | WLNC244BA* | WFEL090B042B* | 24000 | 16 | 8.5 | 27000 | 23000 | 85.19% | 1.9 | 0 | 10 |  |  |  | No | R-410A | 2 | Residential & Commercial | Ducted CEE Tier 1
213076724 | Central HP <5.4 tons | KEEPRITE | HRCU-A-CB (Split System: Heat Pump with Remote Outdoor Unit-Air-Source) | DLCURAH36ABK |  |  | EN(A,D)4X48L24** | *80VTL0902120B* | 36000 | 16.5 | 8.1 | 38500 | 35000 | 90.91% | 2 | 0 | 10 |  |  |  | No | R-410A | 3 | Residential & Commercial | Ducted CEE Tier 1
214377807 | Central HP <5.4 tons | GE Appliances | HRCU-A-CB (Split System: Heat Pump with Remote Outdoor Unit-Air-Source) | AUH4860ZGDA* | ASPEN |  | AE(D,N,U)+CM48C44+TDR |  | 46500 | 17 | 8.5 | 48000 | 39000 | 81.25% | 1.8 | 0 | 11 |  |  |  | No | R-410A | 3.875 | Residential & Commercial | Ducted CEE Tier 1
211244694 | Central HP <5.4 tons | GRANDAIRE | HRCU-A-CB (Split System: Heat Pump with Remote Outdoor Unit-Air-Source) | WDLCURAH24ABK |  |  | WLNC304BA* | WFEL045B036B* | 24000 | 16.5 | 8.1 | 26200 | 23000 | 87.79% | 1.9 | 0 | 10.5 |  |  |  | No | R-410A | 2 | Residential & Commercial | Ducted CEE Tier 1
211244695 | Central HP <5.4 tons | GRANDAIRE | HRCU-A-CB (Split System: Heat Pump with Remote Outdoor Unit-Air-Source) | WDLCURAH24ABK |  |  | WLNC304BA* | WFER045B036A* | 24000 | 16.5 | 8.1 | 26200 | 23000 | 87.79% | 1.9 | 0 | 10.5 |  |  |  | No | R-410A | 2 | Residential & Commercial | Ducted CEE Tier 1
211244542 | Central HP <5.4 tons | GRANDAIRE | HRCU-A-CB (Split System: Heat Pump with Remote Outdoor Unit-Air-Source) | WDLCURAH24ABK |  |  | WLNC304BA* | WFSU060B048A* | 24200 | 16.5 | 8.1 | 26200 | 22800 | 87.02% | 1.9 | 0 | 10.5 |  |  |  | No | R-410A | 2.0167 | Residential & Commercial | Ducted CEE Tier 1
211242828 | Central HP <5.4 tons | GRANDAIRE | HRCU-A-CB (Split System: Heat Pump with Remote Outdoor Unit-Air-Source) | WDLCURAH24ABK |  |  | WLA*374BA* | WFSU040B036A* | 24000 | 17 | 8.5 | 25200 | 22000 | 87.3% | 1.84 | 0 | 10 |  |  |  | No | R-410A | 2 | Residential & Commercial | Ducted CEE Tier 1
211242558 | Central HP <5.4 tons | GRANDAIRE | HRCU-A-CB (Split System: Heat Pump with Remote Outdoor Unit-Air-Source) | WDLCURAH24ABK |  |  | WLA*364CA* | WFEL045B036B* | 24200 | 17 | 8.5 | 26200 | 22600 | 86.26% | 1.86 | 0 | 10 |  |  |  | No | R-410A | 2.0167 | Residential & Commercial | Ducted CEE Tier 1
211242583 | Central HP <5.4 tons | GRANDAIRE | HRCU-A-CB (Split System: Heat Pump with Remote Outdoor Unit-Air-Source) | WDLCURAH24ABK |  |  | WLA*364CA* | WFER070C048A* | 24400 | 17 | 8.5 | 26200 | 22400 | 85.5% | 1.86 | 0 | 10 |  |  |  | No | R-410A | 2.0333 | Residential & Commercial | Ducted CEE Tier 1
211241772 | Central HP <5.4 tons | GRANDAIRE | HRCU-A-CB (Split System: Heat Pump with Remote Outdoor Unit-Air-Source) | WDLCURAH24ABK |  |  | WLA*304BA* | WFER070A036A* | 24200 | 16.5 | 8.5 | 26400 | 22800 | 86.36% | 1.88 | 0 | 10 |  |  |  | No | R-410A | 2.0167 | Residential & Commercial | Ducted CEE Tier 1
211243376 | Central HP <5.4 tons | GRANDAIRE | HRCU-A-CB (Split System: Heat Pump with Remote Outdoor Unit-Air-Source) | WDLCURAH24ABK |  |  | WLA*374CA* | WFSU060B048A* | 25000 | 17 | 8.5 | 25600 | 20800 | 81.25% | 1.76 | 0 | 10.5 |  |  |  | No | R-410A | 2.0833 | Residential & Commercial | Ducted CEE Tier 1
211244121 | Central HP <5.4 tons | GRANDAIRE | HRCU-A-CB (Split System: Heat Pump with Remote Outdoor Unit-Air-Source) | WDLCURAH24ABK |  |  | WLNC244BA* | WFER045B036A* | 23600 | 16 | 8.5 | 26800 | 23600 | 88.06% | 1.94 | 0 | 10 |  |  |  | No | R-410A | 1.9667 | Residential & Commercial | Ducted CEE Tier 1
211244682 | Central HP <5.4 tons | GRANDAIRE | HRCU-A-CB (Split System: Heat Pump with Remote Outdoor Unit-Air-Source) | WDLCURAH24ABK |  |  | WLNC304BA* | WFEL045A036B* | 24600 | 16 | 8.1 | 26600 | 22400 | 84.21% | 1.84 | 0 | 10.5 |  |  |  | No | R-410A | 2.05 | Residential & Commercial | Ducted CEE Tier 1
211244807 | Central HP <5.4 tons | GRANDAIRE | HRCU-A-CB (Split System: Heat Pump with Remote Outdoor Unit-Air-Source) | WDLCURAH24ABK |  |  | WLNC304BA* | WFEL070A036B* | 24200 | 16.5 | 8.1 | 26400 | 22800 | 86.36% | 1.88 | 0 | 10.5 |  |  |  | No | R-410A | 2.0167 | Residential & Commercial | Ducted CEE Tier 1
212978718 | Central HP <5.4 tons | GRANDAIRE | HRCU-A-CB (Split System: Heat Pump with Remote Outdoor Unit-Air-Source) | WDLCURAH24ABK |  |  | WLNC304BA* | WFE*070B036C* | 23400 | 17 | 8.1 | 25800 | 24200 | 93.8% | 2.04 | 0 | 10.5 |  |  |  | No | R-410A | 1.95 | Residential & Commercial | Ducted CEE Tier 1
212979250 | Central HP <5.4 tons | GRANDAIRE | HRCU-A-CB (Split System: Heat Pump with Remote Outdoor Unit-Air-Source) | WDLCURAH24ABK |  |  | WLNC364CA* | WFE*070B048C* | 23600 | 17 | 8.5 | 26400 | 28600 | 108.3% | 1.96 | 0 | 10.5 |  |  |  | No | R-410A | 1.9667 | Residential & Commercial | Ducted CEE Tier 1
212924877 | Central HP <5.4 tons | GE Appliances | HRCU-A-C (Split System: Heat Pump with Remote Outdoor Unit with No Indoor Fan --Air Source) | AUH4860ZGDA* | ASPEN |  | C(A,C,D,E)48C44+TDR |  | 47000 | 15.2 | 8.5 | 48000 | 33600 | 70% | 1.8 | 0 | 10 |  |  |  | No | R-410A | 3.9167 | Residential & Commercial | Ducted CEE Tier 1
210598383 | Central HP <5.4 tons | ARCOAIRE | HRCU-A-CB (Split System: Heat Pump with Remote Outdoor Unit-Air-Source) | HVH825GKA2* |  |  | EN(A,D)4X48L24**+WALLCON | *97CMN0602120A* | 24000 | 16.5 | 8.1 | 21400 | 16700 | 78.04% | 2 | 0 | 11 |  |  |  | No | R-410A | 2 | Residential & Commercial | Ducted CEE Tier 1
210598494 | Central HP <5.4 tons | ARCOAIRE | HRCU-A-CB (Split System: Heat Pump with Remote Outdoor Unit-Air-Source) | HVH825GKA2* |  |  | EN(A,D,W)4X48L21**+WALLCON | *95CSU0601716A* | 24000 | 16.5 | 8.1 | 21400 | 16700 | 78.04% | 2 | 0 | 11 |  |  |  | No | R-410A | 2 | Residential & Commercial | Ducted CEE Tier 1
211628537 | Central HP <5.4 tons | YORK | HRCU-A-CB (Split System: Heat Pump with Remote Outdoor Unit-Air-Source) | HMH72B341 | ASPEN |  | D(A,C,E)36D36+TDR | YPLC100C16MP13 | 32800 | 17.5 | 8.1 | 33800 | 27400 | 81.07% | 2.54 | 0 | 10 |  |  |  | No | R-410A | 2.7333 | Residential & Commercial | Ducted CEE Tier 1
213821631 | Central HP <5.4 tons | TEMPSTAR | HRCU-A-CB (Split System: Heat Pump with Remote Outdoor Unit-Air-Source) | DLCURAH36ABK | ASPEN |  | D(A,C,E)36B34+TDR | *92MSN1202420A* | 35200 | 16 | 8.1 | 38500 | 31800 | 82.6% | 2.7 | 0 | 10.5 |  |  |  | No | R-410A | 2.9333 | Residential & Commercial | Ducted CEE Tier 1
212924870 | Central HP <5.4 tons | GE Appliances | HRCU-A-C (Split System: Heat Pump with Remote Outdoor Unit with No Indoor Fan --Air Source) | AUH2436ZGDA* | ASPEN |  | C(A,C,D,E)24B34+TDR |  | 22000 | 15.2 | 8.1 | 22400 | 21200 | 94.64% | 1.78 | 0 | 10 |  |  |  | No | R-410A | 1.8333 | Residential & Commercial | Ducted CEE Tier 1
213075909 | Central HP <5.4 tons | GRANDAIRE | HRCU-A-CB (Split System: Heat Pump with Remote Outdoor Unit-Air-Source) | WDLCURAH36ABK |  |  | WLA*424CA* | WFSU100C060B* | 35600 | 16 | 8.1 | 38500 | 35200 | 91.43% | 1.9 | 0 | 10 |  |  |  | No | R-410A | 2.9667 | Residential & Commercial | Ducted CEE Tier 1
212925890 | Central HP <5.4 tons | TOSOT | HRCU-A-C (Split System: Heat Pump with Remote Outdoor Unit with No Indoor Fan --Air Source) | TU60-48WADU | ASPEN |  | C(A,C,D,E)48D44+TDR |  | 47000 | 15.2 | 8.5 | 48000 | 33600 | 70% | 1.8 | 0 | 10 |  |  |  | No | R-410A | 3.9167 | Residential & Commercial | Ducted CEE Tier 1
214080670 | Central HP <5.4 tons | ARMSTRONG AIR | HRCU-A-CB (Split System: Heat Pump with Remote Outdoor Unit-Air-Source) | 4SHP22LX124P-**A | ADP |  | H,A,DG1K936 | A97US2V060B12X | 23800 | 20 | 8.5 | 22000 | 15400 | 70% | 1.9 | 0 | 13.5 |  |  |  | No | R-410A | 1.9833 | Residential & Commercial | Ducted CEE Tier 1
214080676 | Central HP <5.4 tons | ARMSTRONG AIR | HRCU-A-CB (Split System: Heat Pump with Remote Outdoor Unit-Air-Source) | 4SHP22LX124P-**A | ADP |  | H,A,DP16936 | A98USMV070B12 | 23800 | 21 | 8.5 | 22000 | 15400 | 70% | 1.92 | 0 | 13.5 |  |  |  | No | R-410A | 1.9833 | Residential & Commercial | Ducted CEE Tier 1
211243585 | Central HP <5.4 tons | GRANDAIRE | HRCU-A-CB (Split System: Heat Pump with Remote Outdoor Unit-Air-Source) | WDLCURAH24ABK |  |  | WLA*374CA* | WFAX080B048A* | 25000 | 17.5 | 8.5 | 25600 | 20800 | 81.25% | 1.76 | 0 | 10.5 |  |  |  | No | R-410A | 2.0833 | Residential & Commercial | Ducted CEE Tier 1
211244707 | Central HP <5.4 tons | GRANDAIRE | HRCU-A-CB (Split System: Heat Pump with Remote Outdoor Unit-Air-Source) | WDLCURAH24ABK |  |  | WLNC304BA* | WFER070B036A* | 24400 | 16.5 | 8.1 | 26400 | 22600 | 85.61% | 1.88 | 0 | 10.5 |  |  |  | No | R-410A | 2.0333 | Residential & Commercial | Ducted CEE Tier 1
211245232 | Central HP <5.4 tons | GRANDAIRE | HRCU-A-CB (Split System: Heat Pump with Remote Outdoor Unit-Air-Source) | WDLCURAH24ABK |  |  | WLN(C,W)364BA* | WFAX040B036A* | 23600 | 15.5 | 8.1 | 26200 | 23400 | 89.31% | 1.92 | 0 | 10 |  |  |  | No | R-410A | 1.9667 | Residential & Commercial | Ducted CEE Tier 1
211242582 | Central HP <5.4 tons | GRANDAIRE | HRCU-A-CB (Split System: Heat Pump with Remote Outdoor Unit-Air-Source) | WDLCURAH24ABK |  |  | WLA*364CA* | WFEL070C048B* | 24400 | 17 | 8.5 | 26200 | 22400 | 85.5% | 1.86 | 0 | 10 |  |  |  | No | R-410A | 2.0333 | Residential & Commercial | Ducted CEE Tier 1
211242443 | Central HP <5.4 tons | GRANDAIRE | HRCU-A-CB (Split System: Heat Pump with Remote Outdoor Unit-Air-Source) | WDLCURAH24ABK |  |  | WLA*364CA* | WFEU040B036A* | 24200 | 17.5 | 8.5 | 26000 | 22800 | 87.69% | 1.9 | 0 | 10 |  |  |  | No | R-410A | 2.0167 | Residential & Commercial | Ducted CEE Tier 1
211242718 | Central HP <5.4 tons | GRANDAIRE | HRCU-A-CB (Split System: Heat Pump with Remote Outdoor Unit-Air-Source) | WDLCURAH24ABK |  |  | WLA*364CA* | WFEU060B048A* | 25000 | 17 | 8.5 | 26600 | 21800 | 81.95% | 1.82 | 0 | 10.5 |  |  |  | No | R-410A | 2.0833 | Residential & Commercial | Ducted CEE Tier 1
211242886 | Central HP <5.4 tons | GRANDAIRE | HRCU-A-CB (Split System: Heat Pump with Remote Outdoor Unit-Air-Source) | WDLCURAH24ABK |  |  | WLA*374BA* | WFSU060B048A* | 24800 | 17 | 8.5 | 25600 | 21400 | 83.59% | 1.8 | 0 | 10.5 |  |  |  | No | R-410A | 2.0667 | Residential & Commercial | Ducted CEE Tier 1
216453755 | Central HP <5.4 tons | RUUD | HRCU-A-CB (Split System: Heat Pump with Remote Outdoor Unit-Air-Source) | RD17AZ36AJ3N | ASPEN |  | D(A,C,E)48C44+TDR | R962V0703A17M4 | 34200 | 17 | 8.5 | 34200 | 24600 | 71.93% | 2.81 | 0 | 10.5 |  |  |  | No | R-410A | 2.85 | Residential & Commercial | Ducted CEE Tier 1
212925888 | Central HP <5.4 tons | TOSOT | HRCU-A-C (Split System: Heat Pump with Remote Outdoor Unit with No Indoor Fan --Air Source) | TU36-24WADU | ASPEN |  | D(A,C,E)24D34+TDR |  | 23000 | 15.2 | 8.5 | 24000 | 21600 | 90% | 1.8 | 0 | 11 |  |  |  | No | R-410A | 1.9167 | Residential & Commercial | Ducted CEE Tier 1
212925897 | Central HP <5.4 tons | TOSOT | HRCU-A-C (Split System: Heat Pump with Remote Outdoor Unit with No Indoor Fan --Air Source) | TU36-24WADU | ASPEN |  | D(A,C,E)25B34+TDR |  | 23000 | 15.2 | 8.5 | 24000 | 21600 | 90% | 1.8 | 0 | 11 |  |  |  | No | R-410A | 1.9167 | Residential & Commercial | Ducted CEE Tier 1
212383419 | Central HP <5.4 tons | KEEPRITE | HRCU-A-CB (Split System: Heat Pump with Remote Outdoor Unit-Air-Source) | DLCURAH36ABK |  |  | EA*4X37L21A* | *95ESU0601716A* | 36800 | 15.5 | 8.5 | 39000 | 34800 | 89.23% | 2.1 | 0 | 10 |  |  |  | No | R-410A | 3.0667 | Residential & Commercial | Ducted CEE Tier 1
212383476 | Central HP <5.4 tons | KEEPRITE | HRCU-A-CB (Split System: Heat Pump with Remote Outdoor Unit-Air-Source) | DLCURAH36ABK |  |  | EA*4X43L21A* | *92ESN0801716A* | 36400 | 16 | 8.5 | 38500 | 34800 | 90.39% | 2.08 | 0 | 10 |  |  |  | No | R-410A | 3.0333 | Residential & Commercial | Ducted CEE Tier 1
213238595 | Central HP <5.4 tons | CHAMPION HEATING AND COOLING | HRCU-A-CB (Split System: Heat Pump with Remote Outdoor Unit-Air-Source) | THF2B48T21 | ASPEN |  | D(A,C,E)48B44+TDR | TM9Y120D20MP11 | 42500 | 15.9 | 8.2 | 44000 | 31200 | 70.91% | 3.1 | 0 | 11.5 |  |  |  | No | R-410A | 3.5417 | Residential & Commercial | Ducted CEE Tier 1
214584516 | Central HP <5.4 tons | BOSCH | HRCU-A-C (Split System: Heat Pump with Remote Outdoor Unit with No Indoor Fan --Air Source) | BOVB-36HDN1-M20G | ASPEN |  | D(A,C,E)24D44+TDR |  | 22400 | 15.2 | 8.9 | 24000 | 34000 | 141.7% | 1.83 | 0 | 12 |  |  |  | No | R-410A | 1.8667 | Residential & Commercial | Ducted CEE Tier 1
211243527 | Central HP <5.4 tons | GRANDAIRE | HRCU-A-CB (Split System: Heat Pump with Remote Outdoor Unit-Air-Source) | WDLCURAH24ABK |  |  | WLA*374CA* | WFER070C048A* | 25000 | 17 | 8.5 | 25600 | 20800 | 81.25% | 1.76 | 0 | 10.5 |  |  |  | No | R-410A | 2.0833 | Residential & Commercial | Ducted CEE Tier 1
211243802 | Central HP <5.4 tons | GRANDAIRE | HRCU-A-CB (Split System: Heat Pump with Remote Outdoor Unit-Air-Source) | WDLCURAH24ABK |  |  | WLNC244AA* | WFER045A036A* | 24200 | 15.5 | 8.5 | 27200 | 22600 | 83.09% | 1.86 | 0 | 10 |  |  |  | No | R-410A | 2.0167 | Residential & Commercial | Ducted CEE Tier 1
211244056 | Central HP <5.4 tons | GRANDAIRE | HRCU-A-CB (Split System: Heat Pump with Remote Outdoor Unit-Air-Source) | WDLCURAH24ABK |  |  | WLNC244BA* | WFSX060A036A* | 24000 | 15.2 | 8.5 | 27200 | 23000 | 84.56% | 1.88 | 0 | 10 |  |  |  | No | R-410A | 2 | Residential & Commercial | Ducted CEE Tier 1
211244222 | Central HP <5.4 tons | GRANDAIRE | HRCU-A-CB (Split System: Heat Pump with Remote Outdoor Unit-Air-Source) | WDLCURAH24ABK |  |  | WLNC244BA* | WFAX040B036A* | 23200 | 15.5 | 8.5 | 26600 | 24200 | 90.98% | 1.98 | 0 | 10 |  |  |  | No | R-410A | 1.9333 | Residential & Commercial | Ducted CEE Tier 1
211244683 | Central HP <5.4 tons | GRANDAIRE | HRCU-A-CB (Split System: Heat Pump with Remote Outdoor Unit-Air-Source) | WDLCURAH24ABK |  |  | WLNC304BA* | WFER045A036A* | 24600 | 16 | 8.1 | 26600 | 22400 | 84.21% | 1.84 | 0 | 10.5 |  |  |  | No | R-410A | 2.05 | Residential & Commercial | Ducted CEE Tier 1
211244763 | Central HP <5.4 tons | GRANDAIRE | HRCU-A-CB (Split System: Heat Pump with Remote Outdoor Unit-Air-Source) | WDLCURAH24ABK |  |  | WLNC304BA* | WFSX060B042A* | 24600 | 16 | 8.1 | 26600 | 22400 | 84.21% | 1.84 | 0 | 10 |  |  |  | No | R-410A | 2.05 | Residential & Commercial | Ducted CEE Tier 1
211244808 | Central HP <5.4 tons | GRANDAIRE | HRCU-A-CB (Split System: Heat Pump with Remote Outdoor Unit-Air-Source) | WDLCURAH24ABK |  |  | WLNC304BA* | WFER070A036A* | 24200 | 16.5 | 8.1 | 26400 | 22800 | 86.36% | 1.88 | 0 | 10.5 |  |  |  | No | R-410A | 2.0167 | Residential & Commercial | Ducted CEE Tier 1
213080679 | Central HP <5.4 tons | GRANDAIRE | HRCU-A-CB (Split System: Heat Pump with Remote Outdoor Unit-Air-Source) | WDLCURAH36ABK |  |  | WLA*374BA* | WFSU060B048B* | 36000 | 15.5 | 8.5 | 38500 | 35000 | 90.91% | 2.06 | 0 | 10 |  |  |  | No | R-410A | 3 | Residential & Commercial | Ducted CEE Tier 1
212978974 | Central HP <5.4 tons | GRANDAIRE | HRCU-A-CB (Split System: Heat Pump with Remote Outdoor Unit-Air-Source) | WDLCURAH36ABK |  |  | WLA*484CA* | WFE*070B048C* | 35600 | 16 | 8.1 | 37800 | 35400 | 93.65% | 1.8 | 0 | 10 |  |  |  | No | R-410A | 2.9667 | Residential & Commercial | Ducted CEE Tier 1
214522661 | Central HP <5.4 tons | BOSCH | HRCU-A-CB (Split System: Heat Pump with Remote Outdoor Unit-Air-Source) | BOVD-36HDN1-M20G | ASPEN |  | AFM354+TDR |  | 31200 | 18 | 8.8 | 33800 | 24000 | 71.01% | 1.9 | 0 | 11 |  |  |  | No | R-410A | 2.6 | Residential & Commercial | Ducted CEE Tier 1
215375438 | Central HP <5.4 tons | BOSCH | HRCU-A-CB (Split System: Heat Pump with Remote Outdoor Unit-Air-Source) | BOVD-36HDN1-M20G | ASPEN |  | D(A,C,E)36C44+TDR | BGH96M100C5B | 31200 | 18.5 | 9 | 25600 | 25600 | 100% | 2.98 | 0 | 11.9 |  |  |  | No | R-410A | 2.6 | Residential & Commercial | Ducted CEE Tier 1
214080663 | Central HP <5.4 tons | ARMSTRONG AIR | HRCU-A-CB (Split System: Heat Pump with Remote Outdoor Unit-Air-Source) | 4SHP22LX124P-**A | ADP |  | H,A,DP15936 | A97US2V040B12X | 23800 | 21 | 8.5 | 22000 | 15400 | 70% | 1.92 | 0 | 13.5 |  |  |  | No | R-410A | 1.9833 | Residential & Commercial | Ducted CEE Tier 1
214604905 | Central HP <5.4 tons | CHAMPION HEATING AND COOLING | HRCU-A-CB (Split System: Heat Pump with Remote Outdoor Unit-Air-Source) | THF2B48T21 | ASPEN |  | DP61A44+TDR | TM9E080C20MP12 | 43500 | 16.1 | 8.3 | 45000 | 31600 | 70.22% | 3.1 | 0 | 11.6 |  |  |  | No | R-410A | 3.625 | Residential & Commercial | Ducted CEE Tier 1
212498321 | Central HP <5.4 tons | PAYNE HEATING AND COOLING | HRCU-A-CB (Split System: Heat Pump with Remote Outdoor Unit-Air-Source) | 38MURAQ18AB3* | ADP |  | CE2301C+TXV |  | 17400 | 17 | 8.6 | 17000 | 19300 | 113.5% | 2.3 | 0 | 10.5 |  |  |  | No | R-410A | 1.45 | Residential & Commercial | Ducted CEE Tier 1
213076391 | Central HP <5.4 tons | KEEPRITE | HRCU-A-CB (Split System: Heat Pump with Remote Outdoor Unit-Air-Source) | DLCURAH18ABK |  |  | EA*4X24L17A* | *96VTN0601716B* | 17400 | 16 | 8.5 | 18400 | 19500 | 106% | 2.34 | 0 | 10.5 |  |  |  | No | R-410A | 1.45 | Residential & Commercial | Ducted CEE Tier 1
211243503 | Central HP <5.4 tons | GRANDAIRE | HRCU-A-CB (Split System: Heat Pump with Remote Outdoor Unit-Air-Source) | WDLCURAH24ABK |  |  | WLA*374CA* | WFER045B036A* | 24800 | 17 | 8.5 | 25400 | 21000 | 82.68% | 1.76 | 0 | 10.5 |  |  |  | No | R-410A | 2.0667 | Residential & Commercial | Ducted CEE Tier 1
211243921 | Central HP <5.4 tons | GRANDAIRE | HRCU-A-CB (Split System: Heat Pump with Remote Outdoor Unit-Air-Source) | WDLCURAH24ABK |  |  | WLNC244BA* | WFER070B048A* | 24400 | 15.5 | 8.5 | 27400 | 22400 | 81.75% | 1.84 | 0 | 10 |  |  |  | No | R-410A | 2.0333 | Residential & Commercial | Ducted CEE Tier 1
211244189 | Central HP <5.4 tons | GRANDAIRE | HRCU-A-CB (Split System: Heat Pump with Remote Outdoor Unit-Air-Source) | WDLCURAH24ABK |  |  | WLNC244BA* | WFSX060B042A* | 24200 | 15.5 | 8.5 | 27200 | 22800 | 83.82% | 1.86 | 0 | 10 |  |  |  | No | R-410A | 2.0167 | Residential & Commercial | Ducted CEE Tier 1
211242141 | Central HP <5.4 tons | GRANDAIRE | HRCU-A-CB (Split System: Heat Pump with Remote Outdoor Unit-Air-Source) | WDLCURAH24ABK |  |  | WLA*364BA* | WFAX060B042A* | 24400 | 17 | 8.5 | 26200 | 22400 | 85.5% | 1.86 | 0 | 10 |  |  |  | No | R-410A | 2.0333 | Residential & Commercial | Ducted CEE Tier 1
211242207 | Central HP <5.4 tons | GRANDAIRE | HRCU-A-CB (Split System: Heat Pump with Remote Outdoor Unit-Air-Source) | WDLCURAH24ABK |  |  | WLA*364BA* | WFEL070A036B* | 24400 | 17 | 8.5 | 26200 | 22400 | 85.5% | 1.86 | 0 | 10 |  |  |  | No | R-410A | 2.0333 | Residential & Commercial | Ducted CEE Tier 1
211241671 | Central HP <5.4 tons | GRANDAIRE | HRCU-A-CB (Split System: Heat Pump with Remote Outdoor Unit-Air-Source) | WDLCURAH24ABK |  |  | WLA*304BA* | WFER070B036A* | 24400 | 16.5 | 8.5 | 26400 | 22800 | 86.36% | 1.88 | 0 | 10 |  |  |  | No | R-410A | 2.0333 | Residential & Commercial | Ducted CEE Tier 1
214331701 | Central HP <5.4 tons | BOSCH | HRCU-A-CB (Split System: Heat Pump with Remote Outdoor Unit-Air-Source) | BOVA-36HDN1-M20G | ASPEN |  | D(A,C,E)36D3G+TXV+TDR | BGH96M080B3B | 23000 | 18 | 9 | 24000 | 22200 | 92.5% | 2.28 | 0 | 12 |  |  |  | No | R-410A | 1.9167 | Residential & Commercial | Ducted CEE Tier 1
214331836 | Central HP <5.4 tons | BOSCH | HRCU-A-CB (Split System: Heat Pump with Remote Outdoor Unit-Air-Source) | BOVB-36HDN1-M20G | ASPEN |  | D(A,C,E)36A3G+TXV+TDR | BGH96M060B3B | 22200 | 18 | 8.4 | 23600 | 22200 | 94.07% | 2.17 | 0 | 11.8 |  |  |  | No | R-410A | 1.85 | Residential & Commercial | Ducted CEE Tier 1
213238572 | Central HP <5.4 tons | CHAMPION HEATING AND COOLING | HRCU-A-CB (Split System: Heat Pump with Remote Outdoor Unit-Air-Source) | THF2B48T21 | ASPEN |  | D(A,C,E)48D44+TDR | TM9E100C16MP12 | 43500 | 16.2 | 8.4 | 44500 | 31200 | 70.11% | 3.21 | 0 | 11 |  |  |  | No | R-410A | 3.625 | Residential & Commercial | Ducted CEE Tier 1
213612054 | Central HP <5.4 tons | RUUD | HRCU-A-CB (Split System: Heat Pump with Remote Outdoor Unit-Air-Source) | RP15AZ36AJ2N | ASPEN |  | D(A,C,E)36A34+TDR | R802V0754A17DZ | 32800 | 15.4 | 8.1 | 33800 | 26400 | 78.11% | 2.78 | 0 | 10 |  |  |  | No | R-410A | 2.7333 | Residential & Commercial | Ducted CEE Tier 1
212384682 | Central HP <5.4 tons | KEEPRITE | HRCU-A-CB (Split System: Heat Pump with Remote Outdoor Unit-Air-Source) | DLCURAH36ABK |  |  | EN(A,D,W)4X42L21** | *92ESN0802120A* | 36400 | 15.5 | 8.1 | 39500 | 35200 | 89.11% | 1.92 | 0 | 10 |  |  |  | No | R-410A | 3.0333 | Residential & Commercial | Ducted CEE Tier 1
213076771 | Central HP <5.4 tons | KEEPRITE | HRCU-A-CB (Split System: Heat Pump with Remote Outdoor Unit-Air-Source) | DLCURAH36ABK |  |  | EA*4X42L24A* | *80VTL1102122B* | 35800 | 16 | 8.1 | 38500 | 35200 | 91.43% | 1.9 | 0 | 10 |  |  |  | No | R-410A | 2.9833 | Residential & Commercial | Ducted CEE Tier 1
211230471 | Central HP <5.4 tons | KEEPRITE | HRCU-A-CB (Split System: Heat Pump with Remote Outdoor Unit-Air-Source) | DLCURAH36ABK |  |  | EN(A,D)4X48L24** | *80ES(N,L)1102420A* | 36000 | 16.5 | 8.1 | 38500 | 34800 | 90.39% | 2.02 | 0 | 10.5 |  |  |  | No | R-410A | 3 | Residential & Commercial | Ducted CEE Tier 1
211230504 | Central HP <5.4 tons | KEEPRITE | HRCU-A-CB (Split System: Heat Pump with Remote Outdoor Unit-Air-Source) | DLCURAH36ABK |  |  | EN(A,D)4X48L24** | *80VSL0702120A* | 36000 | 16 | 8.1 | 38500 | 34800 | 90.39% | 2.02 | 0 | 10 |  |  |  | No | R-410A | 3 | Residential & Commercial | Ducted CEE Tier 1
211227361 | Central HP <5.4 tons | KEEPRITE | HRCU-A-CB (Split System: Heat Pump with Remote Outdoor Unit-Air-Source) | DLCURAH36ABK |  |  | EA*4X42L21A* | *80ES(N,L)0902120A* | 36000 | 16 | 8.1 | 39500 | 35000 | 88.61% | 1.9 | 0 | 10 |  |  |  | No | R-410A | 3 | Residential & Commercial | Ducted CEE Tier 1
214080678 | Central HP <5.4 tons | ARMSTRONG AIR | HRCU-A-CB (Split System: Heat Pump with Remote Outdoor Unit-Air-Source) | 4SHP22LX124P-**A | ADP |  | H,A,DG1K936 | A98USMV070B12 | 23800 | 21 | 8.5 | 22000 | 15400 | 70% | 1.92 | 0 | 13.5 |  |  |  | No | R-410A | 1.9833 | Residential & Commercial | Ducted CEE Tier 1
211226824 | Central HP <5.4 tons | GRANDAIRE | HRCU-A-CB (Split System: Heat Pump with Remote Outdoor Unit-Air-Source) | WDLCURAH36ABK |  |  | WLA*374CA* | WFEL090B042B* | 36800 | 16 | 8.5 | 38500 | 34800 | 90.39% | 2.1 | 0 | 10 |  |  |  | No | R-410A | 3.0667 | Residential & Commercial | Ducted CEE Tier 1
213079551 | Central HP <5.4 tons | KEEPRITE | HRCU-A-CB (Split System: Heat Pump with Remote Outdoor Unit-Air-Source) | DLCURAH36ABK |  |  | EA*4X37L21A* | *92MSN0801716A* | 36200 | 16.5 | 8.5 | 38000 | 34800 | 91.58% | 2.04 | 0 | 10 |  |  |  | No | R-410A | 3.0167 | Residential & Commercial | Ducted CEE Tier 1
213079667 | Central HP <5.4 tons | KEEPRITE | HRCU-A-CB (Split System: Heat Pump with Remote Outdoor Unit-Air-Source) | DLCURAH36ABK |  |  | EA*4X42L21A* | *92MSN0802120A* | 35200 | 16.5 | 8.1 | 38500 | 35000 | 90.91% | 1.88 | 0 | 10 |  |  |  | No | R-410A | 2.9333 | Residential & Commercial | Ducted CEE Tier 1
213079785 | Central HP <5.4 tons | KEEPRITE | HRCU-A-CB (Split System: Heat Pump with Remote Outdoor Unit-Air-Source) | DLCURAH36ABK |  |  | EA*4X43L21A* | *92MSN1002120A* | 36600 | 16.5 | 8.5 | 38000 | 34800 | 91.58% | 2.08 | 0 | 10 |  |  |  | No | R-410A | 3.05 | Residential & Commercial | Ducted CEE Tier 1
213079862 | Central HP <5.4 tons | KEEPRITE | HRCU-A-CB (Split System: Heat Pump with Remote Outdoor Unit-Air-Source) | DLCURAH36ABK |  |  | EA*4X42L21A* | *92MSN1002122A* | 35400 | 16.5 | 8.1 | 38500 | 35000 | 90.91% | 1.88 | 0 | 10 |  |  |  | No | R-410A | 2.95 | Residential & Commercial | Ducted CEE Tier 1
213080071 | Central HP <5.4 tons | KEEPRITE | HRCU-A-CB (Split System: Heat Pump with Remote Outdoor Unit-Air-Source) | DLCURAH36ABK |  |  | EA*4X48L21A* | *96MSN0801716A* | 35800 | 15.5 | 8.5 | 38000 | 34800 | 91.58% | 2.02 | 0 | 10 |  |  |  | No | R-410A | 2.9833 | Residential & Commercial | Ducted CEE Tier 1
213080287 | Central HP <5.4 tons | KEEPRITE | HRCU-A-CB (Split System: Heat Pump with Remote Outdoor Unit-Air-Source) | DLCURAH36ABK |  |  | EA*4X37L21A* | *96MSN1002120A* | 36600 | 16 | 8.5 | 38500 | 34800 | 90.39% | 2.1 | 0 | 10 |  |  |  | No | R-410A | 3.05 | Residential & Commercial | Ducted CEE Tier 1
213078981 | Central HP <5.4 tons | KEEPRITE | HRCU-A-CB (Split System: Heat Pump with Remote Outdoor Unit-Air-Source) | DLCURAH36ABK |  |  | EA*4X37L17A* | *80MSU0401712A* | 36000 | 15.5 | 8.5 | 38500 | 34800 | 90.39% | 2.02 | 0 | 10 |  |  |  | No | R-410A | 3 | Residential & Commercial | Ducted CEE Tier 1
214331755 | Central HP <5.4 tons | BOSCH | HRCU-A-CB (Split System: Heat Pump with Remote Outdoor Unit-Air-Source) | BOVA-60HDN1-M20G | ASPEN |  | D(A,C,E)48A3G+TXV+TDR | BGH96M080B3A | 39500 | 17 | 8.5 | 43000 | 39000 | 90.7% | 2.33 | 0 | 11.4 |  |  |  | No | R-410A | 3.2917 | Residential & Commercial | Ducted CEE Tier 1
214331769 | Central HP <5.4 tons | BOSCH | HRCU-A-CB (Split System: Heat Pump with Remote Outdoor Unit-Air-Source) | BOVA-60HDN1-M20G | ASPEN |  | D(A,C,E)48D4G+TXV+TDR | BGH96M080C4B | 41500 | 17 | 8.8 | 44500 | 39000 | 87.64% | 2.39 | 0 | 11.7 |  |  |  | No | R-410A | 3.4583 | Residential & Commercial | Ducted CEE Tier 1
213079149 | Central HP <5.4 tons | KEEPRITE | HRCU-A-CB (Split System: Heat Pump with Remote Outdoor Unit-Air-Source) | DLCURAH36ABK |  |  | EA*4X48L21A* | *80MSU0601716A* | 35600 | 16.5 | 8.5 | 37800 | 34600 | 91.53% | 2.06 | 0 | 10 |  |  |  | No | R-410A | 2.9667 | Residential & Commercial | Ducted CEE Tier 1
213078731 | Central HP <5.4 tons | KEEPRITE | HRCU-A-CB (Split System: Heat Pump with Remote Outdoor Unit-Air-Source) | DLCURAH36ABK |  |  | EN(A,D)4X48L24** | *80MS(N,L)1102120A* | 36400 | 16.5 | 8.1 | 38500 | 35000 | 90.91% | 2.02 | 0 | 10.5 |  |  |  | No | R-410A | 3.0333 | Residential & Commercial | Ducted CEE Tier 1
213821669 | Central HP <5.4 tons | TEMPSTAR | HRCU-A-CB (Split System: Heat Pump with Remote Outdoor Unit-Air-Source) | DLCURAH36ABK | ASPEN |  | D(A,C,E)42B34+TDR | *96VTN1002120B* | 35400 | 16.5 | 8.1 | 38500 | 32200 | 83.64% | 2.61 | 0 | 10 |  |  |  | No | R-410A | 2.95 | Residential & Commercial | Ducted CEE Tier 1
214239420 | Central HP <5.4 tons | KEEPRITE | HRCU-A-CB (Split System: Heat Pump with Remote Outdoor Unit-Air-Source) | CVH837GKA2* |  |  | EN(A,D,W)4X60L24**+WALLCON | *96CTN1202422B* | 32800 | 17.5 | 8.1 | 32200 | 24600 | 76.4% | 1.96 | 0 | 11.7 |  |  |  | No | R-410A | 2.7333 | Residential & Commercial | Ducted CEE Tier 1
213078383 | Central HP <5.4 tons | KEEPRITE | HRCU-A-CB (Split System: Heat Pump with Remote Outdoor Unit-Air-Source) | DLCURAH36ABK |  |  | EN(A,D,W)4X48L21** | *80MS(N,L)0901714A* | 36000 | 16.5 | 8.1 | 38500 | 35000 | 90.91% | 2 | 0 | 10.5 |  |  |  | No | R-410A | 3 | Residential & Commercial | Ducted CEE Tier 1
211226505 | Central HP <5.4 tons | GRANDAIRE | HRCU-A-CB (Split System: Heat Pump with Remote Outdoor Unit-Air-Source) | WDLCURAH36ABK |  |  | WLA*374BA* | WFER070A036A* | 35800 | 15.5 | 8.1 | 38500 | 35000 | 90.91% | 2 | 0 | 10 |  |  |  | No | R-410A | 2.9833 | Residential & Commercial | Ducted CEE Tier 1
214331756 | Central HP <5.4 tons | BOSCH | HRCU-A-CB (Split System: Heat Pump with Remote Outdoor Unit-Air-Source) | BOVA-60HDN1-M20G | ASPEN |  | D(A,C,E)48B4G+TXV+TDR | BGH96M080B3A | 40500 | 17 | 8.8 | 43500 | 39500 | 90.8% | 2.4 | 0 | 11 |  |  |  | No | R-410A | 3.375 | Residential & Commercial | Ducted CEE Tier 1
210598486 | Central HP <5.4 tons | ARCOAIRE | HRCU-A-CB (Split System: Heat Pump with Remote Outdoor Unit-Air-Source) | HVH825GKA2* |  |  | EN(A,D,W)4X48L21**+WALLCON | *80CTL0701716A* | 24200 | 17 | 8.1 | 21400 | 16600 | 77.57% | 2.02 | 0 | 11 |  |  |  | No | R-410A | 2.0167 | Residential & Commercial | Ducted CEE Tier 1
210598554 | Central HP <5.4 tons | ARCOAIRE | HRCU-A-CB (Split System: Heat Pump with Remote Outdoor Unit-Air-Source) | HVH825GKA2* |  |  | END4X42L17**+WALLCON | *80CTL0901716A* | 24000 | 17 | 8.1 | 21400 | 16600 | 77.57% | 2 | 0 | 11.5 |  |  |  | No | R-410A | 2 | Residential & Commercial | Ducted CEE Tier 1
210597843 | Central HP <5.4 tons | ARCOAIRE | HRCU-A-CB (Split System: Heat Pump with Remote Outdoor Unit-Air-Source) | HVH825GKA2* |  |  | EA*4X42L21A*+WALLCON | *80CSU1002120A* | 23800 | 16.5 | 8.1 | 21400 | 16700 | 78.04% | 1.96 | 0 | 10.5 |  |  |  | No | R-410A | 1.9833 | Residential & Commercial | Ducted CEE Tier 1
213238536 | Central HP <5.4 tons | CHAMPION HEATING AND COOLING | HRCU-A-CB (Split System: Heat Pump with Remote Outdoor Unit-Air-Source) | THF2B48T21 | ASPEN |  | D(A,C,E)48D44+TDR | TM8E100C16MP11 | 43500 | 16.2 | 8.4 | 44500 | 31200 | 70.11% | 3.21 | 0 | 11 |  |  |  | No | R-410A | 3.625 | Residential & Commercial | Ducted CEE Tier 1
214264155 | Central HP <5.4 tons | ARMSTRONG AIR | HRCU-A-CB (Split System: Heat Pump with Remote Outdoor Unit-Air-Source) | 4SHP22LX124P-**A | ADP |  | H,A,DG9J936 | A80UH2E045A12 | 23600 | 21 | 8.5 | 21400 | 15000 | 70.09% | 1.9 | 0 | 13.5 |  |  |  | No | R-410A | 1.9667 | Residential & Commercial | Ducted CEE Tier 1
211244375 | Central HP <5.4 tons | GRANDAIRE | HRCU-A-CB (Split System: Heat Pump with Remote Outdoor Unit-Air-Source) | WDLCURAH24ABK |  |  | WLNC304AA* | WFEL045A036B* | 24400 | 16 | 8.1 | 26600 | 22600 | 84.96% | 1.84 | 0 | 10 |  |  |  | No | R-410A | 2.0333 | Residential & Commercial | Ducted CEE Tier 1
211244978 | Central HP <5.4 tons | GRANDAIRE | HRCU-A-CB (Split System: Heat Pump with Remote Outdoor Unit-Air-Source) | WDLCURAH24ABK |  |  | WLN(C,W)364BA* | WFSU060B048A* | 24200 | 16.5 | 8.1 | 26200 | 22800 | 87.02% | 1.9 | 0 | 10.5 |  |  |  | No | R-410A | 2.0167 | Residential & Commercial | Ducted CEE Tier 1
211245130 | Central HP <5.4 tons | GRANDAIRE | HRCU-A-CB (Split System: Heat Pump with Remote Outdoor Unit-Air-Source) | WDLCURAH24ABK |  |  | WLN(C,W)364BA* | WFEL045B036B* | 24000 | 16.5 | 8.1 | 26200 | 23000 | 87.79% | 1.9 | 0 | 10.5 |  |  |  | No | R-410A | 2 | Residential & Commercial | Ducted CEE Tier 1
211245177 | Central HP <5.4 tons | GRANDAIRE | HRCU-A-CB (Split System: Heat Pump with Remote Outdoor Unit-Air-Source) | WDLCURAH24ABK |  |  | WLN(C,W)364BA* | WFAX060B042A* | 24400 | 16.5 | 8.1 | 26400 | 22800 | 86.36% | 1.88 | 0 | 10.5 |  |  |  | No | R-410A | 2.0333 | Residential & Commercial | Ducted CEE Tier 1
211243050 | Central HP <5.4 tons | GRANDAIRE | HRCU-A-CB (Split System: Heat Pump with Remote Outdoor Unit-Air-Source) | WDLCURAH24ABK |  |  | WLA*374BA* | WFEL070B036B* | 24800 | 16.5 | 8.5 | 25800 | 21400 | 82.95% | 1.78 | 0 | 10 |  |  |  | No | R-410A | 2.0667 | Residential & Commercial | Ducted CEE Tier 1
211244706 | Central HP <5.4 tons | GRANDAIRE | HRCU-A-CB (Split System: Heat Pump with Remote Outdoor Unit-Air-Source) | WDLCURAH24ABK |  |  | WLNC304BA* | WFEL070B036B* | 24400 | 16.5 | 8.1 | 26400 | 22600 | 85.61% | 1.88 | 0 | 10.5 |  |  |  | No | R-410A | 2.0333 | Residential & Commercial | Ducted CEE Tier 1
210599097 | Central HP <5.4 tons | ARCOAIRE | HRCU-A-CB (Split System: Heat Pump with Remote Outdoor Unit-Air-Source) | HVH837GKA** |  |  | EA*4X42L21A*+WALLCON | *80CSU1002120A* | 31800 | 17 | 8.1 | 33200 | 24400 | 73.49% | 1.88 | 0 | 11 |  |  |  | No | R-410A | 2.65 | Residential & Commercial | Ducted CEE Tier 1
213821246 | Central HP <5.4 tons | TEMPSTAR | HRCU-A-CB (Split System: Heat Pump with Remote Outdoor Unit-Air-Source) | DLCURAH24ABK | ASPEN |  | D(A,C,E)24B44+TDR | *92MSN0601412A* | 23600 | 17 | 8.5 | 26400 | 20400 | 77.27% | 2.94 | 0 | 10 |  |  |  | No | R-410A | 1.9667 | Residential & Commercial | Ducted CEE Tier 1
213821248 | Central HP <5.4 tons | TEMPSTAR | HRCU-A-CB (Split System: Heat Pump with Remote Outdoor Unit-Air-Source) | DLCURAH24ABK | ASPEN |  | D(A,C,E)30C44+TDR | *92MSN0601412A* | 23800 | 17 | 8.5 | 26400 | 20400 | 77.27% | 2.94 | 0 | 10 |  |  |  | No | R-410A | 1.9833 | Residential & Commercial | Ducted CEE Tier 1
212977813 | Central HP <5.4 tons | GRANDAIRE | HRCU-A-CB (Split System: Heat Pump with Remote Outdoor Unit-Air-Source) | WDLCURAH18ABK |  |  | WLNC244BA* | WFE*045A036C* | 17500 | 16.5 | 8.5 | 18400 | 18600 | 101.1% | 2.24 | 0 | 11 |  |  |  | No | R-410A | 1.4583 | Residential & Commercial | Ducted CEE Tier 1
211240703 | Central HP <5.4 tons | KEEPRITE | HRCU-A-CB (Split System: Heat Pump with Remote Outdoor Unit-Air-Source) | DLCURAH24ABK |  |  | EA*4X24L17A* | *92ESN0801716A* | 24000 | 17 | 8.5 | 26800 | 23800 | 88.81% | 1.96 | 0 | 10 |  |  |  | No | R-410A | 2 | Residential & Commercial | Ducted CEE Tier 1
211241105 | Central HP <5.4 tons | KEEPRITE | HRCU-A-CB (Split System: Heat Pump with Remote Outdoor Unit-Air-Source) | DLCURAH24ABK |  |  | EA*4X25L17A* | *80ES(N,L)0901714A* | 25200 | 17 | 8.5 | 25800 | 20800 | 80.62% | 1.76 | 0 | 10.5 |  |  |  | No | R-410A | 2.1 | Residential & Commercial | Ducted CEE Tier 1
211245451 | Central HP <5.4 tons | ARCOAIRE | HRCU-A-CB (Split System: Heat Pump with Remote Outdoor Unit-Air-Source) | DLCURAH24ABK |  |  | EN(A,D)4X36L21** | *80VSL0902120A* | 23800 | 16.5 | 8.1 | 26000 | 23200 | 89.23% | 1.92 | 0 | 10.5 |  |  |  | No | R-410A | 1.9833 | Residential & Commercial | Ducted CEE Tier 1
213821184 | Central HP <5.4 tons | TEMPSTAR | HRCU-A-CB (Split System: Heat Pump with Remote Outdoor Unit-Air-Source) | DLCURAH24ABK | ASPEN |  | D(A,C,E)36B34+TDR | *80MS(N,L)0701412A* | 23400 | 17.5 | 8.5 | 26200 | 20000 | 76.34% | 2.9 | 0 | 10 |  |  |  | No | R-410A | 1.95 | Residential & Commercial | Ducted CEE Tier 1
211226539 | Central HP <5.4 tons | GRANDAIRE | HRCU-A-CB (Split System: Heat Pump with Remote Outdoor Unit-Air-Source) | WDLCURAH36ABK |  |  | WLA*374BA* | WFEL090B042B* | 36400 | 15.5 | 8.5 | 38500 | 35000 | 90.91% | 2.04 | 0 | 10 |  |  |  | No | R-410A | 3.0333 | Residential & Commercial | Ducted CEE Tier 1
211226800 | Central HP <5.4 tons | GRANDAIRE | HRCU-A-CB (Split System: Heat Pump with Remote Outdoor Unit-Air-Source) | WDLCURAH36ABK |  |  | WLA*374CA* | WFEL070B036B* | 36400 | 15.5 | 8.5 | 38500 | 34800 | 90.39% | 2.08 | 0 | 10 |  |  |  | No | R-410A | 3.0333 | Residential & Commercial | Ducted CEE Tier 1
213078406 | Central HP <5.4 tons | KEEPRITE | HRCU-A-CB (Split System: Heat Pump with Remote Outdoor Unit-Air-Source) | DLCURAH36ABK |  |  | EA*4X37L21A* | *80MS(N,L)0902116A* | 36400 | 16.5 | 8.5 | 38000 | 34800 | 91.58% | 2.06 | 0 | 10 |  |  |  | No | R-410A | 3.0333 | Residential & Commercial | Ducted CEE Tier 1
213821668 | Central HP <5.4 tons | TEMPSTAR | HRCU-A-CB (Split System: Heat Pump with Remote Outdoor Unit-Air-Source) | DLCURAH36ABK | ASPEN |  | D(A,C,E)36C34+TDR | *96VTN1002120B* | 35400 | 16.5 | 8.1 | 38500 | 32200 | 83.64% | 2.61 | 0 | 10 |  |  |  | No | R-410A | 2.95 | Residential & Commercial | Ducted CEE Tier 1
213821595 | Central HP <5.4 tons | TEMPSTAR | HRCU-A-CB (Split System: Heat Pump with Remote Outdoor Unit-Air-Source) | DLCURAH36ABK | ASPEN |  | D(A,C,E)36B34+TDR | *80MS(N,L)1352420A* | 34800 | 16.5 | 8.1 | 38500 | 31800 | 82.6% | 2.72 | 0 | 10.5 |  |  |  | No | R-410A | 2.9 | Residential & Commercial | Ducted CEE Tier 1
211244145 | Central HP <5.4 tons | GRANDAIRE | HRCU-A-CB (Split System: Heat Pump with Remote Outdoor Unit-Air-Source) | WDLCURAH24ABK |  |  | WLNC244BA* | WFER090B042A* | 24000 | 16 | 8.5 | 27000 | 23000 | 85.19% | 1.9 | 0 | 10 |  |  |  | No | R-410A | 2 | Residential & Commercial | Ducted CEE Tier 1
210599454 | Central HP <5.4 tons | ARCOAIRE | HRCU-A-CB (Split System: Heat Pump with Remote Outdoor Unit-Air-Source) | HVH837GKA** |  |  | EHD4X60AAL+WALLCON | *97CMN0801714A* | 32800 | 16.5 | 8.1 | 32600 | 25200 | 77.3% | 1.98 | 0 | 11 |  |  |  | No | R-410A | 2.7333 | Residential & Commercial | Ducted CEE Tier 1
210599595 | Central HP <5.4 tons | ARCOAIRE | HRCU-A-CB (Split System: Heat Pump with Remote Outdoor Unit-Air-Source) | HVH837GKA** |  |  | EN(A,D,W)4X60L24**+WALLCON | *95CSU1002122A* | 32800 | 18 | 8.1 | 32200 | 24600 | 76.4% | 1.98 | 0 | 12 |  |  |  | No | R-410A | 2.7333 | Residential & Commercial | Ducted CEE Tier 1
211245131 | Central HP <5.4 tons | GRANDAIRE | HRCU-A-CB (Split System: Heat Pump with Remote Outdoor Unit-Air-Source) | WDLCURAH24ABK |  |  | WLN(C,W)364BA* | WFER045B036A* | 24000 | 16.5 | 8.1 | 26200 | 23000 | 87.79% | 1.9 | 0 | 10.5 |  |  |  | No | R-410A | 2 | Residential & Commercial | Ducted CEE Tier 1
211260741 | Central HP <5.4 tons | KEEPRITE | HRCU-A-CB (Split System: Heat Pump with Remote Outdoor Unit-Air-Source) | DLCURAH18ABK |  |  | EA*4X25L17A* | *96VSN0601412A* | 18500 | 16 | 8.5 | 18300 | 17400 | 95.08% | 2.12 | 0 | 11 |  |  |  | No | R-410A | 1.5417 | Residential & Commercial | Ducted CEE Tier 1
213821602 | Central HP <5.4 tons | TEMPSTAR | HRCU-A-CB (Split System: Heat Pump with Remote Outdoor Unit-Air-Source) | DLCURAH36ABK | ASPEN |  | D(A,C,E)36C34+TDR | *80VTL0451412B* | 35200 | 16 | 8.1 | 38500 | 32200 | 83.64% | 2.64 | 0 | 10 |  |  |  | No | R-410A | 2.9333 | Residential & Commercial | Ducted CEE Tier 1
211226998 | Central HP <5.4 tons | KEEPRITE | HRCU-A-CB (Split System: Heat Pump with Remote Outdoor Unit-Air-Source) | DLCURAH36ABK |  |  | EA*4X37L21A* | *92ESN0601714A* | 36400 | 16 | 8.5 | 38500 | 34800 | 90.39% | 2.08 | 0 | 10 |  |  |  | No | R-410A | 3.0333 | Residential & Commercial | Ducted CEE Tier 1
211227009 | Central HP <5.4 tons | KEEPRITE | HRCU-A-CB (Split System: Heat Pump with Remote Outdoor Unit-Air-Source) | DLCURAH36ABK |  |  | EA*4X37L21A* | *92ESN0801716A* | 36200 | 16 | 8.5 | 38500 | 34800 | 90.39% | 2.08 | 0 | 10 |  |  |  | No | R-410A | 3.0167 | Residential & Commercial | Ducted CEE Tier 1
214264214 | Central HP <5.4 tons | ARMSTRONG AIR | HRCU-A-CB (Split System: Heat Pump with Remote Outdoor Unit-Air-Source) | 4SHP22LX124P-**A | ADP |  | H,A,DG9J936 | A97US2V070B12S | 23800 | 21 | 8.5 | 22000 | 15400 | 70% | 1.92 | 0 | 13.5 |  |  |  | No | R-410A | 1.9833 | Residential & Commercial | Ducted CEE Tier 1
214301298 | Central HP <5.4 tons | ARMSTRONG AIR | HRCU-A-CB (Split System: Heat Pump with Remote Outdoor Unit-Air-Source) | 4SHP22LX124P-**A | ADP |  | 36BX** | A98USMV070B12 | 23800 | 21 | 8.5 | 22000 | 15400 | 70% | 1.92 | 0 | 13.5 |  |  |  | No | R-410A | 1.9833 | Residential & Commercial | Ducted CEE Tier 1
214080668 | Central HP <5.4 tons | ARMSTRONG AIR | HRCU-A-CB (Split System: Heat Pump with Remote Outdoor Unit-Air-Source) | 4SHP22LX124P-**A | ADP |  | H,A,DP16936 | A97US2V060B12X | 23800 | 20 | 8.5 | 22000 | 15400 | 70% | 1.9 | 0 | 13.5 |  |  |  | No | R-410A | 1.9833 | Residential & Commercial | Ducted CEE Tier 1
214080677 | Central HP <5.4 tons | ARMSTRONG AIR | HRCU-A-CB (Split System: Heat Pump with Remote Outdoor Unit-Air-Source) | 4SHP22LX124P-**A | ADP |  | H,A,DG9J936 | A98USMV070B12 | 23800 | 21 | 8.5 | 22000 | 15400 | 70% | 1.92 | 0 | 13.5 |  |  |  | No | R-410A | 1.9833 | Residential & Commercial | Ducted CEE Tier 1
211245066 | Central HP <5.4 tons | GRANDAIRE | HRCU-A-CB (Split System: Heat Pump with Remote Outdoor Unit-Air-Source) | WDLCURAH24ABK |  |  | WLN(C,W)364BA* | WFSX060A036A* | 24400 | 15.5 | 8.1 | 26600 | 22600 | 84.96% | 1.86 | 0 | 10 |  |  |  | No | R-410A | 2.0333 | Residential & Commercial | Ducted CEE Tier 1
211244741 | Central HP <5.4 tons | GRANDAIRE | HRCU-A-CB (Split System: Heat Pump with Remote Outdoor Unit-Air-Source) | WDLCURAH24ABK |  |  | WLNC304BA* | WFAX060B042A* | 24400 | 16.5 | 8.1 | 26400 | 22800 | 86.36% | 1.88 | 0 | 10.5 |  |  |  | No | R-410A | 2.0333 | Residential & Commercial | Ducted CEE Tier 1
210599189 | Central HP <5.4 tons | ARCOAIRE | HRCU-A-CB (Split System: Heat Pump with Remote Outdoor Unit-Air-Source) | HVH837GKA** |  |  | EA*4X60L24A*+WALLCON | *95CSU1002122A* | 32800 | 18 | 8.5 | 31800 | 24800 | 77.99% | 2 | 0 | 11.5 |  |  |  | No | R-410A | 2.7333 | Residential & Commercial | Ducted CEE Tier 1
210599512 | Central HP <5.4 tons | ARCOAIRE | HRCU-A-CB (Split System: Heat Pump with Remote Outdoor Unit-Air-Source) | HVH837GKA** |  |  | EN(A,D)4X48L24**+WALLCON | *95CSU1002122A* | 32400 | 17.5 | 8.1 | 32800 | 24600 | 75% | 1.98 | 0 | 11.7 |  |  |  | No | R-410A | 2.7 | Residential & Commercial | Ducted CEE Tier 1
211244245 | Central HP <5.4 tons | GRANDAIRE | HRCU-A-CB (Split System: Heat Pump with Remote Outdoor Unit-Air-Source) | WDLCURAH24ABK |  |  | WLNC244BA* | WFEU060B048A* | 24400 | 16 | 8.5 | 27200 | 22600 | 83.09% | 1.86 | 0 | 10 |  |  |  | No | R-410A | 2.0333 | Residential & Commercial | Ducted CEE Tier 1
214331776 | Central HP <5.4 tons | BOSCH | HRCU-A-CB (Split System: Heat Pump with Remote Outdoor Unit-Air-Source) | BOVA-60HDN1-M20G | ASPEN |  | D(A,C,E)48B4G+TXV+TDR | BGH96M100C5B | 43000 | 17.5 | 8.8 | 46500 | 39000 | 83.87% | 2.35 | 0 | 11.6 |  |  |  | No | R-410A | 3.5833 | Residential & Commercial | Ducted CEE Tier 1
214331783 | Central HP <5.4 tons | BOSCH | HRCU-A-CB (Split System: Heat Pump with Remote Outdoor Unit-Air-Source) | BOVA-60HDN1-M20G | ASPEN |  | D(A,C,E)48A3G+TXV+TDR | BGH96M100D5B | 42000 | 17.5 | 8.7 | 46500 | 38500 | 82.8% | 2.27 | 0 | 11.4 |  |  |  | No | R-410A | 3.5 | Residential & Commercial | Ducted CEE Tier 1
214331933 | Central HP <5.4 tons | BOSCH | HRCU-A-CB (Split System: Heat Pump with Remote Outdoor Unit-Air-Source) | BOVB-60HDN1-M20G | ASPEN |  | D(A,C,E)48D4G+TXV+TDR | BGH96M100C5A | 44000 | 17.5 | 8.8 | 46500 | 39000 | 83.87% | 2.35 | 0 | 11.7 |  |  |  | No | R-410A | 3.6667 | Residential & Commercial | Ducted CEE Tier 1
215936501 | Central HP <5.4 tons | KEEPRITE | HRCU-A-CB (Split System: Heat Pump with Remote Outdoor Unit-Air-Source) | C5H3V36*K*AAA* |  |  | EVD5X49M24A*+WALLCON | *97CMN0602120B* | 35200 | 21 | 8.5 | 38500 | 28800 | 74.81% | 2.02 | 0 | 12 |  |  |  | No | R-454B | 2.9333 | Residential & Commercial | Ducted CEE Tier 1
214584500 | Central HP <5.4 tons | BOSCH | HRCU-A-C (Split System: Heat Pump with Remote Outdoor Unit with No Indoor Fan --Air Source) | BOVA-36HDN1-M20G | ASPEN |  | D(A,C,E)36D34+TDR |  | 22400 | 15.2 | 9 | 24000 | 22600 | 94.17% | 2 | 0 | 12 |  |  |  | No | R-410A | 1.8667 | Residential & Commercial | Ducted CEE Tier 1
214584502 | Central HP <5.4 tons | BOSCH | HRCU-A-C (Split System: Heat Pump with Remote Outdoor Unit with No Indoor Fan --Air Source) | BOVA-36HDN1-M20G | ASPEN |  | D(A,C,E)36C44+TDR |  | 22600 | 15.2 | 9 | 24000 | 20000 | 83.33% | 1.97 | 0 | 12 |  |  |  | No | R-410A | 1.8833 | Residential & Commercial | Ducted CEE Tier 1
214584518 | Central HP <5.4 tons | BOSCH | HRCU-A-C (Split System: Heat Pump with Remote Outdoor Unit with No Indoor Fan --Air Source) | BOVB-36HDN1-M20G | ASPEN |  | D(A,C,E)36D34+TDR |  | 22400 | 15.2 | 9 | 24000 | 34000 | 141.7% | 1.83 | 0 | 12 |  |  |  | No | R-410A | 1.8667 | Residential & Commercial | Ducted CEE Tier 1
214331699 | Central HP <5.4 tons | BOSCH | HRCU-A-CB (Split System: Heat Pump with Remote Outdoor Unit-Air-Source) | BOVA-36HDN1-M20G | ASPEN |  | D(A,C,E)36B3G+TXV+TDR | BGH96M080B3B | 22400 | 18 | 8.8 | 23800 | 22400 | 94.12% | 2.26 | 0 | 11.9 |  |  |  | No | R-410A | 1.8667 | Residential & Commercial | Ducted CEE Tier 1
214584494 | Central HP <5.4 tons | BOSCH | HRCU-A-C (Split System: Heat Pump with Remote Outdoor Unit with No Indoor Fan --Air Source) | BOVA-36HDN1-M20G | ASPEN |  | D(A,C,E)30B44+TDR |  | 22000 | 15.2 | 8.8 | 24000 | 16900 | 70.42% | 1.98 | 0 | 11.9 |  |  |  | No | R-410A | 1.8333 | Residential & Commercial | Ducted CEE Tier 1
213821202 | Central HP <5.4 tons | TEMPSTAR | HRCU-A-CB (Split System: Heat Pump with Remote Outdoor Unit-Air-Source) | DLCURAH24ABK | ASPEN |  | D(A,C,E)30B34+TDR | *80MS(N,L)0901714A* | 23400 | 17.5 | 8.5 | 26200 | 20200 | 77.1% | 2.9 | 0 | 10 |  |  |  | No | R-410A | 1.95 | Residential & Commercial | Ducted CEE Tier 1
213821207 | Central HP <5.4 tons | TEMPSTAR | HRCU-A-CB (Split System: Heat Pump with Remote Outdoor Unit-Air-Source) | DLCURAH24ABK | ASPEN |  | D(A,C,E)30B34+TDR | *80MS(N,L)0902116A* | 22400 | 17.2 | 8.4 | 25200 | 19900 | 78.97% | 2.94 | 0 | 10 |  |  |  | No | R-410A | 1.8667 | Residential & Commercial | Ducted CEE Tier 1
213821252 | Central HP <5.4 tons | TEMPSTAR | HRCU-A-CB (Split System: Heat Pump with Remote Outdoor Unit-Air-Source) | DLCURAH24ABK | ASPEN |  | D(A,C,E)30B34+TDR | *92MSN0601714A* | 23400 | 17.5 | 8.5 | 26200 | 20200 | 77.1% | 2.9 | 0 | 10 |  |  |  | No | R-410A | 1.95 | Residential & Commercial | Ducted CEE Tier 1
213821307 | Central HP <5.4 tons | TEMPSTAR | HRCU-A-CB (Split System: Heat Pump with Remote Outdoor Unit-Air-Source) | DLCURAH24ABK | ASPEN |  | D(A,C,E)30B34+TDR | *96VTN0401712B* | 23000 | 16.5 | 8.5 | 26200 | 20200 | 77.1% | 2.84 | 0 | 10 |  |  |  | No | R-410A | 1.9167 | Residential & Commercial | Ducted CEE Tier 1
213821309 | Central HP <5.4 tons | TEMPSTAR | HRCU-A-CB (Split System: Heat Pump with Remote Outdoor Unit-Air-Source) | DLCURAH24ABK | ASPEN |  | D(A,C,E)36B34+TDR | *96VTN0401712B* | 23200 | 16.5 | 8.5 | 26200 | 20200 | 77.1% | 2.84 | 0 | 10 |  |  |  | No | R-410A | 1.9333 | Residential & Commercial | Ducted CEE Tier 1
213821316 | Central HP <5.4 tons | TEMPSTAR | HRCU-A-CB (Split System: Heat Pump with Remote Outdoor Unit-Air-Source) | DLCURAH24ABK | ASPEN |  | D(A,C,E)24B44+TDR | *96VTN0601716B* | 23200 | 16.5 | 8.5 | 26800 | 20400 | 76.12% | 2.93 | 0 | 10 |  |  |  | No | R-410A | 1.9333 | Residential & Commercial | Ducted CEE Tier 1
215821455 | Central HP <5.4 tons | ARMSTRONG AIR | HRCU-A-CB (Split System: Heat Pump with Remote Outdoor Unit-Air-Source) | 4SHP22LX124P-**A | ADP |  | H,A,DG9J(1,2)36+TXV | A97US2V070B12S* | 23800 | 21 | 8.5 | 22000 | 15400 | 70% | 1.92 | 0 | 13.5 |  |  |  | No | R-410A | 1.9833 | Residential & Commercial | Ducted CEE Tier 1
214331916 | Central HP <5.4 tons | BOSCH | HRCU-A-CB (Split System: Heat Pump with Remote Outdoor Unit-Air-Source) | BOVB-60HDN1-M20G | ASPEN |  | D(A,C,E)48B4G+TXV+TDR | BGH96M080B3A | 40500 | 17 | 8.8 | 43500 | 39500 | 90.8% | 2.4 | 0 | 11 |  |  |  | No | R-410A | 3.375 | Residential & Commercial | Ducted CEE Tier 1
214331918 | Central HP <5.4 tons | BOSCH | HRCU-A-CB (Split System: Heat Pump with Remote Outdoor Unit-Air-Source) | BOVB-60HDN1-M20G | ASPEN |  | D(A,C,E)60B4G+TXV+TDR | BGH96M080B3A | 41500 | 17 | 8.8 | 43500 | 39500 | 90.8% | 2.4 | 0 | 11.7 |  |  |  | No | R-410A | 3.4583 | Residential & Commercial | Ducted CEE Tier 1
214331934 | Central HP <5.4 tons | BOSCH | HRCU-A-CB (Split System: Heat Pump with Remote Outdoor Unit-Air-Source) | BOVB-60HDN1-M20G | ASPEN |  | D(A,C,E)60B4G+TXV+TDR | BGH96M100C5A | 43500 | 17.5 | 8.8 | 46500 | 39000 | 83.87% | 2.35 | 0 | 11.7 |  |  |  | No | R-410A | 3.625 | Residential & Commercial | Ducted CEE Tier 1
214331948 | Central HP <5.4 tons | BOSCH | HRCU-A-CB (Split System: Heat Pump with Remote Outdoor Unit-Air-Source) | BOVB-60HDN1-M20G | ASPEN |  | D(A,C,E)48B4G+TXV+TDR | BGH96M120D5A | 43500 | 17.5 | 9 | 47000 | 38500 | 81.91% | 2.32 | 0 | 11.6 |  |  |  | No | R-410A | 3.625 | Residential & Commercial | Ducted CEE Tier 1
214331684 | Central HP <5.4 tons | BOSCH | HRCU-A-CB (Split System: Heat Pump with Remote Outdoor Unit-Air-Source) | BOVA-36HDN1-M20G | ASPEN |  | D(A,C,E)30B3G+TXV+TDR | BGH96M060B3A | 22200 | 18 | 8.7 | 23800 | 22200 | 93.28% | 2.23 | 0 | 11.8 |  |  |  | No | R-410A | 1.85 | Residential & Commercial | Ducted CEE Tier 1
214331700 | Central HP <5.4 tons | BOSCH | HRCU-A-CB (Split System: Heat Pump with Remote Outdoor Unit-Air-Source) | BOVA-36HDN1-M20G | ASPEN |  | D(A,C,E)36C4G+TXV+TDR | BGH96M080B3B | 23200 | 18 | 9 | 24000 | 22200 | 92.5% | 2.28 | 0 | 12 |  |  |  | No | R-410A | 1.9333 | Residential & Commercial | Ducted CEE Tier 1
214331834 | Central HP <5.4 tons | BOSCH | HRCU-A-CB (Split System: Heat Pump with Remote Outdoor Unit-Air-Source) | BOVB-36HDN1-M20G | ASPEN |  | D(A,C,E)24B3G+TXV+TDR | BGH96M060B3B | 21800 | 18 | 8.5 | 23800 | 22200 | 93.28% | 2.19 | 0 | 11 |  |  |  | No | R-410A | 1.8167 | Residential & Commercial | Ducted CEE Tier 1
214331848 | Central HP <5.4 tons | BOSCH | HRCU-A-CB (Split System: Heat Pump with Remote Outdoor Unit-Air-Source) | BOVB-36HDN1-M20G | ASPEN |  | D(A,C,E)24B3G+TXV+TDR | BGH96M080B3B | 21800 | 18 | 8.5 | 23800 | 22200 | 93.28% | 2.19 | 0 | 11 |  |  |  | No | R-410A | 1.8167 | Residential & Commercial | Ducted CEE Tier 1
214584488 | Central HP <5.4 tons | BOSCH | HRCU-A-C (Split System: Heat Pump with Remote Outdoor Unit with No Indoor Fan --Air Source) | BOVA-36HDN1-M20G | ASPEN |  | D(A,C,E)24D34+TDR |  | 21800 | 15.2 | 8.8 | 23800 | 17400 | 73.11% | 1.9 | 0 | 11.9 |  |  |  | No | R-410A | 1.8167 | Residential & Commercial | Ducted CEE Tier 1
214584490 | Central HP <5.4 tons | BOSCH | HRCU-A-C (Split System: Heat Pump with Remote Outdoor Unit with No Indoor Fan --Air Source) | BOVA-36HDN1-M20G | ASPEN |  | D(A,C,E)30C34+TDR |  | 21800 | 15.2 | 8.8 | 23800 | 17400 | 73.11% | 1.9 | 0 | 11.9 |  |  |  | No | R-410A | 1.8167 | Residential & Commercial | Ducted CEE Tier 1
214331710 | Central HP <5.4 tons | BOSCH | HRCU-A-CB (Split System: Heat Pump with Remote Outdoor Unit-Air-Source) | BOVA-36HDN1-M20G | ASPEN |  | D(A,C,E)36A3G+TXV+TDR | BGH96M100C5B | 29800 | 18.5 | 8.7 | 34000 | 27400 | 80.59% | 2.43 | 0 | 11 |  |  |  | No | R-410A | 2.4833 | Residential & Commercial | Ducted CEE Tier 1
213841887 | Central HP <5.4 tons | ARMSTRONG AIR | HRCU-A-CB (Split System: Heat Pump with Remote Outdoor Unit-Air-Source) | 4SHP22LX124P-**A | ADP |  | H,A,DG8J936 | A80UH1E045A12 | 23400 | 21 | 8.5 | 21200 | 14900 | 70.28% | 1.86 | 0 | 13.5 |  |  |  | No | R-410A | 1.95 | Residential & Commercial | Ducted CEE Tier 1
214595315 | Central HP <5.4 tons | BOSCH | HRCU-A-C (Split System: Heat Pump with Remote Outdoor Unit with No Indoor Fan --Air Source) | BOVB-36HDN1-M20G | ASPEN |  | D(A,C,E)36A46+TDR |  | 21800 | 15.2 | 8.7 | 23800 | 33000 | 138.7% | 1.9 | 0 | 11.8 |  |  |  | No | R-410A | 1.8167 | Residential & Commercial | Ducted CEE Tier 1
214595320 | Central HP <5.4 tons | BOSCH | HRCU-A-C (Split System: Heat Pump with Remote Outdoor Unit with No Indoor Fan --Air Source) | BOVB-36HDN1-M20G | ASPEN |  | D(A,C,E)30D36+TDR |  | 22200 | 15.2 | 8.9 | 24000 | 29600 | 123.3% | 1.96 | 0 | 11.9 |  |  |  | No | R-410A | 1.85 | Residential & Commercial | Ducted CEE Tier 1
214595322 | Central HP <5.4 tons | BOSCH | HRCU-A-C (Split System: Heat Pump with Remote Outdoor Unit with No Indoor Fan --Air Source) | BOVB-36HDN1-M20G | ASPEN |  | D(A,C,E)24D46+TDR |  | 22400 | 15.2 | 8.9 | 24000 | 34000 | 141.7% | 1.83 | 0 | 12 |  |  |  | No | R-410A | 1.8667 | Residential & Commercial | Ducted CEE Tier 1
214064007 | Central HP <5.4 tons | BOSCH | HRCU-A-CB (Split System: Heat Pump with Remote Outdoor Unit-Air-Source) | BOVB-36HDN1-M20G | ASPEN |  | D(A,C,E)36C44+TDR | BGH96M080B3B | 23200 | 18 | 9 | 24000 | 22200 | 92.5% | 2.28 | 0 | 12 |  |  |  | No | R-410A | 1.9333 | Residential & Commercial | Ducted CEE Tier 1
214064009 | Central HP <5.4 tons | BOSCH | HRCU-A-CB (Split System: Heat Pump with Remote Outdoor Unit-Air-Source) | BOVB-36HDN1-M20G | ASPEN |  | D(A,C,E)48A34+TDR | BGH96M080B3B | 31000 | 17.5 | 8.6 | 33600 | 26600 | 79.17% | 2.31 | 0 | 10.5 |  |  |  | No | R-410A | 2.5833 | Residential & Commercial | Ducted CEE Tier 1
211243836 | Central HP <5.4 tons | GRANDAIRE | HRCU-A-CB (Split System: Heat Pump with Remote Outdoor Unit-Air-Source) | WDLCURAH24ABK |  |  | WLNC244AA* | WFER070A036A* | 23800 | 16 | 8.5 | 26800 | 23200 | 86.57% | 1.92 | 0 | 10 |  |  |  | No | R-410A | 1.9833 | Residential & Commercial | Ducted CEE Tier 1
211243813 | Central HP <5.4 tons | GRANDAIRE | HRCU-A-CB (Split System: Heat Pump with Remote Outdoor Unit-Air-Source) | WDLCURAH24ABK |  |  | WLNC244AA* | WFAX060A036A* | 24200 | 15.5 | 8.5 | 27200 | 22600 | 83.09% | 1.86 | 0 | 10 |  |  |  | No | R-410A | 2.0167 | Residential & Commercial | Ducted CEE Tier 1
211244774 | Central HP <5.4 tons | GRANDAIRE | HRCU-A-CB (Split System: Heat Pump with Remote Outdoor Unit-Air-Source) | WDLCURAH24ABK |  |  | WLNC304BA* | WFSX080B048A* | 24600 | 15.5 | 8.1 | 26800 | 22200 | 82.84% | 1.82 | 0 | 10 |  |  |  | No | R-410A | 2.05 | Residential & Commercial | Ducted CEE Tier 1
211245097 | Central HP <5.4 tons | GRANDAIRE | HRCU-A-CB (Split System: Heat Pump with Remote Outdoor Unit-Air-Source) | WDLCURAH24ABK |  |  | WLN(C,W)364BA* | WFSX026A030A* | 23400 | 16 | 8.1 | 25800 | 24200 | 93.8% | 2 | 0 | 10 |  |  |  | No | R-410A | 1.95 | Residential & Commercial | Ducted CEE Tier 1
211245199 | Central HP <5.4 tons | GRANDAIRE | HRCU-A-CB (Split System: Heat Pump with Remote Outdoor Unit-Air-Source) | WDLCURAH24ABK |  |  | WLN(C,W)364BA* | WFSX060B042A* | 24600 | 16 | 8.1 | 26600 | 22400 | 84.21% | 1.84 | 0 | 10 |  |  |  | No | R-410A | 2.05 | Residential & Commercial | Ducted CEE Tier 1
210599197 | Central HP <5.4 tons | ARCOAIRE | HRCU-A-CB (Split System: Heat Pump with Remote Outdoor Unit-Air-Source) | HVH837GKA** |  |  | EA*4X60L24A*+WALLCON | *96CTN1002122A* | 32800 | 17.5 | 8.5 | 31800 | 24800 | 77.99% | 2 | 0 | 11.7 |  |  |  | No | R-410A | 2.7333 | Residential & Commercial | Ducted CEE Tier 1
212520270 | Central HP <5.4 tons | CARRIER | HRCU-A-CB (Split System: Heat Pump with Remote Outdoor Unit-Air-Source) | 38MURAQ24AB3* | ADP |  | H,PG34936 | 58TP*A045V14**12 | 24200 | 16 | 8.1 | 24600 | 22400 | 91.06% | 1.88 | 0 | 10.5 |  |  |  | No | R-410A | 2.0167 | Residential & Commercial | Ducted CEE Tier 1
214584520 | Central HP <5.4 tons | BOSCH | HRCU-A-C (Split System: Heat Pump with Remote Outdoor Unit with No Indoor Fan --Air Source) | BOVB-36HDN1-M20G | ASPEN |  | D(A,C,E)36C44+TDR |  | 22600 | 15.2 | 9 | 24000 | 24200 | 100.8% | 1.8 | 0 | 12 |  |  |  | No | R-410A | 1.8833 | Residential & Commercial | Ducted CEE Tier 1
214331711 | Central HP <5.4 tons | BOSCH | HRCU-A-CB (Split System: Heat Pump with Remote Outdoor Unit-Air-Source) | BOVA-36HDN1-M20G | ASPEN |  | D(A,C,E)36B3G+TXV+TDR | BGH96M100C5B | 30200 | 18.5 | 8.8 | 34000 | 27800 | 81.76% | 2.49 | 0 | 11 |  |  |  | No | R-410A | 2.5167 | Residential & Commercial | Ducted CEE Tier 1
211242559 | Central HP <5.4 tons | GRANDAIRE | HRCU-A-CB (Split System: Heat Pump with Remote Outdoor Unit-Air-Source) | WDLCURAH24ABK |  |  | WLA*364CA* | WFER045B036A* | 24200 | 17 | 8.5 | 26200 | 22600 | 86.26% | 1.86 | 0 | 10 |  |  |  | No | R-410A | 2.0167 | Residential & Commercial | Ducted CEE Tier 1
211242618 | Central HP <5.4 tons | GRANDAIRE | HRCU-A-CB (Split System: Heat Pump with Remote Outdoor Unit-Air-Source) | WDLCURAH24ABK |  |  | WLA*364CA* | WFEL110C060B* | 25200 | 16.5 | 8.5 | 26800 | 21800 | 81.34% | 1.8 | 0 | 10 |  |  |  | No | R-410A | 2.1 | Residential & Commercial | Ducted CEE Tier 1
211242652 | Central HP <5.4 tons | GRANDAIRE | HRCU-A-CB (Split System: Heat Pump with Remote Outdoor Unit-Air-Source) | WDLCURAH24ABK |  |  | WLA*364CA* | WFAX080C060A* | 25000 | 17 | 8.5 | 26600 | 21800 | 81.95% | 1.82 | 0 | 10.5 |  |  |  | No | R-410A | 2.0833 | Residential & Commercial | Ducted CEE Tier 1
211242952 | Central HP <5.4 tons | GRANDAIRE | HRCU-A-CB (Split System: Heat Pump with Remote Outdoor Unit-Air-Source) | WDLCURAH24ABK |  |  | WLA*374BA* | WFSX040A030A* | 24800 | 15.2 | 8.5 | 26200 | 21200 | 80.92% | 1.76 | 0 | 10 |  |  |  | No | R-410A | 2.0667 | Residential & Commercial | Ducted CEE Tier 1
212981711 | Central HP <5.4 tons | GRANDAIRE | HRCU-A-CB (Split System: Heat Pump with Remote Outdoor Unit-Air-Source) | WDLCURAH24ABK |  |  | WLA*254BA* | WFEU100C060B* | 24400 | 17 | 8.5 | 25200 | 23600 | 93.65% | 1.96 | 0 | 10 |  |  |  | No | R-410A | 2.0333 | Residential & Commercial | Ducted CEE Tier 1
213796577 | Central HP <5.4 tons | PAYNE HEATING AND COOLING | HRCU-A-CB (Split System: Heat Pump with Remote Outdoor Unit-Air-Source) | 38MURAQ24AB3* | ADP |  | V,C36H***P219+CBPE3A* |  | 24000 | 16 | 8.9 | 25000 | 22600 | 90.4% | 1.9 | 0 | 10 |  |  |  | No | R-410A | 2 | Residential & Commercial | Ducted CEE Tier 1
213311148 | Central HP <5.4 tons | PAYNE HEATING AND COOLING | HRCU-A-CB (Split System: Heat Pump with Remote Outdoor Unit-Air-Source) | 38MURAQ24AB3* | ADP |  | V36H175P159+CBPE4B* |  | 24200 | 18 | 9 | 25000 | 22600 | 90.4% | 1.92 | 0 | 10.5 |  |  |  | No | R-410A | 2.0167 | Residential & Commercial | Ducted CEE Tier 1
214080675 | Central HP <5.4 tons | ARMSTRONG AIR | HRCU-A-CB (Split System: Heat Pump with Remote Outdoor Unit-Air-Source) | 4SHP22LX124P-**A | ADP |  | H,A,DP15936 | A98USMV070B12 | 23800 | 21 | 8.5 | 22000 | 15400 | 70% | 1.92 | 0 | 13.5 |  |  |  | No | R-410A | 1.9833 | Residential & Commercial | Ducted CEE Tier 1
214264159 | Central HP <5.4 tons | ARMSTRONG AIR | HRCU-A-CB (Split System: Heat Pump with Remote Outdoor Unit-Air-Source) | 4SHP22LX124P-**A | ADP |  | H,A,DG9J936 | A80UH2E090B12 | 24000 | 21 | 8.5 | 22000 | 15400 | 70% | 1.92 | 0 | 13.5 |  |  |  | No | R-410A | 2 | Residential & Commercial | Ducted CEE Tier 1
211227443 | Central HP <5.4 tons | KEEPRITE | HRCU-A-CB (Split System: Heat Pump with Remote Outdoor Unit-Air-Source) | DLCURAH36ABK |  |  | EA*4X42L21A* | *80ESU0802120A | 36800 | 15.5 | 8.5 | 40000 | 35200 | 88% | 1.96 | 0 | 10 |  |  |  | No | R-410A | 3.0667 | Residential & Commercial | Ducted CEE Tier 1
211228036 | Central HP <5.4 tons | KEEPRITE | HRCU-A-CB (Split System: Heat Pump with Remote Outdoor Unit-Air-Source) | DLCURAH36ABK |  |  | EA*4X42L24A* | *95ESN1202422A* | 36600 | 15.2 | 8.1 | 40000 | 35200 | 88% | 1.94 | 0 | 10 |  |  |  | No | R-410A | 3.05 | Residential & Commercial | Ducted CEE Tier 1
211230365 | Central HP <5.4 tons | KEEPRITE | HRCU-A-CB (Split System: Heat Pump with Remote Outdoor Unit-Air-Source) | DLCURAH36ABK |  |  | EN(A,D,W)4X48L21** | OLV112A16A | 36000 | 15.5 | 8.1 | 38500 | 35000 | 90.91% | 2.02 | 0 | 10 |  |  |  | No | R-410A | 3 | Residential & Commercial | Ducted CEE Tier 1
214331764 | Central HP <5.4 tons | BOSCH | HRCU-A-CB (Split System: Heat Pump with Remote Outdoor Unit-Air-Source) | BOVA-60HDN1-M20G | ASPEN |  | D(A,C,E)48B4G+TXV+TDR | BGH96M080C4A | 40500 | 17 | 8.8 | 44500 | 39000 | 87.64% | 2.39 | 0 | 11 |  |  |  | No | R-410A | 3.375 | Residential & Commercial | Ducted CEE Tier 1
214331779 | Central HP <5.4 tons | BOSCH | HRCU-A-CB (Split System: Heat Pump with Remote Outdoor Unit-Air-Source) | BOVA-60HDN1-M20G | ASPEN |  | D(A,C,E)48A3G+TXV+TDR | BGH96M100D5A | 42000 | 17.5 | 8.7 | 46500 | 38500 | 82.8% | 2.27 | 0 | 11.4 |  |  |  | No | R-410A | 3.5 | Residential & Commercial | Ducted CEE Tier 1
214331928 | Central HP <5.4 tons | BOSCH | HRCU-A-CB (Split System: Heat Pump with Remote Outdoor Unit-Air-Source) | BOVB-60HDN1-M20G | ASPEN |  | D(A,C,E)48B4G+TXV+TDR | BGH96M080C4B | 40500 | 17 | 8.8 | 44500 | 39000 | 87.64% | 2.39 | 0 | 11 |  |  |  | No | R-410A | 3.375 | Residential & Commercial | Ducted CEE Tier 1
214331930 | Central HP <5.4 tons | BOSCH | HRCU-A-CB (Split System: Heat Pump with Remote Outdoor Unit-Air-Source) | BOVB-60HDN1-M20G | ASPEN |  | D(A,C,E)60B4G+TXV+TDR | BGH96M080C4B | 41500 | 17 | 8.8 | 44500 | 39000 | 87.64% | 2.39 | 0 | 11.7 |  |  |  | No | R-410A | 3.4583 | Residential & Commercial | Ducted CEE Tier 1
211230483 | Central HP <5.4 tons | KEEPRITE | HRCU-A-CB (Split System: Heat Pump with Remote Outdoor Unit-Air-Source) | DLCURAH36ABK |  |  | EN(A,D)4X48L24** | *80ES(N,L)1352420A* | 36200 | 16 | 8.1 | 38500 | 34800 | 90.39% | 2.02 | 0 | 10 |  |  |  | No | R-410A | 3.0167 | Residential & Commercial | Ducted CEE Tier 1
211229508 | Central HP <5.4 tons | KEEPRITE | HRCU-A-CB (Split System: Heat Pump with Remote Outdoor Unit-Air-Source) | DLCURAH36ABK |  |  | EA*4X48L24A* | *95ESN1002122A* | 37400 | 15.5 | 8.5 | 38500 | 35000 | 90.91% | 2.14 | 0 | 10 |  |  |  | No | R-410A | 3.1167 | Residential & Commercial | Ducted CEE Tier 1
211230126 | Central HP <5.4 tons | KEEPRITE | HRCU-A-CB (Split System: Heat Pump with Remote Outdoor Unit-Air-Source) | DLCURAH36ABK |  |  | EN(A,D,W)4X48L21** | *92ESN0601714A* | 36200 | 16 | 8.1 | 38500 | 34800 | 90.39% | 2.02 | 0 | 10 |  |  |  | No | R-410A | 3.0167 | Residential & Commercial | Ducted CEE Tier 1
211229415 | Central HP <5.4 tons | KEEPRITE | HRCU-A-CB (Split System: Heat Pump with Remote Outdoor Unit-Air-Source) | DLCURAH36ABK |  |  | EA*4X48L24A* | *80VTL1102122A* | 36800 | 16 | 8.5 | 38500 | 34800 | 90.39% | 2.1 | 0 | 10 |  |  |  | No | R-410A | 3.0667 | Residential & Commercial | Ducted CEE Tier 1
212925889 | Central HP <5.4 tons | TOSOT | HRCU-A-C (Split System: Heat Pump with Remote Outdoor Unit with No Indoor Fan --Air Source) | TU60-48WADU | ASPEN |  | C(A,C,D,E)48C44+TDR |  | 47000 | 15.2 | 8.5 | 48000 | 33600 | 70% | 1.8 | 0 | 10 |  |  |  | No | R-410A | 3.9167 | Residential & Commercial | Ducted CEE Tier 1
211226848 | Central HP <5.4 tons | GRANDAIRE | HRCU-A-CB (Split System: Heat Pump with Remote Outdoor Unit-Air-Source) | WDLCURAH36ABK |  |  | WLA*374CA* | WFEL090C060B* | 36800 | 16 | 8.5 | 38500 | 34800 | 90.39% | 2.1 | 0 | 10 |  |  |  | No | R-410A | 3.0667 | Residential & Commercial | Ducted CEE Tier 1
211229140 | Central HP <5.4 tons | KEEPRITE | HRCU-A-CB (Split System: Heat Pump with Remote Outdoor Unit-Air-Source) | DLCURAH36ABK |  |  | EA*4X48L21A* | *95ESU1002120A* | 36200 | 16 | 8.5 | 38500 | 34600 | 89.87% | 2.06 | 0 | 10 |  |  |  | No | R-410A | 3.0167 | Residential & Commercial | Ducted CEE Tier 1
213821567 | Central HP <5.4 tons | TEMPSTAR | HRCU-A-CB (Split System: Heat Pump with Remote Outdoor Unit-Air-Source) | DLCURAH36ABK | ASPEN |  | D(A,C,E)42B34+TDR | *80MS(N,L)0701412A* | 35200 | 16 | 8.1 | 38500 | 32200 | 83.64% | 2.63 | 0 | 10 |  |  |  | No | R-410A | 2.9333 | Residential & Commercial | Ducted CEE Tier 1
212437566 | Central HP <5.4 tons | ARMSTRONG AIR | HRCU-A-CB (Split System: Heat Pump with Remote Outdoor Unit-Air-Source) | 4SHP22LX124P-**A | ADP |  | 36BX** | A80UH2E045A12 | 23600 | 21 | 8.5 | 21400 | 15000 | 70.09% | 1.9 | 0 | 13.5 |  |  |  | No | R-410A | 1.9667 | Residential & Commercial | Ducted CEE Tier 1
212971154 | Central HP <5.4 tons | KEEPRITE | HRCU-A-CB (Split System: Heat Pump with Remote Outdoor Unit-Air-Source) | DLCURAH24ABK |  |  | EA*4X30L14A* | *80VTL0451412B* | 23400 | 17 | 8.5 | 26200 | 25000 | 95.42% | 2.08 | 0 | 10 |  |  |  | No | R-410A | 1.95 | Residential & Commercial | Ducted CEE Tier 1
212978269 | Central HP <5.4 tons | GRANDAIRE | HRCU-A-CB (Split System: Heat Pump with Remote Outdoor Unit-Air-Source) | WDLCURAH18ABK |  |  | WLA*254BA* | WFE*070A036C* | 18200 | 17 | 8.5 | 18000 | 18700 | 103.9% | 2.24 | 0 | 11 |  |  |  | No | R-410A | 1.5167 | Residential & Commercial | Ducted CEE Tier 1
212977753 | Central HP <5.4 tons | GRANDAIRE | HRCU-A-CB (Split System: Heat Pump with Remote Outdoor Unit-Air-Source) | WDLCURAH18ABK |  |  | WLA*254BA* | WFE*045A036C* | 18000 | 16.5 | 8.5 | 17900 | 18700 | 104.5% | 2.24 | 0 | 11 |  |  |  | No | R-410A | 1.5 | Residential & Commercial | Ducted CEE Tier 1
211245911 | Central HP <5.4 tons | KEEPRITE | HRCU-A-CB (Split System: Heat Pump with Remote Outdoor Unit-Air-Source) | DLCURAH24ABK |  |  | FMA4X36**AL* |  | 25800 | 18 | 9 | 27600 | 21000 | 76.09% | 1.8 | 0 | 10.5 |  |  |  | No | R-410A | 2.15 | Residential & Commercial | Ducted CEE Tier 1
213821192 | Central HP <5.4 tons | TEMPSTAR | HRCU-A-CB (Split System: Heat Pump with Remote Outdoor Unit-Air-Source) | DLCURAH24ABK | ASPEN |  | D(A,C,E)30B34+TDR | *80MS(N,L)0701716A* | 22400 | 17.2 | 8.4 | 25200 | 20000 | 79.37% | 2.98 | 0 | 10 |  |  |  | No | R-410A | 1.8667 | Residential & Commercial | Ducted CEE Tier 1
214264157 | Central HP <5.4 tons | ARMSTRONG AIR | HRCU-A-CB (Split System: Heat Pump with Remote Outdoor Unit-Air-Source) | 4SHP22LX124P-**A | ADP |  | H,A,DG9J936 | A80UH2E070A12 | 24000 | 21 | 8.5 | 22000 | 15400 | 70% | 1.92 | 0 | 13.5 |  |  |  | No | R-410A | 2 | Residential & Commercial | Ducted CEE Tier 1
212970950 | Central HP <5.4 tons | KEEPRITE | HRCU-A-CB (Split System: Heat Pump with Remote Outdoor Unit-Air-Source) | DLCURAH18ABK |  |  | EN(A,D)4X30L14** | *80VTL0451412B* | 17400 | 16.5 | 8.1 | 17900 | 18600 | 103.9% | 2.24 | 0 | 11 |  |  |  | No | R-410A | 1.45 | Residential & Commercial | Ducted CEE Tier 1
211242685 | Central HP <5.4 tons | GRANDAIRE | HRCU-A-CB (Split System: Heat Pump with Remote Outdoor Unit-Air-Source) | WDLCURAH24ABK |  |  | WLA*364CA* | WFSX080B048A* | 24800 | 15.5 | 8.5 | 26800 | 22000 | 82.09% | 1.8 | 0 | 10 |  |  |  | No | R-410A | 2.0667 | Residential & Commercial | Ducted CEE Tier 1
212978125 | Central HP <5.4 tons | GRANDAIRE | HRCU-A-CB (Split System: Heat Pump with Remote Outdoor Unit-Air-Source) | WDLCURAH24ABK |  |  | WLA*304AA* | WFE*070A036C* | 23400 | 17 | 8.5 | 26200 | 24600 | 93.89% | 2.06 | 0 | 10 |  |  |  | No | R-410A | 1.95 | Residential & Commercial | Ducted CEE Tier 1
212978641 | Central HP <5.4 tons | GRANDAIRE | HRCU-A-CB (Split System: Heat Pump with Remote Outdoor Unit-Air-Source) | WDLCURAH24ABK |  |  | WLA*254BA* | WFE*070B036C* | 24400 | 17.5 | 8.5 | 25200 | 25000 | 99.21% | 2.1 | 0 | 10.5 |  |  |  | No | R-410A | 2.0333 | Residential & Commercial | Ducted CEE Tier 1
214264156 | Central HP <5.4 tons | ARMSTRONG AIR | HRCU-A-CB (Split System: Heat Pump with Remote Outdoor Unit-Air-Source) | 4SHP22LX124P-**A | ADP |  | H,A,DG9J(1,2)36+TXV | A80UH2E070A12 | 24000 | 21 | 8.5 | 22000 | 15400 | 70% | 1.92 | 0 | 13.5 |  |  |  | No | R-410A | 2 | Residential & Commercial | Ducted CEE Tier 1
214264205 | Central HP <5.4 tons | ARMSTRONG AIR | HRCU-A-CB (Split System: Heat Pump with Remote Outdoor Unit-Air-Source) | 4SHP22LX124P-**A | ADP |  | H,A,DG9J936 | A96US2V070B12 | 23800 | 21 | 8.5 | 22000 | 15400 | 70% | 1.92 | 0 | 13.5 |  |  |  | No | R-410A | 1.9833 | Residential & Commercial | Ducted CEE Tier 1
214264213 | Central HP <5.4 tons | ARMSTRONG AIR | HRCU-A-CB (Split System: Heat Pump with Remote Outdoor Unit-Air-Source) | 4SHP22LX124P-**A | ADP |  | H,A,DG9J(1,2)36+TXV | A97US2V070B12S | 23800 | 21 | 8.5 | 22000 | 15400 | 70% | 1.92 | 0 | 13.5 |  |  |  | No | R-410A | 1.9833 | Residential & Commercial | Ducted CEE Tier 1
214264158 | Central HP <5.4 tons | ARMSTRONG AIR | HRCU-A-CB (Split System: Heat Pump with Remote Outdoor Unit-Air-Source) | 4SHP22LX124P-**A | ADP |  | H,A,DG9J(1,2)36+TXV | A80UH2E090B12 | 24000 | 21 | 8.5 | 22000 | 15400 | 70% | 1.92 | 0 | 13.5 |  |  |  | No | R-410A | 2 | Residential & Commercial | Ducted CEE Tier 1
214584492 | Central HP <5.4 tons | BOSCH | HRCU-A-C (Split System: Heat Pump with Remote Outdoor Unit with No Indoor Fan --Air Source) | BOVA-36HDN1-M20G | ASPEN |  | D(A,C,E)36B34+TDR |  | 21800 | 15.2 | 8.8 | 23800 | 20000 | 84.03% | 2 | 0 | 11.9 |  |  |  | No | R-410A | 1.8167 | Residential & Commercial | Ducted CEE Tier 1
214584499 | Central HP <5.4 tons | BOSCH | HRCU-A-C (Split System: Heat Pump with Remote Outdoor Unit with No Indoor Fan --Air Source) | BOVA-36HDN1-M20G | ASPEN |  | D(A,C,E)30C44+TDR |  | 22400 | 15.2 | 8.9 | 24000 | 22600 | 94.17% | 2 | 0 | 12 |  |  |  | No | R-410A | 1.8667 | Residential & Commercial | Ducted CEE Tier 1
214584517 | Central HP <5.4 tons | BOSCH | HRCU-A-C (Split System: Heat Pump with Remote Outdoor Unit with No Indoor Fan --Air Source) | BOVB-36HDN1-M20G | ASPEN |  | D(A,C,E)30C44+TDR |  | 22400 | 15.2 | 8.9 | 24000 | 33600 | 140% | 1.81 | 0 | 12 |  |  |  | No | R-410A | 1.8667 | Residential & Commercial | Ducted CEE Tier 1
214584493 | Central HP <5.4 tons | BOSCH | HRCU-A-C (Split System: Heat Pump with Remote Outdoor Unit with No Indoor Fan --Air Source) | BOVA-36HDN1-M20G | ASPEN |  | D(A,C,E)24C44+TDR |  | 22000 | 15.2 | 8.8 | 24000 | 19100 | 79.58% | 1.94 | 0 | 11.9 |  |  |  | No | R-410A | 1.8333 | Residential & Commercial | Ducted CEE Tier 1
214584509 | Central HP <5.4 tons | BOSCH | HRCU-A-C (Split System: Heat Pump with Remote Outdoor Unit with No Indoor Fan --Air Source) | BOVB-36HDN1-M20G | ASPEN |  | D(A,C,E)36A44+TDR |  | 21800 | 15.2 | 8.7 | 23800 | 33000 | 138.7% | 1.9 | 0 | 11.8 |  |  |  | No | R-410A | 1.8167 | Residential & Commercial | Ducted CEE Tier 1
214331683 | Central HP <5.4 tons | BOSCH | HRCU-A-CB (Split System: Heat Pump with Remote Outdoor Unit-Air-Source) | BOVA-36HDN1-M20G | ASPEN |  | D(A,C,E)24B3G+TXV+TDR | BGH96M060B3A | 21800 | 18 | 8.5 | 23800 | 22200 | 93.28% | 2.19 | 0 | 11 |  |  |  | No | R-410A | 1.8167 | Residential & Commercial | Ducted CEE Tier 1
214331708 | Central HP <5.4 tons | BOSCH | HRCU-A-CB (Split System: Heat Pump with Remote Outdoor Unit-Air-Source) | BOVA-36HDN1-M20G | ASPEN |  | D(A,C,E)48A3G+TXV+TDR | BGH96M080C4B | 31600 | 17.5 | 8.6 | 33800 | 26400 | 78.11% | 2.42 | 0 | 10.9 |  |  |  | No | R-410A | 2.6333 | Residential & Commercial | Ducted CEE Tier 1
214331849 | Central HP <5.4 tons | BOSCH | HRCU-A-CB (Split System: Heat Pump with Remote Outdoor Unit-Air-Source) | BOVB-36HDN1-M20G | ASPEN |  | D(A,C,E)30B3G+TXV+TDR | BGH96M080B3B | 22200 | 18 | 8.7 | 23800 | 22200 | 93.28% | 2.21 | 0 | 11.8 |  |  |  | No | R-410A | 1.85 | Residential & Commercial | Ducted CEE Tier 1
214723130 | Central HP <5.4 tons | BOSCH | HRCU-A-CB (Split System: Heat Pump with Remote Outdoor Unit-Air-Source) | BOVA-36HDN1-M20G | ASPEN |  | L(E,F)W36B4 |  | 21800 | 18 | 8.5 | 23600 | 17600 | 74.58% | 2 | 0 | 11.7 |  |  |  | No | R-410A | 1.8167 | Residential & Commercial | Ducted CEE Tier 1
214063858 | Central HP <5.4 tons | BOSCH | HRCU-A-CB (Split System: Heat Pump with Remote Outdoor Unit-Air-Source) | BOVA-36HDN1-M20G | ASPEN |  | D(A,C,E)36C44+TDR | BGH96M080C4A | 32600 | 17.5 | 9 | 34200 | 26600 | 77.78% | 2.51 | 0 | 11 |  |  |  | No | R-410A | 2.7167 | Residential & Commercial | Ducted CEE Tier 1
214063865 | Central HP <5.4 tons | BOSCH | HRCU-A-CB (Split System: Heat Pump with Remote Outdoor Unit-Air-Source) | BOVA-36HDN1-M20G | ASPEN |  | D(A,C,E)36A34+TDR | BGH96M100C5B | 29800 | 18.5 | 8.7 | 34000 | 27400 | 80.59% | 2.43 | 0 | 11 |  |  |  | No | R-410A | 2.4833 | Residential & Commercial | Ducted CEE Tier 1
214063867 | Central HP <5.4 tons | BOSCH | HRCU-A-CB (Split System: Heat Pump with Remote Outdoor Unit-Air-Source) | BOVA-36HDN1-M20G | ASPEN |  | D(A,C,E)36C44+TDR | BGH96M100C5B | 31200 | 18.5 | 9 | 34200 | 27600 | 80.7% | 2.51 | 0 | 11.9 |  |  |  | No | R-410A | 2.6 | Residential & Commercial | Ducted CEE Tier 1
214063999 | Central HP <5.4 tons | BOSCH | HRCU-A-CB (Split System: Heat Pump with Remote Outdoor Unit-Air-Source) | BOVB-36HDN1-M20G | ASPEN |  | D(A,C,E)36B34+TDR | BGH96M080B3A | 22400 | 18 | 8.8 | 23800 | 22400 | 94.12% | 2.26 | 0 | 11.9 |  |  |  | No | R-410A | 1.8667 | Residential & Commercial | Ducted CEE Tier 1
214331917 | Central HP <5.4 tons | BOSCH | HRCU-A-CB (Split System: Heat Pump with Remote Outdoor Unit-Air-Source) | BOVB-60HDN1-M20G | ASPEN |  | D(A,C,E)48D4G+TXV+TDR | BGH96M080B3A | 41500 | 17 | 8.8 | 43500 | 39500 | 90.8% | 2.4 | 0 | 11.7 |  |  |  | No | R-410A | 3.4583 | Residential & Commercial | Ducted CEE Tier 1
214331940 | Central HP <5.4 tons | BOSCH | HRCU-A-CB (Split System: Heat Pump with Remote Outdoor Unit-Air-Source) | BOVB-60HDN1-M20G | ASPEN |  | D(A,C,E)48B4G+TXV+TDR | BGH96M100D5A | 43500 | 17.5 | 9 | 47000 | 38500 | 81.91% | 2.32 | 0 | 11.6 |  |  |  | No | R-410A | 3.625 | Residential & Commercial | Ducted CEE Tier 1
214063917 | Central HP <5.4 tons | BOSCH | HRCU-A-CB (Split System: Heat Pump with Remote Outdoor Unit-Air-Source) | BOVA-60HDN1-M20G | ASPEN |  | D(A,C,E)60B44+TDR | BGH96M080B3B | 41500 | 17 | 8.8 | 43500 | 39500 | 90.8% | 2.4 | 0 | 11.7 |  |  |  | No | R-410A | 3.4583 | Residential & Commercial | Ducted CEE Tier 1
214063940 | Central HP <5.4 tons | BOSCH | HRCU-A-CB (Split System: Heat Pump with Remote Outdoor Unit-Air-Source) | BOVA-60HDN1-M20G | ASPEN |  | D(A,C,E)48D44+TDR | BGH96M100D5B | 44500 | 17.5 | 9 | 47000 | 38500 | 81.91% | 2.32 | 0 | 11.7 |  |  |  | No | R-410A | 3.7083 | Residential & Commercial | Ducted CEE Tier 1
214063947 | Central HP <5.4 tons | BOSCH | HRCU-A-CB (Split System: Heat Pump with Remote Outdoor Unit-Air-Source) | BOVA-60HDN1-M20G | ASPEN |  | D(A,C,E)48B44+TDR | BGH96M120D5B | 43500 | 17.5 | 9 | 47000 | 38500 | 81.91% | 2.32 | 0 | 11.6 |  |  |  | No | R-410A | 3.625 | Residential & Commercial | Ducted CEE Tier 1
213607733 | Central HP <5.4 tons | GRANDAIRE | HRCU-A-CB (Split System: Heat Pump with Remote Outdoor Unit-Air-Source) | WDLCURAH36ABK |  |  | WBGL364BC |  | 35400 | 16.5 | 8.5 | 38000 | 35200 | 92.63% | 1.86 | 0 | 10 |  |  |  | No | R-410A | 2.95 | Residential & Commercial | Ducted CEE Tier 1
211173336 | Central HP <5.4 tons | Century | HRCU-A-CB (Split System: Heat Pump with Remote Outdoor Unit-Air-Source) | HRG1536S1R-**A | ASPEN |  | C(A,C,D,E)48D34+TDR | GDD96C110C5M | 35400 | 16.4 | 8.2 | 32000 | 22400 | 70% | 2.8 | 0 | 13 |  |  |  | No | R-410A | 2.95 | Residential & Commercial | Ducted CEE Tier 1
211226812 | Central HP <5.4 tons | GRANDAIRE | HRCU-A-CB (Split System: Heat Pump with Remote Outdoor Unit-Air-Source) | WDLCURAH36ABK |  |  | WLA*374CA* | WFEL070C048B* | 37200 | 15.5 | 8.5 | 38500 | 35000 | 90.91% | 2.12 | 0 | 10 |  |  |  | No | R-410A | 3.1 | Residential & Commercial | Ducted CEE Tier 1
212979166 | Central HP <5.4 tons | GRANDAIRE | HRCU-A-CB (Split System: Heat Pump with Remote Outdoor Unit-Air-Source) | WDLCURAH24ABK |  |  | WLA*364BA* | WFE*070B048C* | 23800 | 17 | 8.5 | 26200 | 23600 | 90.08% | 1.98 | 0 | 10 |  |  |  | No | R-410A | 1.9833 | Residential & Commercial | Ducted CEE Tier 1
212981783 | Central HP <5.4 tons | GRANDAIRE | HRCU-A-CB (Split System: Heat Pump with Remote Outdoor Unit-Air-Source) | WDLCURAH24ABK |  |  | WLNC244BA* | WFEU100C060B* | 23200 | 16 | 8.5 | 27000 | 24000 | 88.89% | 1.98 | 0 | 10 |  |  |  | No | R-410A | 1.9333 | Residential & Commercial | Ducted CEE Tier 1
212982335 | Central HP <5.4 tons | GRANDAIRE | HRCU-A-CB (Split System: Heat Pump with Remote Outdoor Unit-Air-Source) | WDLCURAH24ABK |  |  | WLNC244BA* | WFEU040B036B* | 23200 | 16 | 8.5 | 26200 | 24800 | 94.66% | 2.06 | 0 | 10 |  |  |  | No | R-410A | 1.9333 | Residential & Commercial | Ducted CEE Tier 1
212983205 | Central HP <5.4 tons | GRANDAIRE | HRCU-A-CB (Split System: Heat Pump with Remote Outdoor Unit-Air-Source) | WDLCURAH24ABK |  |  | WLA*374CA* | WFAX040B036B* | 24000 | 16 | 8.1 | 25400 | 25600 | 100.8% | 2.12 | 0 | 10 |  |  |  | No | R-410A | 2 | Residential & Commercial | Ducted CEE Tier 1
212407340 | Central HP <5.4 tons | PAYNE HEATING AND COOLING | HRCU-A-CB (Split System: Heat Pump with Remote Outdoor Unit-Air-Source) | 38MURAQ24AB3* | ADP |  | H,PG81936 | PG92ESAA60100C** | 25000 | 17 | 8.5 | 25000 | 21400 | 85.6% | 1.82 | 0 | 10.5 |  |  |  | No | R-410A | 2.0833 | Residential & Commercial | Ducted CEE Tier 1
211261901 | Central HP <5.4 tons | KEEPRITE | HRCU-A-CB (Split System: Heat Pump with Remote Outdoor Unit-Air-Source) | DLCURAH18ABK |  |  | EA*4X30L17A* | *95ESN0601412A* | 18000 | 16 | 8.5 | 18500 | 18500 | 100% | 2.22 | 0 | 10.5 |  |  |  | No | R-410A | 1.5 | Residential & Commercial | Ducted CEE Tier 1
214064092 | Central HP <5.4 tons | BOSCH | HRCU-A-CB (Split System: Heat Pump with Remote Outdoor Unit-Air-Source) | BOVB-60HDN1-M20G | ASPEN |  | D(A,C,E)48D44+TDR | BGH96M100C5B | 44000 | 17.5 | 8.8 | 46500 | 39000 | 83.87% | 2.35 | 0 | 11.7 |  |  |  | No | R-410A | 3.6667 | Residential & Commercial | Ducted CEE Tier 1
213821199 | Central HP <5.4 tons | TEMPSTAR | HRCU-A-CB (Split System: Heat Pump with Remote Outdoor Unit-Air-Source) | DLCURAH24ABK | ASPEN |  | D(A,C,E)36B34+TDR | *80MS(N,L)0702116A* | 23800 | 17.5 | 8.5 | 26400 | 20200 | 76.52% | 2.92 | 0 | 10 |  |  |  | No | R-410A | 1.9833 | Residential & Commercial | Ducted CEE Tier 1
213821242 | Central HP <5.4 tons | TEMPSTAR | HRCU-A-CB (Split System: Heat Pump with Remote Outdoor Unit-Air-Source) | DLCURAH24ABK | ASPEN |  | D(A,C,E)30B34+TDR | *92MSN0401712A* | 23000 | 16 | 8.5 | 26400 | 20400 | 77.27% | 2.88 | 0 | 10 |  |  |  | No | R-410A | 1.9167 | Residential & Commercial | Ducted CEE Tier 1
213821308 | Central HP <5.4 tons | TEMPSTAR | HRCU-A-CB (Split System: Heat Pump with Remote Outdoor Unit-Air-Source) | DLCURAH24ABK | ASPEN |  | D(A,C,E)30C44+TDR | *96VTN0401712B* | 23400 | 16.5 | 8.5 | 26200 | 20200 | 77.1% | 2.84 | 0 | 10 |  |  |  | No | R-410A | 1.95 | Residential & Commercial | Ducted CEE Tier 1
213821324 | Central HP <5.4 tons | TEMPSTAR | HRCU-A-CB (Split System: Heat Pump with Remote Outdoor Unit-Air-Source) | DLCURAH24ABK | ASPEN |  | D(A,C,E)36B34+TDR | *96VTN0801716B* | 23400 | 17 | 8.5 | 26000 | 20200 | 77.69% | 2.91 | 0 | 10 |  |  |  | No | R-410A | 1.95 | Residential & Commercial | Ducted CEE Tier 1
213821326 | Central HP <5.4 tons | TEMPSTAR | HRCU-A-CB (Split System: Heat Pump with Remote Outdoor Unit-Air-Source) | DLCURAH24ABK | ASPEN |  | D(A,C,E)24B44+TDR | *96VTN0802120B* | 23600 | 17 | 8.5 | 26400 | 20200 | 76.52% | 2.92 | 0 | 10 |  |  |  | No | R-410A | 1.9667 | Residential & Commercial | Ducted CEE Tier 1
211245530 | Central HP <5.4 tons | KEEPRITE | HRCU-A-CB (Split System: Heat Pump with Remote Outdoor Unit-Air-Source) | DLCURAH24ABK |  |  | EN(A,D)4X36L21** | *80VTL0701716A* | 24200 | 17 | 8.1 | 26200 | 23000 | 87.79% | 1.9 | 0 | 10.5 |  |  |  | No | R-410A | 2.0167 | Residential & Commercial | Ducted CEE Tier 1
211245561 | Central HP <5.4 tons | KEEPRITE | HRCU-A-CB (Split System: Heat Pump with Remote Outdoor Unit-Air-Source) | DLCURAH24ABK |  |  | EN(A,D)4X36L21** | *96VTN0802120A* | 23600 | 17 | 8.1 | 25800 | 23800 | 92.25% | 1.98 | 0 | 10.5 |  |  |  | No | R-410A | 1.9667 | Residential & Commercial | Ducted CEE Tier 1
213821601 | Central HP <5.4 tons | TEMPSTAR | HRCU-A-CB (Split System: Heat Pump with Remote Outdoor Unit-Air-Source) | DLCURAH36ABK | ASPEN |  | D(A,C,E)36B34+TDR | *80VTL0451412B* | 34600 | 16 | 8.1 | 38500 | 32200 | 83.64% | 2.64 | 0 | 10 |  |  |  | No | R-410A | 2.8833 | Residential & Commercial | Ducted CEE Tier 1
211228452 | Central HP <5.4 tons | KEEPRITE | HRCU-A-CB (Split System: Heat Pump with Remote Outdoor Unit-Air-Source) | DLCURAH36ABK |  |  | EA*4X43L21A* | *92ESN0802120A* | 37400 | 16 | 8.5 | 38500 | 34800 | 90.39% | 2.14 | 0 | 10 |  |  |  | No | R-410A | 3.1167 | Residential & Commercial | Ducted CEE Tier 1
212925894 | Central HP <5.4 tons | TOSOT | HRCU-A-C (Split System: Heat Pump with Remote Outdoor Unit with No Indoor Fan --Air Source) | TU36-24WADU | ASPEN |  | C(A,C,D,E)24B34+TDR |  | 23000 | 15.2 | 8.5 | 24000 | 21600 | 90% | 1.8 | 0 | 11 |  |  |  | No | R-410A | 1.9167 | Residential & Commercial | Ducted CEE Tier 1
212628158 | Central HP <5.4 tons | ARCOAIRE | HRCU-A-CB (Split System: Heat Pump with Remote Outdoor Unit-Air-Source) | DLCURAH36ABK | ADP |  | BV**B9937 |  | 36000 | 16 | 8.1 | 38000 | 35000 | 92.11% | 1.82 | 0 | 10 |  |  |  | No | R-410A | 3 | Residential & Commercial | Ducted CEE Tier 1
214331712 | Central HP <5.4 tons | BOSCH | HRCU-A-CB (Split System: Heat Pump with Remote Outdoor Unit-Air-Source) | BOVA-36HDN1-M20G | ASPEN |  | D(A,C,E)36C4G+TXV+TDR | BGH96M100C5B | 31200 | 18.5 | 9 | 34200 | 27600 | 80.7% | 2.51 | 0 | 11.9 |  |  |  | No | R-410A | 2.6 | Residential & Commercial | Ducted CEE Tier 1
214595283 | Central HP <5.4 tons | BOSCH | HRCU-A-C (Split System: Heat Pump with Remote Outdoor Unit with No Indoor Fan --Air Source) | BOVA-36HDN1-M20G | ASPEN |  | CM36B36+TDR |  | 21800 | 15.2 | 8.8 | 23800 | 16900 | 71.01% | 1.97 | 0 | 11.9 |  |  |  | No | R-410A | 1.8167 | Residential & Commercial | Ducted CEE Tier 1
214595284 | Central HP <5.4 tons | BOSCH | HRCU-A-C (Split System: Heat Pump with Remote Outdoor Unit with No Indoor Fan --Air Source) | BOVB-36HDN1-M20G | ASPEN |  | CM36B36+TDR |  | 21800 | 15.2 | 8.8 | 23800 | 16900 | 71.01% | 1.75 | 0 | 11.9 |  |  |  | No | R-410A | 1.8167 | Residential & Commercial | Ducted CEE Tier 1
214595301 | Central HP <5.4 tons | BOSCH | HRCU-A-C (Split System: Heat Pump with Remote Outdoor Unit with No Indoor Fan --Air Source) | BOVA-36HDN1-M20G | ASPEN |  | D(A,C,E)36B46+TDR |  | 22000 | 15.2 | 8.8 | 23800 | 16900 | 71.01% | 1.99 | 0 | 11.9 |  |  |  | No | R-410A | 1.8333 | Residential & Commercial | Ducted CEE Tier 1
214595303 | Central HP <5.4 tons | BOSCH | HRCU-A-C (Split System: Heat Pump with Remote Outdoor Unit with No Indoor Fan --Air Source) | BOVA-36HDN1-M20G | ASPEN |  | D(A,C,E)36C36+TDR |  | 22200 | 15.2 | 8.9 | 24000 | 19400 | 80.83% | 1.98 | 0 | 11.9 |  |  |  | No | R-410A | 1.85 | Residential & Commercial | Ducted CEE Tier 1
214595317 | Central HP <5.4 tons | BOSCH | HRCU-A-C (Split System: Heat Pump with Remote Outdoor Unit with No Indoor Fan --Air Source) | BOVB-36HDN1-M20G | ASPEN |  | D(A,C,E)24C46+TDR |  | 22000 | 15.2 | 8.8 | 24000 | 28000 | 116.7% | 1.9 | 0 | 11.9 |  |  |  | No | R-410A | 1.8333 | Residential & Commercial | Ducted CEE Tier 1
214063993 | Central HP <5.4 tons | BOSCH | HRCU-A-CB (Split System: Heat Pump with Remote Outdoor Unit-Air-Source) | BOVB-36HDN1-M20G | ASPEN |  | D(A,C,E)36C44+TDR | BGH96M060B3B | 23200 | 18 | 9 | 24000 | 22200 | 92.5% | 2.28 | 0 | 12 |  |  |  | No | R-410A | 1.9333 | Residential & Commercial | Ducted CEE Tier 1
214063910 | Central HP <5.4 tons | BOSCH | HRCU-A-CB (Split System: Heat Pump with Remote Outdoor Unit-Air-Source) | BOVA-60HDN1-M20G | ASPEN |  | D(A,C,E)48A34+TDR | BGH96M080B3A | 39500 | 17 | 8.5 | 43000 | 39000 | 90.7% | 2.33 | 0 | 11.4 |  |  |  | No | R-410A | 3.2917 | Residential & Commercial | Ducted CEE Tier 1
214063911 | Central HP <5.4 tons | BOSCH | HRCU-A-CB (Split System: Heat Pump with Remote Outdoor Unit-Air-Source) | BOVA-60HDN1-M20G | ASPEN |  | D(A,C,E)48B44+TDR | BGH96M080B3A | 40500 | 17 | 8.8 | 43500 | 39500 | 90.8% | 2.4 | 0 | 11 |  |  |  | No | R-410A | 3.375 | Residential & Commercial | Ducted CEE Tier 1
213077192 | Central HP <5.4 tons | KEEPRITE | HRCU-A-CB (Split System: Heat Pump with Remote Outdoor Unit-Air-Source) | DLCURAH36ABK |  |  | EA*4X48L24A* | *96VSN1002120B* | 35800 | 16 | 8.5 | 38000 | 34800 | 91.58% | 2.02 | 0 | 10 |  |  |  | No | R-410A | 2.9833 | Residential & Commercial | Ducted CEE Tier 1
211226861 | Central HP <5.4 tons | GRANDAIRE | HRCU-A-CB (Split System: Heat Pump with Remote Outdoor Unit-Air-Source) | WDLCURAH36ABK |  |  | WLA*374CA* | WFER110C060A* | 37000 | 15.5 | 8.5 | 38500 | 34800 | 90.39% | 2.12 | 0 | 10 |  |  |  | No | R-410A | 3.0833 | Residential & Commercial | Ducted CEE Tier 1
212979664 | Central HP <5.4 tons | GRANDAIRE | HRCU-A-CB (Split System: Heat Pump with Remote Outdoor Unit-Air-Source) | WDLCURAH36ABK |  |  | WLA*484CA* | WFE*090B042C* | 35800 | 16.5 | 8.5 | 37800 | 35200 | 93.12% | 1.78 | 0 | 10 |  |  |  | No | R-410A | 2.9833 | Residential & Commercial | Ducted CEE Tier 1
210597899 | Central HP <5.4 tons | ARCOAIRE | HRCU-A-CB (Split System: Heat Pump with Remote Outdoor Unit-Air-Source) | HVH825GKA2* |  |  | EA*4X42L24A*+WALLCON | *80CSU1002120A* | 23800 | 16.5 | 8.1 | 21400 | 16700 | 78.04% | 1.96 | 0 | 10.5 |  |  |  | No | R-410A | 1.9833 | Residential & Commercial | Ducted CEE Tier 1
210597935 | Central HP <5.4 tons | ARCOAIRE | HRCU-A-CB (Split System: Heat Pump with Remote Outdoor Unit-Air-Source) | HVH825GKA2* |  |  | EA*4X43L21A*+WALLCON | *80CSU0401712A* | 24400 | 17 | 8.5 | 21200 | 16600 | 78.3% | 2.04 | 0 | 11 |  |  |  | No | R-410A | 2.0333 | Residential & Commercial | Ducted CEE Tier 1
210598283 | Central HP <5.4 tons | ARCOAIRE | HRCU-A-CB (Split System: Heat Pump with Remote Outdoor Unit-Air-Source) | HVH825GKA2* |  |  | EHD4X48AAL+WALLCON | *96CTN0601714A* | 24200 | 16 | 8.1 | 21400 | 16700 | 78.04% | 2 | 0 | 10.5 |  |  |  | No | R-410A | 2.0167 | Residential & Commercial | Ducted CEE Tier 1
210598478 | Central HP <5.4 tons | ARCOAIRE | HRCU-A-CB (Split System: Heat Pump with Remote Outdoor Unit-Air-Source) | HVH825GKA2* |  |  | EN(A,D,W)4X48L21**+WALLCON | *80CSU1002120A* | 24000 | 16.5 | 8.1 | 21400 | 16600 | 77.57% | 2 | 0 | 11 |  |  |  | No | R-410A | 2 | Residential & Commercial | Ducted CEE Tier 1
210597911 | Central HP <5.4 tons | ARCOAIRE | HRCU-A-CB (Split System: Heat Pump with Remote Outdoor Unit-Air-Source) | HVH825GKA2* |  |  | EA*4X42L24A*+WALLCON | *95CSU1002122A* | 23800 | 17 | 8.1 | 21400 | 16600 | 77.57% | 1.96 | 0 | 11 |  |  |  | No | R-410A | 1.9833 | Residential & Commercial | Ducted CEE Tier 1
210598063 | Central HP <5.4 tons | ARCOAIRE | HRCU-A-CB (Split System: Heat Pump with Remote Outdoor Unit-Air-Source) | HVH825GKA2* |  |  | EA*4X48L24A*+WALLCON | *80CSU1002120A* | 24000 | 16.5 | 8.1 | 21000 | 16600 | 79.05% | 2.02 | 0 | 11 |  |  |  | No | R-410A | 2 | Residential & Commercial | Ducted CEE Tier 1
213607643 | Central HP <5.4 tons | GRANDAIRE | HRCU-A-CB (Split System: Heat Pump with Remote Outdoor Unit-Air-Source) | WDLCURAH24ABK |  |  | WBGL364BC |  | 24600 | 17.5 | 9 | 25800 | 22400 | 86.82% | 1.86 | 0 | 10.5 |  |  |  | No | R-410A | 2.05 | Residential & Commercial | Ducted CEE Tier 1
211241694 | Central HP <5.4 tons | GRANDAIRE | HRCU-A-CB (Split System: Heat Pump with Remote Outdoor Unit-Air-Source) | WDLCURAH24ABK |  |  | WLA*304BA* | WFAX060A036A* | 23400 | 17 | 8.5 | 25800 | 24200 | 93.8% | 2.02 | 0 | 10 |  |  |  | No | R-410A | 1.95 | Residential & Commercial | Ducted CEE Tier 1
211241209 | Central HP <5.4 tons | GRANDAIRE | HRCU-A-CB (Split System: Heat Pump with Remote Outdoor Unit-Air-Source) | WDLCURAH24ABK |  |  | WLA*254BA* | WFEU060B048A* | 25600 | 17 | 8.5 | 26000 | 20600 | 79.23% | 1.76 | 0 | 10.5 |  |  |  | No | R-410A | 2.1333 | Residential & Commercial | Ducted CEE Tier 1
210599201 | Central HP <5.4 tons | ARCOAIRE | HRCU-A-CB (Split System: Heat Pump with Remote Outdoor Unit-Air-Source) | HVH837GKA** |  |  | EA*4X60L24A*+WALLCON | *96CTN1202422A* | 32800 | 18 | 8.5 | 31800 | 24800 | 77.99% | 2 | 0 | 11.7 |  |  |  | No | R-410A | 2.7333 | Residential & Commercial | Ducted CEE Tier 1
210599249 | Central HP <5.4 tons | ARCOAIRE | HRCU-A-CB (Split System: Heat Pump with Remote Outdoor Unit-Air-Source) | HVH837GKA** |  |  | EA*4X61L21A*+WALLCON | *95CSU0802120A* | 33200 | 18 | 8.5 | 32000 | 24800 | 77.5% | 2 | 0 | 11.5 |  |  |  | No | R-410A | 2.7667 | Residential & Commercial | Ducted CEE Tier 1
210599301 | Central HP <5.4 tons | ARCOAIRE | HRCU-A-CB (Split System: Heat Pump with Remote Outdoor Unit-Air-Source) | HVH837GKA** |  |  | EA*4X61L24A*+WALLCON | *96CTN1002122A* | 33200 | 18 | 8.5 | 32000 | 24800 | 77.5% | 2 | 0 | 12 |  |  |  | No | R-410A | 2.7667 | Residential & Commercial | Ducted CEE Tier 1
210599434 | Central HP <5.4 tons | ARCOAIRE | HRCU-A-CB (Split System: Heat Pump with Remote Outdoor Unit-Air-Source) | HVH837GKA** |  |  | EHD4X60AAL+WALLCON | *96CTN0801714A* | 32800 | 16.5 | 8.1 | 32600 | 25200 | 77.3% | 1.98 | 0 | 11 |  |  |  | No | R-410A | 2.7333 | Residential & Commercial | Ducted CEE Tier 1
215250406 | Central HP <5.4 tons | GE Appliances | HRCU-A-CB (Split System: Heat Pump with Remote Outdoor Unit-Air-Source) | AUH4860ZGDA* | ASPEN |  | L(E,G)M60M4 |  | 48000 | 17 | 9 | 48000 | 39000 | 81.25% | 1.8 | 0 | 11 |  |  |  | No | R-410A | 4 | Residential & Commercial | Ducted CEE Tier 1
214264204 | Central HP <5.4 tons | ARMSTRONG AIR | HRCU-A-CB (Split System: Heat Pump with Remote Outdoor Unit-Air-Source) | 4SHP22LX124P-**A | ADP |  | H,A,DG9J(1,2)36+TXV | A96US2V070B12 | 23800 | 21 | 8.5 | 22000 | 15400 | 70% | 1.92 | 0 | 13.5 |  |  |  | No | R-410A | 1.9833 | Residential & Commercial | Ducted CEE Tier 1
214331943 | Central HP <5.4 tons | BOSCH | HRCU-A-CB (Split System: Heat Pump with Remote Outdoor Unit-Air-Source) | BOVB-60HDN1-M20G | ASPEN |  | D(A,C,E)48A3G+TXV+TDR | BGH96M100D5B | 42000 | 17.5 | 8.7 | 46500 | 38500 | 82.8% | 2.27 | 0 | 11.4 |  |  |  | No | R-410A | 3.5 | Residential & Commercial | Ducted CEE Tier 1
214331952 | Central HP <5.4 tons | BOSCH | HRCU-A-CB (Split System: Heat Pump with Remote Outdoor Unit-Air-Source) | BOVB-60HDN1-M20G | ASPEN |  | D(A,C,E)48B4G+TXV+TDR | BGH96M120D5B | 43500 | 17.5 | 9 | 47000 | 38500 | 81.91% | 2.32 | 0 | 11.6 |  |  |  | No | R-410A | 3.625 | Residential & Commercial | Ducted CEE Tier 1
214331766 | Central HP <5.4 tons | BOSCH | HRCU-A-CB (Split System: Heat Pump with Remote Outdoor Unit-Air-Source) | BOVA-60HDN1-M20G | ASPEN |  | D(A,C,E)60B4G+TXV+TDR | BGH96M080C4A | 41500 | 17 | 8.8 | 44500 | 39000 | 87.64% | 2.39 | 0 | 11.7 |  |  |  | No | R-410A | 3.4583 | Residential & Commercial | Ducted CEE Tier 1
214064074 | Central HP <5.4 tons | BOSCH | HRCU-A-CB (Split System: Heat Pump with Remote Outdoor Unit-Air-Source) | BOVB-60HDN1-M20G | ASPEN |  | D(A,C,E)48A34+TDR | BGH96M080B3B | 39500 | 17 | 8.5 | 43000 | 39000 | 90.7% | 2.33 | 0 | 11.4 |  |  |  | No | R-410A | 3.2917 | Residential & Commercial | Ducted CEE Tier 1
214064076 | Central HP <5.4 tons | BOSCH | HRCU-A-CB (Split System: Heat Pump with Remote Outdoor Unit-Air-Source) | BOVB-60HDN1-M20G | ASPEN |  | D(A,C,E)48D44+TDR | BGH96M080B3B | 41500 | 17 | 8.8 | 43500 | 39500 | 90.8% | 2.4 | 0 | 11.7 |  |  |  | No | R-410A | 3.4583 | Residential & Commercial | Ducted CEE Tier 1
214064083 | Central HP <5.4 tons | BOSCH | HRCU-A-CB (Split System: Heat Pump with Remote Outdoor Unit-Air-Source) | BOVB-60HDN1-M20G | ASPEN |  | D(A,C,E)48B44+TDR | BGH96M080C4B | 40500 | 17 | 8.8 | 44500 | 39000 | 87.64% | 2.39 | 0 | 11 |  |  |  | No | R-410A | 3.375 | Residential & Commercial | Ducted CEE Tier 1
214064108 | Central HP <5.4 tons | BOSCH | HRCU-A-CB (Split System: Heat Pump with Remote Outdoor Unit-Air-Source) | BOVB-60HDN1-M20G | ASPEN |  | D(A,C,E)48D44+TDR | BGH96M120D5B | 44500 | 17.5 | 9 | 47000 | 38500 | 81.91% | 2.32 | 0 | 11.7 |  |  |  | No | R-410A | 3.7083 | Residential & Commercial | Ducted CEE Tier 1
214063920 | Central HP <5.4 tons | BOSCH | HRCU-A-CB (Split System: Heat Pump with Remote Outdoor Unit-Air-Source) | BOVA-60HDN1-M20G | ASPEN |  | D(A,C,E)48D44+TDR | BGH96M080C4A | 41500 | 17 | 8.8 | 44500 | 39000 | 87.64% | 2.39 | 0 | 11.7 |  |  |  | No | R-410A | 3.4583 | Residential & Commercial | Ducted CEE Tier 1
214063937 | Central HP <5.4 tons | BOSCH | HRCU-A-CB (Split System: Heat Pump with Remote Outdoor Unit-Air-Source) | BOVA-60HDN1-M20G | ASPEN |  | D(A,C,E)60B44+TDR | BGH96M100D5A | 44000 | 17.5 | 9 | 47000 | 38500 | 81.91% | 2.32 | 0 | 11.7 |  |  |  | No | R-410A | 3.6667 | Residential & Commercial | Ducted CEE Tier 1
214064070 | Central HP <5.4 tons | BOSCH | HRCU-A-CB (Split System: Heat Pump with Remote Outdoor Unit-Air-Source) | BOVB-60HDN1-M20G | ASPEN |  | D(A,C,E)48A34+TDR | BGH96M080B3A | 39500 | 17 | 8.5 | 43000 | 39000 | 90.7% | 2.33 | 0 | 11.4 |  |  |  | No | R-410A | 3.2917 | Residential & Commercial | Ducted CEE Tier 1
214064071 | Central HP <5.4 tons | BOSCH | HRCU-A-CB (Split System: Heat Pump with Remote Outdoor Unit-Air-Source) | BOVB-60HDN1-M20G | ASPEN |  | D(A,C,E)48B44+TDR | BGH96M080B3A | 40500 | 17 | 8.8 | 43500 | 39500 | 90.8% | 2.4 | 0 | 11 |  |  |  | No | R-410A | 3.375 | Residential & Commercial | Ducted CEE Tier 1
211752353 | Central HP <5.4 tons | ARMSTRONG AIR | HRCU-A-CB (Split System: Heat Pump with Remote Outdoor Unit-Air-Source) | 4SHP22LX124P-**A | ADP |  | H,A,DE34936 | A96US2V070B12 | 23800 | 21 | 8.5 | 22000 | 15400 | 70% | 1.92 | 0 | 13.5 |  |  |  | No | R-410A | 1.9833 | Residential & Commercial | Ducted CEE Tier 1
214063982 | Central HP <5.4 tons | BOSCH | HRCU-A-CB (Split System: Heat Pump with Remote Outdoor Unit-Air-Source) | BOVB-36HDN1-M20G | ASPEN |  | D(A,C,E)24B34+TDR | BGH96M060B3A | 21800 | 18 | 8.5 | 23800 | 22200 | 93.28% | 2.19 | 0 | 11 |  |  |  | No | R-410A | 1.8167 | Residential & Commercial | Ducted CEE Tier 1
214063839 | Central HP <5.4 tons | BOSCH | HRCU-A-CB (Split System: Heat Pump with Remote Outdoor Unit-Air-Source) | BOVA-36HDN1-M20G | ASPEN |  | D(A,C,E)30B34+TDR | BGH96M060B3A | 22200 | 18 | 8.7 | 23800 | 22200 | 93.28% | 2.23 | 0 | 11.8 |  |  |  | No | R-410A | 1.85 | Residential & Commercial | Ducted CEE Tier 1
214063864 | Central HP <5.4 tons | BOSCH | HRCU-A-CB (Split System: Heat Pump with Remote Outdoor Unit-Air-Source) | BOVA-36HDN1-M20G | ASPEN |  | D(A,C,E)36C44+TDR | BGH96M100C5A | 31200 | 18.5 | 9 | 34200 | 27600 | 80.7% | 2.51 | 0 | 11.9 |  |  |  | No | R-410A | 2.6 | Residential & Commercial | Ducted CEE Tier 1
214064015 | Central HP <5.4 tons | BOSCH | HRCU-A-CB (Split System: Heat Pump with Remote Outdoor Unit-Air-Source) | BOVB-36HDN1-M20G | ASPEN |  | D(A,C,E)36A34+TDR | BGH96M080C4B | 31000 | 17.5 | 8.6 | 33800 | 26400 | 78.11% | 2.41 | 0 | 10.7 |  |  |  | No | R-410A | 2.5833 | Residential & Commercial | Ducted CEE Tier 1
214064017 | Central HP <5.4 tons | BOSCH | HRCU-A-CB (Split System: Heat Pump with Remote Outdoor Unit-Air-Source) | BOVB-36HDN1-M20G | ASPEN |  | D(A,C,E)36C44+TDR | BGH96M080C4B | 32600 | 17.5 | 9 | 34200 | 26600 | 77.78% | 2.51 | 0 | 11 |  |  |  | No | R-410A | 2.7167 | Residential & Commercial | Ducted CEE Tier 1
214063849 | Central HP <5.4 tons | BOSCH | HRCU-A-CB (Split System: Heat Pump with Remote Outdoor Unit-Air-Source) | BOVA-36HDN1-M20G | ASPEN |  | D(A,C,E)30B34+TDR | BGH96M080B3A | 22200 | 18 | 8.7 | 23800 | 22200 | 93.28% | 2.21 | 0 | 11.8 |  |  |  | No | R-410A | 1.85 | Residential & Commercial | Ducted CEE Tier 1
212437663 | Central HP <5.4 tons | ARMSTRONG AIR | HRCU-A-CB (Split System: Heat Pump with Remote Outdoor Unit-Air-Source) | 4SHP22LX124P-**A | ADP |  | 36CX** | A97USMV070B12 | 23800 | 21 | 8.5 | 22000 | 15400 | 70% | 1.92 | 0 | 13.5 |  |  |  | No | R-410A | 1.9833 | Residential & Commercial | Ducted CEE Tier 1
214264142 | Central HP <5.4 tons | ARMSTRONG AIR | HRCU-A-CB (Split System: Heat Pump with Remote Outdoor Unit-Air-Source) | 4SHP22LX124P-**A | ADP |  | H,A,DG9J(1,2)36+TXV | A80UH1E045A12 | 23400 | 21 | 8.5 | 21200 | 14900 | 70.28% | 1.86 | 0 | 13.5 |  |  |  | No | R-410A | 1.95 | Residential & Commercial | Ducted CEE Tier 1
214063931 | Central HP <5.4 tons | BOSCH | HRCU-A-CB (Split System: Heat Pump with Remote Outdoor Unit-Air-Source) | BOVA-60HDN1-M20G | ASPEN |  | D(A,C,E)48B44+TDR | BGH96M100C5B | 43000 | 17.5 | 8.8 | 46500 | 39000 | 83.87% | 2.35 | 0 | 11.6 |  |  |  | No | R-410A | 3.5833 | Residential & Commercial | Ducted CEE Tier 1
214064099 | Central HP <5.4 tons | BOSCH | HRCU-A-CB (Split System: Heat Pump with Remote Outdoor Unit-Air-Source) | BOVB-60HDN1-M20G | ASPEN |  | D(A,C,E)48B44+TDR | BGH96M100D5B | 43500 | 17.5 | 9 | 47000 | 38500 | 81.91% | 2.32 | 0 | 11.6 |  |  |  | No | R-410A | 3.625 | Residential & Commercial | Ducted CEE Tier 1
214064101 | Central HP <5.4 tons | BOSCH | HRCU-A-CB (Split System: Heat Pump with Remote Outdoor Unit-Air-Source) | BOVB-60HDN1-M20G | ASPEN |  | D(A,C,E)60B44+TDR | BGH96M100D5B | 44000 | 17.5 | 9 | 47000 | 38500 | 81.91% | 2.32 | 0 | 11.7 |  |  |  | No | R-410A | 3.6667 | Residential & Commercial | Ducted CEE Tier 1
212925886 | Central HP <5.4 tons | TOSOT | HRCU-A-C (Split System: Heat Pump with Remote Outdoor Unit with No Indoor Fan --Air Source) | TU36-24WADU | ASPEN |  | D(A,C,E)24A44+TDR |  | 23000 | 15.2 | 8.5 | 24000 | 21600 | 90% | 1.8 | 0 | 11 |  |  |  | No | R-410A | 1.9167 | Residential & Commercial | Ducted CEE Tier 1
213078719 | Central HP <5.4 tons | KEEPRITE | HRCU-A-CB (Split System: Heat Pump with Remote Outdoor Unit-Air-Source) | DLCURAH36ABK |  |  | EN(A,D,W)4X48L21** | *80MS(N,L)1102120A* | 36400 | 16.5 | 8.1 | 38500 | 35000 | 90.91% | 2.02 | 0 | 10.5 |  |  |  | No | R-410A | 3.0333 | Residential & Commercial | Ducted CEE Tier 1
212384782 | Central HP <5.4 tons | KEEPRITE | HRCU-A-CB (Split System: Heat Pump with Remote Outdoor Unit-Air-Source) | DLCURAH36ABK |  |  | EN(A,D,W)4X48L21** | *80ES(N,L)0701716A* | 35800 | 16 | 8.1 | 39000 | 34800 | 89.23% | 2 | 0 | 10 |  |  |  | No | R-410A | 2.9833 | Residential & Commercial | Ducted CEE Tier 1
214331859 | Central HP <5.4 tons | BOSCH | HRCU-A-CB (Split System: Heat Pump with Remote Outdoor Unit-Air-Source) | BOVB-36HDN1-M20G | ASPEN |  | D(A,C,E)48A3G+TXV+TDR | BGH96M080C4A | 31600 | 17.5 | 8.6 | 33800 | 26400 | 78.11% | 2.42 | 0 | 10.9 |  |  |  | No | R-410A | 2.6333 | Residential & Commercial | Ducted CEE Tier 1
214331868 | Central HP <5.4 tons | BOSCH | HRCU-A-CB (Split System: Heat Pump with Remote Outdoor Unit-Air-Source) | BOVB-36HDN1-M20G | ASPEN |  | D(A,C,E)36D3G+TXV+TDR | BGH96M100C5A | 31000 | 18.5 | 9 | 34200 | 27600 | 80.7% | 2.51 | 0 | 11.8 |  |  |  | No | R-410A | 2.5833 | Residential & Commercial | Ducted CEE Tier 1
214331841 | Central HP <5.4 tons | BOSCH | HRCU-A-CB (Split System: Heat Pump with Remote Outdoor Unit-Air-Source) | BOVB-36HDN1-M20G | ASPEN |  | D(A,C,E)24B3G+TXV+TDR | BGH96M080B3A | 21800 | 18 | 8.5 | 23800 | 22200 | 93.28% | 2.19 | 0 | 11 |  |  |  | No | R-410A | 1.8167 | Residential & Commercial | Ducted CEE Tier 1
214595306 | Central HP <5.4 tons | BOSCH | HRCU-A-C (Split System: Heat Pump with Remote Outdoor Unit with No Indoor Fan --Air Source) | BOVA-36HDN1-M20G | ASPEN |  | D(A,C,E)36D36+TDR |  | 22400 | 15.2 | 9 | 24000 | 22600 | 94.17% | 2 | 0 | 12 |  |  |  | No | R-410A | 1.8667 | Residential & Commercial | Ducted CEE Tier 1
214063866 | Central HP <5.4 tons | BOSCH | HRCU-A-CB (Split System: Heat Pump with Remote Outdoor Unit-Air-Source) | BOVA-36HDN1-M20G | ASPEN |  | D(A,C,E)36B34+TDR | BGH96M100C5B | 30200 | 18.5 | 8.8 | 34000 | 27800 | 81.76% | 2.49 | 0 | 11 |  |  |  | No | R-410A | 2.5167 | Residential & Commercial | Ducted CEE Tier 1
214064014 | Central HP <5.4 tons | BOSCH | HRCU-A-CB (Split System: Heat Pump with Remote Outdoor Unit-Air-Source) | BOVB-36HDN1-M20G | ASPEN |  | D(A,C,E)48A34+TDR | BGH96M080C4A | 31600 | 17.5 | 8.6 | 33800 | 26400 | 78.11% | 2.42 | 0 | 10.9 |  |  |  | No | R-410A | 2.6333 | Residential & Commercial | Ducted CEE Tier 1
214064023 | Central HP <5.4 tons | BOSCH | HRCU-A-CB (Split System: Heat Pump with Remote Outdoor Unit-Air-Source) | BOVB-36HDN1-M20G | ASPEN |  | D(A,C,E)36D34+TDR | BGH96M100C5A | 31000 | 18.5 | 9 | 34200 | 27600 | 80.7% | 2.51 | 0 | 11.8 |  |  |  | No | R-410A | 2.5833 | Residential & Commercial | Ducted CEE Tier 1
213077748 | Central HP <5.4 tons | KEEPRITE | HRCU-A-CB (Split System: Heat Pump with Remote Outdoor Unit-Air-Source) | DLCURAH36ABK |  |  | EA*4X43L21A* | *96VTN1002122B* | 36800 | 16.5 | 8.5 | 38000 | 34800 | 91.58% | 2.08 | 0 | 10 |  |  |  | No | R-410A | 3.0667 | Residential & Commercial | Ducted CEE Tier 1
213078101 | Central HP <5.4 tons | KEEPRITE | HRCU-A-CB (Split System: Heat Pump with Remote Outdoor Unit-Air-Source) | DLCURAH36ABK |  |  | EA*4X43L21A* | *80MS(N,L)0701716A* | 36600 | 16 | 8.5 | 38500 | 35000 | 90.91% | 2.06 | 0 | 10 |  |  |  | No | R-410A | 3.05 | Residential & Commercial | Ducted CEE Tier 1
213078428 | Central HP <5.4 tons | KEEPRITE | HRCU-A-CB (Split System: Heat Pump with Remote Outdoor Unit-Air-Source) | DLCURAH36ABK |  |  | EA*4X42L24A* | *80MS(N,L)0902116A* | 35200 | 16.5 | 8.1 | 38500 | 35000 | 90.91% | 1.88 | 0 | 10 |  |  |  | No | R-410A | 2.9333 | Residential & Commercial | Ducted CEE Tier 1
213079563 | Central HP <5.4 tons | KEEPRITE | HRCU-A-CB (Split System: Heat Pump with Remote Outdoor Unit-Air-Source) | DLCURAH36ABK |  |  | EA*4X42L21A* | *92MSN0801716A* | 35400 | 16 | 8.1 | 38500 | 35000 | 90.91% | 1.88 | 0 | 10 |  |  |  | No | R-410A | 2.95 | Residential & Commercial | Ducted CEE Tier 1
213080299 | Central HP <5.4 tons | KEEPRITE | HRCU-A-CB (Split System: Heat Pump with Remote Outdoor Unit-Air-Source) | DLCURAH36ABK |  |  | EA*4X42L21A* | *96MSN1002120A* | 35400 | 16 | 8.1 | 38500 | 35000 | 90.91% | 1.88 | 0 | 10 |  |  |  | No | R-410A | 2.95 | Residential & Commercial | Ducted CEE Tier 1
213080167 | Central HP <5.4 tons | KEEPRITE | HRCU-A-CB (Split System: Heat Pump with Remote Outdoor Unit-Air-Source) | DLCURAH36ABK |  |  | EA*4X42L21A* | *96MSN0802120A* | 35600 | 16 | 8.1 | 38500 | 35200 | 91.43% | 1.9 | 0 | 10 |  |  |  | No | R-410A | 2.9667 | Residential & Commercial | Ducted CEE Tier 1
213080251 | Central HP <5.4 tons | KEEPRITE | HRCU-A-CB (Split System: Heat Pump with Remote Outdoor Unit-Air-Source) | DLCURAH36ABK |  |  | EN(A,D,W)4X48L21** | *96MSN0802120A* | 36200 | 16 | 8.1 | 38500 | 35000 | 90.91% | 2.02 | 0 | 10 |  |  |  | No | R-410A | 3.0167 | Residential & Commercial | Ducted CEE Tier 1
212159487 | Central HP <5.4 tons | ARMSTRONG AIR | HRCU-A-CB (Split System: Heat Pump with Remote Outdoor Unit-Air-Source) | 4SHP22LX124P-**A | ADP |  | H,A,DE33936 | A80UH1E045A12 | 23400 | 21 | 8.5 | 21200 | 14900 | 70.28% | 1.86 | 0 | 13.5 |  |  |  | No | R-410A | 1.95 | Residential & Commercial | Ducted CEE Tier 1
212159737 | Central HP <5.4 tons | ARMSTRONG AIR | HRCU-A-CB (Split System: Heat Pump with Remote Outdoor Unit-Air-Source) | 4SHP22LX124P-**A | ADP |  | H,A,DE33936 | A80UH2E090B12 | 24000 | 21 | 8.5 | 22000 | 15400 | 70% | 1.92 | 0 | 13.5 |  |  |  | No | R-410A | 2 | Residential & Commercial | Ducted CEE Tier 1
211226540 | Central HP <5.4 tons | GRANDAIRE | HRCU-A-CB (Split System: Heat Pump with Remote Outdoor Unit-Air-Source) | WDLCURAH36ABK |  |  | WLA*374BA* | WFER090B042A* | 36400 | 15.5 | 8.5 | 38500 | 35000 | 90.91% | 2.04 | 0 | 10 |  |  |  | No | R-410A | 3.0333 | Residential & Commercial | Ducted CEE Tier 1
214723114 | Central HP <5.4 tons | BOSCH | HRCU-A-CB (Split System: Heat Pump with Remote Outdoor Unit-Air-Source) | BOVA-24HDN1-M15G | ASPEN |  | A(E,F)W184+TDR |  | 16700 | 15.2 | 8.1 | 17800 | 12900 | 72.47% | 1.81 | 0 | 11.5 |  |  |  | No | R-410A | 1.3917 | Residential & Commercial | Ducted CEE Tier 1
213076855 | Central HP <5.4 tons | KEEPRITE | HRCU-A-CB (Split System: Heat Pump with Remote Outdoor Unit-Air-Source) | DLCURAH36ABK |  |  | EN(A,D)4X48L24** | *80VTL1102122B* | 36400 | 16.5 | 8.1 | 38500 | 35000 | 90.91% | 2.02 | 0 | 10.5 |  |  |  | No | R-410A | 3.0333 | Residential & Commercial | Ducted CEE Tier 1
212970463 | Central HP <5.4 tons | KEEPRITE | HRCU-A-CB (Split System: Heat Pump with Remote Outdoor Unit-Air-Source) | DLCURAH36ABK |  |  | END4X42L17** | *80VSL0701716B* | 35600 | 15.5 | 8.1 | 38500 | 35000 | 90.91% | 1.94 | 0 | 10 |  |  |  | No | R-410A | 2.9667 | Residential & Commercial | Ducted CEE Tier 1
211242095 | Central HP <5.4 tons | GRANDAIRE | HRCU-A-CB (Split System: Heat Pump with Remote Outdoor Unit-Air-Source) | WDLCURAH24ABK |  |  | WLA*364BA* | WFER045B036A* | 24200 | 16.5 | 8.5 | 26200 | 22600 | 86.26% | 1.88 | 0 | 10 |  |  |  | No | R-410A | 2.0167 | Residential & Commercial | Ducted CEE Tier 1
211242130 | Central HP <5.4 tons | GRANDAIRE | HRCU-A-CB (Split System: Heat Pump with Remote Outdoor Unit-Air-Source) | WDLCURAH24ABK |  |  | WLA*364BA* | WFAX060A036A* | 23600 | 17 | 8.5 | 25600 | 23600 | 92.19% | 1.96 | 0 | 10 |  |  |  | No | R-410A | 1.9667 | Residential & Commercial | Ducted CEE Tier 1
211242897 | Central HP <5.4 tons | GRANDAIRE | HRCU-A-CB (Split System: Heat Pump with Remote Outdoor Unit-Air-Source) | WDLCURAH24ABK |  |  | WLA*374BA* | WFEU040B036A* | 24400 | 17.5 | 8.5 | 25400 | 21800 | 85.83% | 1.82 | 0 | 10.5 |  |  |  | No | R-410A | 2.0333 | Residential & Commercial | Ducted CEE Tier 1
211244133 | Central HP <5.4 tons | GRANDAIRE | HRCU-A-CB (Split System: Heat Pump with Remote Outdoor Unit-Air-Source) | WDLCURAH24ABK |  |  | WLNC244BA* | WFER070B036A* | 23800 | 16 | 8.5 | 27000 | 23200 | 85.93% | 1.9 | 0 | 10 |  |  |  | No | R-410A | 1.9833 | Residential & Commercial | Ducted CEE Tier 1
211244752 | Central HP <5.4 tons | GRANDAIRE | HRCU-A-CB (Split System: Heat Pump with Remote Outdoor Unit-Air-Source) | WDLCURAH24ABK |  |  | WLNC304BA* | WFAX080B048A* | 24200 | 17 | 8.1 | 26200 | 22800 | 87.02% | 1.88 | 0 | 10.5 |  |  |  | No | R-410A | 2.0167 | Residential & Commercial | Ducted CEE Tier 1
211244785 | Central HP <5.4 tons | GRANDAIRE | HRCU-A-CB (Split System: Heat Pump with Remote Outdoor Unit-Air-Source) | WDLCURAH24ABK |  |  | WLNC304BA* | WFAX040A030A* | 24000 | 15.2 | 8.1 | 26600 | 22800 | 85.71% | 1.86 | 0 | 10 |  |  |  | No | R-410A | 2 | Residential & Commercial | Ducted CEE Tier 1
211245119 | Central HP <5.4 tons | GRANDAIRE | HRCU-A-CB (Split System: Heat Pump with Remote Outdoor Unit-Air-Source) | WDLCURAH24ABK |  |  | WLN(C,W)364BA* | WFER045A036A* | 24600 | 16 | 8.1 | 26600 | 22400 | 84.21% | 1.84 | 0 | 10.5 |  |  |  | No | R-410A | 2.05 | Residential & Commercial | Ducted CEE Tier 1
211245188 | Central HP <5.4 tons | GRANDAIRE | HRCU-A-CB (Split System: Heat Pump with Remote Outdoor Unit-Air-Source) | WDLCURAH24ABK |  |  | WLN(C,W)364BA* | WFAX080B048A* | 24200 | 17 | 8.1 | 26200 | 22800 | 87.02% | 1.88 | 0 | 10.5 |  |  |  | No | R-410A | 2.0167 | Residential & Commercial | Ducted CEE Tier 1
214264209 | Central HP <5.4 tons | ARMSTRONG AIR | HRCU-A-CB (Split System: Heat Pump with Remote Outdoor Unit-Air-Source) | 4SHP22LX124P-**A | ADP |  | H,A,DG9J(1,2)36+TXV | A97US2V040B12X | 23800 | 21 | 8.5 | 22000 | 15400 | 70% | 1.92 | 0 | 13.5 |  |  |  | No | R-410A | 1.9833 | Residential & Commercial | Ducted CEE Tier 1
212160177 | Central HP <5.4 tons | ARMSTRONG AIR | HRCU-A-CB (Split System: Heat Pump with Remote Outdoor Unit-Air-Source) | 4SHP22LX124P-**A | ADP |  | H,A,DE32936 | A97US2V060B12X | 23600 | 20 | 8.45 | 22000 | 15400 | 70% | 1.88 | 0 | 13 |  |  |  | No | R-410A | 1.9667 | Residential & Commercial | Ducted CEE Tier 1
212160195 | Central HP <5.4 tons | ARMSTRONG AIR | HRCU-A-CB (Split System: Heat Pump with Remote Outdoor Unit-Air-Source) | 4SHP22LX124P-**A | ADP |  | PL36H175P159 | A97US2V060B12X | 23800 | 20 | 8.5 | 22000 | 15400 | 70% | 1.9 | 0 | 13.5 |  |  |  | No | R-410A | 1.9833 | Residential & Commercial | Ducted CEE Tier 1
213796564 | Central HP <5.4 tons | PAYNE HEATING AND COOLING | HRCU-A-CB (Split System: Heat Pump with Remote Outdoor Unit-Air-Source) | 38MURAQ18AB3* | ADP |  | V,C36H***P039+CBPE3A* |  | 17500 | 15.5 | 8.7 | 17000 | 19400 | 114.1% | 2.32 | 0 | 10.5 |  |  |  | No | R-410A | 1.4583 | Residential & Commercial | Ducted CEE Tier 1
214331762 | Central HP <5.4 tons | BOSCH | HRCU-A-CB (Split System: Heat Pump with Remote Outdoor Unit-Air-Source) | BOVA-60HDN1-M20G | ASPEN |  | D(A,C,E)60B4G+TXV+TDR | BGH96M080B3B | 41500 | 17 | 8.8 | 43500 | 39500 | 90.8% | 2.4 | 0 | 11.7 |  |  |  | No | R-410A | 3.4583 | Residential & Commercial | Ducted CEE Tier 1
211228900 | Central HP <5.4 tons | GRANDAIRE | HRCU-A-CB (Split System: Heat Pump with Remote Outdoor Unit-Air-Source) | WDLCURAH36ABK |  |  | WLA*484CA* | WFEU100C060A* | 36000 | 16 | 8.5 | 38500 | 34600 | 89.87% | 2.06 | 0 | 10 |  |  |  | No | R-410A | 3 | Residential & Commercial | Ducted CEE Tier 1
211226704 | Central HP <5.4 tons | GRANDAIRE | HRCU-A-CB (Split System: Heat Pump with Remote Outdoor Unit-Air-Source) | WDLCURAH36ABK |  |  | WLA*374BA* | WFSU060B048A* | 36200 | 15.5 | 8.5 | 38500 | 35000 | 90.91% | 2.02 | 0 | 10 |  |  |  | No | R-410A | 3.0167 | Residential & Commercial | Ducted CEE Tier 1
211226837 | Central HP <5.4 tons | GRANDAIRE | HRCU-A-CB (Split System: Heat Pump with Remote Outdoor Unit-Air-Source) | WDLCURAH36ABK |  |  | WLA*374CA* | WFER090C048A* | 36600 | 16 | 8.5 | 38500 | 34800 | 90.39% | 2.1 | 0 | 10 |  |  |  | No | R-410A | 3.05 | Residential & Commercial | Ducted CEE Tier 1
214331777 | Central HP <5.4 tons | BOSCH | HRCU-A-CB (Split System: Heat Pump with Remote Outdoor Unit-Air-Source) | BOVA-60HDN1-M20G | ASPEN |  | D(A,C,E)48D4G+TXV+TDR | BGH96M100C5B | 44000 | 17.5 | 8.8 | 46500 | 39000 | 83.87% | 2.35 | 0 | 11.7 |  |  |  | No | R-410A | 3.6667 | Residential & Commercial | Ducted CEE Tier 1
214331780 | Central HP <5.4 tons | BOSCH | HRCU-A-CB (Split System: Heat Pump with Remote Outdoor Unit-Air-Source) | BOVA-60HDN1-M20G | ASPEN |  | D(A,C,E)48B4G+TXV+TDR | BGH96M100D5A | 43500 | 17.5 | 9 | 47000 | 38500 | 81.91% | 2.32 | 0 | 11.6 |  |  |  | No | R-410A | 3.625 | Residential & Commercial | Ducted CEE Tier 1
214312483 | Central HP <5.4 tons | BOSCH | HRCU-A-C (Split System: Heat Pump with Remote Outdoor Unit with No Indoor Fan --Air Source) | BOVB-36HDN1-M20G | ASPEN |  | CM36B34+TDR |  | 21800 | 15.2 | 8.8 | 23800 | 16900 | 71.01% | 1.75 | 0 | 11.9 |  |  |  | No | R-410A | 1.8167 | Residential & Commercial | Ducted CEE Tier 1
214584515 | Central HP <5.4 tons | BOSCH | HRCU-A-C (Split System: Heat Pump with Remote Outdoor Unit with No Indoor Fan --Air Source) | BOVB-36HDN1-M20G | ASPEN |  | D(A,C,E)36C34+TDR |  | 22200 | 15.2 | 8.9 | 24000 | 29400 | 122.5% | 1.95 | 0 | 11.9 |  |  |  | No | R-410A | 1.85 | Residential & Commercial | Ducted CEE Tier 1
215350395 | Central HP <5.4 tons | BOSCH | HRCU-A-CB (Split System: Heat Pump with Remote Outdoor Unit-Air-Source) | BOVA-36HDN1-M20G | ASPEN |  | AE*S+DM36A34+TDR |  | 22200 | 19.9 | 8.9 | 23600 | 27000 | 114.4% | 2.45 | 0 | 12.7 |  |  |  | No | R-410A | 1.85 | Residential & Commercial | Ducted CEE Tier 1
214331697 | Central HP <5.4 tons | BOSCH | HRCU-A-CB (Split System: Heat Pump with Remote Outdoor Unit-Air-Source) | BOVA-36HDN1-M20G | ASPEN |  | D(A,C,E)30B3G+TXV+TDR | BGH96M080B3B | 22200 | 18 | 8.7 | 23800 | 22200 | 93.28% | 2.21 | 0 | 11.8 |  |  |  | No | R-410A | 1.85 | Residential & Commercial | Ducted CEE Tier 1
214331846 | Central HP <5.4 tons | BOSCH | HRCU-A-CB (Split System: Heat Pump with Remote Outdoor Unit-Air-Source) | BOVB-36HDN1-M20G | ASPEN |  | D(A,C,E)36D3G+TXV+TDR | BGH96M080B3A | 23000 | 18 | 9 | 24000 | 22200 | 92.5% | 2.28 | 0 | 12 |  |  |  | No | R-410A | 1.9167 | Residential & Commercial | Ducted CEE Tier 1
214331861 | Central HP <5.4 tons | BOSCH | HRCU-A-CB (Split System: Heat Pump with Remote Outdoor Unit-Air-Source) | BOVB-36HDN1-M20G | ASPEN |  | D(A,C,E)36B3G+TXV+TDR | BGH96M080C4B | 31400 | 17.5 | 8.7 | 34000 | 26400 | 77.65% | 2.44 | 0 | 10.8 |  |  |  | No | R-410A | 2.6167 | Residential & Commercial | Ducted CEE Tier 1
210598079 | Central HP <5.4 tons | ARCOAIRE | HRCU-A-CB (Split System: Heat Pump with Remote Outdoor Unit-Air-Source) | HVH825GKA2* |  |  | EA*4X48L24A*+WALLCON | *96CTN1002122A* | 24200 | 16.5 | 8.1 | 21000 | 16500 | 78.57% | 2.02 | 0 | 11 |  |  |  | No | R-410A | 2.0167 | Residential & Commercial | Ducted CEE Tier 1
214331945 | Central HP <5.4 tons | BOSCH | HRCU-A-CB (Split System: Heat Pump with Remote Outdoor Unit-Air-Source) | BOVB-60HDN1-M20G | ASPEN |  | D(A,C,E)48D4G+TXV+TDR | BGH96M100D5B | 44500 | 17.5 | 9 | 47000 | 38500 | 81.91% | 2.32 | 0 | 11.7 |  |  |  | No | R-410A | 3.7083 | Residential & Commercial | Ducted CEE Tier 1
214063943 | Central HP <5.4 tons | BOSCH | HRCU-A-CB (Split System: Heat Pump with Remote Outdoor Unit-Air-Source) | BOVA-60HDN1-M20G | ASPEN |  | D(A,C,E)48B44+TDR | BGH96M120D5A | 43500 | 17.5 | 9 | 47000 | 38500 | 81.91% | 2.32 | 0 | 11.6 |  |  |  | No | R-410A | 3.625 | Residential & Commercial | Ducted CEE Tier 1
214063946 | Central HP <5.4 tons | BOSCH | HRCU-A-CB (Split System: Heat Pump with Remote Outdoor Unit-Air-Source) | BOVA-60HDN1-M20G | ASPEN |  | D(A,C,E)48A34+TDR | BGH96M120D5B | 42000 | 17.5 | 8.7 | 46500 | 38500 | 82.8% | 2.27 | 0 | 11.4 |  |  |  | No | R-410A | 3.5 | Residential & Commercial | Ducted CEE Tier 1
213088203 | Central HP <5.4 tons | ARCOAIRE | HRCU-A-CB (Split System: Heat Pump with Remote Outdoor Unit-Air-Source) | DLCURAH36ABK | ADP |  | H,GG35936+AEFE3A* |  | 36000 | 16 | 8.1 | 38000 | 35000 | 92.11% | 1.82 | 0 | 10 |  |  |  | No | R-410A | 3 | Residential & Commercial | Ducted CEE Tier 1
212970733 | Central HP <5.4 tons | KEEPRITE | HRCU-A-CB (Split System: Heat Pump with Remote Outdoor Unit-Air-Source) | DLCURAH36ABK |  |  | EN(A,D,W)4X48L21** | *80VSL0902120B* | 36000 | 16.5 | 8.1 | 38500 | 35000 | 90.91% | 2 | 0 | 10 |  |  |  | No | R-410A | 3 | Residential & Commercial | Ducted CEE Tier 1
212969963 | Central HP <5.4 tons | KEEPRITE | HRCU-A-CB (Split System: Heat Pump with Remote Outdoor Unit-Air-Source) | DLCURAH36ABK |  |  | END4X42L17** | *80VSL0451412B* | 35400 | 16 | 8.1 | 38500 | 35000 | 90.91% | 1.94 | 0 | 10 |  |  |  | No | R-410A | 2.95 | Residential & Commercial | Ducted CEE Tier 1
213080498 | Central HP <5.4 tons | KEEPRITE | HRCU-A-CB (Split System: Heat Pump with Remote Outdoor Unit-Air-Source) | DLCURAH36ABK |  |  | EN(A,D)4X48L24** | *96MSN1402422A* | 35800 | 16.5 | 8.1 | 38500 | 35000 | 90.91% | 2 | 0 | 10 |  |  |  | No | R-410A | 2.9833 | Residential & Commercial | Ducted CEE Tier 1
213080215 | Central HP <5.4 tons | KEEPRITE | HRCU-A-CB (Split System: Heat Pump with Remote Outdoor Unit-Air-Source) | DLCURAH36ABK |  |  | EA*4X48L24A* | *96MSN0802120A* | 36000 | 16 | 8.5 | 38000 | 34800 | 91.58% | 2.04 | 0 | 10 |  |  |  | No | R-410A | 3 | Residential & Commercial | Ducted CEE Tier 1
213079281 | Central HP <5.4 tons | KEEPRITE | HRCU-A-CB (Split System: Heat Pump with Remote Outdoor Unit-Air-Source) | DLCURAH36ABK |  |  | EA*4X48L24A* | *80MSU0802120A* | 35600 | 16.5 | 8.5 | 37800 | 34600 | 91.53% | 2.06 | 0 | 10 |  |  |  | No | R-410A | 2.9667 | Residential & Commercial | Ducted CEE Tier 1
213078945 | Central HP <5.4 tons | KEEPRITE | HRCU-A-CB (Split System: Heat Pump with Remote Outdoor Unit-Air-Source) | DLCURAH36ABK |  |  | EN(A,D,W)4X48L21** | *80MSU1002120A* | 35800 | 16.5 | 8.5 | 38500 | 34800 | 90.39% | 2 | 0 | 10 |  |  |  | No | R-410A | 2.9833 | Residential & Commercial | Ducted CEE Tier 1
213079197 | Central HP <5.4 tons | KEEPRITE | HRCU-A-CB (Split System: Heat Pump with Remote Outdoor Unit-Air-Source) | DLCURAH36ABK |  |  | EN(A,D)4X48L24** | *80MSU0601716A* | 35800 | 17 | 8.1 | 38000 | 34800 | 91.58% | 2 | 0 | 10.5 |  |  |  | No | R-410A | 2.9833 | Residential & Commercial | Ducted CEE Tier 1
213078795 | Central HP <5.4 tons | KEEPRITE | HRCU-A-CB (Split System: Heat Pump with Remote Outdoor Unit-Air-Source) | DLCURAH36ABK |  |  | EA*4X42L24A* | *80MS(N,L)1552420A* | 35600 | 16.5 | 8.1 | 38500 | 35000 | 90.91% | 1.9 | 0 | 10 |  |  |  | No | R-410A | 2.9667 | Residential & Commercial | Ducted CEE Tier 1
213078861 | Central HP <5.4 tons | KEEPRITE | HRCU-A-CB (Split System: Heat Pump with Remote Outdoor Unit-Air-Source) | DLCURAH36ABK |  |  | EA*4X37L21A* | *80MSU1002120A* | 36400 | 16 | 8.5 | 38000 | 34800 | 91.58% | 2.1 | 0 | 10 |  |  |  | No | R-410A | 3.0333 | Residential & Commercial | Ducted CEE Tier 1
213078527 | Central HP <5.4 tons | KEEPRITE | HRCU-A-CB (Split System: Heat Pump with Remote Outdoor Unit-Air-Source) | DLCURAH36ABK |  |  | EA*4X42L24A* | *80MS(N,L)0902120A* | 35400 | 16.5 | 8.1 | 38500 | 35000 | 90.91% | 1.9 | 0 | 10 |  |  |  | No | R-410A | 2.95 | Residential & Commercial | Ducted CEE Tier 1
214331845 | Central HP <5.4 tons | BOSCH | HRCU-A-CB (Split System: Heat Pump with Remote Outdoor Unit-Air-Source) | BOVB-36HDN1-M20G | ASPEN |  | D(A,C,E)36C4G+TXV+TDR | BGH96M080B3A | 23200 | 18 | 9 | 24000 | 22200 | 92.5% | 2.28 | 0 | 12 |  |  |  | No | R-410A | 1.9333 | Residential & Commercial | Ducted CEE Tier 1
214331863 | Central HP <5.4 tons | BOSCH | HRCU-A-CB (Split System: Heat Pump with Remote Outdoor Unit-Air-Source) | BOVB-36HDN1-M20G | ASPEN |  | D(A,C,E)36D3G+TXV+TDR | BGH96M080C4B | 32200 | 17.5 | 8.9 | 34200 | 26600 | 77.78% | 2.5 | 0 | 11 |  |  |  | No | R-410A | 2.6833 | Residential & Commercial | Ducted CEE Tier 1
214595300 | Central HP <5.4 tons | BOSCH | HRCU-A-C (Split System: Heat Pump with Remote Outdoor Unit with No Indoor Fan --Air Source) | BOVA-36HDN1-M20G | ASPEN |  | D(A,C,E)30B46+TDR |  | 22000 | 15.2 | 8.8 | 24000 | 16900 | 70.42% | 1.98 | 0 | 11.9 |  |  |  | No | R-410A | 1.8333 | Residential & Commercial | Ducted CEE Tier 1
214595302 | Central HP <5.4 tons | BOSCH | HRCU-A-C (Split System: Heat Pump with Remote Outdoor Unit with No Indoor Fan --Air Source) | BOVA-36HDN1-M20G | ASPEN |  | D(A,C,E)30D36+TDR |  | 22200 | 15.2 | 8.9 | 24000 | 22400 | 93.33% | 2 | 0 | 11.9 |  |  |  | No | R-410A | 1.85 | Residential & Commercial | Ducted CEE Tier 1
214595299 | Central HP <5.4 tons | BOSCH | HRCU-A-C (Split System: Heat Pump with Remote Outdoor Unit with No Indoor Fan --Air Source) | BOVA-36HDN1-M20G | ASPEN |  | D(A,C,E)24C46+TDR |  | 22000 | 15.2 | 8.8 | 24000 | 19100 | 79.58% | 1.94 | 0 | 11.9 |  |  |  | No | R-410A | 1.8333 | Residential & Commercial | Ducted CEE Tier 1
214595318 | Central HP <5.4 tons | BOSCH | HRCU-A-C (Split System: Heat Pump with Remote Outdoor Unit with No Indoor Fan --Air Source) | BOVB-36HDN1-M20G | ASPEN |  | D(A,C,E)30B46+TDR |  | 22000 | 15.2 | 8.8 | 24000 | 34400 | 143.3% | 1.77 | 0 | 11.9 |  |  |  | No | R-410A | 1.8333 | Residential & Commercial | Ducted CEE Tier 1
214064013 | Central HP <5.4 tons | BOSCH | HRCU-A-CB (Split System: Heat Pump with Remote Outdoor Unit-Air-Source) | BOVB-36HDN1-M20G | ASPEN |  | D(A,C,E)36D34+TDR | BGH96M080C4A | 32200 | 17.5 | 8.9 | 34200 | 26600 | 77.78% | 2.5 | 0 | 11 |  |  |  | No | R-410A | 2.6833 | Residential & Commercial | Ducted CEE Tier 1
214063843 | Central HP <5.4 tons | BOSCH | HRCU-A-CB (Split System: Heat Pump with Remote Outdoor Unit-Air-Source) | BOVA-36HDN1-M20G | ASPEN |  | D(A,C,E)36A34+TDR | BGH96M060B3B | 22200 | 18 | 8.4 | 23600 | 22200 | 94.07% | 2.17 | 0 | 11.8 |  |  |  | No | R-410A | 1.85 | Residential & Commercial | Ducted CEE Tier 1
214331929 | Central HP <5.4 tons | BOSCH | HRCU-A-CB (Split System: Heat Pump with Remote Outdoor Unit-Air-Source) | BOVB-60HDN1-M20G | ASPEN |  | D(A,C,E)48D4G+TXV+TDR | BGH96M080C4B | 41500 | 17 | 8.8 | 44500 | 39000 | 87.64% | 2.39 | 0 | 11.7 |  |  |  | No | R-410A | 3.4583 | Residential & Commercial | Ducted CEE Tier 1
214331946 | Central HP <5.4 tons | BOSCH | HRCU-A-CB (Split System: Heat Pump with Remote Outdoor Unit-Air-Source) | BOVB-60HDN1-M20G | ASPEN |  | D(A,C,E)60B4G+TXV+TDR | BGH96M100D5B | 44000 | 17.5 | 9 | 47000 | 38500 | 81.91% | 2.32 | 0 | 11.7 |  |  |  | No | R-410A | 3.6667 | Residential & Commercial | Ducted CEE Tier 1
214331947 | Central HP <5.4 tons | BOSCH | HRCU-A-CB (Split System: Heat Pump with Remote Outdoor Unit-Air-Source) | BOVB-60HDN1-M20G | ASPEN |  | D(A,C,E)48A3G+TXV+TDR | BGH96M120D5A | 42000 | 17.5 | 8.7 | 46500 | 38500 | 82.8% | 2.27 | 0 | 11.4 |  |  |  | No | R-410A | 3.5 | Residential & Commercial | Ducted CEE Tier 1
214063944 | Central HP <5.4 tons | BOSCH | HRCU-A-CB (Split System: Heat Pump with Remote Outdoor Unit-Air-Source) | BOVA-60HDN1-M20G | ASPEN |  | D(A,C,E)48D44+TDR | BGH96M120D5A | 44500 | 17.5 | 9 | 47000 | 38500 | 81.91% | 2.32 | 0 | 11.7 |  |  |  | No | R-410A | 3.7083 | Residential & Commercial | Ducted CEE Tier 1
214064079 | Central HP <5.4 tons | BOSCH | HRCU-A-CB (Split System: Heat Pump with Remote Outdoor Unit-Air-Source) | BOVB-60HDN1-M20G | ASPEN |  | D(A,C,E)48B44+TDR | BGH96M080C4A | 40500 | 17 | 8.8 | 44500 | 39000 | 87.64% | 2.39 | 0 | 11 |  |  |  | No | R-410A | 3.375 | Residential & Commercial | Ducted CEE Tier 1
214064094 | Central HP <5.4 tons | BOSCH | HRCU-A-CB (Split System: Heat Pump with Remote Outdoor Unit-Air-Source) | BOVB-60HDN1-M20G | ASPEN |  | D(A,C,E)48A34+TDR | BGH96M100D5A | 42000 | 17.5 | 8.7 | 46500 | 38500 | 82.8% | 2.27 | 0 | 11.4 |  |  |  | No | R-410A | 3.5 | Residential & Commercial | Ducted CEE Tier 1
214064097 | Central HP <5.4 tons | BOSCH | HRCU-A-CB (Split System: Heat Pump with Remote Outdoor Unit-Air-Source) | BOVB-60HDN1-M20G | ASPEN |  | D(A,C,E)60B44+TDR | BGH96M100D5A | 44000 | 17.5 | 9 | 47000 | 38500 | 81.91% | 2.32 | 0 | 11.7 |  |  |  | No | R-410A | 3.6667 | Residential & Commercial | Ducted CEE Tier 1
215936911 | Central HP <5.4 tons | KEEPRITE | HRCU-A-CB (Split System: Heat Pump with Remote Outdoor Unit-Air-Source) | C5H3V36*K*AAA* |  |  | EVD5X61M21A*+WALLCON | *97CMN0801714B* | 35600 | 21.5 | 8.5 | 38000 | 28800 | 75.79% | 2.04 | 0 | 12 |  |  |  | No | R-454B | 2.9667 | Residential & Commercial | Ducted CEE Tier 1
215936561 | Central HP <5.4 tons | KEEPRITE | HRCU-A-CB (Split System: Heat Pump with Remote Outdoor Unit-Air-Source) | C5H3V36*K*AAA* |  |  | EVD5X60M21A*+WALLCON | *80CSU0401712A* | 35600 | 22 | 8.5 | 38000 | 28800 | 75.79% | 2.02 | 0 | 12 |  |  |  | No | R-454B | 2.9667 | Residential & Commercial | Ducted CEE Tier 1
215936411 | Central HP <5.4 tons | KEEPRITE | HRCU-A-CB (Split System: Heat Pump with Remote Outdoor Unit-Air-Source) | C5H3V36*K*AAA* |  |  | EVD5X48M24A*+WALLCON | *96CTN1002122B* | 35000 | 21.5 | 8.5 | 38000 | 28200 | 74.21% | 2.02 | 0 | 12 |  |  |  | No | R-454B | 2.9167 | Residential & Commercial | Ducted CEE Tier 1
215936461 | Central HP <5.4 tons | KEEPRITE | HRCU-A-CB (Split System: Heat Pump with Remote Outdoor Unit-Air-Source) | C5H3V36*K*AAA* |  |  | EVD5X49M24A*+WALLCON | *80CTL1102120B* | 35600 | 22 | 8.5 | 38000 | 28400 | 74.74% | 2.04 | 0 | 12.5 |  |  |  | No | R-454B | 2.9667 | Residential & Commercial | Ducted CEE Tier 1
215936511 | Central HP <5.4 tons | KEEPRITE | HRCU-A-CB (Split System: Heat Pump with Remote Outdoor Unit-Air-Source) | C5H3V36*K*AAA* |  |  | EVD5X49M24A*+WALLCON | *97CMN0802120B* | 35400 | 21.5 | 8.5 | 38000 | 28400 | 74.74% | 2.04 | 0 | 12 |  |  |  | No | R-454B | 2.95 | Residential & Commercial | Ducted CEE Tier 1
215936141 | Central HP <5.4 tons | KEEPRITE | HRCU-A-CB (Split System: Heat Pump with Remote Outdoor Unit-Air-Source) | C5H3V36*K*AAA* |  |  | EVD5X42M21A*+WALLCON | *96CTN1002122B* | 34400 | 21 | 8.5 | 38500 | 28000 | 72.73% | 2.06 | 0 | 12 |  |  |  | No | R-454B | 2.8667 | Residential & Commercial | Ducted CEE Tier 1
215935841 | Central HP <5.4 tons | KEEPRITE | HRCU-A-CB (Split System: Heat Pump with Remote Outdoor Unit-Air-Source) | C5H3V36*K*AAA* |  |  | EVD5X38M17A*+WALLCON | *80CTL0701412B* | 35200 | 21.5 | 8.5 | 38500 | 29000 | 75.32% | 2.02 | 0 | 11.7 |  |  |  | No | R-454B | 2.9333 | Residential & Commercial | Ducted CEE Tier 1
215937561 | Central HP <5.4 tons | KEEPRITE | HRCU-A-CB (Split System: Heat Pump with Remote Outdoor Unit-Air-Source) | C5H3V48*K*AAA* |  |  | EVM5X60M24A*+WALLCON | *96CTN1002122B* | 45500 | 20.5 | 8.1 | 52500 | 38000 | 72.38% | 1.9 | 0 | 11.5 |  |  |  | No | R-454B | 3.7917 | Residential & Commercial | Ducted CEE Tier 1
215937881 | Central HP <5.4 tons | KEEPRITE | HRCU-A-CB (Split System: Heat Pump with Remote Outdoor Unit-Air-Source) | C5H3V48*K*AAA* |  |  | EVD5X48M24A*+WALLCON | *80CTL0702120B* | 44500 | 20 | 8.1 | 52500 | 38500 | 73.33% | 1.9 | 0 | 11 |  |  |  | No | R-454B | 3.7083 | Residential & Commercial | Ducted CEE Tier 1
214064011 | Central HP <5.4 tons | BOSCH | HRCU-A-CB (Split System: Heat Pump with Remote Outdoor Unit-Air-Source) | BOVB-36HDN1-M20G | ASPEN |  | D(A,C,E)36B34+TDR | BGH96M080C4A | 31400 | 17.5 | 8.7 | 34000 | 26400 | 77.65% | 2.44 | 0 | 10.8 |  |  |  | No | R-410A | 2.6167 | Residential & Commercial | Ducted CEE Tier 1
214064012 | Central HP <5.4 tons | BOSCH | HRCU-A-CB (Split System: Heat Pump with Remote Outdoor Unit-Air-Source) | BOVB-36HDN1-M20G | ASPEN |  | D(A,C,E)36C44+TDR | BGH96M080C4A | 32600 | 17.5 | 9 | 34200 | 26600 | 77.78% | 2.51 | 0 | 11 |  |  |  | No | R-410A | 2.7167 | Residential & Commercial | Ducted CEE Tier 1
214584501 | Central HP <5.4 tons | BOSCH | HRCU-A-C (Split System: Heat Pump with Remote Outdoor Unit with No Indoor Fan --Air Source) | BOVA-36HDN1-M20G | ASPEN |  | D(A,C,E)30D44+TDR |  | 22600 | 15.2 | 9 | 24000 | 20000 | 83.33% | 1.97 | 0 | 12 |  |  |  | No | R-410A | 1.8833 | Residential & Commercial | Ducted CEE Tier 1
214331689 | Central HP <5.4 tons | BOSCH | HRCU-A-CB (Split System: Heat Pump with Remote Outdoor Unit-Air-Source) | BOVA-36HDN1-M20G | ASPEN |  | D(A,C,E)36B3G+TXV+TDR | BGH96M060B3B | 22600 | 18 | 8.8 | 23800 | 22400 | 94.12% | 2.26 | 0 | 11.9 |  |  |  | No | R-410A | 1.8833 | Residential & Commercial | Ducted CEE Tier 1
212159693 | Central HP <5.4 tons | ARMSTRONG AIR | HRCU-A-CB (Split System: Heat Pump with Remote Outdoor Unit-Air-Source) | 4SHP22LX124P-**A | ADP |  | PL36H***P449 | A80UH2E045A12 | 23600 | 21 | 8.5 | 21400 | 15000 | 70.09% | 1.9 | 0 | 13.5 |  |  |  | No | R-410A | 1.9667 | Residential & Commercial | Ducted CEE Tier 1
212159709 | Central HP <5.4 tons | ARMSTRONG AIR | HRCU-A-CB (Split System: Heat Pump with Remote Outdoor Unit-Air-Source) | 4SHP22LX124P-**A | ADP |  | PL36H175P149 | A80UH2E070A12 | 24000 | 21 | 8.5 | 22000 | 15400 | 70% | 1.92 | 0 | 13.5 |  |  |  | No | R-410A | 2 | Residential & Commercial | Ducted CEE Tier 1
211226801 | Central HP <5.4 tons | GRANDAIRE | HRCU-A-CB (Split System: Heat Pump with Remote Outdoor Unit-Air-Source) | WDLCURAH36ABK |  |  | WLA*374CA* | WFER070B036A* | 36400 | 15.5 | 8.5 | 38500 | 34800 | 90.39% | 2.08 | 0 | 10 |  |  |  | No | R-410A | 3.0333 | Residential & Commercial | Ducted CEE Tier 1
214063926 | Central HP <5.4 tons | BOSCH | HRCU-A-CB (Split System: Heat Pump with Remote Outdoor Unit-Air-Source) | BOVA-60HDN1-M20G | ASPEN |  | D(A,C,E)48A34+TDR | BGH96M100C5A | 41500 | 17.5 | 8.5 | 46000 | 38500 | 83.7% | 2.27 | 0 | 11.4 |  |  |  | No | R-410A | 3.4583 | Residential & Commercial | Ducted CEE Tier 1
214063928 | Central HP <5.4 tons | BOSCH | HRCU-A-CB (Split System: Heat Pump with Remote Outdoor Unit-Air-Source) | BOVA-60HDN1-M20G | ASPEN |  | D(A,C,E)48D44+TDR | BGH96M100C5A | 44000 | 17.5 | 8.8 | 46500 | 39000 | 83.87% | 2.35 | 0 | 11.7 |  |  |  | No | R-410A | 3.6667 | Residential & Commercial | Ducted CEE Tier 1
214331950 | Central HP <5.4 tons | BOSCH | HRCU-A-CB (Split System: Heat Pump with Remote Outdoor Unit-Air-Source) | BOVB-60HDN1-M20G | ASPEN |  | D(A,C,E)60B4G+TXV+TDR | BGH96M120D5A | 44000 | 17.5 | 9 | 47000 | 38500 | 81.91% | 2.32 | 0 | 11.7 |  |  |  | No | R-410A | 3.6667 | Residential & Commercial | Ducted CEE Tier 1
214331759 | Central HP <5.4 tons | BOSCH | HRCU-A-CB (Split System: Heat Pump with Remote Outdoor Unit-Air-Source) | BOVA-60HDN1-M20G | ASPEN |  | D(A,C,E)48A3G+TXV+TDR | BGH96M080B3B | 39500 | 17 | 8.5 | 43000 | 39000 | 90.7% | 2.33 | 0 | 11.4 |  |  |  | No | R-410A | 3.2917 | Residential & Commercial | Ducted CEE Tier 1
214331768 | Central HP <5.4 tons | BOSCH | HRCU-A-CB (Split System: Heat Pump with Remote Outdoor Unit-Air-Source) | BOVA-60HDN1-M20G | ASPEN |  | D(A,C,E)48B4G+TXV+TDR | BGH96M080C4B | 40500 | 17 | 8.8 | 44500 | 39000 | 87.64% | 2.39 | 0 | 11 |  |  |  | No | R-410A | 3.375 | Residential & Commercial | Ducted CEE Tier 1
214331706 | Central HP <5.4 tons | BOSCH | HRCU-A-CB (Split System: Heat Pump with Remote Outdoor Unit-Air-Source) | BOVA-36HDN1-M20G | ASPEN |  | D(A,C,E)36C4G+TXV+TDR | BGH96M080C4B | 32600 | 17.5 | 9 | 34200 | 26600 | 77.78% | 2.51 | 0 | 11 |  |  |  | No | R-410A | 2.7167 | Residential & Commercial | Ducted CEE Tier 1
214331860 | Central HP <5.4 tons | BOSCH | HRCU-A-CB (Split System: Heat Pump with Remote Outdoor Unit-Air-Source) | BOVB-36HDN1-M20G | ASPEN |  | D(A,C,E)36A3G+TXV+TDR | BGH96M080C4B | 31000 | 17.5 | 8.6 | 33800 | 26400 | 78.11% | 2.41 | 0 | 10.7 |  |  |  | No | R-410A | 2.5833 | Residential & Commercial | Ducted CEE Tier 1
214595298 | Central HP <5.4 tons | BOSCH | HRCU-A-C (Split System: Heat Pump with Remote Outdoor Unit with No Indoor Fan --Air Source) | BOVA-36HDN1-M20G | ASPEN |  | D(A,C,E)36B36+TDR |  | 21800 | 15.2 | 8.8 | 23800 | 20000 | 84.03% | 2 | 0 | 11.9 |  |  |  | No | R-410A | 1.8167 | Residential & Commercial | Ducted CEE Tier 1
214595305 | Central HP <5.4 tons | BOSCH | HRCU-A-C (Split System: Heat Pump with Remote Outdoor Unit with No Indoor Fan --Air Source) | BOVA-36HDN1-M20G | ASPEN |  | D(A,C,E)30C46+TDR |  | 22400 | 15.2 | 8.9 | 24000 | 22600 | 94.17% | 2 | 0 | 12 |  |  |  | No | R-410A | 1.8667 | Residential & Commercial | Ducted CEE Tier 1
214064026 | Central HP <5.4 tons | BOSCH | HRCU-A-CB (Split System: Heat Pump with Remote Outdoor Unit-Air-Source) | BOVB-36HDN1-M20G | ASPEN |  | D(A,C,E)36B34+TDR | BGH96M100C5B | 30200 | 18.5 | 8.8 | 34000 | 27800 | 81.76% | 2.49 | 0 | 11 |  |  |  | No | R-410A | 2.5167 | Residential & Commercial | Ducted CEE Tier 1
214063983 | Central HP <5.4 tons | BOSCH | HRCU-A-CB (Split System: Heat Pump with Remote Outdoor Unit-Air-Source) | BOVB-36HDN1-M20G | ASPEN |  | D(A,C,E)30B34+TDR | BGH96M060B3A | 22200 | 18 | 8.7 | 23800 | 22200 | 93.28% | 2.23 | 0 | 11.8 |  |  |  | No | R-410A | 1.85 | Residential & Commercial | Ducted CEE Tier 1
214064001 | Central HP <5.4 tons | BOSCH | HRCU-A-CB (Split System: Heat Pump with Remote Outdoor Unit-Air-Source) | BOVB-36HDN1-M20G | ASPEN |  | D(A,C,E)36D34+TDR | BGH96M080B3A | 23000 | 18 | 9 | 24000 | 22200 | 92.5% | 2.28 | 0 | 12 |  |  |  | No | R-410A | 1.9167 | Residential & Commercial | Ducted CEE Tier 1
214064024 | Central HP <5.4 tons | BOSCH | HRCU-A-CB (Split System: Heat Pump with Remote Outdoor Unit-Air-Source) | BOVB-36HDN1-M20G | ASPEN |  | D(A,C,E)48A34+TDR | BGH96M100C5A | 30400 | 18.5 | 8.7 | 34000 | 27400 | 80.59% | 2.43 | 0 | 11.7 |  |  |  | No | R-410A | 2.5333 | Residential & Commercial | Ducted CEE Tier 1
214723116 | Central HP <5.4 tons | BOSCH | HRCU-A-CB (Split System: Heat Pump with Remote Outdoor Unit-Air-Source) | BOVA-24HDN1-M15G | ASPEN |  | L(E,F)W30D4 |  | 17100 | 15.2 | 8.1 | 17900 | 12900 | 72.07% | 1.81 | 0 | 10.5 |  |  |  | No | R-410A | 1.425 | Residential & Commercial | Ducted CEE Tier 1
212980276 | Central HP <5.4 tons | GRANDAIRE | HRCU-A-CB (Split System: Heat Pump with Remote Outdoor Unit-Air-Source) | WDLCURAH24ABK |  |  | WLA*374CA* | WFE*090C048C* | 24400 | 17.5 | 8.5 | 25200 | 24000 | 95.24% | 2 | 0 | 10.5 |  |  |  | No | R-410A | 2.0333 | Residential & Commercial | Ducted CEE Tier 1
212983150 | Central HP <5.4 tons | GRANDAIRE | HRCU-A-CB (Split System: Heat Pump with Remote Outdoor Unit-Air-Source) | WDLCURAH24ABK |  |  | WLA*254BA* | WFAX040B036B* | 24000 | 16 | 8.1 | 25200 | 24800 | 98.41% | 2.04 | 0 | 10 |  |  |  | No | R-410A | 2 | Residential & Commercial | Ducted CEE Tier 1
212982731 | Central HP <5.4 tons | GRANDAIRE | HRCU-A-CB (Split System: Heat Pump with Remote Outdoor Unit-Air-Source) | WDLCURAH24ABK |  |  | WLNC364CA* | WFEU060B048B* | 23600 | 17 | 8.5 | 25600 | 24000 | 93.75% | 2 | 0 | 10.5 |  |  |  | No | R-410A | 1.9667 | Residential & Commercial | Ducted CEE Tier 1
212970866 | Central HP <5.4 tons | KEEPRITE | HRCU-A-CB (Split System: Heat Pump with Remote Outdoor Unit-Air-Source) | DLCURAH18ABK |  |  | EA*4X24L14A* | *80VTL0451412B* | 17700 | 16.5 | 8.5 | 18600 | 19400 | 104.3% | 2.32 | 0 | 10.5 |  |  |  | No | R-410A | 1.475 | Residential & Commercial | Ducted CEE Tier 1
212970914 | Central HP <5.4 tons | KEEPRITE | HRCU-A-CB (Split System: Heat Pump with Remote Outdoor Unit-Air-Source) | DLCURAH18ABK |  |  | EN(A,D)4X18L14** | *80VTL0451412B* | 17400 | 16 | 8.5 | 18600 | 19700 | 105.9% | 2.38 | 0 | 10.5 |  |  |  | No | R-410A | 1.45 | Residential & Commercial | Ducted CEE Tier 1
212970013 | Central HP <5.4 tons | KEEPRITE | HRCU-A-CB (Split System: Heat Pump with Remote Outdoor Unit-Air-Source) | DLCURAH18ABK |  |  | EN(A,D)4X24L17** | *80VSL0701716B* | 17700 | 16 | 8.5 | 18700 | 19100 | 102.1% | 2.3 | 0 | 11 |  |  |  | No | R-410A | 1.475 | Residential & Commercial | Ducted CEE Tier 1
211242196 | Central HP <5.4 tons | GRANDAIRE | HRCU-A-CB (Split System: Heat Pump with Remote Outdoor Unit-Air-Source) | WDLCURAH24ABK |  |  | WLA*364BA* | WFAX040B036A* | 23800 | 16 | 8.5 | 26000 | 23200 | 89.23% | 1.9 | 0 | 10 |  |  |  | No | R-410A | 1.9833 | Residential & Commercial | Ducted CEE Tier 1
211243129 | Central HP <5.4 tons | GRANDAIRE | HRCU-A-CB (Split System: Heat Pump with Remote Outdoor Unit-Air-Source) | WDLCURAH24ABK |  |  | WLA*374BA* | WFAX040A030A* | 24600 | 15.2 | 8.5 | 26000 | 21600 | 83.08% | 1.78 | 0 | 10 |  |  |  | No | R-410A | 2.05 | Residential & Commercial | Ducted CEE Tier 1
214080673 | Central HP <5.4 tons | ARMSTRONG AIR | HRCU-A-CB (Split System: Heat Pump with Remote Outdoor Unit-Air-Source) | 4SHP22LX124P-**A | ADP |  | H,A,DG9J936 | A97USMV070B12 | 23800 | 21 | 8.5 | 22000 | 15400 | 70% | 1.92 | 0 | 13.5 |  |  |  | No | R-410A | 1.9833 | Residential & Commercial | Ducted CEE Tier 1
214080674 | Central HP <5.4 tons | ARMSTRONG AIR | HRCU-A-CB (Split System: Heat Pump with Remote Outdoor Unit-Air-Source) | 4SHP22LX124P-**A | ADP |  | H,A,DG1K936 | A97USMV070B12 | 23800 | 21 | 8.5 | 22000 | 15400 | 70% | 1.92 | 0 | 13.5 |  |  |  | No | R-410A | 1.9833 | Residential & Commercial | Ducted CEE Tier 1
213238583 | Central HP <5.4 tons | CHAMPION HEATING AND COOLING | HRCU-A-CB (Split System: Heat Pump with Remote Outdoor Unit-Air-Source) | THF2B48T21 | ASPEN |  | D(A,C,E)48B44+TDR | TM9V100C20MP12 | 42500 | 15.9 | 8.2 | 44000 | 31200 | 70.91% | 3.13 | 0 | 11.5 |  |  |  | No | R-410A | 3.5417 | Residential & Commercial | Ducted CEE Tier 1
213238599 | Central HP <5.4 tons | CHAMPION HEATING AND COOLING | HRCU-A-CB (Split System: Heat Pump with Remote Outdoor Unit-Air-Source) | THF2B48T21 | ASPEN |  | D(A,C,E)48B44+TDR | TPLC100C16MP13 | 42500 | 15.9 | 8.2 | 44000 | 30800 | 70% | 3.13 | 0 | 11.5 |  |  |  | No | R-410A | 3.5417 | Residential & Commercial | Ducted CEE Tier 1
214331770 | Central HP <5.4 tons | BOSCH | HRCU-A-CB (Split System: Heat Pump with Remote Outdoor Unit-Air-Source) | BOVA-60HDN1-M20G | ASPEN |  | D(A,C,E)60B4G+TXV+TDR | BGH96M080C4B | 41500 | 17 | 8.8 | 44500 | 39000 | 87.64% | 2.39 | 0 | 11.7 |  |  |  | No | R-410A | 3.4583 | Residential & Commercial | Ducted CEE Tier 1
214331787 | Central HP <5.4 tons | BOSCH | HRCU-A-CB (Split System: Heat Pump with Remote Outdoor Unit-Air-Source) | BOVA-60HDN1-M20G | ASPEN |  | D(A,C,E)48A3G+TXV+TDR | BGH96M120D5A | 42000 | 17.5 | 8.7 | 46500 | 38500 | 82.8% | 2.27 | 0 | 11.4 |  |  |  | No | R-410A | 3.5 | Residential & Commercial | Ducted CEE Tier 1
214331920 | Central HP <5.4 tons | BOSCH | HRCU-A-CB (Split System: Heat Pump with Remote Outdoor Unit-Air-Source) | BOVB-60HDN1-M20G | ASPEN |  | D(A,C,E)48B4G+TXV+TDR | BGH96M080B3B | 40500 | 17 | 8.8 | 43500 | 39500 | 90.8% | 2.4 | 0 | 11 |  |  |  | No | R-410A | 3.375 | Residential & Commercial | Ducted CEE Tier 1
214331922 | Central HP <5.4 tons | BOSCH | HRCU-A-CB (Split System: Heat Pump with Remote Outdoor Unit-Air-Source) | BOVB-60HDN1-M20G | ASPEN |  | D(A,C,E)60B4G+TXV+TDR | BGH96M080B3B | 41500 | 17 | 8.8 | 43500 | 39500 | 90.8% | 2.4 | 0 | 11.7 |  |  |  | No | R-410A | 3.4583 | Residential & Commercial | Ducted CEE Tier 1
215935991 | Central HP <5.4 tons | KEEPRITE | HRCU-A-CB (Split System: Heat Pump with Remote Outdoor Unit-Air-Source) | C5H3V36*K*AAA* |  |  | EVD5X42M21A*+WALLCON | *80CTL0701716B* | 34200 | 20.5 | 8.5 | 39000 | 28400 | 72.82% | 2.02 | 0 | 11.5 |  |  |  | No | R-454B | 2.85 | Residential & Commercial | Ducted CEE Tier 1
215935791 | Central HP <5.4 tons | KEEPRITE | HRCU-A-CB (Split System: Heat Pump with Remote Outdoor Unit-Air-Source) | C5H3V36*K*AAA* |  |  | EVD5X37M21A*+WALLCON | *97CMN0601714B* | 34400 | 20.5 | 8.5 | 38000 | 27600 | 72.63% | 2.08 | 0 | 11 |  |  |  | No | R-454B | 2.8667 | Residential & Commercial | Ducted CEE Tier 1
215936051 | Central HP <5.4 tons | KEEPRITE | HRCU-A-CB (Split System: Heat Pump with Remote Outdoor Unit-Air-Source) | C5H3V36*K*AAA* |  |  | EVD5X42M21A*+WALLCON | *95CSU0802120B* | 34400 | 20.5 | 8.5 | 38500 | 28200 | 73.25% | 2.04 | 0 | 11.7 |  |  |  | No | R-454B | 2.8667 | Residential & Commercial | Ducted CEE Tier 1
215936151 | Central HP <5.4 tons | KEEPRITE | HRCU-A-CB (Split System: Heat Pump with Remote Outdoor Unit-Air-Source) | C5H3V36*K*AAA* |  |  | EVD5X42M24A*+WALLCON | *80CSU1002120A* | 35400 | 21.5 | 8.5 | 38000 | 28600 | 75.26% | 2.04 | 0 | 12 |  |  |  | No | R-454B | 2.95 | Residential & Commercial | Ducted CEE Tier 1
214584511 | Central HP <5.4 tons | BOSCH | HRCU-A-C (Split System: Heat Pump with Remote Outdoor Unit with No Indoor Fan --Air Source) | BOVB-36HDN1-M20G | ASPEN |  | D(A,C,E)24C44+TDR |  | 22000 | 15.2 | 8.8 | 24000 | 28000 | 116.7% | 1.9 | 0 | 11.9 |  |  |  | No | R-410A | 1.8333 | Residential & Commercial | Ducted CEE Tier 1
214584512 | Central HP <5.4 tons | BOSCH | HRCU-A-C (Split System: Heat Pump with Remote Outdoor Unit with No Indoor Fan --Air Source) | BOVB-36HDN1-M20G | ASPEN |  | D(A,C,E)30B44+TDR |  | 22000 | 15.2 | 8.8 | 24000 | 34400 | 143.3% | 1.77 | 0 | 11.9 |  |  |  | No | R-410A | 1.8333 | Residential & Commercial | Ducted CEE Tier 1
214584513 | Central HP <5.4 tons | BOSCH | HRCU-A-C (Split System: Heat Pump with Remote Outdoor Unit with No Indoor Fan --Air Source) | BOVB-36HDN1-M20G | ASPEN |  | D(A,C,E)36B44+TDR |  | 22000 | 15.2 | 8.8 | 23800 | 28000 | 117.6% | 1.9 | 0 | 11.9 |  |  |  | No | R-410A | 1.8333 | Residential & Commercial | Ducted CEE Tier 1
214331685 | Central HP <5.4 tons | BOSCH | HRCU-A-CB (Split System: Heat Pump with Remote Outdoor Unit-Air-Source) | BOVA-36HDN1-M20G | ASPEN |  | D(A,C,E)36C4G+TXV+TDR | BGH96M060B3A | 23200 | 18 | 9 | 24000 | 22200 | 92.5% | 2.28 | 0 | 12 |  |  |  | No | R-410A | 1.9333 | Residential & Commercial | Ducted CEE Tier 1
214331688 | Central HP <5.4 tons | BOSCH | HRCU-A-CB (Split System: Heat Pump with Remote Outdoor Unit-Air-Source) | BOVA-36HDN1-M20G | ASPEN |  | D(A,C,E)36A3G+TXV+TDR | BGH96M060B3B | 22200 | 18 | 8.4 | 23600 | 22200 | 94.07% | 2.17 | 0 | 11.8 |  |  |  | No | R-410A | 1.85 | Residential & Commercial | Ducted CEE Tier 1
214331852 | Central HP <5.4 tons | BOSCH | HRCU-A-CB (Split System: Heat Pump with Remote Outdoor Unit-Air-Source) | BOVB-36HDN1-M20G | ASPEN |  | D(A,C,E)36C4G+TXV+TDR | BGH96M080B3B | 23200 | 18 | 9 | 24000 | 22200 | 92.5% | 2.28 | 0 | 12 |  |  |  | No | R-410A | 1.9333 | Residential & Commercial | Ducted CEE Tier 1
214331869 | Central HP <5.4 tons | BOSCH | HRCU-A-CB (Split System: Heat Pump with Remote Outdoor Unit-Air-Source) | BOVB-36HDN1-M20G | ASPEN |  | D(A,C,E)48A3G+TXV+TDR | BGH96M100C5A | 30400 | 18.5 | 8.7 | 34000 | 27400 | 80.59% | 2.43 | 0 | 11.7 |  |  |  | No | R-410A | 2.5333 | Residential & Commercial | Ducted CEE Tier 1
214331828 | Central HP <5.4 tons | BOSCH | HRCU-A-CB (Split System: Heat Pump with Remote Outdoor Unit-Air-Source) | BOVB-36HDN1-M20G | ASPEN |  | D(A,C,E)30B3G+TXV+TDR | BGH96M060B3A | 22200 | 18 | 8.7 | 23800 | 22200 | 93.28% | 2.23 | 0 | 11.8 |  |  |  | No | R-410A | 1.85 | Residential & Commercial | Ducted CEE Tier 1
214331829 | Central HP <5.4 tons | BOSCH | HRCU-A-CB (Split System: Heat Pump with Remote Outdoor Unit-Air-Source) | BOVB-36HDN1-M20G | ASPEN |  | D(A,C,E)36A3G+TXV+TDR | BGH96M060B3A | 22200 | 18 | 8.4 | 23600 | 22200 | 94.07% | 2.17 | 0 | 11.8 |  |  |  | No | R-410A | 1.85 | Residential & Commercial | Ducted CEE Tier 1
214331831 | Central HP <5.4 tons | BOSCH | HRCU-A-CB (Split System: Heat Pump with Remote Outdoor Unit-Air-Source) | BOVB-36HDN1-M20G | ASPEN |  | D(A,C,E)36C4G+TXV+TDR | BGH96M060B3A | 23200 | 18 | 9 | 24000 | 22200 | 92.5% | 2.28 | 0 | 12 |  |  |  | No | R-410A | 1.9333 | Residential & Commercial | Ducted CEE Tier 1
214331862 | Central HP <5.4 tons | BOSCH | HRCU-A-CB (Split System: Heat Pump with Remote Outdoor Unit-Air-Source) | BOVB-36HDN1-M20G | ASPEN |  | D(A,C,E)36C4G+TXV+TDR | BGH96M080C4B | 32600 | 17.5 | 9 | 34200 | 26600 | 77.78% | 2.51 | 0 | 11 |  |  |  | No | R-410A | 2.7167 | Residential & Commercial | Ducted CEE Tier 1
214331827 | Central HP <5.4 tons | BOSCH | HRCU-A-CB (Split System: Heat Pump with Remote Outdoor Unit-Air-Source) | BOVB-36HDN1-M20G | ASPEN |  | D(A,C,E)24B3G+TXV+TDR | BGH96M060B3A | 21800 | 18 | 8.5 | 23800 | 22200 | 93.28% | 2.19 | 0 | 11 |  |  |  | No | R-410A | 1.8167 | Residential & Commercial | Ducted CEE Tier 1
214331713 | Central HP <5.4 tons | BOSCH | HRCU-A-CB (Split System: Heat Pump with Remote Outdoor Unit-Air-Source) | BOVA-36HDN1-M20G | ASPEN |  | D(A,C,E)36D3G+TXV+TDR | BGH96M100C5B | 31000 | 18.5 | 9 | 34200 | 27600 | 80.7% | 2.51 | 0 | 11.8 |  |  |  | No | R-410A | 2.5833 | Residential & Commercial | Ducted CEE Tier 1
214331714 | Central HP <5.4 tons | BOSCH | HRCU-A-CB (Split System: Heat Pump with Remote Outdoor Unit-Air-Source) | BOVA-36HDN1-M20G | ASPEN |  | D(A,C,E)48A3G+TXV+TDR | BGH96M100C5B | 30400 | 18.5 | 8.7 | 34000 | 27400 | 80.59% | 2.43 | 0 | 11.7 |  |  |  | No | R-410A | 2.5333 | Residential & Commercial | Ducted CEE Tier 1
214331931 | Central HP <5.4 tons | BOSCH | HRCU-A-CB (Split System: Heat Pump with Remote Outdoor Unit-Air-Source) | BOVB-60HDN1-M20G | ASPEN |  | D(A,C,E)48A3G+TXV+TDR | BGH96M100C5A | 41500 | 17.5 | 8.5 | 46000 | 38500 | 83.7% | 2.27 | 0 | 11.4 |  |  |  | No | R-410A | 3.4583 | Residential & Commercial | Ducted CEE Tier 1
214331760 | Central HP <5.4 tons | BOSCH | HRCU-A-CB (Split System: Heat Pump with Remote Outdoor Unit-Air-Source) | BOVA-60HDN1-M20G | ASPEN |  | D(A,C,E)48B4G+TXV+TDR | BGH96M080B3B | 40500 | 17 | 8.8 | 43500 | 39500 | 90.8% | 2.4 | 0 | 11 |  |  |  | No | R-410A | 3.375 | Residential & Commercial | Ducted CEE Tier 1
214331937 | Central HP <5.4 tons | BOSCH | HRCU-A-CB (Split System: Heat Pump with Remote Outdoor Unit-Air-Source) | BOVB-60HDN1-M20G | ASPEN |  | D(A,C,E)48D4G+TXV+TDR | BGH96M100C5B | 44000 | 17.5 | 8.8 | 46500 | 39000 | 83.87% | 2.35 | 0 | 11.7 |  |  |  | No | R-410A | 3.6667 | Residential & Commercial | Ducted CEE Tier 1
214331788 | Central HP <5.4 tons | BOSCH | HRCU-A-CB (Split System: Heat Pump with Remote Outdoor Unit-Air-Source) | BOVA-60HDN1-M20G | ASPEN |  | D(A,C,E)48B4G+TXV+TDR | BGH96M120D5A | 43500 | 17.5 | 9 | 47000 | 38500 | 81.91% | 2.32 | 0 | 11.6 |  |  |  | No | R-410A | 3.625 | Residential & Commercial | Ducted CEE Tier 1
214063918 | Central HP <5.4 tons | BOSCH | HRCU-A-CB (Split System: Heat Pump with Remote Outdoor Unit-Air-Source) | BOVA-60HDN1-M20G | ASPEN |  | D(A,C,E)48A34+TDR | BGH96M080C4A | 39500 | 17 | 8.5 | 44000 | 38500 | 87.5% | 2.31 | 0 | 11.4 |  |  |  | No | R-410A | 3.2917 | Residential & Commercial | Ducted CEE Tier 1
214063921 | Central HP <5.4 tons | BOSCH | HRCU-A-CB (Split System: Heat Pump with Remote Outdoor Unit-Air-Source) | BOVA-60HDN1-M20G | ASPEN |  | D(A,C,E)60B44+TDR | BGH96M080C4A | 41500 | 17 | 8.8 | 44500 | 39000 | 87.64% | 2.39 | 0 | 11.7 |  |  |  | No | R-410A | 3.4583 | Residential & Commercial | Ducted CEE Tier 1
204456818 | Central HP <5.4 tons | ARCOAIRE | HRCU-A-CB (Split System: Heat Pump with Remote Outdoor Unit-Air-Source) | HVH825GKA2* |  |  | EA*4X37L17A*+WALLCON | *80CTL0451712A* | 24000 | 16 | 8.1 | 21600 | 16800 | 77.78% | 1.98 | 11 | 10.5 |  |  |  | No | R-410A | 2 | Residential & Commercial | Ducted CEE Tier 1
204456882 | Central HP <5.4 tons | ARCOAIRE | HRCU-A-CB (Split System: Heat Pump with Remote Outdoor Unit-Air-Source) | HVH825GKA2* |  |  | EA*4X37L17A*+WALLCON | *80CTL0901716A* | 24200 | 17 | 8.1 | 21400 | 16600 | 77.57% | 2.02 | 11 | 11 |  |  |  | No | R-410A | 2.0167 | Residential & Commercial | Ducted CEE Tier 1
211243163 | Central HP <5.4 tons | GRANDAIRE | HRCU-A-CB (Split System: Heat Pump with Remote Outdoor Unit-Air-Source) | WDLCURAH24ABK |  |  | WLA*374BA* | WFEU060B048A* | 25400 | 16.5 | 8.5 | 26200 | 21000 | 80.15% | 1.76 | 0 | 10.5 |  |  |  | No | R-410A | 2.1167 | Residential & Commercial | Ducted CEE Tier 1
211244167 | Central HP <5.4 tons | GRANDAIRE | HRCU-A-CB (Split System: Heat Pump with Remote Outdoor Unit-Air-Source) | WDLCURAH24ABK |  |  | WLNC244BA* | WFAX060B042A* | 23800 | 16.5 | 8.5 | 26800 | 23200 | 86.57% | 1.92 | 0 | 10 |  |  |  | No | R-410A | 1.9833 | Residential & Commercial | Ducted CEE Tier 1
211244233 | Central HP <5.4 tons | GRANDAIRE | HRCU-A-CB (Split System: Heat Pump with Remote Outdoor Unit-Air-Source) | WDLCURAH24ABK |  |  | WLNC244BA* | WFEL070A036B* | 23800 | 16 | 8.5 | 26800 | 23200 | 86.57% | 1.92 | 0 | 10 |  |  |  | No | R-410A | 1.9833 | Residential & Commercial | Ducted CEE Tier 1
211243801 | Central HP <5.4 tons | GRANDAIRE | HRCU-A-CB (Split System: Heat Pump with Remote Outdoor Unit-Air-Source) | WDLCURAH24ABK |  |  | WLNC244AA* | WFEL045A036B* | 24200 | 15.5 | 8.5 | 27200 | 22600 | 83.09% | 1.86 | 0 | 10 |  |  |  | No | R-410A | 2.0167 | Residential & Commercial | Ducted CEE Tier 1
211244333 | Central HP <5.4 tons | GRANDAIRE | HRCU-A-CB (Split System: Heat Pump with Remote Outdoor Unit-Air-Source) | WDLCURAH24ABK |  |  | WLNC304AA* | WFSX060A036A* | 24200 | 15.5 | 8.1 | 26600 | 22800 | 85.71% | 1.86 | 0 | 10 |  |  |  | No | R-410A | 2.0167 | Residential & Commercial | Ducted CEE Tier 1
211244718 | Central HP <5.4 tons | GRANDAIRE | HRCU-A-CB (Split System: Heat Pump with Remote Outdoor Unit-Air-Source) | WDLCURAH24ABK |  |  | WLNC304BA* | WFEL090B042B* | 24600 | 16.5 | 8.1 | 26400 | 22600 | 85.61% | 1.86 | 0 | 10.5 |  |  |  | No | R-410A | 2.05 | Residential & Commercial | Ducted CEE Tier 1
211244376 | Central HP <5.4 tons | GRANDAIRE | HRCU-A-CB (Split System: Heat Pump with Remote Outdoor Unit-Air-Source) | WDLCURAH24ABK |  |  | WLNC304AA* | WFER045A036A* | 24400 | 16 | 8.1 | 26600 | 22600 | 84.96% | 1.84 | 0 | 10 |  |  |  | No | R-410A | 2.0333 | Residential & Commercial | Ducted CEE Tier 1
211244409 | Central HP <5.4 tons | GRANDAIRE | HRCU-A-CB (Split System: Heat Pump with Remote Outdoor Unit-Air-Source) | WDLCURAH24ABK |  |  | WLNC304AA* | WFEL070A036B* | 24200 | 16.5 | 8.1 | 26200 | 23000 | 87.79% | 1.9 | 0 | 10.5 |  |  |  | No | R-410A | 2.0167 | Residential & Commercial | Ducted CEE Tier 1
216055846 | Central HP <5.4 tons | CHAMPION HEATING AND COOLING | HRCU-A-CB (Split System: Heat Pump with Remote Outdoor Unit-Air-Source) | HH860E2S11 | ASPEN |  | D(A,C,E)60A3K+TDR | TL8E080C16UH11 | 41000 | 17 | 8.5 | 44000 | 33600 | 76.36% | 2 | 0 | 11.5 |  |  |  | No | R-454B | 3.4167 | Residential & Commercial | Ducted CEE Tier 1
215912463 | Central HP <5.4 tons | YORK | HRCU-A-CB (Split System: Heat Pump with Remote Outdoor Unit-Air-Source) | HH860E2S11 | ASPEN |  | C(A,C,D,E)48A3K+TDR | Y81E100C16SMPS1 | 40000 | 16.5 | 8.1 | 43500 | 33200 | 76.32% | 2 | 0 | 11.7 |  |  |  | No | R-454B | 3.3333 | Residential & Commercial | Ducted CEE Tier 1
216055232 | Central HP <5.4 tons | LUXAIRE | HRCU-A-CB (Split System: Heat Pump with Remote Outdoor Unit-Air-Source) | HH860E2S11 | ASPEN |  | C(A,C,D,E)48A3K+TDR | LPLC100C20MP13 | 40000 | 17.5 | 8.1 | 45000 | 33800 | 75.11% | 2 | 0 | 10.5 |  |  |  | No | R-454B | 3.3333 | Residential & Commercial | Ducted CEE Tier 1
216055239 | Central HP <5.4 tons | LUXAIRE | HRCU-A-CB (Split System: Heat Pump with Remote Outdoor Unit-Air-Source) | HH860E2S11 | ASPEN |  | C(A,C,D,E)60A3K+TDR | TL8E080C16UH11 | 41000 | 17 | 8.5 | 44000 | 33600 | 76.36% | 2 | 0 | 11.5 |  |  |  | No | R-454B | 3.4167 | Residential & Commercial | Ducted CEE Tier 1
214331924 | Central HP <5.4 tons | BOSCH | HRCU-A-CB (Split System: Heat Pump with Remote Outdoor Unit-Air-Source) | BOVB-60HDN1-M20G | ASPEN |  | D(A,C,E)48B4G+TXV+TDR | BGH96M080C4A | 40500 | 17 | 8.8 | 44500 | 39000 | 87.64% | 2.39 | 0 | 11 |  |  |  | No | R-410A | 3.375 | Residential & Commercial | Ducted CEE Tier 1
214331765 | Central HP <5.4 tons | BOSCH | HRCU-A-CB (Split System: Heat Pump with Remote Outdoor Unit-Air-Source) | BOVA-60HDN1-M20G | ASPEN |  | D(A,C,E)48D4G+TXV+TDR | BGH96M080C4A | 41500 | 17 | 8.8 | 44500 | 39000 | 87.64% | 2.39 | 0 | 11.7 |  |  |  | No | R-410A | 3.4583 | Residential & Commercial | Ducted CEE Tier 1
214331774 | Central HP <5.4 tons | BOSCH | HRCU-A-CB (Split System: Heat Pump with Remote Outdoor Unit-Air-Source) | BOVA-60HDN1-M20G | ASPEN |  | D(A,C,E)60B4G+TXV+TDR | BGH96M100C5A | 43500 | 17.5 | 8.8 | 46500 | 39000 | 83.87% | 2.35 | 0 | 11.7 |  |  |  | No | R-410A | 3.625 | Residential & Commercial | Ducted CEE Tier 1
214064080 | Central HP <5.4 tons | BOSCH | HRCU-A-CB (Split System: Heat Pump with Remote Outdoor Unit-Air-Source) | BOVB-60HDN1-M20G | ASPEN |  | D(A,C,E)48D44+TDR | BGH96M080C4A | 41500 | 17 | 8.8 | 44500 | 39000 | 87.64% | 2.39 | 0 | 11.7 |  |  |  | No | R-410A | 3.4583 | Residential & Commercial | Ducted CEE Tier 1
214063912 | Central HP <5.4 tons | BOSCH | HRCU-A-CB (Split System: Heat Pump with Remote Outdoor Unit-Air-Source) | BOVA-60HDN1-M20G | ASPEN |  | D(A,C,E)48D44+TDR | BGH96M080B3A | 41500 | 17 | 8.8 | 43500 | 39500 | 90.8% | 2.4 | 0 | 11.7 |  |  |  | No | R-410A | 3.4583 | Residential & Commercial | Ducted CEE Tier 1
214331865 | Central HP <5.4 tons | BOSCH | HRCU-A-CB (Split System: Heat Pump with Remote Outdoor Unit-Air-Source) | BOVB-36HDN1-M20G | ASPEN |  | D(A,C,E)36A3G+TXV+TDR | BGH96M100C5A | 29800 | 18.5 | 8.7 | 34000 | 27400 | 80.59% | 2.43 | 0 | 11 |  |  |  | No | R-410A | 2.4833 | Residential & Commercial | Ducted CEE Tier 1
214331867 | Central HP <5.4 tons | BOSCH | HRCU-A-CB (Split System: Heat Pump with Remote Outdoor Unit-Air-Source) | BOVB-36HDN1-M20G | ASPEN |  | D(A,C,E)36C4G+TXV+TDR | BGH96M100C5A | 31200 | 18.5 | 9 | 34200 | 27600 | 80.7% | 2.51 | 0 | 11.9 |  |  |  | No | R-410A | 2.6 | Residential & Commercial | Ducted CEE Tier 1
214331851 | Central HP <5.4 tons | BOSCH | HRCU-A-CB (Split System: Heat Pump with Remote Outdoor Unit-Air-Source) | BOVB-36HDN1-M20G | ASPEN |  | D(A,C,E)36B3G+TXV+TDR | BGH96M080B3B | 22400 | 18 | 8.8 | 23800 | 22400 | 94.12% | 2.26 | 0 | 11.9 |  |  |  | No | R-410A | 1.8667 | Residential & Commercial | Ducted CEE Tier 1
214063986 | Central HP <5.4 tons | BOSCH | HRCU-A-CB (Split System: Heat Pump with Remote Outdoor Unit-Air-Source) | BOVB-36HDN1-M20G | ASPEN |  | D(A,C,E)36C44+TDR | BGH96M060B3A | 23200 | 18 | 9 | 24000 | 22200 | 92.5% | 2.28 | 0 | 12 |  |  |  | No | R-410A | 1.9333 | Residential & Commercial | Ducted CEE Tier 1
214064003 | Central HP <5.4 tons | BOSCH | HRCU-A-CB (Split System: Heat Pump with Remote Outdoor Unit-Air-Source) | BOVB-36HDN1-M20G | ASPEN |  | D(A,C,E)24B34+TDR | BGH96M080B3B | 21800 | 18 | 8.5 | 23800 | 22200 | 93.28% | 2.19 | 0 | 11 |  |  |  | No | R-410A | 1.8167 | Residential & Commercial | Ducted CEE Tier 1
214094104 | Central HP <5.4 tons | BOSCH | HRCU-A-CB (Split System: Heat Pump with Remote Outdoor Unit-Air-Source) | BOVB-36HDN1-M20G | ASPEN |  | AE(D,N,U)+DM36A34+TDR |  | 22200 | 19.9 | 8.9 | 23600 | 27000 | 114.4% | 2.45 | 0 | 12.7 |  |  |  | No | R-410A | 1.85 | Residential & Commercial | Ducted CEE Tier 1
214094135 | Central HP <5.4 tons | BOSCH | HRCU-A-CB (Split System: Heat Pump with Remote Outdoor Unit-Air-Source) | BOVB-36HDN1-M20G | ASPEN |  | DM42B34+TDR | BGH96M100C5B | 30400 | 18.3 | 8.7 | 34000 | 27400 | 80.59% | 2.43 | 0 | 11.7 |  |  |  | No | R-410A | 2.5333 | Residential & Commercial | Ducted CEE Tier 1
211245581 | Central HP <5.4 tons | KEEPRITE | HRCU-A-CB (Split System: Heat Pump with Remote Outdoor Unit-Air-Source) | DLCURAH24ABK |  |  | EN(A,D)4X36L21** | *80VTL1102122A* | 23800 | 17 | 8.1 | 26000 | 23600 | 90.77% | 1.96 | 0 | 10.5 |  |  |  | No | R-410A | 1.9833 | Residential & Commercial | Ducted CEE Tier 1
213821315 | Central HP <5.4 tons | TEMPSTAR | HRCU-A-CB (Split System: Heat Pump with Remote Outdoor Unit-Air-Source) | DLCURAH24ABK | ASPEN |  | D(A,C,E)36C34+TDR | *96VTN0601412B* | 23600 | 17 | 8.5 | 26200 | 20200 | 77.1% | 2.89 | 0 | 10 |  |  |  | No | R-410A | 1.9667 | Residential & Commercial | Ducted CEE Tier 1
212969763 | Central HP <5.4 tons | KEEPRITE | HRCU-A-CB (Split System: Heat Pump with Remote Outdoor Unit-Air-Source) | DLCURAH24ABK |  |  | EA*4X30L14A* | *80VSL0451412B* | 23400 | 17 | 8.5 | 26200 | 25000 | 95.42% | 2.08 | 0 | 10 |  |  |  | No | R-410A | 1.95 | Residential & Commercial | Ducted CEE Tier 1
213821333 | Central HP <5.4 tons | TEMPSTAR | HRCU-A-CB (Split System: Heat Pump with Remote Outdoor Unit-Air-Source) | DLCURAH24ABK | ASPEN |  | D(A,C,E)30C44+TDR | *96VTN1002120B* | 23600 | 17.5 | 8.5 | 26200 | 20000 | 76.34% | 2.91 | 0 | 10 |  |  |  | No | R-410A | 1.9667 | Residential & Commercial | Ducted CEE Tier 1
213821335 | Central HP <5.4 tons | TEMPSTAR | HRCU-A-CB (Split System: Heat Pump with Remote Outdoor Unit-Air-Source) | DLCURAH24ABK | ASPEN |  | D(A,C,E)36C34+TDR | *96VTN1002120B* | 23600 | 17.5 | 8.5 | 26200 | 20000 | 76.34% | 2.91 | 0 | 10 |  |  |  | No | R-410A | 1.9667 | Residential & Commercial | Ducted CEE Tier 1
213077526 | Central HP <5.4 tons | KEEPRITE | HRCU-A-CB (Split System: Heat Pump with Remote Outdoor Unit-Air-Source) | DLCURAH36ABK |  |  | EA*4X43L21A* | *96VTN0802120B* | 36600 | 16 | 8.5 | 38500 | 35000 | 90.91% | 2.06 | 0 | 10 |  |  |  | No | R-410A | 3.05 | Residential & Commercial | Ducted CEE Tier 1
213079916 | Central HP <5.4 tons | KEEPRITE | HRCU-A-CB (Split System: Heat Pump with Remote Outdoor Unit-Air-Source) | DLCURAH36ABK |  |  | EN(A,D)4X48L24** | *92MSN1002122A* | 36000 | 16.5 | 8.1 | 38500 | 35000 | 90.91% | 2 | 0 | 10.5 |  |  |  | No | R-410A | 3 | Residential & Commercial | Ducted CEE Tier 1
213080832 | Central HP <5.4 tons | KEEPRITE | HRCU-A-CB (Split System: Heat Pump with Remote Outdoor Unit-Air-Source) | DLCURAH36ABK |  |  | EA*4X43L21A* | *95MSU0802120A* | 36600 | 16 | 8.5 | 38500 | 35000 | 90.91% | 2.08 | 0 | 10 |  |  |  | No | R-410A | 3.05 | Residential & Commercial | Ducted CEE Tier 1
211752356 | Central HP <5.4 tons | ARMSTRONG AIR | HRCU-A-CB (Split System: Heat Pump with Remote Outdoor Unit-Air-Source) | 4SHP22LX124P-**A | ADP |  | H,A,DE34936 | A97USMV070B12 | 23800 | 21 | 8.5 | 22000 | 15400 | 70% | 1.92 | 0 | 13.5 |  |  |  | No | R-410A | 1.9833 | Residential & Commercial | Ducted CEE Tier 1
213612046 | Central HP <5.4 tons | RUUD | HRCU-A-CB (Split System: Heat Pump with Remote Outdoor Unit-Air-Source) | RP15AZ30AJ2N | ASPEN |  | D(A,C,E)36A34+TDR | R962V0403A17M4S | 27400 | 15.4 | 8.1 | 28400 | 20800 | 73.24% | 2.63 | 0 | 11.7 |  |  |  | No | R-410A | 2.2833 | Residential & Commercial | Ducted CEE Tier 1
213311189 | Central HP <5.4 tons | PAYNE HEATING AND COOLING | HRCU-A-CB (Split System: Heat Pump with Remote Outdoor Unit-Air-Source) | 38MURAQ36AB3* | ADP |  | C36A***L159+CBPE3A* |  | 36000 | 16 | 8.1 | 38000 | 35000 | 92.11% | 1.82 | 0 | 10 |  |  |  | No | R-410A | 3 | Residential & Commercial | Ducted CEE Tier 1
213238541 | Central HP <5.4 tons | CHAMPION HEATING AND COOLING | HRCU-A-CB (Split System: Heat Pump with Remote Outdoor Unit-Air-Source) | THF2B48T21 | ASPEN |  | D(A,C,E)48B44+TDR | TM8E120C20MP11 | 43000 | 16 | 8.2 | 44500 | 31200 | 70.11% | 3.06 | 0 | 11.5 |  |  |  | No | R-410A | 3.5833 | Residential & Commercial | Ducted CEE Tier 1
212160157 | Central HP <5.4 tons | ARMSTRONG AIR | HRCU-A-CB (Split System: Heat Pump with Remote Outdoor Unit-Air-Source) | 4SHP22LX124P-**A | ADP |  | PL36H175P149 | A97US2V040B12X | 23800 | 21 | 8.5 | 22000 | 15400 | 70% | 1.92 | 0 | 13.5 |  |  |  | No | R-410A | 1.9833 | Residential & Commercial | Ducted CEE Tier 1
212160223 | Central HP <5.4 tons | ARMSTRONG AIR | HRCU-A-CB (Split System: Heat Pump with Remote Outdoor Unit-Air-Source) | 4SHP22LX124P-**A | ADP |  | PL36H175P159 | A97USMV070B12 | 23800 | 21 | 8.5 | 22000 | 15400 | 70% | 1.92 | 0 | 13.5 |  |  |  | No | R-410A | 1.9833 | Residential & Commercial | Ducted CEE Tier 1
214063936 | Central HP <5.4 tons | BOSCH | HRCU-A-CB (Split System: Heat Pump with Remote Outdoor Unit-Air-Source) | BOVA-60HDN1-M20G | ASPEN |  | D(A,C,E)48D44+TDR | BGH96M100D5A | 44500 | 17.5 | 9 | 47000 | 38500 | 81.91% | 2.32 | 0 | 11.7 |  |  |  | No | R-410A | 3.7083 | Residential & Commercial | Ducted CEE Tier 1
214063938 | Central HP <5.4 tons | BOSCH | HRCU-A-CB (Split System: Heat Pump with Remote Outdoor Unit-Air-Source) | BOVA-60HDN1-M20G | ASPEN |  | D(A,C,E)48A34+TDR | BGH96M100D5B | 42000 | 17.5 | 8.7 | 46500 | 38500 | 82.8% | 2.27 | 0 | 11.4 |  |  |  | No | R-410A | 3.5 | Residential & Commercial | Ducted CEE Tier 1
214064072 | Central HP <5.4 tons | BOSCH | HRCU-A-CB (Split System: Heat Pump with Remote Outdoor Unit-Air-Source) | BOVB-60HDN1-M20G | ASPEN |  | D(A,C,E)48D44+TDR | BGH96M080B3A | 41500 | 17 | 8.8 | 43500 | 39500 | 90.8% | 2.4 | 0 | 11.7 |  |  |  | No | R-410A | 3.4583 | Residential & Commercial | Ducted CEE Tier 1
214064075 | Central HP <5.4 tons | BOSCH | HRCU-A-CB (Split System: Heat Pump with Remote Outdoor Unit-Air-Source) | BOVB-60HDN1-M20G | ASPEN |  | D(A,C,E)48B44+TDR | BGH96M080B3B | 40500 | 17 | 8.8 | 43500 | 39500 | 90.8% | 2.4 | 0 | 11 |  |  |  | No | R-410A | 3.375 | Residential & Commercial | Ducted CEE Tier 1
214064109 | Central HP <5.4 tons | BOSCH | HRCU-A-CB (Split System: Heat Pump with Remote Outdoor Unit-Air-Source) | BOVB-60HDN1-M20G | ASPEN |  | D(A,C,E)60B44+TDR | BGH96M120D5B | 44000 | 17.5 | 9 | 47000 | 38500 | 81.91% | 2.32 | 0 | 11.7 |  |  |  | No | R-410A | 3.6667 | Residential & Commercial | Ducted CEE Tier 1
212851685 | Central HP <5.4 tons | BOSCH | HRCU-A-CB (Split System: Heat Pump with Remote Outdoor Unit-Air-Source) | BOVB-60HDN1-M20G | ASPEN |  | L(E,G)M48B4 |  | 46000 | 17.5 | 9 | 47000 | 44500 | 94.68% | 2.36 | 0 | 11.7 |  |  |  | No | R-410A | 3.8333 | Residential & Commercial | Ducted CEE Tier 1
205750641 | Central HP <5.4 tons | ARCOAIRE | HRCU-A-CB (Split System: Heat Pump with Remote Outdoor Unit-Air-Source) | HVH825GKA2* |  |  | EA*4X37L21A*+WALLCON | *80CTL0701716A* | 24400 | 17 | 8.5 | 21200 | 16600 | 78.3% | 2.02 | 11 | 11 |  |  |  | No | R-410A | 2.0333 | Residential & Commercial | Ducted CEE Tier 1
216019540 | Central HP <5.4 tons | YORK | HRCU-A-CB (Split System: Heat Pump with Remote Outdoor Unit-Air-Source) | HH824E2S11 | ADP |  | H,YG7J(1,2)36+TXV-BLEED | TM9Y060B12MP11 | 22400 | 17 | 9.25 | 21400 | 18000 | 84.11% | 1.96 | 0 | 11.5 |  |  |  | No | R-454B | 1.8667 | Residential & Commercial | Ducted CEE Tier 1
215399929 | Central HP <5.4 tons | FRASER-JOHNSTON | HRCU-A-C (Split System: Heat Pump with Remote Outdoor Unit with No Indoor Fan --Air Source) | HH824E2S11 | ASPEN |  | D(A,C,E)36A4K+TDR |  | 22600 | 15.2 | 8.5 | 22800 | 21200 | 92.98% | 2.69 | 0 | 11 |  |  |  | No | R-454B | 1.8833 | Residential & Commercial | Ducted CEE Tier 1
214331690 | Central HP <5.4 tons | BOSCH | HRCU-A-CB (Split System: Heat Pump with Remote Outdoor Unit-Air-Source) | BOVA-36HDN1-M20G | ASPEN |  | D(A,C,E)36C4G+TXV+TDR | BGH96M060B3B | 23200 | 18 | 9 | 24000 | 22200 | 92.5% | 2.28 | 0 | 12 |  |  |  | No | R-410A | 1.9333 | Residential & Commercial | Ducted CEE Tier 1
214331692 | Central HP <5.4 tons | BOSCH | HRCU-A-CB (Split System: Heat Pump with Remote Outdoor Unit-Air-Source) | BOVA-36HDN1-M20G | ASPEN |  | D(A,C,E)48A3G+TXV+TDR | BGH96M060B3B | 30800 | 17.5 | 8.6 | 33600 | 26600 | 79.17% | 2.34 | 0 | 10.5 |  |  |  | No | R-410A | 2.5667 | Residential & Commercial | Ducted CEE Tier 1
214595307 | Central HP <5.4 tons | BOSCH | HRCU-A-C (Split System: Heat Pump with Remote Outdoor Unit with No Indoor Fan --Air Source) | BOVA-36HDN1-M20G | ASPEN |  | D(A,C,E)30D46+TDR |  | 22600 | 15.2 | 9 | 24000 | 20000 | 83.33% | 1.97 | 0 | 12 |  |  |  | No | R-410A | 1.8833 | Residential & Commercial | Ducted CEE Tier 1
214595323 | Central HP <5.4 tons | BOSCH | HRCU-A-C (Split System: Heat Pump with Remote Outdoor Unit with No Indoor Fan --Air Source) | BOVB-36HDN1-M20G | ASPEN |  | D(A,C,E)30C46+TDR |  | 22400 | 15.2 | 8.9 | 24000 | 33600 | 140% | 1.81 | 0 | 12 |  |  |  | No | R-410A | 1.8667 | Residential & Commercial | Ducted CEE Tier 1
214063990 | Central HP <5.4 tons | BOSCH | HRCU-A-CB (Split System: Heat Pump with Remote Outdoor Unit-Air-Source) | BOVB-36HDN1-M20G | ASPEN |  | D(A,C,E)30B34+TDR | BGH96M060B3B | 22200 | 18 | 8.7 | 23800 | 22200 | 93.28% | 2.23 | 0 | 11.8 |  |  |  | No | R-410A | 1.85 | Residential & Commercial | Ducted CEE Tier 1
214064006 | Central HP <5.4 tons | BOSCH | HRCU-A-CB (Split System: Heat Pump with Remote Outdoor Unit-Air-Source) | BOVB-36HDN1-M20G | ASPEN |  | D(A,C,E)36B34+TDR | BGH96M080B3B | 22400 | 18 | 8.8 | 23800 | 22400 | 94.12% | 2.26 | 0 | 11.9 |  |  |  | No | R-410A | 1.8667 | Residential & Commercial | Ducted CEE Tier 1
214063840 | Central HP <5.4 tons | BOSCH | HRCU-A-CB (Split System: Heat Pump with Remote Outdoor Unit-Air-Source) | BOVA-36HDN1-M20G | ASPEN |  | D(A,C,E)36C44+TDR | BGH96M060B3A | 23200 | 18 | 9 | 24000 | 22200 | 92.5% | 2.28 | 0 | 12 |  |  |  | No | R-410A | 1.9333 | Residential & Commercial | Ducted CEE Tier 1
214063842 | Central HP <5.4 tons | BOSCH | HRCU-A-CB (Split System: Heat Pump with Remote Outdoor Unit-Air-Source) | BOVA-36HDN1-M20G | ASPEN |  | D(A,C,E)30B34+TDR | BGH96M060B3B | 22200 | 18 | 8.7 | 23800 | 22200 | 93.28% | 2.23 | 0 | 11.8 |  |  |  | No | R-410A | 1.85 | Residential & Commercial | Ducted CEE Tier 1
211230531 | Central HP <5.4 tons | KEEPRITE | HRCU-A-CB (Split System: Heat Pump with Remote Outdoor Unit-Air-Source) | DLCURAH36ABK |  |  | EN(A,D)4X48L24** | *80VSL1102422A* | 36000 | 16.5 | 8.1 | 38500 | 34800 | 90.39% | 2.02 | 0 | 10 |  |  |  | No | R-410A | 3 | Residential & Commercial | Ducted CEE Tier 1
211230563 | Central HP <5.4 tons | KEEPRITE | HRCU-A-CB (Split System: Heat Pump with Remote Outdoor Unit-Air-Source) | DLCURAH36ABK |  |  | EN(A,D)4X48L24** | *80VTL0902120A* | 35800 | 16.5 | 8.1 | 38500 | 34800 | 90.39% | 2 | 0 | 10 |  |  |  | No | R-410A | 2.9833 | Residential & Commercial | Ducted CEE Tier 1
211230812 | Central HP <5.4 tons | KEEPRITE | HRCU-A-CB (Split System: Heat Pump with Remote Outdoor Unit-Air-Source) | DLCURAH36ABK |  |  | EN(A,D)4X48L24** | OMV154L20A | 37000 | 16 | 8.1 | 39500 | 35000 | 88.61% | 2.06 | 0 | 10.5 |  |  |  | No | R-410A | 3.0833 | Residential & Commercial | Ducted CEE Tier 1
215936301 | Central HP <5.4 tons | KEEPRITE | HRCU-A-CB (Split System: Heat Pump with Remote Outdoor Unit-Air-Source) | C5H3V36*K*AAA* |  |  | EVD5X48M24A*+WALLCON | *80CSU1002120A* | 35000 | 21.5 | 8.5 | 38500 | 28400 | 73.77% | 2.04 | 0 | 12 |  |  |  | No | R-454B | 2.9167 | Residential & Commercial | Ducted CEE Tier 1
215399930 | Central HP <5.4 tons | FRASER-JOHNSTON | HRCU-A-C (Split System: Heat Pump with Remote Outdoor Unit with No Indoor Fan --Air Source) | HH836E2S11 | ASPEN |  | C(A,C,D,E)36B3K+TDR |  | 30600 | 15.2 | 8.1 | 31000 | 31600 | 101.9% | 2.56 | 0 | 10.5 |  |  |  | No | R-454B | 2.55 | Residential & Commercial | Ducted CEE Tier 1
213238567 | Central HP <5.4 tons | CHAMPION HEATING AND COOLING | HRCU-A-CB (Split System: Heat Pump with Remote Outdoor Unit-Air-Source) | THF2B48T21 | ASPEN |  | D(A,C,E)48B44+TDR | TM9E080C16MP12 | 42000 | 15.9 | 8.2 | 44000 | 31200 | 70.91% | 3.12 | 0 | 11.5 |  |  |  | No | R-410A | 3.5 | Residential & Commercial | Ducted CEE Tier 1
214239640 | Central HP <5.4 tons | KEEPRITE | HRCU-A-CB (Split System: Heat Pump with Remote Outdoor Unit-Air-Source) | CVH837GKA** |  |  | END4X42L17**+WALLCON | *80CTL0451712B* | 31800 | 16.5 | 8.1 | 33400 | 25000 | 74.85% | 1.86 | 0 | 11 |  |  |  | No | R-410A | 2.65 | Residential & Commercial | Ducted CEE Tier 1
211245485 | Central HP <5.4 tons | ARCOAIRE | HRCU-A-CB (Split System: Heat Pump with Remote Outdoor Unit-Air-Source) | DLCURAH24ABK |  |  | EN(A,D)4X36L21** | *80VTL0902120A* | 23800 | 16.5 | 8.1 | 26000 | 23200 | 89.23% | 1.92 | 0 | 10.5 |  |  |  | No | R-410A | 1.9833 | Residential & Commercial | Ducted CEE Tier 1
211245358 | Central HP <5.4 tons | ARCOAIRE | HRCU-A-CB (Split System: Heat Pump with Remote Outdoor Unit-Air-Source) | DLCURAH24ABK |  |  | EN(A,D)4X36L21** | *95ESU0401712A* | 23600 | 16.5 | 8.1 | 26000 | 23600 | 90.77% | 1.96 | 0 | 10.5 |  |  |  | No | R-410A | 1.9667 | Residential & Commercial | Ducted CEE Tier 1
214279772 | Central HP <5.4 tons | GRANDAIRE | HRCU-A-CB (Split System: Heat Pump with Remote Outdoor Unit-Air-Source) | WDLCURAH18ABK |  |  | WLA*304BA* | WFSX060B048B* | 17400 | 16 | 8.5 | 18000 | 18700 | 103.9% | 2.24 | 0 | 10.5 |  |  |  | No | R-410A | 1.45 | Residential & Commercial | Ducted CEE Tier 1
211264896 | Central HP <5.4 tons | GRANDAIRE | HRCU-A-CB (Split System: Heat Pump with Remote Outdoor Unit-Air-Source) | WDLCURAH18ABK |  |  | WAXL244A* |  | 18100 | 16 | 8.5 | 18600 | 18500 | 99.46% | 2.22 | 0 | 10.5 |  |  |  | No | R-410A | 1.5083 | Residential & Commercial | Ducted CEE Tier 1
210470412 | Central HP <5.4 tons | ARCOAIRE | HRCU-A-CB (Split System: Heat Pump with Remote Outdoor Unit-Air-Source) | HVH837GKA2* |  |  | EA*4X61L21A*+WALLCON | *80CSU0601716A* | 33200 | 17.5 | 8.1 | 32200 | 25000 | 77.64% | 1.98 | 0 | 11.5 |  |  |  | No | R-410A | 2.7667 | Residential & Commercial | Ducted CEE Tier 1
212978806 | Central HP <5.4 tons | GRANDAIRE | HRCU-A-CB (Split System: Heat Pump with Remote Outdoor Unit-Air-Source) | WDLCURAH18ABK |  |  | WLNC304BA* | WFE*070B036C* | 17700 | 16.5 | 8.1 | 18200 | 28400 | 156% | 1.96 | 0 | 11 |  |  |  | No | R-410A | 1.475 | Residential & Commercial | Ducted CEE Tier 1
212981879 | Central HP <5.4 tons | GRANDAIRE | HRCU-A-CB (Split System: Heat Pump with Remote Outdoor Unit-Air-Source) | WDLCURAH18ABK |  |  | WLNC244BA* | WFEU100C060B* | 17900 | 15.5 | 8.5 | 19000 | 18700 | 98.42% | 2.24 | 0 | 10.5 |  |  |  | No | R-410A | 1.4917 | Residential & Commercial | Ducted CEE Tier 1
212972939 | Central HP <5.4 tons | KEEPRITE | HRCU-A-CB (Split System: Heat Pump with Remote Outdoor Unit-Air-Source) | DLCURAH24ABK |  |  | EA*4X30L17A* | *96VSN0401410B* | 23400 | 16 | 8.5 | 26400 | 24800 | 93.94% | 2.04 | 0 | 10 |  |  |  | No | R-410A | 1.95 | Residential & Commercial | Ducted CEE Tier 1
211264962 | Central HP <5.4 tons | GRANDAIRE | HRCU-A-CB (Split System: Heat Pump with Remote Outdoor Unit-Air-Source) | WDLCURAH18ABK |  |  | FMA4X24**AL* |  | 17400 | 16 | 8.5 | 18500 | 20000 | 108.1% | 2.44 | 0 | 10.5 |  |  |  | No | R-410A | 1.45 | Residential & Commercial | Ducted CEE Tier 1
213821328 | Central HP <5.4 tons | TEMPSTAR | HRCU-A-CB (Split System: Heat Pump with Remote Outdoor Unit-Air-Source) | DLCURAH24ABK | ASPEN |  | D(A,C,E)30C44+TDR | *96VTN0802120B* | 23800 | 17 | 8.5 | 26400 | 20200 | 76.52% | 2.92 | 0 | 10 |  |  |  | No | R-410A | 1.9833 | Residential & Commercial | Ducted CEE Tier 1
214395070 | Central HP <5.4 tons | GRANDAIRE | HRCU-A-CB (Split System: Heat Pump with Remote Outdoor Unit-Air-Source) | WDLCURAH18ABK |  |  | WLNC244BA* | WFSX060B048B* | 17500 | 15.5 | 8.5 | 18500 | 19000 | 102.7% | 2.28 | 0 | 10.5 |  |  |  | No | R-410A | 1.4583 | Residential & Commercial | Ducted CEE Tier 1
214064089 | Central HP <5.4 tons | BOSCH | HRCU-A-CB (Split System: Heat Pump with Remote Outdoor Unit-Air-Source) | BOVB-60HDN1-M20G | ASPEN |  | D(A,C,E)60B44+TDR | BGH96M100C5A | 43500 | 17.5 | 8.8 | 46500 | 39000 | 83.87% | 2.35 | 0 | 11.7 |  |  |  | No | R-410A | 3.625 | Residential & Commercial | Ducted CEE Tier 1
214063923 | Central HP <5.4 tons | BOSCH | HRCU-A-CB (Split System: Heat Pump with Remote Outdoor Unit-Air-Source) | BOVA-60HDN1-M20G | ASPEN |  | D(A,C,E)48B44+TDR | BGH96M080C4B | 40500 | 17 | 8.8 | 44500 | 39000 | 87.64% | 2.39 | 0 | 11 |  |  |  | No | R-410A | 3.375 | Residential & Commercial | Ducted CEE Tier 1
214063930 | Central HP <5.4 tons | BOSCH | HRCU-A-CB (Split System: Heat Pump with Remote Outdoor Unit-Air-Source) | BOVA-60HDN1-M20G | ASPEN |  | D(A,C,E)48A34+TDR | BGH96M100C5B | 41500 | 17.5 | 8.5 | 46000 | 38500 | 83.7% | 2.27 | 0 | 11.4 |  |  |  | No | R-410A | 3.4583 | Residential & Commercial | Ducted CEE Tier 1
214063945 | Central HP <5.4 tons | BOSCH | HRCU-A-CB (Split System: Heat Pump with Remote Outdoor Unit-Air-Source) | BOVA-60HDN1-M20G | ASPEN |  | D(A,C,E)60B44+TDR | BGH96M120D5A | 44000 | 17.5 | 9 | 47000 | 38500 | 81.91% | 2.32 | 0 | 11.7 |  |  |  | No | R-410A | 3.6667 | Residential & Commercial | Ducted CEE Tier 1
214440886 | Central HP <5.4 tons | BRYANT HEATING AND COOLING SYSTEMS | HRCU-A-CB (Split System: Heat Pump with Remote Outdoor Unit-Air-Source) | 284ANV036*0**B* | ADP |  | V,C36H175P149 | 88*TB36045C17*** | 32200 | 19 | 9 | 35200 | 27400 | 77.84% | 2.02 | 0 | 11.5 |  |  |  | No | R-410A | 2.6833 | Residential & Commercial | Ducted CEE Tier 1
214440895 | Central HP <5.4 tons | BRYANT HEATING AND COOLING SYSTEMS | HRCU-A-CB (Split System: Heat Pump with Remote Outdoor Unit-Air-Source) | 284ANV036*0**B* | ADP |  | V,C36H175P459 | 88*TB48070C17*** | 33200 | 20 | 9 | 34400 | 26600 | 77.33% | 2.02 | 0 | 12 |  |  |  | No | R-410A | 2.7667 | Residential & Commercial | Ducted CEE Tier 1
214389921 | Central HP <5.4 tons | CARRIER | HRCU-A-CB (Split System: Heat Pump with Remote Outdoor Unit-Air-Source) | 25VNA448A*031* | ADP |  | H,PG3K960 | 58TN*B070C17**16 | 44500 | 20 | 9 | 44500 | 36200 | 81.35% | 2.3 | 0 | 11 |  |  |  | No | R-410A | 3.7083 | Residential & Commercial | Ducted CEE Tier 1
207573775 | Central HP <5.4 tons | DAY & NIGHT | HRCU-A-CB (Split System: Heat Pump with Remote Outdoor Unit-Air-Source) | CVH848GKA2* | ADP |  | FG36960 | *97CMN1002122A* | 44500 | 17 | 8.5 | 44500 | 34600 | 77.75% | 2 | 10.5 | 10 |  |  |  | No | R-410A | 3.7083 | Residential & Commercial | Ducted CEE Tier 1
213369642 | Central HP <5.4 tons | ECO-AIR | HRCU-A-C (Split System: Heat Pump with Remote Outdoor Unit with No Indoor Fan --Air Source) | MOD30U-30HFN1-MR0(X) | ADP |  | *E31930+TD |  | 28600 | 15.2 | 9.05 | 31000 | 26600 | 85.81% | 1.76 | 0 | 10 |  |  |  | No | R-410A | 2.3833 | Residential & Commercial | Ducted CEE Tier 1
214389872 | Central HP <5.4 tons | CARRIER | HRCU-A-CB (Split System: Heat Pump with Remote Outdoor Unit-Air-Source) | 25VNA424A*031* | ADP |  | H,PG53936 | 58TN*B070C14**12 | 24200 | 20 | 10.5 | 24800 | 19300 | 77.82% | 2.54 | 0 | 13 |  |  |  | No | R-410A | 2.0167 | Residential & Commercial | Ducted CEE Tier 1
213250270 | Central HP <5.4 tons | DIRECT AIR | HRCU-A-C (Split System: Heat Pump with Remote Outdoor Unit with No Indoor Fan --Air Source) | DIRM-30MAGICPRO20-OU | ADP |  | *G33936+TD |  | 29400 | 15.2 | 9.35 | 31200 | 26600 | 85.26% | 1.8 | 0 | 10 |  |  |  | No | R-410A | 2.45 | Residential & Commercial | Ducted CEE Tier 1
214272295 | Central HP <5.4 tons | CARRIER | HRCU-A-CB (Split System: Heat Pump with Remote Outdoor Unit-Air-Source) | 25VNA837A*030* | ADP |  | V,C36H175P459 | 58TN*B070C17**16 | 32400 | 17 | 8.5 | 30600 | 24600 | 80.39% | 1.98 | 0 | 11.5 |  |  |  | No | R-410A | 2.7 | Residential & Commercial | Ducted CEE Tier 1
214272338 | Central HP <5.4 tons | CARRIER | HRCU-A-CB (Split System: Heat Pump with Remote Outdoor Unit-Air-Source) | 25VNA837A*030* | ADP |  | C36A***L539 | 59TN6C100C21**22 | 32400 | 18 | 8.5 | 30400 | 24400 | 80.26% | 2 | 0 | 11.5 |  |  |  | No | R-410A | 2.7 | Residential & Commercial | Ducted CEE Tier 1
216017399 | Central HP <5.4 tons | YORK | HRCU-A-CB (Split System: Heat Pump with Remote Outdoor Unit-Air-Source) | HH836E2S11 | ADP |  | FE*TT3*37+TXV-BLEED |  | 34000 | 19 | 9 | 29800 | 24800 | 83.22% | 2 | 0 | 11.7 |  |  |  | No | R-454B | 2.8333 | Residential & Commercial | Ducted CEE Tier 1
211241771 | Central HP <5.4 tons | GRANDAIRE | HRCU-A-CB (Split System: Heat Pump with Remote Outdoor Unit-Air-Source) | WDLCURAH24ABK |  |  | WLA*304BA* | WFEL070A036B* | 24200 | 16.5 | 8.5 | 26400 | 22800 | 86.36% | 1.88 | 0 | 10 |  |  |  | No | R-410A | 2.0167 | Residential & Commercial | Ducted CEE Tier 1
214094154 | Central HP <5.4 tons | BOSCH | HRCU-A-CB (Split System: Heat Pump with Remote Outdoor Unit-Air-Source) | BOVB-60HDN1-M18M | ASPEN |  | DM59A44+TDR | BGH96M100D5A | 42500 | 17.5 | 8.1 | 47000 | 36200 | 77.02% | 2.48 | 0 | 10.9 |  |  |  | No | R-410A | 3.5417 | Residential & Commercial | Ducted CEE Tier 1
214229397 | Central HP <5.4 tons | GRANDAIRE | HRCU-A-CB (Split System: Heat Pump with Remote Outdoor Unit-Air-Source) | WDLCURAH24ABK |  |  | WLNC364CA* | WFEU080C060B* | 23400 | 17 | 8.5 | 25800 | 23800 | 92.25% | 2 | 0 | 10.5 |  |  |  | No | R-410A | 1.95 | Residential & Commercial | Ducted CEE Tier 1
210599402 | Central HP <5.4 tons | ARCOAIRE | HRCU-A-CB (Split System: Heat Pump with Remote Outdoor Unit-Air-Source) | HVH837GKA** |  |  | EHD4X60AAL+WALLCON | *80CTL0701412A* | 32800 | 17 | 8.1 | 32400 | 25000 | 77.16% | 2 | 0 | 11 |  |  |  | No | R-410A | 2.7333 | Residential & Commercial | Ducted CEE Tier 1
210599501 | Central HP <5.4 tons | ARCOAIRE | HRCU-A-CB (Split System: Heat Pump with Remote Outdoor Unit-Air-Source) | HVH837GKA** |  |  | EN(A,D)4X48L24**+WALLCON | *80CSU1002120A* | 32400 | 17 | 8.1 | 33000 | 24800 | 75.15% | 1.94 | 0 | 11.5 |  |  |  | No | R-410A | 2.7 | Residential & Commercial | Ducted CEE Tier 1
211260528 | Central HP <5.4 tons | KEEPRITE | HRCU-A-CB (Split System: Heat Pump with Remote Outdoor Unit-Air-Source) | DLCURAH18ABK |  |  | EA*4X24L17A* | *96VTN0601714A* | 17600 | 15.5 | 8.5 | 18600 | 19100 | 102.7% | 2.3 | 0 | 10.5 |  |  |  | No | R-410A | 1.4667 | Residential & Commercial | Ducted CEE Tier 1
205751091 | Central HP <5.4 tons | ARCOAIRE | HRCU-A-CB (Split System: Heat Pump with Remote Outdoor Unit-Air-Source) | HVH837GKA** |  |  | EA*4X37L21A*+WALLCON | *80CTL0901716A* | 33000 | 18 | 8.5 | 32800 | 25000 | 76.22% | 2 | 12 | 11.7 |  |  |  | No | R-410A | 2.75 | Residential & Commercial | Ducted CEE Tier 1
212437650 | Central HP <5.4 tons | ARMSTRONG AIR | HRCU-A-CB (Split System: Heat Pump with Remote Outdoor Unit-Air-Source) | 4SHP22LX124P-**A | ADP |  | 36BX** | A96US2V070B12 | 23800 | 21 | 8.5 | 22000 | 15400 | 70% | 1.92 | 0 | 13.5 |  |  |  | No | R-410A | 1.9833 | Residential & Commercial | Ducted CEE Tier 1
212437657 | Central HP <5.4 tons | ARMSTRONG AIR | HRCU-A-CB (Split System: Heat Pump with Remote Outdoor Unit-Air-Source) | 4SHP22LX124P-**A | ADP |  | 36CX** | A97US2V040B12X | 23800 | 21 | 8.5 | 22000 | 15400 | 70% | 1.92 | 0 | 13.5 |  |  |  | No | R-410A | 1.9833 | Residential & Commercial | Ducted CEE Tier 1
214056972 | Central HP <5.4 tons | TRANE | HRCU-A-C (Split System: Heat Pump with Remote Outdoor Unit with No Indoor Fan --Air Source) | 4TXD2060A10NU** | ASPEN |  | C(A,C,D,E)48C44+TDR |  | 47000 | 15.2 | 8.5 | 48000 | 33600 | 70% | 1.8 | 0 | 10 |  |  |  | No | R-410A | 3.9167 | Residential & Commercial | Ducted CEE Tier 1
214080669 | Central HP <5.4 tons | ARMSTRONG AIR | HRCU-A-CB (Split System: Heat Pump with Remote Outdoor Unit-Air-Source) | 4SHP22LX124P-**A | ADP |  | H,A,DG9J936 | A97US2V060B12X | 23800 | 20 | 8.5 | 22000 | 15400 | 70% | 1.9 | 0 | 13.5 |  |  |  | No | R-410A | 1.9833 | Residential & Commercial | Ducted CEE Tier 1
214080671 | Central HP <5.4 tons | ARMSTRONG AIR | HRCU-A-CB (Split System: Heat Pump with Remote Outdoor Unit-Air-Source) | 4SHP22LX124P-**A | ADP |  | H,A,DP15936 | A97USMV070B12 | 23800 | 21 | 8.5 | 22000 | 15400 | 70% | 1.92 | 0 | 13.5 |  |  |  | No | R-410A | 1.9833 | Residential & Commercial | Ducted CEE Tier 1
214272343 | Central HP <5.4 tons | CARRIER | HRCU-A-CB (Split System: Heat Pump with Remote Outdoor Unit-Air-Source) | 25VNA837A*031* | ADP |  | V,C36H175P459 | 58TN*B045C17**12 | 32600 | 17 | 8.5 | 31600 | 25200 | 79.75% | 1.96 | 0 | 11 |  |  |  | No | R-410A | 2.7167 | Residential & Commercial | Ducted CEE Tier 1
214272345 | Central HP <5.4 tons | CARRIER | HRCU-A-CB (Split System: Heat Pump with Remote Outdoor Unit-Air-Source) | 25VNA837A*031* | ADP |  | C36A***L539 | 58TN*B070C14**12 | 32800 | 17 | 8.1 | 30800 | 24600 | 79.87% | 1.98 | 0 | 11 |  |  |  | No | R-410A | 2.7333 | Residential & Commercial | Ducted CEE Tier 1
210598199 | Central HP <5.4 tons | ARCOAIRE | HRCU-A-CB (Split System: Heat Pump with Remote Outdoor Unit-Air-Source) | HVH825GKA2* |  |  | EHD4X42AAL+WALLCON | *95CSU1002122A* | 24200 | 16 | 8.1 | 21400 | 16600 | 77.57% | 2 | 0 | 11 |  |  |  | No | R-410A | 2.0167 | Residential & Commercial | Ducted CEE Tier 1
210598482 | Central HP <5.4 tons | ARCOAIRE | HRCU-A-CB (Split System: Heat Pump with Remote Outdoor Unit-Air-Source) | HVH825GKA2* |  |  | EN(A,D,W)4X48L21**+WALLCON | *80CTL0451712A* | 24000 | 16.5 | 8.1 | 21400 | 16700 | 78.04% | 2 | 0 | 11 |  |  |  | No | R-410A | 2 | Residential & Commercial | Ducted CEE Tier 1
216453761 | Central HP <5.4 tons | RUUD | HRCU-A-CB (Split System: Heat Pump with Remote Outdoor Unit-Air-Source) | RD17AZ48AJ3N | ASPEN |  | D(A,C,E)48C44+TDR | U98MV0855A21UPS | 42000 | 17 | 8.5 | 45500 | 35200 | 77.36% | 2.92 | 0 | 11.2 |  |  |  | No | R-410A | 3.5 | Residential & Commercial | Ducted CEE Tier 1
216019537 | Central HP <5.4 tons | YORK | HRCU-A-CB (Split System: Heat Pump with Remote Outdoor Unit-Air-Source) | HH824E2S11 | ADP |  | H,YG7J(1,2)36+TXV-BLEED | TM9Y040A10MP11 | 22400 | 16 | 8.8 | 21400 | 17600 | 82.24% | 1.96 | 0 | 11.5 |  |  |  | No | R-454B | 1.8667 | Residential & Commercial | Ducted CEE Tier 1
213078065 | Central HP <5.4 tons | KEEPRITE | HRCU-A-CB (Split System: Heat Pump with Remote Outdoor Unit-Air-Source) | DLCURAH36ABK |  |  | EA*4X37L17A* | *80MS(N,L)0701716A* | 36000 | 15.5 | 8.5 | 38500 | 35000 | 90.91% | 2 | 0 | 10 |  |  |  | No | R-410A | 3 | Residential & Commercial | Ducted CEE Tier 1
213075990 | Central HP <5.4 tons | KEEPRITE | HRCU-A-CB (Split System: Heat Pump with Remote Outdoor Unit-Air-Source) | DLCURAH36ABK |  |  | EN(A,D,W)4X48L21** | *95MSU1002120A* | 36200 | 16.5 | 8.1 | 38500 | 35000 | 90.91% | 2.02 | 0 | 10.5 |  |  |  | No | R-410A | 3.0167 | Residential & Commercial | Ducted CEE Tier 1
213075906 | Central HP <5.4 tons | KEEPRITE | HRCU-A-CB (Split System: Heat Pump with Remote Outdoor Unit-Air-Source) | DLCURAH36ABK |  |  | EA*4X42L21A* | *95MSU1002120A* | 35600 | 16 | 8.1 | 38500 | 35200 | 91.43% | 1.9 | 0 | 10 |  |  |  | No | R-410A | 2.9667 | Residential & Commercial | Ducted CEE Tier 1
213088242 | Central HP <5.4 tons | ARCOAIRE | HRCU-A-CB (Split System: Heat Pump with Remote Outdoor Unit-Air-Source) | DLCURAH36ABK | ADP |  | H,GG35936+AEFE4B* |  | 36000 | 16 | 8.1 | 38000 | 35000 | 92.11% | 1.82 | 0 | 10 |  |  |  | No | R-410A | 3 | Residential & Commercial | Ducted CEE Tier 1
213080445 | Central HP <5.4 tons | KEEPRITE | HRCU-A-CB (Split System: Heat Pump with Remote Outdoor Unit-Air-Source) | DLCURAH36ABK |  |  | EN(A,D,W)4X48L21** | *96MSN1002122A* | 36000 | 16.5 | 8.1 | 38500 | 34800 | 90.39% | 2.02 | 0 | 10 |  |  |  | No | R-410A | 3 | Residential & Commercial | Ducted CEE Tier 1
214331775 | Central HP <5.4 tons | BOSCH | HRCU-A-CB (Split System: Heat Pump with Remote Outdoor Unit-Air-Source) | BOVA-60HDN1-M20G | ASPEN |  | D(A,C,E)48A3G+TXV+TDR | BGH96M100C5B | 41500 | 17.5 | 8.5 | 46000 | 38500 | 83.7% | 2.27 | 0 | 11.4 |  |  |  | No | R-410A | 3.4583 | Residential & Commercial | Ducted CEE Tier 1
214331782 | Central HP <5.4 tons | BOSCH | HRCU-A-CB (Split System: Heat Pump with Remote Outdoor Unit-Air-Source) | BOVA-60HDN1-M20G | ASPEN |  | D(A,C,E)60B4G+TXV+TDR | BGH96M100D5A | 44000 | 17.5 | 9 | 47000 | 38500 | 81.91% | 2.32 | 0 | 11.7 |  |  |  | No | R-410A | 3.6667 | Residential & Commercial | Ducted CEE Tier 1
214331791 | Central HP <5.4 tons | BOSCH | HRCU-A-CB (Split System: Heat Pump with Remote Outdoor Unit-Air-Source) | BOVA-60HDN1-M20G | ASPEN |  | D(A,C,E)48A3G+TXV+TDR | BGH96M120D5B | 42000 | 17.5 | 8.7 | 46500 | 38500 | 82.8% | 2.27 | 0 | 11.4 |  |  |  | No | R-410A | 3.5 | Residential & Commercial | Ducted CEE Tier 1
214063941 | Central HP <5.4 tons | BOSCH | HRCU-A-CB (Split System: Heat Pump with Remote Outdoor Unit-Air-Source) | BOVA-60HDN1-M20G | ASPEN |  | D(A,C,E)60B44+TDR | BGH96M100D5B | 44000 | 17.5 | 9 | 47000 | 38500 | 81.91% | 2.32 | 0 | 11.7 |  |  |  | No | R-410A | 3.6667 | Residential & Commercial | Ducted CEE Tier 1
214064027 | Central HP <5.4 tons | BOSCH | HRCU-A-CB (Split System: Heat Pump with Remote Outdoor Unit-Air-Source) | BOVB-36HDN1-M20G | ASPEN |  | D(A,C,E)36C44+TDR | BGH96M100C5B | 31200 | 18.5 | 9 | 34200 | 27600 | 80.7% | 2.51 | 0 | 11.9 |  |  |  | No | R-410A | 2.6 | Residential & Commercial | Ducted CEE Tier 1
214064029 | Central HP <5.4 tons | BOSCH | HRCU-A-CB (Split System: Heat Pump with Remote Outdoor Unit-Air-Source) | BOVB-36HDN1-M20G | ASPEN |  | D(A,C,E)48A34+TDR | BGH96M100C5B | 30400 | 18.5 | 8.7 | 34000 | 27400 | 80.59% | 2.43 | 0 | 11.7 |  |  |  | No | R-410A | 2.5333 | Residential & Commercial | Ducted CEE Tier 1
214272300 | Central HP <5.4 tons | CARRIER | HRCU-A-CB (Split System: Heat Pump with Remote Outdoor Unit-Air-Source) | 25VNA837A*030* | ADP |  | V,C36H175P459 | 58TN*B090C17**16 | 32400 | 18 | 8.5 | 30400 | 24600 | 80.92% | 2 | 0 | 11.5 |  |  |  | No | R-410A | 2.7 | Residential & Commercial | Ducted CEE Tier 1
215938261 | Central HP <5.4 tons | KEEPRITE | HRCU-A-CB (Split System: Heat Pump with Remote Outdoor Unit-Air-Source) | C5H3V48*K*AAA* |  |  | EVD5X60M21A*+WALLCON | *96CTN0801714B* | 44000 | 20 | 8.1 | 53500 | 37600 | 70.28% | 2 | 0 | 11.5 |  |  |  | No | R-454B | 3.6667 | Residential & Commercial | Ducted CEE Tier 1
214331850 | Central HP <5.4 tons | BOSCH | HRCU-A-CB (Split System: Heat Pump with Remote Outdoor Unit-Air-Source) | BOVB-36HDN1-M20G | ASPEN |  | D(A,C,E)36A3G+TXV+TDR | BGH96M080B3B | 22200 | 18 | 8.4 | 23600 | 22200 | 94.07% | 2.17 | 0 | 11.8 |  |  |  | No | R-410A | 1.85 | Residential & Commercial | Ducted CEE Tier 1
214595297 | Central HP <5.4 tons | BOSCH | HRCU-A-C (Split System: Heat Pump with Remote Outdoor Unit with No Indoor Fan --Air Source) | BOVA-36HDN1-M20G | ASPEN |  | D(A,C,E)36A46+TDR |  | 21800 | 15.2 | 8.7 | 23800 | 20000 | 84.03% | 1.98 | 0 | 11.8 |  |  |  | No | R-410A | 1.8167 | Residential & Commercial | Ducted CEE Tier 1
214063984 | Central HP <5.4 tons | BOSCH | HRCU-A-CB (Split System: Heat Pump with Remote Outdoor Unit-Air-Source) | BOVB-36HDN1-M20G | ASPEN |  | D(A,C,E)36A34+TDR | BGH96M060B3A | 22200 | 18 | 8.4 | 23600 | 22200 | 94.07% | 2.17 | 0 | 11.8 |  |  |  | No | R-410A | 1.85 | Residential & Commercial | Ducted CEE Tier 1
214063848 | Central HP <5.4 tons | BOSCH | HRCU-A-CB (Split System: Heat Pump with Remote Outdoor Unit-Air-Source) | BOVA-36HDN1-M20G | ASPEN |  | D(A,C,E)24B34+TDR | BGH96M080B3A | 21800 | 18 | 8.5 | 23800 | 22200 | 93.28% | 2.19 | 0 | 11 |  |  |  | No | R-410A | 1.8167 | Residential & Commercial | Ducted CEE Tier 1
214063850 | Central HP <5.4 tons | BOSCH | HRCU-A-CB (Split System: Heat Pump with Remote Outdoor Unit-Air-Source) | BOVA-36HDN1-M20G | ASPEN |  | D(A,C,E)36C44+TDR | BGH96M080B3A | 23200 | 18 | 9 | 24000 | 22200 | 92.5% | 2.28 | 0 | 12 |  |  |  | No | R-410A | 1.9333 | Residential & Commercial | Ducted CEE Tier 1
214063857 | Central HP <5.4 tons | BOSCH | HRCU-A-CB (Split System: Heat Pump with Remote Outdoor Unit-Air-Source) | BOVA-36HDN1-M20G | ASPEN |  | D(A,C,E)48A34+TDR | BGH96M080B3B | 31000 | 17.5 | 8.6 | 33600 | 26600 | 79.17% | 2.31 | 0 | 10.5 |  |  |  | No | R-410A | 2.5833 | Residential & Commercial | Ducted CEE Tier 1
214389904 | Central HP <5.4 tons | CARRIER | HRCU-A-CB (Split System: Heat Pump with Remote Outdoor Unit-Air-Source) | 25VNA436A*031* | ADP |  | H,PG34936 | 58TN*B070C17**16 | 32400 | 19 | 8.5 | 36400 | 28200 | 77.47% | 1.98 | 0 | 12 |  |  |  | No | R-410A | 2.7 | Residential & Commercial | Ducted CEE Tier 1
214063856 | Central HP <5.4 tons | BOSCH | HRCU-A-CB (Split System: Heat Pump with Remote Outdoor Unit-Air-Source) | BOVA-36HDN1-M20G | ASPEN |  | D(A,C,E)36D34+TDR | BGH96M080B3B | 23000 | 18 | 9 | 24000 | 22200 | 92.5% | 2.28 | 0 | 12 |  |  |  | No | R-410A | 1.9167 | Residential & Commercial | Ducted CEE Tier 1
214063992 | Central HP <5.4 tons | BOSCH | HRCU-A-CB (Split System: Heat Pump with Remote Outdoor Unit-Air-Source) | BOVB-36HDN1-M20G | ASPEN |  | D(A,C,E)36B34+TDR | BGH96M060B3B | 22600 | 18 | 8.8 | 23800 | 22400 | 94.12% | 2.26 | 0 | 11.9 |  |  |  | No | R-410A | 1.8833 | Residential & Commercial | Ducted CEE Tier 1
214584491 | Central HP <5.4 tons | BOSCH | HRCU-A-C (Split System: Heat Pump with Remote Outdoor Unit with No Indoor Fan --Air Source) | BOVA-36HDN1-M20G | ASPEN |  | D(A,C,E)36A44+TDR |  | 21800 | 15.2 | 8.7 | 23800 | 20000 | 84.03% | 1.98 | 0 | 11.8 |  |  |  | No | R-410A | 1.8167 | Residential & Commercial | Ducted CEE Tier 1
214331833 | Central HP <5.4 tons | BOSCH | HRCU-A-CB (Split System: Heat Pump with Remote Outdoor Unit-Air-Source) | BOVB-36HDN1-M20G | ASPEN |  | D(A,C,E)48A3G+TXV+TDR | BGH96M060B3A | 30800 | 17.5 | 8.6 | 33600 | 26600 | 79.17% | 2.34 | 0 | 10.5 |  |  |  | No | R-410A | 2.5667 | Residential & Commercial | Ducted CEE Tier 1
214331835 | Central HP <5.4 tons | BOSCH | HRCU-A-CB (Split System: Heat Pump with Remote Outdoor Unit-Air-Source) | BOVB-36HDN1-M20G | ASPEN |  | D(A,C,E)30B3G+TXV+TDR | BGH96M060B3B | 22200 | 18 | 8.7 | 23800 | 22200 | 93.28% | 2.23 | 0 | 11.8 |  |  |  | No | R-410A | 1.85 | Residential & Commercial | Ducted CEE Tier 1
212159503 | Central HP <5.4 tons | ARMSTRONG AIR | HRCU-A-CB (Split System: Heat Pump with Remote Outdoor Unit-Air-Source) | 4SHP22LX124P-**A | ADP |  | PL36H***P449 | A80UH1E045A12 | 23400 | 21 | 8.5 | 21200 | 14900 | 70.28% | 1.86 | 0 | 13.5 |  |  |  | No | R-410A | 1.95 | Residential & Commercial | Ducted CEE Tier 1
214264215 | Central HP <5.4 tons | ARMSTRONG AIR | HRCU-A-CB (Split System: Heat Pump with Remote Outdoor Unit-Air-Source) | 4SHP22LX124P-**A | ADP |  | H,A,DG9J(1,2)36+TXV | A97USMV070B12 | 23800 | 21 | 8.5 | 22000 | 15400 | 70% | 1.92 | 0 | 13.5 |  |  |  | No | R-410A | 1.9833 | Residential & Commercial | Ducted CEE Tier 1
213796565 | Central HP <5.4 tons | PAYNE HEATING AND COOLING | HRCU-A-CB (Split System: Heat Pump with Remote Outdoor Unit-Air-Source) | 38MURAQ18AB3* | ADP |  | V,C36H***P429+CBPE3A* |  | 17800 | 15.5 | 9 | 17100 | 19400 | 113.5% | 2.4 | 0 | 10.5 |  |  |  | No | R-410A | 1.4833 | Residential & Commercial | Ducted CEE Tier 1
214331758 | Central HP <5.4 tons | BOSCH | HRCU-A-CB (Split System: Heat Pump with Remote Outdoor Unit-Air-Source) | BOVA-60HDN1-M20G | ASPEN |  | D(A,C,E)60B4G+TXV+TDR | BGH96M080B3A | 41500 | 17 | 8.8 | 43500 | 39500 | 90.8% | 2.4 | 0 | 11.7 |  |  |  | No | R-410A | 3.4583 | Residential & Commercial | Ducted CEE Tier 1
214063939 | Central HP <5.4 tons | BOSCH | HRCU-A-CB (Split System: Heat Pump with Remote Outdoor Unit-Air-Source) | BOVA-60HDN1-M20G | ASPEN |  | D(A,C,E)48B44+TDR | BGH96M100D5B | 43500 | 17.5 | 9 | 47000 | 38500 | 81.91% | 2.32 | 0 | 11.6 |  |  |  | No | R-410A | 3.625 | Residential & Commercial | Ducted CEE Tier 1
214723115 | Central HP <5.4 tons | BOSCH | HRCU-A-CB (Split System: Heat Pump with Remote Outdoor Unit-Air-Source) | BOVA-24HDN1-M15G | ASPEN |  | L(E,F)W30B4 |  | 16800 | 15.2 | 8.1 | 17900 | 12900 | 72.07% | 1.81 | 0 | 10.5 |  |  |  | No | R-410A | 1.4 | Residential & Commercial | Ducted CEE Tier 1
211243152 | Central HP <5.4 tons | GRANDAIRE | HRCU-A-CB (Split System: Heat Pump with Remote Outdoor Unit-Air-Source) | WDLCURAH24ABK |  |  | WLA*374BA* | WFER070A036A* | 24800 | 17 | 8.5 | 25800 | 21400 | 82.95% | 1.8 | 0 | 10.5 |  |  |  | No | R-410A | 2.0667 | Residential & Commercial | Ducted CEE Tier 1
211243027 | Central HP <5.4 tons | GRANDAIRE | HRCU-A-CB (Split System: Heat Pump with Remote Outdoor Unit-Air-Source) | WDLCURAH24ABK |  |  | WLA*374BA* | WFER045A036A* | 25200 | 16 | 8.5 | 26200 | 21000 | 80.15% | 1.76 | 0 | 10 |  |  |  | No | R-410A | 2.1 | Residential & Commercial | Ducted CEE Tier 1
211244120 | Central HP <5.4 tons | GRANDAIRE | HRCU-A-CB (Split System: Heat Pump with Remote Outdoor Unit-Air-Source) | WDLCURAH24ABK |  |  | WLNC244BA* | WFEL045B036B* | 23600 | 16 | 8.5 | 26800 | 23600 | 88.06% | 1.94 | 0 | 10 |  |  |  | No | R-410A | 1.9667 | Residential & Commercial | Ducted CEE Tier 1
211243979 | Central HP <5.4 tons | GRANDAIRE | HRCU-A-CB (Split System: Heat Pump with Remote Outdoor Unit-Air-Source) | WDLCURAH24ABK |  |  | WLNC244BA* | WFEU040B036A* | 23600 | 17 | 8.5 | 26400 | 23800 | 90.15% | 1.98 | 0 | 10 |  |  |  | No | R-410A | 1.9667 | Residential & Commercial | Ducted CEE Tier 1
211243538 | Central HP <5.4 tons | GRANDAIRE | HRCU-A-CB (Split System: Heat Pump with Remote Outdoor Unit-Air-Source) | WDLCURAH24ABK |  |  | WLA*374CA* | WFEL090B042B* | 25400 | 17 | 8.5 | 25800 | 20600 | 79.84% | 1.76 | 0 | 10.5 |  |  |  | No | R-410A | 2.1167 | Residential & Commercial | Ducted CEE Tier 1
211243502 | Central HP <5.4 tons | GRANDAIRE | HRCU-A-CB (Split System: Heat Pump with Remote Outdoor Unit-Air-Source) | WDLCURAH24ABK |  |  | WLA*374CA* | WFEL045B036B* | 24800 | 17 | 8.5 | 25400 | 21000 | 82.68% | 1.76 | 0 | 10.5 |  |  |  | No | R-410A | 2.0667 | Residential & Commercial | Ducted CEE Tier 1
211244931 | Central HP <5.4 tons | GRANDAIRE | HRCU-A-CB (Split System: Heat Pump with Remote Outdoor Unit-Air-Source) | WDLCURAH24ABK |  |  | WLN(C,W)364BA* | WFER070B048A* | 24800 | 16 | 8.1 | 26800 | 22200 | 82.84% | 1.82 | 0 | 10.5 |  |  |  | No | R-410A | 2.0667 | Residential & Commercial | Ducted CEE Tier 1
213250268 | Central HP <5.4 tons | DIRECT AIR | HRCU-A-C (Split System: Heat Pump with Remote Outdoor Unit with No Indoor Fan --Air Source) | DIRM-30MAGICPRO20-OU | ADP |  | *G8J936+TD |  | 29800 | 15.2 | 9.5 | 31400 | 26600 | 84.71% | 1.82 | 0 | 10.5 |  |  |  | No | R-410A | 2.4833 | Residential & Commercial | Ducted CEE Tier 1
214389894 | Central HP <5.4 tons | CARRIER | HRCU-A-CB (Split System: Heat Pump with Remote Outdoor Unit-Air-Source) | 25VNA424A*031* | ADP |  | H,PG32936 | 58TN*B135C24**22 | 22800 | 20 | 10.5 | 25000 | 19300 | 77.2% | 2.48 | 0 | 12.5 |  |  |  | No | R-410A | 1.9 | Residential & Commercial | Ducted CEE Tier 1
214271591 | Central HP <5.4 tons | CARRIER | HRCU-A-CB (Split System: Heat Pump with Remote Outdoor Unit-Air-Source) | 25VNA424A*031* | ADP |  | V,C36H175P159 | 58TN*B045C17**12 | 23400 | 20 | 10.5 | 25000 | 19500 | 78% | 2.42 | 0 | 12.5 |  |  |  | No | R-410A | 1.95 | Residential & Commercial | Ducted CEE Tier 1
214389887 | Central HP <5.4 tons | CARRIER | HRCU-A-CB (Split System: Heat Pump with Remote Outdoor Unit-Air-Source) | 25VNA424A*031* | ADP |  | H,PG53936 | 58TN*B090C21**20 | 24200 | 20 | 10.5 | 24800 | 19200 | 77.42% | 2.56 | 0 | 13.5 |  |  |  | No | R-410A | 2.0167 | Residential & Commercial | Ducted CEE Tier 1
214389888 | Central HP <5.4 tons | CARRIER | HRCU-A-CB (Split System: Heat Pump with Remote Outdoor Unit-Air-Source) | 25VNA424A*031* | ADP |  | H,PG24936 | 58TN*B110C21**20 | 22600 | 20 | 10.5 | 25000 | 19300 | 77.2% | 2.48 | 0 | 12.5 |  |  |  | No | R-410A | 1.8833 | Residential & Commercial | Ducted CEE Tier 1
207573722 | Central HP <5.4 tons | DAY & NIGHT | HRCU-A-CB (Split System: Heat Pump with Remote Outdoor Unit-Air-Source) | CVH848GKA2* | ADP |  | FG84960 | *95CSU0802120A* | 45500 | 17 | 8.5 | 43500 | 34400 | 79.08% | 2 | 10.5 | 10 |  |  |  | No | R-410A | 3.7917 | Residential & Commercial | Ducted CEE Tier 1
214331915 | Central HP <5.4 tons | BOSCH | HRCU-A-CB (Split System: Heat Pump with Remote Outdoor Unit-Air-Source) | BOVB-60HDN1-M20G | ASPEN |  | D(A,C,E)48A3G+TXV+TDR | BGH96M080B3A | 39500 | 17 | 8.5 | 43000 | 39000 | 90.7% | 2.33 | 0 | 11.4 |  |  |  | No | R-410A | 3.2917 | Residential & Commercial | Ducted CEE Tier 1
214331942 | Central HP <5.4 tons | BOSCH | HRCU-A-CB (Split System: Heat Pump with Remote Outdoor Unit-Air-Source) | BOVB-60HDN1-M20G | ASPEN |  | D(A,C,E)60B4G+TXV+TDR | BGH96M100D5A | 44000 | 17.5 | 9 | 47000 | 38500 | 81.91% | 2.32 | 0 | 11.7 |  |  |  | No | R-410A | 3.6667 | Residential & Commercial | Ducted CEE Tier 1
213080311 | Central HP <5.4 tons | KEEPRITE | HRCU-A-CB (Split System: Heat Pump with Remote Outdoor Unit-Air-Source) | DLCURAH36ABK |  |  | EA*4X42L24A* | *96MSN1002120A* | 35400 | 16 | 8.1 | 38500 | 35000 | 90.91% | 1.88 | 0 | 10 |  |  |  | No | R-410A | 2.95 | Residential & Commercial | Ducted CEE Tier 1
213077012 | Central HP <5.4 tons | KEEPRITE | HRCU-A-CB (Split System: Heat Pump with Remote Outdoor Unit-Air-Source) | DLCURAH36ABK |  |  | END4X42L17** | *96VSN0801716B* | 35800 | 15.5 | 8.1 | 39000 | 35200 | 90.26% | 1.96 | 0 | 10 |  |  |  | No | R-410A | 2.9833 | Residential & Commercial | Ducted CEE Tier 1
213078659 | Central HP <5.4 tons | KEEPRITE | HRCU-A-CB (Split System: Heat Pump with Remote Outdoor Unit-Air-Source) | DLCURAH36ABK |  |  | EA*4X43L21A* | *80MS(N,L)1102120A* | 36600 | 16.5 | 8.5 | 38000 | 34800 | 91.58% | 2.06 | 0 | 10 |  |  |  | No | R-410A | 3.05 | Residential & Commercial | Ducted CEE Tier 1
214056970 | Central HP <5.4 tons | TRANE | HRCU-A-C (Split System: Heat Pump with Remote Outdoor Unit with No Indoor Fan --Air Source) | 4TXD2036A10NU** | ASPEN |  | D(A,C,E)24A44+TDR |  | 23000 | 15.2 | 8.5 | 24000 | 21600 | 90% | 1.8 | 0 | 11 |  |  |  | No | R-410A | 1.9167 | Residential & Commercial | Ducted CEE Tier 1
211265006 | Central HP <5.4 tons | GRANDAIRE | HRCU-A-CB (Split System: Heat Pump with Remote Outdoor Unit-Air-Source) | WDLCURAH18ABK |  |  | FM(C,U)4Z24**AL* |  | 17800 | 17 | 9 | 18700 | 19800 | 105.9% | 2.4 | 0 | 11 |  |  |  | No | R-410A | 1.4833 | Residential & Commercial | Ducted CEE Tier 1
211245878 | Central HP <5.4 tons | KEEPRITE | HRCU-A-CB (Split System: Heat Pump with Remote Outdoor Unit-Air-Source) | DLCURAH24ABK |  |  | FMA4P30**AL* |  | 25200 | 15.2 | 9 | 27800 | 21600 | 77.7% | 1.78 | 0 | 10 |  |  |  | No | R-410A | 2.1 | Residential & Commercial | Ducted CEE Tier 1
214331840 | Central HP <5.4 tons | BOSCH | HRCU-A-CB (Split System: Heat Pump with Remote Outdoor Unit-Air-Source) | BOVB-36HDN1-M20G | ASPEN |  | D(A,C,E)48A3G+TXV+TDR | BGH96M060B3B | 30800 | 17.5 | 8.6 | 33600 | 26600 | 79.17% | 2.34 | 0 | 10.5 |  |  |  | No | R-410A | 2.5667 | Residential & Commercial | Ducted CEE Tier 1
214331842 | Central HP <5.4 tons | BOSCH | HRCU-A-CB (Split System: Heat Pump with Remote Outdoor Unit-Air-Source) | BOVB-36HDN1-M20G | ASPEN |  | D(A,C,E)30B3G+TXV+TDR | BGH96M080B3A | 22200 | 18 | 8.7 | 23800 | 22200 | 93.28% | 2.21 | 0 | 11.8 |  |  |  | No | R-410A | 1.85 | Residential & Commercial | Ducted CEE Tier 1
214331874 | Central HP <5.4 tons | BOSCH | HRCU-A-CB (Split System: Heat Pump with Remote Outdoor Unit-Air-Source) | BOVB-36HDN1-M20G | ASPEN |  | D(A,C,E)48A3G+TXV+TDR | BGH96M100C5B | 30400 | 18.5 | 8.7 | 34000 | 27400 | 80.59% | 2.43 | 0 | 11.7 |  |  |  | No | R-410A | 2.5333 | Residential & Commercial | Ducted CEE Tier 1
214595296 | Central HP <5.4 tons | BOSCH | HRCU-A-C (Split System: Heat Pump with Remote Outdoor Unit with No Indoor Fan --Air Source) | BOVA-36HDN1-M20G | ASPEN |  | D(A,C,E)30C36+TDR |  | 21800 | 15.2 | 8.8 | 23800 | 17400 | 73.11% | 1.9 | 0 | 11.9 |  |  |  | No | R-410A | 1.8167 | Residential & Commercial | Ducted CEE Tier 1
214063859 | Central HP <5.4 tons | BOSCH | HRCU-A-CB (Split System: Heat Pump with Remote Outdoor Unit-Air-Source) | BOVA-36HDN1-M20G | ASPEN |  | D(A,C,E)36A34+TDR | BGH96M080C4B | 31000 | 17.5 | 8.6 | 33800 | 26400 | 78.11% | 2.41 | 0 | 10.7 |  |  |  | No | R-410A | 2.5833 | Residential & Commercial | Ducted CEE Tier 1
214064000 | Central HP <5.4 tons | BOSCH | HRCU-A-CB (Split System: Heat Pump with Remote Outdoor Unit-Air-Source) | BOVB-36HDN1-M20G | ASPEN |  | D(A,C,E)36C44+TDR | BGH96M080B3A | 23200 | 18 | 9 | 24000 | 22200 | 92.5% | 2.28 | 0 | 12 |  |  |  | No | R-410A | 1.9333 | Residential & Commercial | Ducted CEE Tier 1
214389971 | Central HP <5.4 tons | CARRIER | HRCU-A-CB (Split System: Heat Pump with Remote Outdoor Unit-Air-Source) | 25VNA837A*031* | ADP |  | H,PG53936 | 58TN*B070C14**12 | 32800 | 17 | 8.1 | 30800 | 24600 | 79.87% | 1.98 | 0 | 11 |  |  |  | No | R-410A | 2.7333 | Residential & Commercial | Ducted CEE Tier 1
215936841 | Central HP <5.4 tons | KEEPRITE | HRCU-A-CB (Split System: Heat Pump with Remote Outdoor Unit-Air-Source) | C5H3V36*K*AAA* |  |  | EVD5X60M24A*+WALLCON | *97CMN1202422B* | 35400 | 22 | 8.5 | 38000 | 28400 | 74.74% | 2.04 | 0 | 12.5 |  |  |  | No | R-454B | 2.95 | Residential & Commercial | Ducted CEE Tier 1
215936941 | Central HP <5.4 tons | KEEPRITE | HRCU-A-CB (Split System: Heat Pump with Remote Outdoor Unit-Air-Source) | C5H3V36*K*AAA* |  |  | EVD5X61M24A*+WALLCON | *80CTL1102120B* | 36000 | 22.5 | 8.5 | 37600 | 28200 | 75% | 2.06 | 0 | 12.5 |  |  |  | No | R-454B | 3 | Residential & Commercial | Ducted CEE Tier 1
215936741 | Central HP <5.4 tons | KEEPRITE | HRCU-A-CB (Split System: Heat Pump with Remote Outdoor Unit-Air-Source) | C5H3V36*K*AAA* |  |  | EVD5X60M24A*+WALLCON | *80CSU1002120A* | 35400 | 21.5 | 8.5 | 38000 | 28600 | 75.26% | 2.04 | 0 | 12 |  |  |  | No | R-454B | 2.95 | Residential & Commercial | Ducted CEE Tier 1
215936791 | Central HP <5.4 tons | KEEPRITE | HRCU-A-CB (Split System: Heat Pump with Remote Outdoor Unit-Air-Source) | C5H3V36*K*AAA* |  |  | EVD5X60M24A*+WALLCON | *95CSU0802120B* | 35400 | 21.5 | 8.5 | 38000 | 28600 | 75.26% | 2.04 | 0 | 12 |  |  |  | No | R-454B | 2.95 | Residential & Commercial | Ducted CEE Tier 1
215936161 | Central HP <5.4 tons | KEEPRITE | HRCU-A-CB (Split System: Heat Pump with Remote Outdoor Unit-Air-Source) | C5H3V36*K*AAA* |  |  | EVD5X42M24A*+WALLCON | *80CTL0702120B* | 35400 | 21.5 | 8.5 | 38000 | 28600 | 75.26% | 2.04 | 0 | 12 |  |  |  | No | R-454B | 2.95 | Residential & Commercial | Ducted CEE Tier 1
214440905 | Central HP <5.4 tons | BRYANT HEATING AND COOLING SYSTEMS | HRCU-A-CB (Split System: Heat Pump with Remote Outdoor Unit-Air-Source) | 284ANV036*0**B* | ADP |  | V,C36H175P159 | 935CB48060C17*** | 33000 | 19 | 9 | 35000 | 27400 | 78.29% | 2.02 | 0 | 12 |  |  |  | No | R-410A | 2.75 | Residential & Commercial | Ducted CEE Tier 1
214609726 | Central HP <5.4 tons | AMERICAN STANDARD | HRCU-A-CB (Split System: Heat Pump with Remote Outdoor Unit-Air-Source) | 4A6V0X60A1 | ADP |  | H,TG74960 | S8V2D120M5PCA | 54000 | 19 | 8.2 | 50000 | 39000 | 78% | 1.83 | 0 | 11.7 |  |  |  | No | R-410A | 4.5 | Residential & Commercial | Ducted CEE Tier 1
214389919 | Central HP <5.4 tons | CARRIER | HRCU-A-CB (Split System: Heat Pump with Remote Outdoor Unit-Air-Source) | 25VNA448A*031* | ADP |  | H,PG3K960 | 58TN*B045C17**12 | 42500 | 20 | 9 | 45000 | 37200 | 82.67% | 2.18 | 0 | 10 |  |  |  | No | R-410A | 3.5417 | Residential & Commercial | Ducted CEE Tier 1
214389924 | Central HP <5.4 tons | CARRIER | HRCU-A-CB (Split System: Heat Pump with Remote Outdoor Unit-Air-Source) | 25VNA448A*031* | ADP |  | H,PG48960 | 58TN*B090C21**20 | 44500 | 21 | 9.5 | 44000 | 35600 | 80.91% | 2.36 | 0 | 12 |  |  |  | No | R-410A | 3.7083 | Residential & Commercial | Ducted CEE Tier 1
211226504 | Central HP <5.4 tons | GRANDAIRE | HRCU-A-CB (Split System: Heat Pump with Remote Outdoor Unit-Air-Source) | WDLCURAH36ABK |  |  | WLA*374BA* | WFEL070A036B* | 35800 | 15.5 | 8.1 | 38500 | 35000 | 90.91% | 2 | 0 | 10 |  |  |  | No | R-410A | 2.9833 | Residential & Commercial | Ducted CEE Tier 1
213311123 | Central HP <5.4 tons | PAYNE HEATING AND COOLING | HRCU-A-CB (Split System: Heat Pump with Remote Outdoor Unit-Air-Source) | 38MURAQ18AB3* | ADP |  | C36A***L129+CBPE3A* |  | 17800 | 15.5 | 8.95 | 17100 | 19400 | 113.5% | 2.4 | 0 | 10.5 |  |  |  | No | R-410A | 1.4833 | Residential & Commercial | Ducted CEE Tier 1
213311125 | Central HP <5.4 tons | PAYNE HEATING AND COOLING | HRCU-A-CB (Split System: Heat Pump with Remote Outdoor Unit-Air-Source) | 38MURAQ18AB3* | ADP |  | V36H***P219+CBPE3A* |  | 17800 | 15.5 | 9 | 17100 | 19400 | 113.5% | 2.4 | 0 | 10.5 |  |  |  | No | R-410A | 1.4833 | Residential & Commercial | Ducted CEE Tier 1
212498313 | Central HP <5.4 tons | PAYNE HEATING AND COOLING | HRCU-A-CB (Split System: Heat Pump with Remote Outdoor Unit-Air-Source) | 38MURAQ18AB3* | ADP |  | CP1903A+TXV+TD |  | 17400 | 15.2 | 8.7 | 17000 | 19400 | 114.1% | 2.32 | 0 | 10.5 |  |  |  | No | R-410A | 1.45 | Residential & Commercial | Ducted CEE Tier 1
214063942 | Central HP <5.4 tons | BOSCH | HRCU-A-CB (Split System: Heat Pump with Remote Outdoor Unit-Air-Source) | BOVA-60HDN1-M20G | ASPEN |  | D(A,C,E)48A34+TDR | BGH96M120D5A | 42000 | 17.5 | 8.7 | 46500 | 38500 | 82.8% | 2.27 | 0 | 11.4 |  |  |  | No | R-410A | 3.5 | Residential & Commercial | Ducted CEE Tier 1
214063949 | Central HP <5.4 tons | BOSCH | HRCU-A-CB (Split System: Heat Pump with Remote Outdoor Unit-Air-Source) | BOVA-60HDN1-M20G | ASPEN |  | D(A,C,E)60B44+TDR | BGH96M120D5B | 44000 | 17.5 | 9 | 47000 | 38500 | 81.91% | 2.32 | 0 | 11.7 |  |  |  | No | R-410A | 3.6667 | Residential & Commercial | Ducted CEE Tier 1
214064081 | Central HP <5.4 tons | BOSCH | HRCU-A-CB (Split System: Heat Pump with Remote Outdoor Unit-Air-Source) | BOVB-60HDN1-M20G | ASPEN |  | D(A,C,E)60B44+TDR | BGH96M080C4A | 41500 | 17 | 8.8 | 44500 | 39000 | 87.64% | 2.39 | 0 | 11.7 |  |  |  | No | R-410A | 3.4583 | Residential & Commercial | Ducted CEE Tier 1
214064090 | Central HP <5.4 tons | BOSCH | HRCU-A-CB (Split System: Heat Pump with Remote Outdoor Unit-Air-Source) | BOVB-60HDN1-M20G | ASPEN |  | D(A,C,E)48A34+TDR | BGH96M100C5B | 41500 | 17.5 | 8.5 | 46000 | 38500 | 83.7% | 2.27 | 0 | 11.4 |  |  |  | No | R-410A | 3.4583 | Residential & Commercial | Ducted CEE Tier 1
214389899 | Central HP <5.4 tons | CARRIER | HRCU-A-CB (Split System: Heat Pump with Remote Outdoor Unit-Air-Source) | 25VNA436A*031* | ADP |  | H,PG9J936 | 58TN*B045C17**12 | 32400 | 19 | 9 | 35200 | 27400 | 77.84% | 2.02 | 0 | 11.5 |  |  |  | No | R-410A | 2.7 | Residential & Commercial | Ducted CEE Tier 1
214389908 | Central HP <5.4 tons | CARRIER | HRCU-A-CB (Split System: Heat Pump with Remote Outdoor Unit-Air-Source) | 25VNA436A*031* | ADP |  | H,PG9J936 | 58TN*B090C17**16 | 32800 | 20 | 9 | 35000 | 27200 | 77.71% | 2.04 | 0 | 12 |  |  |  | No | R-410A | 2.7333 | Residential & Commercial | Ducted CEE Tier 1
214389917 | Central HP <5.4 tons | CARRIER | HRCU-A-CB (Split System: Heat Pump with Remote Outdoor Unit-Air-Source) | 25VNA436A*031* | ADP |  | H,PG9J936 | 58TN*B135C24**22 | 32800 | 20 | 9 | 34800 | 27200 | 78.16% | 2.04 | 0 | 12 |  |  |  | No | R-410A | 2.7333 | Residential & Commercial | Ducted CEE Tier 1
214389916 | Central HP <5.4 tons | CARRIER | HRCU-A-CB (Split System: Heat Pump with Remote Outdoor Unit-Air-Source) | 25VNA436A*031* | ADP |  | H,PG34936 | 58TN*B135C24**22 | 32600 | 20 | 9 | 34800 | 27200 | 78.16% | 2.04 | 0 | 12 |  |  |  | No | R-410A | 2.7167 | Residential & Commercial | Ducted CEE Tier 1
211226825 | Central HP <5.4 tons | GRANDAIRE | HRCU-A-CB (Split System: Heat Pump with Remote Outdoor Unit-Air-Source) | WDLCURAH36ABK |  |  | WLA*374CA* | WFER090B042A* | 36800 | 16 | 8.5 | 38500 | 34800 | 90.39% | 2.1 | 0 | 10 |  |  |  | No | R-410A | 3.0667 | Residential & Commercial | Ducted CEE Tier 1
211226622 | Central HP <5.4 tons | GRANDAIRE | HRCU-A-CB (Split System: Heat Pump with Remote Outdoor Unit-Air-Source) | WDLCURAH36ABK |  |  | WLA*374BA* | WFAX060A036A* | 36200 | 15.2 | 8.5 | 38500 | 35000 | 90.91% | 2.02 | 0 | 10 |  |  |  | No | R-410A | 3.0167 | Residential & Commercial | Ducted CEE Tier 1
211226633 | Central HP <5.4 tons | GRANDAIRE | HRCU-A-CB (Split System: Heat Pump with Remote Outdoor Unit-Air-Source) | WDLCURAH36ABK |  |  | WLA*374BA* | WFAX060B042A* | 35800 | 16 | 8.1 | 38500 | 34800 | 90.39% | 2 | 0 | 10 |  |  |  | No | R-410A | 2.9833 | Residential & Commercial | Ducted CEE Tier 1
211226849 | Central HP <5.4 tons | GRANDAIRE | HRCU-A-CB (Split System: Heat Pump with Remote Outdoor Unit-Air-Source) | WDLCURAH36ABK |  |  | WLA*374CA* | WFER090C060A* | 36800 | 16 | 8.5 | 38500 | 34800 | 90.39% | 2.1 | 0 | 10 |  |  |  | No | R-410A | 3.0667 | Residential & Commercial | Ducted CEE Tier 1
213079020 | Central HP <5.4 tons | GRANDAIRE | HRCU-A-CB (Split System: Heat Pump with Remote Outdoor Unit-Air-Source) | WDLCURAH36ABK |  |  | WLA*434CA* | WFEU040B036B* | 36600 | 16 | 8.5 | 38500 | 34800 | 90.39% | 2.08 | 0 | 10 |  |  |  | No | R-410A | 3.05 | Residential & Commercial | Ducted CEE Tier 1
213077700 | Central HP <5.4 tons | GRANDAIRE | HRCU-A-CB (Split System: Heat Pump with Remote Outdoor Unit-Air-Source) | WDLCURAH36ABK |  |  | WLNC484DA* | WFST100C060A* | 36000 | 16.5 | 8.1 | 38500 | 28400 | 73.77% | 1.94 | 0 | 10 |  |  |  | No | R-410A | 3 | Residential & Commercial | Ducted CEE Tier 1
214064084 | Central HP <5.4 tons | BOSCH | HRCU-A-CB (Split System: Heat Pump with Remote Outdoor Unit-Air-Source) | BOVB-60HDN1-M20G | ASPEN |  | D(A,C,E)48D44+TDR | BGH96M080C4B | 41500 | 17 | 8.8 | 44500 | 39000 | 87.64% | 2.39 | 0 | 11.7 |  |  |  | No | R-410A | 3.4583 | Residential & Commercial | Ducted CEE Tier 1
214064091 | Central HP <5.4 tons | BOSCH | HRCU-A-CB (Split System: Heat Pump with Remote Outdoor Unit-Air-Source) | BOVB-60HDN1-M20G | ASPEN |  | D(A,C,E)48B44+TDR | BGH96M100C5B | 43000 | 17.5 | 8.8 | 46500 | 39000 | 83.87% | 2.35 | 0 | 11.6 |  |  |  | No | R-410A | 3.5833 | Residential & Commercial | Ducted CEE Tier 1
214331757 | Central HP <5.4 tons | BOSCH | HRCU-A-CB (Split System: Heat Pump with Remote Outdoor Unit-Air-Source) | BOVA-60HDN1-M20G | ASPEN |  | D(A,C,E)48D4G+TXV+TDR | BGH96M080B3A | 41500 | 17 | 8.8 | 43500 | 39500 | 90.8% | 2.4 | 0 | 11.7 |  |  |  | No | R-410A | 3.4583 | Residential & Commercial | Ducted CEE Tier 1
213607808 | Central HP <5.4 tons | GRANDAIRE | HRCU-A-CB (Split System: Heat Pump with Remote Outdoor Unit-Air-Source) | WDLCURAH48ABK |  |  | WBGL604BD |  | 48500 | 17 | 8.5 | 48500 | 34000 | 70.1% | 2.02 | 0 | 10 |  |  |  | No | R-410A | 4.0417 | Residential & Commercial | Ducted CEE Tier 1
213796575 | Central HP <5.4 tons | PAYNE HEATING AND COOLING | HRCU-A-CB (Split System: Heat Pump with Remote Outdoor Unit-Air-Source) | 38MURAQ24AB3* | ADP |  | V,C36H175P149+CBPE4B* |  | 24000 | 16 | 8.9 | 25000 | 22600 | 90.4% | 1.9 | 0 | 10 |  |  |  | No | R-410A | 2 | Residential & Commercial | Ducted CEE Tier 1
213311145 | Central HP <5.4 tons | PAYNE HEATING AND COOLING | HRCU-A-CB (Split System: Heat Pump with Remote Outdoor Unit-Air-Source) | 38MURAQ24AB3* | ADP |  | PL36H175P149+CBPE4B* |  | 24200 | 18 | 8.9 | 25000 | 22600 | 90.4% | 1.9 | 0 | 10.5 |  |  |  | No | R-410A | 2.0167 | Residential & Commercial | Ducted CEE Tier 1
211245166 | Central HP <5.4 tons | GRANDAIRE | HRCU-A-CB (Split System: Heat Pump with Remote Outdoor Unit-Air-Source) | WDLCURAH24ABK |  |  | WLN(C,W)364BA* | WFAX060A036A* | 23400 | 17 | 8.1 | 25800 | 24000 | 93.02% | 2 | 0 | 10 |  |  |  | No | R-410A | 1.95 | Residential & Commercial | Ducted CEE Tier 1
211244730 | Central HP <5.4 tons | GRANDAIRE | HRCU-A-CB (Split System: Heat Pump with Remote Outdoor Unit-Air-Source) | WDLCURAH24ABK |  |  | WLNC304BA* | WFAX060A036A* | 23400 | 17 | 8.1 | 25800 | 24000 | 93.02% | 2 | 0 | 10 |  |  |  | No | R-410A | 1.95 | Residential & Commercial | Ducted CEE Tier 1
212969533 | Central HP <5.4 tons | KEEPRITE | HRCU-A-CB (Split System: Heat Pump with Remote Outdoor Unit-Air-Source) | DLCURAH18ABK |  |  | EA*4X24L17A* | *80VSL0451412B* | 17700 | 16.5 | 8.5 | 18600 | 19300 | 103.8% | 2.32 | 0 | 10.5 |  |  |  | No | R-410A | 1.475 | Residential & Commercial | Ducted CEE Tier 1
211244387 | Central HP <5.4 tons | GRANDAIRE | HRCU-A-CB (Split System: Heat Pump with Remote Outdoor Unit-Air-Source) | WDLCURAH24ABK |  |  | WLNC304AA* | WFAX060A036A* | 23400 | 16.5 | 8.1 | 25800 | 24200 | 93.8% | 2.02 | 0 | 10 |  |  |  | No | R-410A | 1.95 | Residential & Commercial | Ducted CEE Tier 1
214331793 | Central HP <5.4 tons | BOSCH | HRCU-A-CB (Split System: Heat Pump with Remote Outdoor Unit-Air-Source) | BOVA-60HDN1-M20G | ASPEN |  | D(A,C,E)48D4G+TXV+TDR | BGH96M120D5B | 44500 | 17.5 | 9 | 47000 | 38500 | 81.91% | 2.32 | 0 | 11.7 |  |  |  | No | R-410A | 3.7083 | Residential & Commercial | Ducted CEE Tier 1
214331923 | Central HP <5.4 tons | BOSCH | HRCU-A-CB (Split System: Heat Pump with Remote Outdoor Unit-Air-Source) | BOVB-60HDN1-M20G | ASPEN |  | D(A,C,E)48A3G+TXV+TDR | BGH96M080C4A | 39500 | 17 | 8.5 | 44000 | 38500 | 87.5% | 2.31 | 0 | 11.4 |  |  |  | No | R-410A | 3.2917 | Residential & Commercial | Ducted CEE Tier 1
214331925 | Central HP <5.4 tons | BOSCH | HRCU-A-CB (Split System: Heat Pump with Remote Outdoor Unit-Air-Source) | BOVB-60HDN1-M20G | ASPEN |  | D(A,C,E)48D4G+TXV+TDR | BGH96M080C4A | 41500 | 17 | 8.8 | 44500 | 39000 | 87.64% | 2.39 | 0 | 11.7 |  |  |  | No | R-410A | 3.4583 | Residential & Commercial | Ducted CEE Tier 1
214331927 | Central HP <5.4 tons | BOSCH | HRCU-A-CB (Split System: Heat Pump with Remote Outdoor Unit-Air-Source) | BOVB-60HDN1-M20G | ASPEN |  | D(A,C,E)48A3G+TXV+TDR | BGH96M080C4B | 39500 | 17 | 8.5 | 44000 | 38500 | 87.5% | 2.31 | 0 | 11.4 |  |  |  | No | R-410A | 3.2917 | Residential & Commercial | Ducted CEE Tier 1
214331932 | Central HP <5.4 tons | BOSCH | HRCU-A-CB (Split System: Heat Pump with Remote Outdoor Unit-Air-Source) | BOVB-60HDN1-M20G | ASPEN |  | D(A,C,E)48B4G+TXV+TDR | BGH96M100C5A | 43000 | 17.5 | 8.8 | 46500 | 39000 | 83.87% | 2.35 | 0 | 11.6 |  |  |  | No | R-410A | 3.5833 | Residential & Commercial | Ducted CEE Tier 1
214064082 | Central HP <5.4 tons | BOSCH | HRCU-A-CB (Split System: Heat Pump with Remote Outdoor Unit-Air-Source) | BOVB-60HDN1-M20G | ASPEN |  | D(A,C,E)48A34+TDR | BGH96M080C4B | 39500 | 17 | 8.5 | 44000 | 38500 | 87.5% | 2.31 | 0 | 11.4 |  |  |  | No | R-410A | 3.2917 | Residential & Commercial | Ducted CEE Tier 1
214584508 | Central HP <5.4 tons | BOSCH | HRCU-A-C (Split System: Heat Pump with Remote Outdoor Unit with No Indoor Fan --Air Source) | BOVB-36HDN1-M20G | ASPEN |  | D(A,C,E)30C34+TDR |  | 21800 | 15.2 | 8.8 | 23800 | 28400 | 119.3% | 1.9 | 0 | 11.9 |  |  |  | No | R-410A | 1.8167 | Residential & Commercial | Ducted CEE Tier 1
214331691 | Central HP <5.4 tons | BOSCH | HRCU-A-CB (Split System: Heat Pump with Remote Outdoor Unit-Air-Source) | BOVA-36HDN1-M20G | ASPEN |  | D(A,C,E)36D3G+TXV+TDR | BGH96M060B3B | 23000 | 18 | 9 | 24000 | 22200 | 92.5% | 2.28 | 0 | 12 |  |  |  | No | R-410A | 1.9167 | Residential & Commercial | Ducted CEE Tier 1
214331707 | Central HP <5.4 tons | BOSCH | HRCU-A-CB (Split System: Heat Pump with Remote Outdoor Unit-Air-Source) | BOVA-36HDN1-M20G | ASPEN |  | D(A,C,E)36D3G+TXV+TDR | BGH96M080C4B | 32200 | 17.5 | 8.9 | 34200 | 26600 | 77.78% | 2.5 | 0 | 11 |  |  |  | No | R-410A | 2.6833 | Residential & Commercial | Ducted CEE Tier 1
214331832 | Central HP <5.4 tons | BOSCH | HRCU-A-CB (Split System: Heat Pump with Remote Outdoor Unit-Air-Source) | BOVB-36HDN1-M20G | ASPEN |  | D(A,C,E)36D3G+TXV+TDR | BGH96M060B3A | 23000 | 18 | 9 | 24000 | 22200 | 92.5% | 2.28 | 0 | 12 |  |  |  | No | R-410A | 1.9167 | Residential & Commercial | Ducted CEE Tier 1
214331843 | Central HP <5.4 tons | BOSCH | HRCU-A-CB (Split System: Heat Pump with Remote Outdoor Unit-Air-Source) | BOVB-36HDN1-M20G | ASPEN |  | D(A,C,E)36A3G+TXV+TDR | BGH96M080B3A | 22200 | 18 | 8.4 | 23600 | 22200 | 94.07% | 2.17 | 0 | 11.8 |  |  |  | No | R-410A | 1.85 | Residential & Commercial | Ducted CEE Tier 1
214331873 | Central HP <5.4 tons | BOSCH | HRCU-A-CB (Split System: Heat Pump with Remote Outdoor Unit-Air-Source) | BOVB-36HDN1-M20G | ASPEN |  | D(A,C,E)36D3G+TXV+TDR | BGH96M100C5B | 31000 | 18.5 | 9 | 34200 | 27600 | 80.7% | 2.51 | 0 | 11.8 |  |  |  | No | R-410A | 2.5833 | Residential & Commercial | Ducted CEE Tier 1
214723129 | Central HP <5.4 tons | BOSCH | HRCU-A-CB (Split System: Heat Pump with Remote Outdoor Unit-Air-Source) | BOVA-36HDN1-M20G | ASPEN |  | L(E,F)W30F4 |  | 21800 | 19 | 9 | 23600 | 17600 | 74.58% | 2 | 0 | 11.7 |  |  |  | No | R-410A | 1.8167 | Residential & Commercial | Ducted CEE Tier 1
213355423 | Central HP <5.4 tons | CHAMPION HEATING AND COOLING | HRCU-A-CB (Split System: Heat Pump with Remote Outdoor Unit-Air-Source) | HMH72B341 | ASPEN |  | L(E,G)M36E6 |  | 32400 | 17 | 8.5 | 32000 | 28000 | 87.5% | 2.88 | 0 | 10 |  |  |  | No | R-410A | 2.7 | Residential & Commercial | Ducted CEE Tier 1
214264216 | Central HP <5.4 tons | ARMSTRONG AIR | HRCU-A-CB (Split System: Heat Pump with Remote Outdoor Unit-Air-Source) | 4SHP22LX124P-**A | ADP |  | H,A,DG9J(1,2)36+TXV | A98USMV070B12 | 23800 | 21 | 8.5 | 22000 | 15400 | 70% | 1.92 | 0 | 13.5 |  |  |  | No | R-410A | 1.9833 | Residential & Commercial | Ducted CEE Tier 1
213311188 | Central HP <5.4 tons | PAYNE HEATING AND COOLING | HRCU-A-CB (Split System: Heat Pump with Remote Outdoor Unit-Air-Source) | 38MURAQ36AB3* | ADP |  | C36A***L159+CBPE4B* |  | 37000 | 16 | 8.1 | 36800 | 34400 | 93.48% | 2 | 0 | 10 |  |  |  | No | R-410A | 3.0833 | Residential & Commercial | Ducted CEE Tier 1
213146642 | Central HP <5.4 tons | PAYNE HEATING AND COOLING | HRCU-A-CB (Split System: Heat Pump with Remote Outdoor Unit-Air-Source) | 38MURAQ36AB3* | ADP |  | C36A***L159+AEFE3A* |  | 36000 | 16 | 8.1 | 38000 | 35000 | 92.11% | 1.82 | 0 | 10 |  |  |  | No | R-410A | 3 | Residential & Commercial | Ducted CEE Tier 1
213238535 | Central HP <5.4 tons | CHAMPION HEATING AND COOLING | HRCU-A-CB (Split System: Heat Pump with Remote Outdoor Unit-Air-Source) | THF2B48T21 | ASPEN |  | D(A,C,E)48B44+TDR | TM8E100C16MP11 | 42000 | 15.9 | 8.2 | 44000 | 31200 | 70.91% | 3.12 | 0 | 11.5 |  |  |  | No | R-410A | 3.5 | Residential & Commercial | Ducted CEE Tier 1
215057517 | Central HP <5.4 tons | BOSCH | HRCU-A-CB (Split System: Heat Pump with Remote Outdoor Unit-Air-Source) | BOVD-36HDN1-M20G | ASPEN |  | L(E,G)M48A4 |  | 32200 | 19 | 9.5 | 33200 | 24000 | 72.29% | 1.9 | 0 | 12 |  |  |  | No | R-410A | 2.6833 | Residential & Commercial | Ducted CEE Tier 1
215375426 | Central HP <5.4 tons | BOSCH | HRCU-A-CB (Split System: Heat Pump with Remote Outdoor Unit-Air-Source) | BOVD-36HDN1-M20G | ASPEN |  | D(A,C,E)30B34+TDR | BGH96M060B3B | 22400 | 18.4 | 8.7 | 19900 | 20000 | 100.5% | 2.9 | 0 | 11.8 |  |  |  | No | R-410A | 1.8667 | Residential & Commercial | Ducted CEE Tier 1
213080059 | Central HP <5.4 tons | KEEPRITE | HRCU-A-CB (Split System: Heat Pump with Remote Outdoor Unit-Air-Source) | DLCURAH36ABK |  |  | EA*4X43L21A* | *96MSN0801716A* | 36400 | 15.5 | 8.5 | 38500 | 35000 | 90.91% | 2.06 | 0 | 10 |  |  |  | No | R-410A | 3.0333 | Residential & Commercial | Ducted CEE Tier 1
213079575 | Central HP <5.4 tons | KEEPRITE | HRCU-A-CB (Split System: Heat Pump with Remote Outdoor Unit-Air-Source) | DLCURAH36ABK |  |  | EA*4X43L21A* | *92MSN0801716A* | 36200 | 16.5 | 8.5 | 38000 | 34800 | 91.58% | 2.04 | 0 | 10 |  |  |  | No | R-410A | 3.0167 | Residential & Commercial | Ducted CEE Tier 1
213079443 | Central HP <5.4 tons | KEEPRITE | HRCU-A-CB (Split System: Heat Pump with Remote Outdoor Unit-Air-Source) | DLCURAH36ABK |  |  | EA*4X43L21A* | *92MSN0601714A* | 36600 | 16 | 8.5 | 38500 | 35000 | 90.91% | 2.06 | 0 | 10 |  |  |  | No | R-410A | 3.05 | Residential & Commercial | Ducted CEE Tier 1
213079257 | Central HP <5.4 tons | KEEPRITE | HRCU-A-CB (Split System: Heat Pump with Remote Outdoor Unit-Air-Source) | DLCURAH36ABK |  |  | EA*4X43L21A* | *80MSU0802120A* | 36600 | 16.5 | 8.5 | 38000 | 34600 | 91.05% | 2.08 | 0 | 10 |  |  |  | No | R-410A | 3.05 | Residential & Commercial | Ducted CEE Tier 1
213078137 | Central HP <5.4 tons | KEEPRITE | HRCU-A-CB (Split System: Heat Pump with Remote Outdoor Unit-Air-Source) | DLCURAH36ABK |  |  | END4X42L17** | *80MS(N,L)0701716A* | 35800 | 15.5 | 8.1 | 38500 | 35200 | 91.43% | 1.96 | 0 | 10 |  |  |  | No | R-410A | 2.9833 | Residential & Commercial | Ducted CEE Tier 1
213077728 | Central HP <5.4 tons | KEEPRITE | HRCU-A-CB (Split System: Heat Pump with Remote Outdoor Unit-Air-Source) | DLCURAH36ABK |  |  | EA*4X42L21A* | *96VTN1002122B* | 35400 | 16.5 | 8.1 | 38500 | 35000 | 90.91% | 1.88 | 0 | 10 |  |  |  | No | R-410A | 2.95 | Residential & Commercial | Ducted CEE Tier 1
214063792 | Central HP <5.4 tons | BOSCH | HRCU-A-CB (Split System: Heat Pump with Remote Outdoor Unit-Air-Source) | BOVA-24HDN1-M15G | ASPEN |  | AE(D,N,U)+CM24C24+TDR |  | 20800 | 15.6 | 8.5 | 23600 | 23400 | 99.15% | 2.48 | 0 | 11.2 |  |  |  | No | R-410A | 1.7333 | Residential & Commercial | Ducted CEE Tier 1
212925898 | Central HP <5.4 tons | TOSOT | HRCU-A-C (Split System: Heat Pump with Remote Outdoor Unit with No Indoor Fan --Air Source) | TU60-48WADU | ASPEN |  | D(A,C,E)61C44+TDR |  | 47000 | 15.2 | 8.5 | 48000 | 33600 | 70% | 1.8 | 0 | 10 |  |  |  | No | R-410A | 3.9167 | Residential & Commercial | Ducted CEE Tier 1
213607748 | Central HP <5.4 tons | GRANDAIRE | HRCU-A-CB (Split System: Heat Pump with Remote Outdoor Unit-Air-Source) | WDLCURAH36ABK |  |  | WBGL484BC |  | 36400 | 17 | 9 | 37200 | 34600 | 93.01% | 2.08 | 0 | 10 |  |  |  | No | R-410A | 3.0333 | Residential & Commercial | Ducted CEE Tier 1
212980177 | Central HP <5.4 tons | GRANDAIRE | HRCU-A-CB (Split System: Heat Pump with Remote Outdoor Unit-Air-Source) | WDLCURAH36ABK |  |  | WLA*484DA* | WFE*090C048C* | 35600 | 16.5 | 8.5 | 37800 | 35400 | 93.65% | 1.78 | 0 | 10 |  |  |  | No | R-410A | 2.9667 | Residential & Commercial | Ducted CEE Tier 1
214064098 | Central HP <5.4 tons | BOSCH | HRCU-A-CB (Split System: Heat Pump with Remote Outdoor Unit-Air-Source) | BOVB-60HDN1-M20G | ASPEN |  | D(A,C,E)48A34+TDR | BGH96M100D5B | 42000 | 17.5 | 8.7 | 46500 | 38500 | 82.8% | 2.27 | 0 | 11.4 |  |  |  | No | R-410A | 3.5 | Residential & Commercial | Ducted CEE Tier 1
214063916 | Central HP <5.4 tons | BOSCH | HRCU-A-CB (Split System: Heat Pump with Remote Outdoor Unit-Air-Source) | BOVA-60HDN1-M20G | ASPEN |  | D(A,C,E)48D44+TDR | BGH96M080B3B | 41500 | 17 | 8.8 | 43500 | 39500 | 90.8% | 2.4 | 0 | 11.7 |  |  |  | No | R-410A | 3.4583 | Residential & Commercial | Ducted CEE Tier 1
214063925 | Central HP <5.4 tons | BOSCH | HRCU-A-CB (Split System: Heat Pump with Remote Outdoor Unit-Air-Source) | BOVA-60HDN1-M20G | ASPEN |  | D(A,C,E)60B44+TDR | BGH96M080C4B | 41500 | 17 | 8.8 | 44500 | 39000 | 87.64% | 2.39 | 0 | 11.7 |  |  |  | No | R-410A | 3.4583 | Residential & Commercial | Ducted CEE Tier 1
214063932 | Central HP <5.4 tons | BOSCH | HRCU-A-CB (Split System: Heat Pump with Remote Outdoor Unit-Air-Source) | BOVA-60HDN1-M20G | ASPEN |  | D(A,C,E)48D44+TDR | BGH96M100C5B | 44000 | 17.5 | 8.8 | 46500 | 39000 | 83.87% | 2.35 | 0 | 11.7 |  |  |  | No | R-410A | 3.6667 | Residential & Commercial | Ducted CEE Tier 1
213088240 | Central HP <5.4 tons | ARCOAIRE | HRCU-A-CB (Split System: Heat Pump with Remote Outdoor Unit-Air-Source) | DLCURAH24ABK | ADP |  | H,GG32924+AEFE3A* |  | 23600 | 17 | 9 | 25600 | 25200 | 98.44% | 2.14 | 0 | 10 |  |  |  | No | R-410A | 1.9667 | Residential & Commercial | Ducted CEE Tier 1
211245977 | Central HP <5.4 tons | KEEPRITE | HRCU-A-CB (Split System: Heat Pump with Remote Outdoor Unit-Air-Source) | DLCURAH24ABK |  |  | FVM4X24***L |  | 23800 | 17 | 8.5 | 25800 | 23000 | 89.15% | 1.92 | 0 | 10 |  |  |  | No | R-410A | 1.9833 | Residential & Commercial | Ducted CEE Tier 1
211245627 | Central HP <5.4 tons | KEEPRITE | HRCU-A-CB (Split System: Heat Pump with Remote Outdoor Unit-Air-Source) | DLCURAH24ABK |  |  | EN(A,D)4X36L21** | *80ES(N,L)0901714A* | 24600 | 16.5 | 8.5 | 26400 | 22400 | 84.85% | 1.86 | 0 | 10.5 |  |  |  | No | R-410A | 2.05 | Residential & Commercial | Ducted CEE Tier 1
216035487 | Central HP <5.4 tons | COLEMAN | HRCU-A-CB (Split System: Heat Pump with Remote Outdoor Unit-Air-Source) | HH860E2S11 | ASPEN |  | AE*L+CM60A3J+TDR |  | 42500 | 19 | 9 | 45500 | 39000 | 85.71% | 2.8 | 0 | 12 |  |  |  | No | R-454B | 3.5417 | Residential & Commercial | Ducted CEE Tier 1
214389882 | Central HP <5.4 tons | CARRIER | HRCU-A-CB (Split System: Heat Pump with Remote Outdoor Unit-Air-Source) | 25VNA424A*031* | ADP |  | H,PG53936 | 58TN*B090C17**16 | 24200 | 20 | 10.5 | 24800 | 19300 | 77.82% | 2.54 | 0 | 13.5 |  |  |  | No | R-410A | 2.0167 | Residential & Commercial | Ducted CEE Tier 1
216055241 | Central HP <5.4 tons | LUXAIRE | HRCU-A-CB (Split System: Heat Pump with Remote Outdoor Unit-Air-Source) | HH860E2S11 | ASPEN |  | C(A,C,D,E)48A3K+TDR | TL8E100C20UH11 | 40500 | 17.5 | 8.1 | 45000 | 34000 | 75.56% | 2 | 0 | 11.2 |  |  |  | No | R-454B | 3.375 | Residential & Commercial | Ducted CEE Tier 1
216055289 | Central HP <5.4 tons | LUXAIRE | HRCU-A-CB (Split System: Heat Pump with Remote Outdoor Unit-Air-Source) | HH860E2S11 | ASPEN |  | C(A,C,D,E)48A3K+TDR | TM8Y100C20MP11 | 40000 | 17.5 | 8.1 | 44500 | 33800 | 75.96% | 2 | 0 | 11.2 |  |  |  | No | R-454B | 3.3333 | Residential & Commercial | Ducted CEE Tier 1
216055291 | Central HP <5.4 tons | LUXAIRE | HRCU-A-CB (Split System: Heat Pump with Remote Outdoor Unit-Air-Source) | HH860E2S11 | ASPEN |  | D(A,C,E)60A3K+TDR | TM8Y100C20MP11 | 41000 | 17.5 | 8.1 | 44500 | 33800 | 75.96% | 2 | 0 | 11.5 |  |  |  | No | R-454B | 3.4167 | Residential & Commercial | Ducted CEE Tier 1
205750673 | Central HP <5.4 tons | ARCOAIRE | HRCU-A-CB (Split System: Heat Pump with Remote Outdoor Unit-Air-Source) | HVH825GKA2* |  |  | EA*4X37L21A*+WALLCON | *96CTN0801714A* | 24400 | 16.5 | 8.1 | 21200 | 16700 | 78.77% | 2.02 | 11 | 11 |  |  |  | No | R-410A | 2.0333 | Residential & Commercial | Ducted CEE Tier 1
210598526 | Central HP <5.4 tons | ARCOAIRE | HRCU-A-CB (Split System: Heat Pump with Remote Outdoor Unit-Air-Source) | HVH825GKA2* |  |  | EN(A,D,W)4X48L21**+WALLCON | *97CMN0801714A* | 24000 | 16.5 | 8.1 | 21400 | 16700 | 78.04% | 2 | 0 | 11 |  |  |  | No | R-410A | 2 | Residential & Commercial | Ducted CEE Tier 1
210597919 | Central HP <5.4 tons | ARCOAIRE | HRCU-A-CB (Split System: Heat Pump with Remote Outdoor Unit-Air-Source) | HVH825GKA2* |  |  | EA*4X42L24A*+WALLCON | *96CTN1202422A* | 23800 | 17 | 8.1 | 21400 | 16600 | 77.57% | 1.96 | 0 | 11 |  |  |  | No | R-410A | 1.9833 | Residential & Commercial | Ducted CEE Tier 1
210597999 | Central HP <5.4 tons | ARCOAIRE | HRCU-A-CB (Split System: Heat Pump with Remote Outdoor Unit-Air-Source) | HVH825GKA2* |  |  | EA*4X48L21A*+WALLCON | *80CSU0401712A* | 24200 | 17 | 8.1 | 21000 | 16500 | 78.57% | 2.02 | 0 | 11 |  |  |  | No | R-410A | 2.0167 | Residential & Commercial | Ducted CEE Tier 1
216019543 | Central HP <5.4 tons | YORK | HRCU-A-CB (Split System: Heat Pump with Remote Outdoor Unit-Air-Source) | HH824E2S11 | ADP |  | H,YG7J(1,2)36+TXV-BLEED | TM9Y080B12MP11 | 22400 | 17 | 9.25 | 21400 | 18200 | 85.05% | 1.96 | 0 | 11.5 |  |  |  | No | R-454B | 1.8667 | Residential & Commercial | Ducted CEE Tier 1
214440890 | Central HP <5.4 tons | BRYANT HEATING AND COOLING SYSTEMS | HRCU-A-CB (Split System: Heat Pump with Remote Outdoor Unit-Air-Source) | 284ANV036*0**B* | ADP |  | V,C36H***P439 | 88*TB36070C14*** | 33600 | 19 | 9 | 35200 | 27400 | 77.84% | 2.04 | 0 | 12 |  |  |  | No | R-410A | 2.8 | Residential & Commercial | Ducted CEE Tier 1
214440915 | Central HP <5.4 tons | BRYANT HEATING AND COOLING SYSTEMS | HRCU-A-CB (Split System: Heat Pump with Remote Outdoor Unit-Air-Source) | 284ANV036*0**B* | ADP |  | V,C36H175P159 | 986TD42080C17*** | 33000 | 19 | 9 | 35000 | 27400 | 78.29% | 2.02 | 0 | 12 |  |  |  | No | R-410A | 2.75 | Residential & Commercial | Ducted CEE Tier 1
214609727 | Central HP <5.4 tons | AMERICAN STANDARD | HRCU-A-CB (Split System: Heat Pump with Remote Outdoor Unit-Air-Source) | 4A6V0X60A1 | ADP |  | H,TG74960 | S8V2D120M5PDA | 54000 | 19 | 8.2 | 50000 | 39000 | 78% | 1.83 | 0 | 11.7 |  |  |  | No | R-410A | 4.5 | Residential & Commercial | Ducted CEE Tier 1
214271787 | Central HP <5.4 tons | CARRIER | HRCU-A-CB (Split System: Heat Pump with Remote Outdoor Unit-Air-Source) | 25VNA448A*031* | ADP |  | C60A***L189 | 58TN*B110C21**20 | 45000 | 21 | 9.5 | 43500 | 35600 | 81.84% | 2.36 | 0 | 12 |  |  |  | No | R-410A | 3.75 | Residential & Commercial | Ducted CEE Tier 1
214389925 | Central HP <5.4 tons | CARRIER | HRCU-A-CB (Split System: Heat Pump with Remote Outdoor Unit-Air-Source) | 25VNA448A*031* | ADP |  | H,PG3K960 | 58TN*B110C21**20 | 44500 | 21 | 9.5 | 43500 | 35600 | 81.84% | 2.36 | 0 | 11.7 |  |  |  | No | R-410A | 3.7083 | Residential & Commercial | Ducted CEE Tier 1
214271737 | Central HP <5.4 tons | CARRIER | HRCU-A-CB (Split System: Heat Pump with Remote Outdoor Unit-Air-Source) | 25VNA448A*031* | ADP |  | C48A***L169 | 58TN*B070C17**16 | 43000 | 20 | 9.45 | 44500 | 36400 | 81.8% | 2.32 | 0 | 10.5 |  |  |  | No | R-410A | 3.5833 | Residential & Commercial | Ducted CEE Tier 1
214271760 | Central HP <5.4 tons | CARRIER | HRCU-A-CB (Split System: Heat Pump with Remote Outdoor Unit-Air-Source) | 25VNA448A*031* | ADP |  | PL60H210P179 | 58TN*B090C21**20 | 44500 | 21 | 9.5 | 44000 | 35600 | 80.91% | 2.36 | 0 | 12 |  |  |  | No | R-410A | 3.7083 | Residential & Commercial | Ducted CEE Tier 1
214271792 | Central HP <5.4 tons | CARRIER | HRCU-A-CB (Split System: Heat Pump with Remote Outdoor Unit-Air-Source) | 25VNA448A*031* | ADP |  | V,C60H245P769 | 58TN*B135C24**22 | 44000 | 21 | 9.5 | 44000 | 35800 | 81.36% | 2.3 | 0 | 11.7 |  |  |  | No | R-410A | 3.6667 | Residential & Commercial | Ducted CEE Tier 1
211245509 | Central HP <5.4 tons | KEEPRITE | HRCU-A-CB (Split System: Heat Pump with Remote Outdoor Unit-Air-Source) | DLCURAH24ABK |  |  | EN(A,D)4X36L21** | *95ESN0802120A* | 24600 | 16.5 | 8.5 | 26600 | 22400 | 84.21% | 1.84 | 0 | 10.5 |  |  |  | No | R-410A | 2.05 | Residential & Commercial | Ducted CEE Tier 1
213821195 | Central HP <5.4 tons | TEMPSTAR | HRCU-A-CB (Split System: Heat Pump with Remote Outdoor Unit-Air-Source) | DLCURAH24ABK | ASPEN |  | D(A,C,E)36C34+TDR | *80MS(N,L)0701716A* | 22800 | 17.5 | 8.5 | 25200 | 20000 | 79.37% | 3 | 0 | 10.3 |  |  |  | No | R-410A | 1.9 | Residential & Commercial | Ducted CEE Tier 1
213821213 | Central HP <5.4 tons | TEMPSTAR | HRCU-A-CB (Split System: Heat Pump with Remote Outdoor Unit-Air-Source) | DLCURAH24ABK | ASPEN |  | D(A,C,E)30C44+TDR | *80MS(N,L)0902120A* | 23800 | 17.5 | 8.5 | 26200 | 20200 | 77.1% | 2.91 | 0 | 10 |  |  |  | No | R-410A | 1.9833 | Residential & Commercial | Ducted CEE Tier 1
213821214 | Central HP <5.4 tons | TEMPSTAR | HRCU-A-CB (Split System: Heat Pump with Remote Outdoor Unit-Air-Source) | DLCURAH24ABK | ASPEN |  | D(A,C,E)36B34+TDR | *80MS(N,L)0902120A* | 23600 | 17.5 | 8.5 | 26200 | 20200 | 77.1% | 2.91 | 0 | 10 |  |  |  | No | R-410A | 1.9667 | Residential & Commercial | Ducted CEE Tier 1
213821262 | Central HP <5.4 tons | TEMPSTAR | HRCU-A-CB (Split System: Heat Pump with Remote Outdoor Unit-Air-Source) | DLCURAH24ABK | ASPEN |  | D(A,C,E)30B34+TDR | *92MSN0802120A* | 22800 | 17.2 | 8.4 | 25600 | 20200 | 78.91% | 2.96 | 0 | 10 |  |  |  | No | R-410A | 1.9 | Residential & Commercial | Ducted CEE Tier 1
213821263 | Central HP <5.4 tons | TEMPSTAR | HRCU-A-CB (Split System: Heat Pump with Remote Outdoor Unit-Air-Source) | DLCURAH24ABK | ASPEN |  | D(A,C,E)30C44+TDR | *92MSN0802120A* | 23400 | 17.5 | 8.5 | 25600 | 20200 | 78.91% | 3 | 0 | 10.3 |  |  |  | No | R-410A | 1.95 | Residential & Commercial | Ducted CEE Tier 1
214723131 | Central HP <5.4 tons | BOSCH | HRCU-A-CB (Split System: Heat Pump with Remote Outdoor Unit-Air-Source) | BOVA-36HDN1-M20G | ASPEN |  | L(E,F)W30C4 |  | 22000 | 18 | 8.5 | 23800 | 17600 | 73.95% | 2 | 0 | 11.7 |  |  |  | No | R-410A | 1.8333 | Residential & Commercial | Ducted CEE Tier 1
214063855 | Central HP <5.4 tons | BOSCH | HRCU-A-CB (Split System: Heat Pump with Remote Outdoor Unit-Air-Source) | BOVA-36HDN1-M20G | ASPEN |  | D(A,C,E)36C44+TDR | BGH96M080B3B | 23200 | 18 | 9 | 24000 | 22200 | 92.5% | 2.28 | 0 | 12 |  |  |  | No | R-410A | 1.9333 | Residential & Commercial | Ducted CEE Tier 1
214063991 | Central HP <5.4 tons | BOSCH | HRCU-A-CB (Split System: Heat Pump with Remote Outdoor Unit-Air-Source) | BOVB-36HDN1-M20G | ASPEN |  | D(A,C,E)36A34+TDR | BGH96M060B3B | 22200 | 18 | 8.4 | 23600 | 22200 | 94.07% | 2.17 | 0 | 11.8 |  |  |  | No | R-410A | 1.85 | Residential & Commercial | Ducted CEE Tier 1
214064025 | Central HP <5.4 tons | BOSCH | HRCU-A-CB (Split System: Heat Pump with Remote Outdoor Unit-Air-Source) | BOVB-36HDN1-M20G | ASPEN |  | D(A,C,E)36A34+TDR | BGH96M100C5B | 29800 | 18.5 | 8.7 | 34000 | 27400 | 80.59% | 2.43 | 0 | 11 |  |  |  | No | R-410A | 2.4833 | Residential & Commercial | Ducted CEE Tier 1
214331693 | Central HP <5.4 tons | BOSCH | HRCU-A-CB (Split System: Heat Pump with Remote Outdoor Unit-Air-Source) | BOVA-36HDN1-M20G | ASPEN |  | D(A,C,E)24B3G+TXV+TDR | BGH96M080B3A | 21800 | 18 | 8.5 | 23800 | 22200 | 93.28% | 2.19 | 0 | 11 |  |  |  | No | R-410A | 1.8167 | Residential & Commercial | Ducted CEE Tier 1
214331857 | Central HP <5.4 tons | BOSCH | HRCU-A-CB (Split System: Heat Pump with Remote Outdoor Unit-Air-Source) | BOVB-36HDN1-M20G | ASPEN |  | D(A,C,E)36C4G+TXV+TDR | BGH96M080C4A | 32600 | 17.5 | 9 | 34200 | 26600 | 77.78% | 2.51 | 0 | 11 |  |  |  | No | R-410A | 2.7167 | Residential & Commercial | Ducted CEE Tier 1
214331866 | Central HP <5.4 tons | BOSCH | HRCU-A-CB (Split System: Heat Pump with Remote Outdoor Unit-Air-Source) | BOVB-36HDN1-M20G | ASPEN |  | D(A,C,E)36B3G+TXV+TDR | BGH96M100C5A | 30200 | 18.5 | 8.8 | 34000 | 27800 | 81.76% | 2.49 | 0 | 11 |  |  |  | No | R-410A | 2.5167 | Residential & Commercial | Ducted CEE Tier 1
214595304 | Central HP <5.4 tons | BOSCH | HRCU-A-C (Split System: Heat Pump with Remote Outdoor Unit with No Indoor Fan --Air Source) | BOVA-36HDN1-M20G | ASPEN |  | D(A,C,E)24D46+TDR |  | 22400 | 15.2 | 8.9 | 24000 | 17200 | 71.67% | 1.85 | 0 | 12 |  |  |  | No | R-410A | 1.8667 | Residential & Commercial | Ducted CEE Tier 1
213076735 | Central HP <5.4 tons | KEEPRITE | HRCU-A-CB (Split System: Heat Pump with Remote Outdoor Unit-Air-Source) | DLCURAH36ABK |  |  | EA*4X36L21A* | *80VTL1102122B* | 35400 | 16 | 8.1 | 39000 | 35200 | 90.26% | 1.84 | 0 | 10 |  |  |  | No | R-410A | 2.95 | Residential & Commercial | Ducted CEE Tier 1
211229995 | Central HP <5.4 tons | KEEPRITE | HRCU-A-CB (Split System: Heat Pump with Remote Outdoor Unit-Air-Source) | DLCURAH36ABK |  |  | EN(A,D,W)4X48L21** | *80VSL0701716A* | 35800 | 16 | 8.1 | 38500 | 34800 | 90.39% | 2 | 0 | 10 |  |  |  | No | R-410A | 2.9833 | Residential & Commercial | Ducted CEE Tier 1
212924874 | Central HP <5.4 tons | GE Appliances | HRCU-A-C (Split System: Heat Pump with Remote Outdoor Unit with No Indoor Fan --Air Source) | AUH2436ZGDA* | ASPEN |  | D(A,C,E)25B34+TDR |  | 23000 | 15.2 | 8.5 | 24000 | 21600 | 90% | 1.8 | 0 | 11 |  |  |  | No | R-410A | 1.9167 | Residential & Commercial | Ducted CEE Tier 1
214377806 | Central HP <5.4 tons | GE Appliances | HRCU-A-CB (Split System: Heat Pump with Remote Outdoor Unit-Air-Source) | AUH2436ZGDA* | ASPEN |  | AE(D,N,U)+CM30A34+TDR |  | 22200 | 16.8 | 8.5 | 23800 | 22000 | 92.44% | 1.8 | 0 | 11 |  |  |  | No | R-410A | 1.85 | Residential & Commercial | Ducted CEE Tier 1
211244630 | Central HP <5.4 tons | GRANDAIRE | HRCU-A-CB (Split System: Heat Pump with Remote Outdoor Unit-Air-Source) | WDLCURAH24ABK |  |  | WLNC304BA* | WFSX060A036A* | 24400 | 15.5 | 8.1 | 26600 | 22600 | 84.96% | 1.86 | 0 | 10 |  |  |  | No | R-410A | 2.0333 | Residential & Commercial | Ducted CEE Tier 1
211245243 | Central HP <5.4 tons | GRANDAIRE | HRCU-A-CB (Split System: Heat Pump with Remote Outdoor Unit-Air-Source) | WDLCURAH24ABK |  |  | WLN(C,W)364BA* | WFEL070A036B* | 24200 | 16.5 | 8.1 | 26400 | 22800 | 86.36% | 1.88 | 0 | 10.5 |  |  |  | No | R-410A | 2.0167 | Residential & Commercial | Ducted CEE Tier 1
213146610 | Central HP <5.4 tons | PAYNE HEATING AND COOLING | HRCU-A-CB (Split System: Heat Pump with Remote Outdoor Unit-Air-Source) | 38MURAQ24AB3* | ADP |  | C36A***L129+AEFE3A* |  | 23600 | 17 | 9 | 25600 | 25200 | 98.44% | 2.14 | 0 | 10 |  |  |  | No | R-410A | 1.9667 | Residential & Commercial | Ducted CEE Tier 1
211244989 | Central HP <5.4 tons | GRANDAIRE | HRCU-A-CB (Split System: Heat Pump with Remote Outdoor Unit-Air-Source) | WDLCURAH24ABK |  |  | WLN(C,W)364BA* | WFEU040B036A* | 24000 | 17 | 8.1 | 26000 | 23200 | 89.23% | 1.94 | 0 | 10.5 |  |  |  | No | R-410A | 2 | Residential & Commercial | Ducted CEE Tier 1
213607658 | Central HP <5.4 tons | GRANDAIRE | HRCU-A-CB (Split System: Heat Pump with Remote Outdoor Unit-Air-Source) | WDLCURAH24ABK |  |  | WBGL244AB |  | 24600 | 17 | 9.5 | 26000 | 22200 | 85.38% | 1.84 | 0 | 10 |  |  |  | No | R-410A | 2.05 | Residential & Commercial | Ducted CEE Tier 1
213147021 | Central HP <5.4 tons | CARRIER | HRCU-A-CB (Split System: Heat Pump with Remote Outdoor Unit-Air-Source) | 38MURAQ24AB3* | ADP |  | V,C36H***P429+AEFE3A* |  | 23600 | 18 | 8.7 | 24800 | 22600 | 91.13% | 1.86 | 0 | 10 |  |  |  | No | R-410A | 1.9667 | Residential & Commercial | Ducted CEE Tier 1
211260313 | Central HP <5.4 tons | KEEPRITE | HRCU-A-CB (Split System: Heat Pump with Remote Outdoor Unit-Air-Source) | DLCURAH18ABK |  |  | EA*4X24L17A* | *96VSN0801716A* | 17400 | 16 | 8.5 | 18300 | 19200 | 104.9% | 2.3 | 0 | 10.5 |  |  |  | No | R-410A | 1.45 | Residential & Commercial | Ducted CEE Tier 1
216453760 | Central HP <5.4 tons | RUUD | HRCU-A-CB (Split System: Heat Pump with Remote Outdoor Unit-Air-Source) | RD17AZ48AJ3N | ASPEN |  | D(A,C,E)48C44+TDR | R962V1005A21M4 | 42000 | 17 | 8.5 | 45500 | 35200 | 77.36% | 2.92 | 0 | 11 |  |  |  | No | R-410A | 3.5 | Residential & Commercial | Ducted CEE Tier 1
210597947 | Central HP <5.4 tons | ARCOAIRE | HRCU-A-CB (Split System: Heat Pump with Remote Outdoor Unit-Air-Source) | HVH825GKA2* |  |  | EA*4X43L21A*+WALLCON | *80CTL0451712A* | 24200 | 16.5 | 8.1 | 21600 | 16800 | 77.78% | 2 | 0 | 11 |  |  |  | No | R-410A | 2.0167 | Residential & Commercial | Ducted CEE Tier 1
210597995 | Central HP <5.4 tons | ARCOAIRE | HRCU-A-CB (Split System: Heat Pump with Remote Outdoor Unit-Air-Source) | HVH825GKA2* |  |  | EA*4X43L21A*+WALLCON | *97CMN1002122A* | 24400 | 16.5 | 8.5 | 21200 | 16600 | 78.3% | 2.04 | 0 | 11 |  |  |  | No | R-410A | 2.0333 | Residential & Commercial | Ducted CEE Tier 1
212437565 | Central HP <5.4 tons | ARMSTRONG AIR | HRCU-A-CB (Split System: Heat Pump with Remote Outdoor Unit-Air-Source) | 4SHP22LX124P-**A | ADP |  | 36AX** | A80UH2E045A12 | 23600 | 21 | 8.5 | 21400 | 15000 | 70.09% | 1.9 | 0 | 13.5 |  |  |  | No | R-410A | 1.9667 | Residential & Commercial | Ducted CEE Tier 1
214331694 | Central HP <5.4 tons | BOSCH | HRCU-A-CB (Split System: Heat Pump with Remote Outdoor Unit-Air-Source) | BOVA-36HDN1-M20G | ASPEN |  | D(A,C,E)30B3G+TXV+TDR | BGH96M080B3A | 22200 | 18 | 8.7 | 23800 | 22200 | 93.28% | 2.21 | 0 | 11.8 |  |  |  | No | R-410A | 1.85 | Residential & Commercial | Ducted CEE Tier 1
214331695 | Central HP <5.4 tons | BOSCH | HRCU-A-CB (Split System: Heat Pump with Remote Outdoor Unit-Air-Source) | BOVA-36HDN1-M20G | ASPEN |  | D(A,C,E)36C4G+TXV+TDR | BGH96M080B3A | 23200 | 18 | 9 | 24000 | 22200 | 92.5% | 2.28 | 0 | 12 |  |  |  | No | R-410A | 1.9333 | Residential & Commercial | Ducted CEE Tier 1
214331696 | Central HP <5.4 tons | BOSCH | HRCU-A-CB (Split System: Heat Pump with Remote Outdoor Unit-Air-Source) | BOVA-36HDN1-M20G | ASPEN |  | D(A,C,E)24B3G+TXV+TDR | BGH96M080B3B | 21800 | 18 | 8.5 | 23800 | 22200 | 93.28% | 2.19 | 0 | 11 |  |  |  | No | R-410A | 1.8167 | Residential & Commercial | Ducted CEE Tier 1
214331830 | Central HP <5.4 tons | BOSCH | HRCU-A-CB (Split System: Heat Pump with Remote Outdoor Unit-Air-Source) | BOVB-36HDN1-M20G | ASPEN |  | D(A,C,E)36B3G+TXV+TDR | BGH96M060B3A | 22600 | 18 | 8.8 | 23800 | 22400 | 94.12% | 2.26 | 0 | 11.9 |  |  |  | No | R-410A | 1.8833 | Residential & Commercial | Ducted CEE Tier 1
214271627 | Central HP <5.4 tons | CARRIER | HRCU-A-CB (Split System: Heat Pump with Remote Outdoor Unit-Air-Source) | 25VNA436A*031* | ADP |  | PL36H175P149 | 58TN*B045C17**12 | 32200 | 19 | 9 | 36400 | 28400 | 78.02% | 1.96 | 0 | 11.5 |  |  |  | No | R-410A | 2.6833 | Residential & Commercial | Ducted CEE Tier 1
214271661 | Central HP <5.4 tons | CARRIER | HRCU-A-CB (Split System: Heat Pump with Remote Outdoor Unit-Air-Source) | 25VNA436A*031* | ADP |  | PL36H175P149 | 58TN*B070C17**16 | 32400 | 19 | 8.5 | 36400 | 28200 | 77.47% | 1.98 | 0 | 12 |  |  |  | No | R-410A | 2.7 | Residential & Commercial | Ducted CEE Tier 1
214271686 | Central HP <5.4 tons | CARRIER | HRCU-A-CB (Split System: Heat Pump with Remote Outdoor Unit-Air-Source) | 25VNA436A*031* | ADP |  | V,C36H175P149 | 58TN*B090C17**16 | 32600 | 20 | 9 | 35000 | 27200 | 77.71% | 2.04 | 0 | 12 |  |  |  | No | R-410A | 2.7167 | Residential & Commercial | Ducted CEE Tier 1
214264143 | Central HP <5.4 tons | ARMSTRONG AIR | HRCU-A-CB (Split System: Heat Pump with Remote Outdoor Unit-Air-Source) | 4SHP22LX124P-**A | ADP |  | H,A,DG9J936 | A80UH1E045A12 | 23400 | 21 | 8.5 | 21200 | 14900 | 70.28% | 1.86 | 0 | 13.5 |  |  |  | No | R-410A | 1.95 | Residential & Commercial | Ducted CEE Tier 1
214331935 | Central HP <5.4 tons | BOSCH | HRCU-A-CB (Split System: Heat Pump with Remote Outdoor Unit-Air-Source) | BOVB-60HDN1-M20G | ASPEN |  | D(A,C,E)48A3G+TXV+TDR | BGH96M100C5B | 41500 | 17.5 | 8.5 | 46000 | 38500 | 83.7% | 2.27 | 0 | 11.4 |  |  |  | No | R-410A | 3.4583 | Residential & Commercial | Ducted CEE Tier 1
214331949 | Central HP <5.4 tons | BOSCH | HRCU-A-CB (Split System: Heat Pump with Remote Outdoor Unit-Air-Source) | BOVB-60HDN1-M20G | ASPEN |  | D(A,C,E)48D4G+TXV+TDR | BGH96M120D5A | 44500 | 17.5 | 9 | 47000 | 38500 | 81.91% | 2.32 | 0 | 11.7 |  |  |  | No | R-410A | 3.7083 | Residential & Commercial | Ducted CEE Tier 1
214063915 | Central HP <5.4 tons | BOSCH | HRCU-A-CB (Split System: Heat Pump with Remote Outdoor Unit-Air-Source) | BOVA-60HDN1-M20G | ASPEN |  | D(A,C,E)48B44+TDR | BGH96M080B3B | 40500 | 17 | 8.8 | 43500 | 39500 | 90.8% | 2.4 | 0 | 11 |  |  |  | No | R-410A | 3.375 | Residential & Commercial | Ducted CEE Tier 1
214272355 | Central HP <5.4 tons | CARRIER | HRCU-A-CB (Split System: Heat Pump with Remote Outdoor Unit-Air-Source) | 25VNA837A*031* | ADP |  | V,C36H175P459 | 58TN*B090C17**16 | 32400 | 18 | 8.5 | 30400 | 24600 | 80.92% | 2 | 0 | 11.5 |  |  |  | No | R-410A | 2.7 | Residential & Commercial | Ducted CEE Tier 1
214272369 | Central HP <5.4 tons | CARRIER | HRCU-A-CB (Split System: Heat Pump with Remote Outdoor Unit-Air-Source) | 25VNA837A*031* | ADP |  | V,C36H175P459 | 59MN7C080C17**14 | 32800 | 17 | 8.5 | 31400 | 25000 | 79.62% | 1.98 | 0 | 11 |  |  |  | No | R-410A | 2.7333 | Residential & Commercial | Ducted CEE Tier 1
215936331 | Central HP <5.4 tons | KEEPRITE | HRCU-A-CB (Split System: Heat Pump with Remote Outdoor Unit-Air-Source) | C5H3V36*K*AAA* |  |  | EVD5X48M24A*+WALLCON | *80CTL1102120B* | 35200 | 21.5 | 8.5 | 38000 | 28200 | 74.21% | 2.04 | 0 | 12 |  |  |  | No | R-454B | 2.9333 | Residential & Commercial | Ducted CEE Tier 1
215935641 | Central HP <5.4 tons | KEEPRITE | HRCU-A-CB (Split System: Heat Pump with Remote Outdoor Unit-Air-Source) | C5H3V36*K*AAA* |  |  | EVD5X36M21A*+WALLCON | *80CTL0702120B* | 34400 | 21 | 8.5 | 38500 | 28200 | 73.25% | 2.04 | 0 | 11.7 |  |  |  | No | R-454B | 2.8667 | Residential & Commercial | Ducted CEE Tier 1
214389970 | Central HP <5.4 tons | CARRIER | HRCU-A-CB (Split System: Heat Pump with Remote Outdoor Unit-Air-Source) | 25VNA837A*031* | ADP |  | H,PG53936 | 58TN*B045C17**12 | 32600 | 17 | 8.5 | 31600 | 25200 | 79.75% | 1.96 | 0 | 11 |  |  |  | No | R-410A | 2.7167 | Residential & Commercial | Ducted CEE Tier 1
214271633 | Central HP <5.4 tons | CARRIER | HRCU-A-CB (Split System: Heat Pump with Remote Outdoor Unit-Air-Source) | 25VNA436A*031* | ADP |  | V,C36H175P159 | 58TN*B045C17**12 | 32800 | 19 | 9 | 35200 | 27400 | 77.84% | 2.02 | 0 | 11.7 |  |  |  | No | R-410A | 2.7333 | Residential & Commercial | Ducted CEE Tier 1
214271644 | Central HP <5.4 tons | CARRIER | HRCU-A-CB (Split System: Heat Pump with Remote Outdoor Unit-Air-Source) | 25VNA436A*031* | ADP |  | PL36H175P149 | 58TN*B070C14**12 | 32200 | 19 | 9 | 35400 | 27600 | 77.97% | 2.02 | 0 | 11.7 |  |  |  | No | R-410A | 2.6833 | Residential & Commercial | Ducted CEE Tier 1
214271651 | Central HP <5.4 tons | CARRIER | HRCU-A-CB (Split System: Heat Pump with Remote Outdoor Unit-Air-Source) | 25VNA436A*031* | ADP |  | V,C36H***P219 | 58TN*B070C14**12 | 32200 | 19 | 9 | 35400 | 27600 | 77.97% | 2.02 | 0 | 11.7 |  |  |  | No | R-410A | 2.6833 | Residential & Commercial | Ducted CEE Tier 1
214271658 | Central HP <5.4 tons | CARRIER | HRCU-A-CB (Split System: Heat Pump with Remote Outdoor Unit-Air-Source) | 25VNA436A*031* | ADP |  | PL36H210P299 | 58TN*B070C17**16 | 33000 | 20 | 9 | 34400 | 26600 | 77.33% | 2.02 | 0 | 12 |  |  |  | No | R-410A | 2.75 | Residential & Commercial | Ducted CEE Tier 1
214271717 | Central HP <5.4 tons | CARRIER | HRCU-A-CB (Split System: Heat Pump with Remote Outdoor Unit-Air-Source) | 25VNA436A*031* | ADP |  | PL36H210P749 | 58TN*B110C21**20 | 32400 | 20 | 9 | 34800 | 27200 | 78.16% | 2.06 | 0 | 12 |  |  |  | No | R-410A | 2.7 | Residential & Commercial | Ducted CEE Tier 1
214389877 | Central HP <5.4 tons | CARRIER | HRCU-A-CB (Split System: Heat Pump with Remote Outdoor Unit-Air-Source) | 25VNA424A*031* | ADP |  | H,PG53936 | 58TN*B070C17**16 | 24000 | 20 | 10.5 | 24800 | 19400 | 78.23% | 2.52 | 0 | 13.5 |  |  |  | No | R-410A | 2 | Residential & Commercial | Ducted CEE Tier 1
214271578 | Central HP <5.4 tons | CARRIER | HRCU-A-CB (Split System: Heat Pump with Remote Outdoor Unit-Air-Source) | 25VNA424A*031* | ADP |  | PL36H210P299 | 58TN*B045C17**12 | 24000 | 20 | 10.5 | 25000 | 19500 | 78% | 2.52 | 0 | 13 |  |  |  | No | R-410A | 2 | Residential & Commercial | Ducted CEE Tier 1
215223257 | Central HP <5.4 tons | COMFORTMAKER | HRCU-A-C (Split System: Heat Pump with Remote Outdoor Unit with No Indoor Fan --Air Source) | DLCURAH30ABK | ADP |  | H,GG33936+TD |  | 29400 | 15.2 | 9.35 | 31200 | 26600 | 85.26% | 1.8 | 0 | 10 |  |  |  | No | R-410A | 2.45 | Residential & Commercial | Ducted CEE Tier 1
215912478 | Central HP <5.4 tons | YORK | HRCU-A-CB (Split System: Heat Pump with Remote Outdoor Unit-Air-Source) | HH860E2S11 | ASPEN |  | C(A,C,D,E)60A3K+TDR | Y81E130D20SMPS1 | 41500 | 18 | 9 | 44500 | 33600 | 75.51% | 2 | 0 | 11.7 |  |  |  | No | R-454B | 3.4583 | Residential & Commercial | Ducted CEE Tier 1
214389871 | Central HP <5.4 tons | CARRIER | HRCU-A-CB (Split System: Heat Pump with Remote Outdoor Unit-Air-Source) | 25VNA424A*031* | ADP |  | H,PG9J936 | 58TN*B070C14**12 | 23400 | 20 | 10.5 | 25000 | 19500 | 78% | 2.42 | 0 | 13 |  |  |  | No | R-410A | 1.95 | Residential & Commercial | Ducted CEE Tier 1
214389884 | Central HP <5.4 tons | CARRIER | HRCU-A-CB (Split System: Heat Pump with Remote Outdoor Unit-Air-Source) | 25VNA424A*031* | ADP |  | H,PG32936 | 58TN*B090C21**20 | 23200 | 20 | 10 | 25000 | 19400 | 77.6% | 2.44 | 0 | 13 |  |  |  | No | R-410A | 1.9333 | Residential & Commercial | Ducted CEE Tier 1
214849121 | Central HP <5.4 tons | YORK | HRCU-A-CB (Split System: Heat Pump with Remote Outdoor Unit-Air-Source) | HMH72B341 | ADP |  | CX361B935 | Y81E040A12LMPS1 | 34000 | 18 | 8.5 | 31800 | 23800 | 74.84% | 2.1 | 0 | 10 |  |  |  | No | R-410A | 2.8333 | Residential & Commercial | Ducted CEE Tier 1
214272333 | Central HP <5.4 tons | CARRIER | HRCU-A-CB (Split System: Heat Pump with Remote Outdoor Unit-Air-Source) | 25VNA837A*030* | ADP |  | PL36H175P159 | 59TN6C080C17**14 | 32000 | 17 | 8.1 | 31200 | 24800 | 79.49% | 1.96 | 0 | 11 |  |  |  | No | R-410A | 2.6667 | Residential & Commercial | Ducted CEE Tier 1
214272334 | Central HP <5.4 tons | CARRIER | HRCU-A-CB (Split System: Heat Pump with Remote Outdoor Unit-Air-Source) | 25VNA837A*030* | ADP |  | V,C36H175P159 | 59TN6C080C17**14 | 32000 | 17 | 8.1 | 31200 | 24800 | 79.49% | 1.96 | 0 | 11 |  |  |  | No | R-410A | 2.6667 | Residential & Commercial | Ducted CEE Tier 1
214849154 | Central HP <5.4 tons | YORK | HRCU-A-CB (Split System: Heat Pump with Remote Outdoor Unit-Air-Source) | HMH72B341 | ADP |  | CX363B935 | Y81E080B12SMPS1 | 33200 | 18 | 8.5 | 31400 | 23000 | 73.25% | 2.04 | 0 | 10 |  |  |  | No | R-410A | 2.7667 | Residential & Commercial | Ducted CEE Tier 1
214389903 | Central HP <5.4 tons | CARRIER | HRCU-A-CB (Split System: Heat Pump with Remote Outdoor Unit-Air-Source) | 25VNA436A*031* | ADP |  | H,PG53936 | 58TN*B070C14**12 | 33600 | 19 | 9 | 35200 | 27400 | 77.84% | 2.04 | 0 | 12 |  |  |  | No | R-410A | 2.8 | Residential & Commercial | Ducted CEE Tier 1
214271649 | Central HP <5.4 tons | CARRIER | HRCU-A-CB (Split System: Heat Pump with Remote Outdoor Unit-Air-Source) | 25VNA436A*031* | ADP |  | C36A***L159 | 58TN*B070C14**12 | 32600 | 19 | 9 | 35200 | 27400 | 77.84% | 2.04 | 0 | 11.7 |  |  |  | No | R-410A | 2.7167 | Residential & Commercial | Ducted CEE Tier 1
210598195 | Central HP <5.4 tons | ARCOAIRE | HRCU-A-CB (Split System: Heat Pump with Remote Outdoor Unit-Air-Source) | HVH825GKA2* |  |  | EHD4X42AAL+WALLCON | *95CSU0802120A* | 24200 | 16 | 8.1 | 21400 | 16600 | 77.57% | 2 | 0 | 11 |  |  |  | No | R-410A | 2.0167 | Residential & Commercial | Ducted CEE Tier 1
210598247 | Central HP <5.4 tons | ARCOAIRE | HRCU-A-CB (Split System: Heat Pump with Remote Outdoor Unit-Air-Source) | HVH825GKA2* |  |  | EHD4X48AAL+WALLCON | *80CSU1002120A* | 24200 | 16 | 8.1 | 21200 | 16600 | 78.3% | 2 | 0 | 10.5 |  |  |  | No | R-410A | 2.0167 | Residential & Commercial | Ducted CEE Tier 1
210598546 | Central HP <5.4 tons | ARCOAIRE | HRCU-A-CB (Split System: Heat Pump with Remote Outdoor Unit-Air-Source) | HVH825GKA2* |  |  | END4X42L17**+WALLCON | *80CTL0701412A* | 24000 | 17 | 8.1 | 21400 | 16600 | 77.57% | 2 | 0 | 11 |  |  |  | No | R-410A | 2 | Residential & Commercial | Ducted CEE Tier 1
216017532 | Central HP <5.4 tons | YORK | HRCU-A-C (Split System: Heat Pump with Remote Outdoor Unit with No Indoor Fan --Air Source) | HH824E2S11 | ADP |  | V,Y36H175P13*+TXV-BLEED+TD |  | 23000 | 15.2 | 8.5 | 21400 | 17000 | 79.44% | 2 | 0 | 11 |  |  |  | No | R-454B | 1.9167 | Residential & Commercial | Ducted CEE Tier 1
204456601 | Central HP <5.4 tons | ARCOAIRE | HRCU-A-CB (Split System: Heat Pump with Remote Outdoor Unit-Air-Source) | HVH825GKA2* |  |  | EA*4X36L17A*+WALLCON | *80CTL0701716A* | 23600 | 16.5 | 8.1 | 21400 | 16700 | 78.04% | 1.94 | 11.5 | 11 |  |  |  | No | R-410A | 1.9667 | Residential & Commercial | Ducted CEE Tier 1
214229298 | Central HP <5.4 tons | GRANDAIRE | HRCU-A-CB (Split System: Heat Pump with Remote Outdoor Unit-Air-Source) | WDLCURAH36ABK |  |  | WLA*374BA* | WFEU060B048B* | 36000 | 16 | 8.5 | 38500 | 34800 | 90.39% | 2.02 | 0 | 10 |  |  |  | No | R-410A | 3 | Residential & Commercial | Ducted CEE Tier 1
213821312 | Central HP <5.4 tons | TEMPSTAR | HRCU-A-CB (Split System: Heat Pump with Remote Outdoor Unit-Air-Source) | DLCURAH24ABK | ASPEN |  | D(A,C,E)30B34+TDR | *96VTN0601412B* | 23200 | 17 | 8.5 | 26200 | 20200 | 77.1% | 2.89 | 0 | 10 |  |  |  | No | R-410A | 1.9333 | Residential & Commercial | Ducted CEE Tier 1
211262350 | Central HP <5.4 tons | GRANDAIRE | HRCU-A-CB (Split System: Heat Pump with Remote Outdoor Unit-Air-Source) | WDLCURAH18ABK |  |  | WLNC184AA* | WFSX060A036A* | 17600 | 15.5 | 8.5 | 18700 | 19300 | 103.2% | 2.32 | 0 | 10.5 |  |  |  | No | R-410A | 1.4667 | Residential & Commercial | Ducted CEE Tier 1
211262784 | Central HP <5.4 tons | GRANDAIRE | HRCU-A-CB (Split System: Heat Pump with Remote Outdoor Unit-Air-Source) | WDLCURAH18ABK |  |  | WLNC244AA* | WFEL070A036B* | 17500 | 16 | 8.5 | 18400 | 18800 | 102.2% | 2.26 | 0 | 11 |  |  |  | No | R-410A | 1.4583 | Residential & Commercial | Ducted CEE Tier 1
211263386 | Central HP <5.4 tons | GRANDAIRE | HRCU-A-CB (Split System: Heat Pump with Remote Outdoor Unit-Air-Source) | WDLCURAH18ABK |  |  | WLNC244BA* | WFAX060A036A* | 18100 | 16 | 8.5 | 19000 | 18600 | 97.89% | 2.24 | 0 | 11 |  |  |  | No | R-410A | 1.5083 | Residential & Commercial | Ducted CEE Tier 1
214239890 | Central HP <5.4 tons | KEEPRITE | HRCU-A-CB (Split System: Heat Pump with Remote Outdoor Unit-Air-Source) | CVH837GKA** |  |  | EN(A,D,W)4X48L21**+WALLCON | *80CTL1102120B* | 32400 | 17 | 8.1 | 32600 | 24600 | 75.46% | 1.96 | 0 | 11.5 |  |  |  | No | R-410A | 2.7 | Residential & Commercial | Ducted CEE Tier 1
214063933 | Central HP <5.4 tons | BOSCH | HRCU-A-CB (Split System: Heat Pump with Remote Outdoor Unit-Air-Source) | BOVA-60HDN1-M20G | ASPEN |  | D(A,C,E)60B44+TDR | BGH96M100C5B | 43500 | 17.5 | 8.8 | 46500 | 39000 | 83.87% | 2.35 | 0 | 11.7 |  |  |  | No | R-410A | 3.625 | Residential & Commercial | Ducted CEE Tier 1
214063922 | Central HP <5.4 tons | BOSCH | HRCU-A-CB (Split System: Heat Pump with Remote Outdoor Unit-Air-Source) | BOVA-60HDN1-M20G | ASPEN |  | D(A,C,E)48A34+TDR | BGH96M080C4B | 39500 | 17 | 8.5 | 44000 | 38500 | 87.5% | 2.31 | 0 | 11.4 |  |  |  | No | R-410A | 3.2917 | Residential & Commercial | Ducted CEE Tier 1
214063924 | Central HP <5.4 tons | BOSCH | HRCU-A-CB (Split System: Heat Pump with Remote Outdoor Unit-Air-Source) | BOVA-60HDN1-M20G | ASPEN |  | D(A,C,E)48D44+TDR | BGH96M080C4B | 41500 | 17 | 8.8 | 44500 | 39000 | 87.64% | 2.39 | 0 | 11.7 |  |  |  | No | R-410A | 3.4583 | Residential & Commercial | Ducted CEE Tier 1
214264212 | Central HP <5.4 tons | ARMSTRONG AIR | HRCU-A-CB (Split System: Heat Pump with Remote Outdoor Unit-Air-Source) | 4SHP22LX124P-**A | ADP |  | H,A,DG9J(1,2)36+TXV | A97US2V060B12X | 23800 | 20 | 8.5 | 22000 | 15400 | 70% | 1.9 | 0 | 13.5 |  |  |  | No | R-410A | 1.9833 | Residential & Commercial | Ducted CEE Tier 1
212159680 | Central HP <5.4 tons | ARMSTRONG AIR | HRCU-A-CB (Split System: Heat Pump with Remote Outdoor Unit-Air-Source) | 4SHP22LX124P-**A | ADP |  | PL36H175P149 | A80UH2E045A12 | 23600 | 21 | 8.5 | 21400 | 15000 | 70.09% | 1.9 | 0 | 13.5 |  |  |  | No | R-410A | 1.9667 | Residential & Commercial | Ducted CEE Tier 1
212159705 | Central HP <5.4 tons | ARMSTRONG AIR | HRCU-A-CB (Split System: Heat Pump with Remote Outdoor Unit-Air-Source) | 4SHP22LX124P-**A | ADP |  | H,A,DE33936 | A80UH2E070A12 | 24000 | 21 | 8.5 | 22000 | 15400 | 70% | 1.92 | 0 | 13.5 |  |  |  | No | R-410A | 2 | Residential & Commercial | Ducted CEE Tier 1
213238538 | Central HP <5.4 tons | CHAMPION HEATING AND COOLING | HRCU-A-CB (Split System: Heat Pump with Remote Outdoor Unit-Air-Source) | THF2B48T21 | ASPEN |  | D(A,C,E)48D44+TDR | TM8E100C20MP11 | 44500 | 16.3 | 8.5 | 45000 | 31600 | 70.22% | 3.16 | 0 | 11.7 |  |  |  | No | R-410A | 3.7083 | Residential & Commercial | Ducted CEE Tier 1
214389922 | Central HP <5.4 tons | CARRIER | HRCU-A-CB (Split System: Heat Pump with Remote Outdoor Unit-Air-Source) | 25VNA448A*031* | ADP |  | H,PG48960 | 58TN*B070C17**16 | 44000 | 21 | 9.5 | 44500 | 36400 | 81.8% | 2.32 | 0 | 10.5 |  |  |  | No | R-410A | 3.6667 | Residential & Commercial | Ducted CEE Tier 1
214271764 | Central HP <5.4 tons | CARRIER | HRCU-A-CB (Split System: Heat Pump with Remote Outdoor Unit-Air-Source) | 25VNA448A*031* | ADP |  | C60A***L189 | 58TN*B090C21**20 | 44500 | 21 | 9.5 | 44000 | 35600 | 80.91% | 2.36 | 0 | 12 |  |  |  | No | R-410A | 3.7083 | Residential & Commercial | Ducted CEE Tier 1
214271780 | Central HP <5.4 tons | CARRIER | HRCU-A-CB (Split System: Heat Pump with Remote Outdoor Unit-Air-Source) | 25VNA448A*031* | ADP |  | C60A***L169 | 58TN*B110C21**20 | 44000 | 21 | 9.5 | 43500 | 35600 | 81.84% | 2.36 | 0 | 11.7 |  |  |  | No | R-410A | 3.6667 | Residential & Commercial | Ducted CEE Tier 1
214440892 | Central HP <5.4 tons | BRYANT HEATING AND COOLING SYSTEMS | HRCU-A-CB (Split System: Heat Pump with Remote Outdoor Unit-Air-Source) | 284ANV036*0**B* | ADP |  | V,C36H175P149 | 88*TB48070C17*** | 32400 | 19 | 8.5 | 36400 | 28200 | 77.47% | 1.98 | 0 | 12 |  |  |  | No | R-410A | 2.7 | Residential & Commercial | Ducted CEE Tier 1
214271742 | Central HP <5.4 tons | CARRIER | HRCU-A-CB (Split System: Heat Pump with Remote Outdoor Unit-Air-Source) | 25VNA448A*031* | ADP |  | PL60H210P179 | 58TN*B070C17**16 | 44000 | 21 | 9.5 | 44500 | 36400 | 81.8% | 2.32 | 0 | 10.5 |  |  |  | No | R-410A | 3.6667 | Residential & Commercial | Ducted CEE Tier 1
214389909 | Central HP <5.4 tons | CARRIER | HRCU-A-CB (Split System: Heat Pump with Remote Outdoor Unit-Air-Source) | 25VNA436A*031* | ADP |  | H,PG53936 | 58TN*B090C17**16 | 33800 | 20 | 9 | 34800 | 27000 | 77.59% | 2.06 | 0 | 12.5 |  |  |  | No | R-410A | 2.8167 | Residential & Commercial | Ducted CEE Tier 1
214389911 | Central HP <5.4 tons | CARRIER | HRCU-A-CB (Split System: Heat Pump with Remote Outdoor Unit-Air-Source) | 25VNA436A*031* | ADP |  | H,PG9J936 | 58TN*B090C21**20 | 32800 | 20 | 9 | 34800 | 27200 | 78.16% | 2.06 | 0 | 12 |  |  |  | No | R-410A | 2.7333 | Residential & Commercial | Ducted CEE Tier 1
214271653 | Central HP <5.4 tons | CARRIER | HRCU-A-CB (Split System: Heat Pump with Remote Outdoor Unit-Air-Source) | 25VNA436A*031* | ADP |  | PL36H***P449 | 58TN*B070C14**12 | 32800 | 19 | 9 | 35400 | 27600 | 77.97% | 2.02 | 0 | 11.7 |  |  |  | No | R-410A | 2.7333 | Residential & Commercial | Ducted CEE Tier 1
214271669 | Central HP <5.4 tons | CARRIER | HRCU-A-CB (Split System: Heat Pump with Remote Outdoor Unit-Air-Source) | 25VNA436A*031* | ADP |  | V,C36H175P159 | 58TN*B070C17**16 | 33000 | 19 | 9 | 35000 | 27400 | 78.29% | 2.02 | 0 | 12 |  |  |  | No | R-410A | 2.75 | Residential & Commercial | Ducted CEE Tier 1
214271712 | Central HP <5.4 tons | CARRIER | HRCU-A-CB (Split System: Heat Pump with Remote Outdoor Unit-Air-Source) | 25VNA436A*031* | ADP |  | C36A***L539 | 58TN*B090C21**20 | 33800 | 20 | 9 | 34200 | 26400 | 77.19% | 2.02 | 0 | 12.5 |  |  |  | No | R-410A | 2.8167 | Residential & Commercial | Ducted CEE Tier 1
214271719 | Central HP <5.4 tons | CARRIER | HRCU-A-CB (Split System: Heat Pump with Remote Outdoor Unit-Air-Source) | 25VNA436A*031* | ADP |  | C36A***L159 | 58TN*B110C21**20 | 33000 | 20 | 9 | 34800 | 27200 | 78.16% | 2.06 | 0 | 12.5 |  |  |  | No | R-410A | 2.75 | Residential & Commercial | Ducted CEE Tier 1
211260160 | Central HP <5.4 tons | KEEPRITE | HRCU-A-CB (Split System: Heat Pump with Remote Outdoor Unit-Air-Source) | DLCURAH18ABK |  |  | EA*4X24L14A* | *96VTN0401410A* | 17300 | 16 | 8.5 | 18300 | 19200 | 104.9% | 2.3 | 0 | 10.5 |  |  |  | No | R-410A | 1.4417 | Residential & Commercial | Ducted CEE Tier 1
211260945 | Central HP <5.4 tons | KEEPRITE | HRCU-A-CB (Split System: Heat Pump with Remote Outdoor Unit-Air-Source) | DLCURAH18ABK |  |  | EA*4X25L17A* | *96VTN0601412A* | 18500 | 16 | 8.5 | 18300 | 17400 | 95.08% | 2.12 | 0 | 11 |  |  |  | No | R-410A | 1.5417 | Residential & Commercial | Ducted CEE Tier 1
211261618 | Central HP <5.4 tons | KEEPRITE | HRCU-A-CB (Split System: Heat Pump with Remote Outdoor Unit-Air-Source) | DLCURAH18ABK |  |  | EA*4X30L17A* | *96VSN0601412A* | 18000 | 16 | 8.5 | 18600 | 18500 | 99.46% | 2.22 | 0 | 10.5 |  |  |  | No | R-410A | 1.5 | Residential & Commercial | Ducted CEE Tier 1
211261636 | Central HP <5.4 tons | KEEPRITE | HRCU-A-CB (Split System: Heat Pump with Remote Outdoor Unit-Air-Source) | DLCURAH18ABK |  |  | EA*4X30L17A* | *96VSN0801716A* | 17600 | 16 | 8.5 | 18100 | 18600 | 102.8% | 2.24 | 0 | 10.5 |  |  |  | No | R-410A | 1.4667 | Residential & Commercial | Ducted CEE Tier 1
211261729 | Central HP <5.4 tons | KEEPRITE | HRCU-A-CB (Split System: Heat Pump with Remote Outdoor Unit-Air-Source) | DLCURAH18ABK |  |  | EA*4X30L17A* | *80VSL0701716A* | 17600 | 16 | 8.5 | 18100 | 18600 | 102.8% | 2.24 | 0 | 10.5 |  |  |  | No | R-410A | 1.4667 | Residential & Commercial | Ducted CEE Tier 1
211261418 | Central HP <5.4 tons | KEEPRITE | HRCU-A-CB (Split System: Heat Pump with Remote Outdoor Unit-Air-Source) | DLCURAH18ABK |  |  | EA*4X30L14A* | *95ESN0261410A* | 18100 | 15.5 | 8.5 | 18800 | 18500 | 98.4% | 2.22 | 0 | 10.5 |  |  |  | No | R-410A | 1.5083 | Residential & Commercial | Ducted CEE Tier 1
214272348 | Central HP <5.4 tons | CARRIER | HRCU-A-CB (Split System: Heat Pump with Remote Outdoor Unit-Air-Source) | 25VNA837A*031* | ADP |  | V,C36H175P159 | 58TN*B070C17**16 | 31000 | 17 | 8.5 | 30600 | 24600 | 80.39% | 1.98 | 0 | 11 |  |  |  | No | R-410A | 2.5833 | Residential & Commercial | Ducted CEE Tier 1
214272350 | Central HP <5.4 tons | CARRIER | HRCU-A-CB (Split System: Heat Pump with Remote Outdoor Unit-Air-Source) | 25VNA837A*031* | ADP |  | V,C36H175P459 | 58TN*B070C17**16 | 32400 | 17 | 8.5 | 30600 | 24600 | 80.39% | 1.98 | 0 | 11.5 |  |  |  | No | R-410A | 2.7 | Residential & Commercial | Ducted CEE Tier 1
214272368 | Central HP <5.4 tons | CARRIER | HRCU-A-CB (Split System: Heat Pump with Remote Outdoor Unit-Air-Source) | 25VNA837A*031* | ADP |  | C36A***L539 | 59MN7C080C17**14 | 32800 | 17 | 8.5 | 31400 | 25000 | 79.62% | 1.98 | 0 | 11 |  |  |  | No | R-410A | 2.7333 | Residential & Commercial | Ducted CEE Tier 1
215940201 | Central HP <5.4 tons | KEEPRITE | HRCU-A-CB (Split System: Heat Pump with Remote Outdoor Unit-Air-Source) | C5H3V36*K*AAA* |  |  | ESH5X60M12A*+WALLCON | *80CSU0601716B* | 34200 | 19.5 | 9 | 34200 | 26000 | 76.02% | 1.94 | 0 | 11.7 |  |  |  | No | R-454B | 2.85 | Residential & Commercial | Ducted CEE Tier 1
214389933 | Central HP <5.4 tons | CARRIER | HRCU-A-CB (Split System: Heat Pump with Remote Outdoor Unit-Air-Source) | 25VNA837A*030* | ADP |  | H,PG53936 | 58TN*B110C21**20 | 32800 | 18 | 8.5 | 30200 | 24400 | 80.79% | 2 | 0 | 11.5 |  |  |  | No | R-410A | 2.7333 | Residential & Commercial | Ducted CEE Tier 1
214271850 | Central HP <5.4 tons | CARRIER | HRCU-A-CB (Split System: Heat Pump with Remote Outdoor Unit-Air-Source) | 25VNA825A*031* | ADP |  | PL36H175P149 | 58TN*B045C17**12 | 23600 | 16 | 8.1 | 20000 | 16300 | 81.5% | 1.94 | 0 | 10.5 |  |  |  | No | R-410A | 1.9667 | Residential & Commercial | Ducted CEE Tier 1
214271870 | Central HP <5.4 tons | CARRIER | HRCU-A-CB (Split System: Heat Pump with Remote Outdoor Unit-Air-Source) | 25VNA825A*031* | ADP |  | C36A***L159 | 58TN*B070C14**12 | 24000 | 17 | 8.1 | 19600 | 16200 | 82.65% | 2.02 | 0 | 10.5 |  |  |  | No | R-410A | 2 | Residential & Commercial | Ducted CEE Tier 1
214723113 | Central HP <5.4 tons | BOSCH | HRCU-A-CB (Split System: Heat Pump with Remote Outdoor Unit-Air-Source) | BOVA-24HDN1-M15G | ASPEN |  | L(E,F)W30A4 |  | 16500 | 15.2 | 8.1 | 18000 | 12900 | 71.67% | 1.81 | 0 | 10 |  |  |  | No | R-410A | 1.375 | Residential & Commercial | Ducted CEE Tier 1
212978751 | Central HP <5.4 tons | GRANDAIRE | HRCU-A-CB (Split System: Heat Pump with Remote Outdoor Unit-Air-Source) | WDLCURAH18ABK |  |  | WLA*194BA* | WFE*070B036C* | 18000 | 17 | 8.5 | 17900 | 19500 | 108.9% | 2.34 | 0 | 11 |  |  |  | No | R-410A | 1.5 | Residential & Commercial | Ducted CEE Tier 1
212977825 | Central HP <5.4 tons | GRANDAIRE | HRCU-A-CB (Split System: Heat Pump with Remote Outdoor Unit-Air-Source) | WDLCURAH18ABK |  |  | WLNC304AA* | WFE*045A036C* | 17700 | 16.5 | 8.1 | 18200 | 18600 | 102.2% | 2.24 | 0 | 11 |  |  |  | No | R-410A | 1.475 | Residential & Commercial | Ducted CEE Tier 1
212975822 | Central HP <5.4 tons | GRANDAIRE | HRCU-A-CB (Split System: Heat Pump with Remote Outdoor Unit-Air-Source) | WDLCURAH18ABK |  |  | WLA*304BA* | WFST080B048A* | 17400 | 16 | 8.5 | 18000 | 19100 | 106.1% | 2.3 | 0 | 10.5 |  |  |  | No | R-410A | 1.45 | Residential & Commercial | Ducted CEE Tier 1
213078516 | Central HP <5.4 tons | KEEPRITE | HRCU-A-CB (Split System: Heat Pump with Remote Outdoor Unit-Air-Source) | DLCURAH36ABK |  |  | EA*4X42L21A* | *80MS(N,L)0902120A* | 35400 | 16.5 | 8.1 | 38500 | 35000 | 90.91% | 1.88 | 0 | 10 |  |  |  | No | R-410A | 2.95 | Residential & Commercial | Ducted CEE Tier 1
213078030 | Central HP <5.4 tons | KEEPRITE | HRCU-A-CB (Split System: Heat Pump with Remote Outdoor Unit-Air-Source) | DLCURAH36ABK |  |  | EN(A,D,W)4X48L21** | *80MS(N,L)0701712A* | 35600 | 16.5 | 8.1 | 38500 | 34800 | 90.39% | 1.98 | 0 | 10 |  |  |  | No | R-410A | 2.9667 | Residential & Commercial | Ducted CEE Tier 1
213079611 | Central HP <5.4 tons | KEEPRITE | HRCU-A-CB (Split System: Heat Pump with Remote Outdoor Unit-Air-Source) | DLCURAH36ABK |  |  | END4X42L17** | *92MSN0801716A* | 35600 | 16 | 8.1 | 38500 | 35000 | 90.91% | 1.94 | 0 | 10 |  |  |  | No | R-410A | 2.9667 | Residential & Commercial | Ducted CEE Tier 1
211229617 | Central HP <5.4 tons | KEEPRITE | HRCU-A-CB (Split System: Heat Pump with Remote Outdoor Unit-Air-Source) | DLCURAH36ABK |  |  | EA*4X48L24A* | *96VTN1002122A* | 36000 | 16.5 | 8.5 | 37800 | 34600 | 91.53% | 2.06 | 0 | 10 |  |  |  | No | R-410A | 3 | Residential & Commercial | Ducted CEE Tier 1
211228768 | Central HP <5.4 tons | KEEPRITE | HRCU-A-CB (Split System: Heat Pump with Remote Outdoor Unit-Air-Source) | DLCURAH36ABK |  |  | EA*4X48L21A* | *80ES(N,L)0702116A* | 35600 | 16.5 | 8.5 | 37800 | 34600 | 91.53% | 2.04 | 0 | 10 |  |  |  | No | R-410A | 2.9667 | Residential & Commercial | Ducted CEE Tier 1
211228816 | Central HP <5.4 tons | KEEPRITE | HRCU-A-CB (Split System: Heat Pump with Remote Outdoor Unit-Air-Source) | DLCURAH36ABK |  |  | EA*4X48L21A* | *80ES(N,L)1102120A* | 35800 | 16.5 | 8.5 | 38500 | 34600 | 89.87% | 2.04 | 0 | 10 |  |  |  | No | R-410A | 2.9833 | Residential & Commercial | Ducted CEE Tier 1
215935401 | Central HP <5.4 tons | KEEPRITE | HRCU-A-CB (Split System: Heat Pump with Remote Outdoor Unit-Air-Source) | C5H3V36*K*AAA* |  |  | EVM5X60M24A*+WALLCON | *97CMN0602120B* | 35200 | 21 | 8.5 | 38500 | 28800 | 74.81% | 2.02 | 0 | 12 |  |  |  | No | R-454B | 2.9333 | Residential & Commercial | Ducted CEE Tier 1
214389976 | Central HP <5.4 tons | CARRIER | HRCU-A-CB (Split System: Heat Pump with Remote Outdoor Unit-Air-Source) | 25VNA837A*031* | ADP |  | H,PG53936 | 58TN*B135C24**22 | 32800 | 18 | 8.5 | 30200 | 24400 | 80.79% | 2 | 0 | 11.7 |  |  |  | No | R-410A | 2.7333 | Residential & Commercial | Ducted CEE Tier 1
215936071 | Central HP <5.4 tons | KEEPRITE | HRCU-A-CB (Split System: Heat Pump with Remote Outdoor Unit-Air-Source) | C5H3V36*K*AAA* |  |  | EVD5X42M21A*+WALLCON | *97CMN0601714B* | 34000 | 20 | 8.1 | 38000 | 27000 | 71.05% | 2 | 0 | 11 |  |  |  | No | R-454B | 2.8333 | Residential & Commercial | Ducted CEE Tier 1
215935521 | Central HP <5.4 tons | KEEPRITE | HRCU-A-CB (Split System: Heat Pump with Remote Outdoor Unit-Air-Source) | C5H3V36*K*AAA* |  |  | EVD5X25M17A*+WALLCON | *96CTN0601714B* | 34000 | 20 | 8.1 | 38000 | 27200 | 71.58% | 2 | 0 | 11 |  |  |  | No | R-454B | 2.8333 | Residential & Commercial | Ducted CEE Tier 1
215935421 | Central HP <5.4 tons | KEEPRITE | HRCU-A-CB (Split System: Heat Pump with Remote Outdoor Unit-Air-Source) | C5H3V36*K*AAA* |  |  | EVM5X60M24A*+WALLCON | *97CMN1002122B* | 35600 | 22 | 8.5 | 38000 | 28400 | 74.74% | 2.04 | 0 | 12.5 |  |  |  | No | R-454B | 2.9667 | Residential & Commercial | Ducted CEE Tier 1
214389972 | Central HP <5.4 tons | CARRIER | HRCU-A-CB (Split System: Heat Pump with Remote Outdoor Unit-Air-Source) | 25VNA837A*031* | ADP |  | H,PG53936 | 58TN*B070C17**16 | 32400 | 17 | 8.5 | 30600 | 24600 | 80.39% | 1.98 | 0 | 11.5 |  |  |  | No | R-410A | 2.7 | Residential & Commercial | Ducted CEE Tier 1
215375433 | Central HP <5.4 tons | BOSCH | HRCU-A-CB (Split System: Heat Pump with Remote Outdoor Unit-Air-Source) | BOVD-36HDN1-M20G | ASPEN |  | D(A,C,E)36A36+TDR | BGH96M060B3B | 22400 | 18.4 | 8.5 | 19900 | 20000 | 100.5% | 2.92 | 0 | 11.8 |  |  |  | No | R-410A | 1.8667 | Residential & Commercial | Ducted CEE Tier 1
215375435 | Central HP <5.4 tons | BOSCH | HRCU-A-CB (Split System: Heat Pump with Remote Outdoor Unit-Air-Source) | BOVD-36HDN1-M20G | ASPEN |  | D(A,C,E)36A36+TDR | BGH96M100C5B | 29800 | 18 | 8.7 | 25400 | 25600 | 100.8% | 3.03 | 0 | 11 |  |  |  | No | R-410A | 2.4833 | Residential & Commercial | Ducted CEE Tier 1
215057504 | Central HP <5.4 tons | BOSCH | HRCU-A-CB (Split System: Heat Pump with Remote Outdoor Unit-Air-Source) | BOVD-36HDN1-M20G | ASPEN |  | L(E,G)M36C4 |  | 31200 | 17 | 8.1 | 33000 | 24000 | 72.73% | 1.9 | 0 | 11 |  |  |  | No | R-410A | 2.6 | Residential & Commercial | Ducted CEE Tier 1
214389901 | Central HP <5.4 tons | CARRIER | HRCU-A-CB (Split System: Heat Pump with Remote Outdoor Unit-Air-Source) | 25VNA436A*031* | ADP |  | H,PG34936 | 58TN*B070C14**12 | 32200 | 19 | 9 | 35400 | 27600 | 77.97% | 2.02 | 0 | 11.7 |  |  |  | No | R-410A | 2.6833 | Residential & Commercial | Ducted CEE Tier 1
214389910 | Central HP <5.4 tons | CARRIER | HRCU-A-CB (Split System: Heat Pump with Remote Outdoor Unit-Air-Source) | 25VNA436A*031* | ADP |  | H,PG34936 | 58TN*B090C21**20 | 32600 | 20 | 9 | 34800 | 27200 | 78.16% | 2.06 | 0 | 12 |  |  |  | No | R-410A | 2.7167 | Residential & Commercial | Ducted CEE Tier 1
214271625 | Central HP <5.4 tons | CARRIER | HRCU-A-CB (Split System: Heat Pump with Remote Outdoor Unit-Air-Source) | 25VNA436A*031* | ADP |  | PL36H210P299 | 58TN*B045C17**12 | 33600 | 19 | 9 | 35200 | 27400 | 77.84% | 2.02 | 0 | 11.7 |  |  |  | No | R-410A | 2.8 | Residential & Commercial | Ducted CEE Tier 1
214271684 | Central HP <5.4 tons | CARRIER | HRCU-A-CB (Split System: Heat Pump with Remote Outdoor Unit-Air-Source) | 25VNA436A*031* | ADP |  | PL36H175P149 | 58TN*B090C17**16 | 32600 | 20 | 9 | 35000 | 27200 | 77.71% | 2.04 | 0 | 12 |  |  |  | No | R-410A | 2.7167 | Residential & Commercial | Ducted CEE Tier 1
214272322 | Central HP <5.4 tons | CARRIER | HRCU-A-CB (Split System: Heat Pump with Remote Outdoor Unit-Air-Source) | 25VNA837A*030* | ADP |  | V,C36H175P459 | 59MN7C080C17**14 | 32800 | 17 | 8.5 | 31400 | 25000 | 79.62% | 1.98 | 0 | 11 |  |  |  | No | R-410A | 2.7333 | Residential & Commercial | Ducted CEE Tier 1
214271583 | Central HP <5.4 tons | CARRIER | HRCU-A-CB (Split System: Heat Pump with Remote Outdoor Unit-Air-Source) | 25VNA424A*031* | ADP |  | PL36H175P149 | 58TN*B045C17**12 | 23400 | 20 | 10.5 | 25000 | 19500 | 78% | 2.42 | 0 | 12.5 |  |  |  | No | R-410A | 1.95 | Residential & Commercial | Ducted CEE Tier 1
214271601 | Central HP <5.4 tons | CARRIER | HRCU-A-CB (Split System: Heat Pump with Remote Outdoor Unit-Air-Source) | 25VNA424A*031* | ADP |  | C36A***L539 | 58TN*B045C17**12 | 24000 | 20 | 10.5 | 25000 | 19500 | 78% | 2.52 | 0 | 13 |  |  |  | No | R-410A | 2 | Residential & Commercial | Ducted CEE Tier 1
216010683 | Central HP <5.4 tons | YORK | HRCU-A-CB (Split System: Heat Pump with Remote Outdoor Unit-Air-Source) | HH860E2S11 | ADP |  | FE*TT3*60+TXV |  | 46000 | 19 | 8.9 | 44000 | 33600 | 76.36% | 2.08 | 0 | 12 |  |  |  | No | R-454B | 3.8333 | Residential & Commercial | Ducted CEE Tier 1
216017538 | Central HP <5.4 tons | YORK | HRCU-A-C (Split System: Heat Pump with Remote Outdoor Unit with No Indoor Fan --Air Source) | HH860E2S11 | ADP |  | V,Y60H210P19*+TXV-BLEED+TD |  | 44500 | 15.2 | 8.5 | 44000 | 33800 | 76.82% | 2 | 0 | 11 |  |  |  | No | R-454B | 3.7083 | Residential & Commercial | Ducted CEE Tier 1
214389869 | Central HP <5.4 tons | CARRIER | HRCU-A-CB (Split System: Heat Pump with Remote Outdoor Unit-Air-Source) | 25VNA424A*031* | ADP |  | H,PG32936 | 58TN*B070C14**12 | 23200 | 20 | 10.5 | 25000 | 19500 | 78% | 2.42 | 0 | 13 |  |  |  | No | R-410A | 1.9333 | Residential & Commercial | Ducted CEE Tier 1
215726463 | Central HP <5.4 tons | YORK | HRCU-A-CB (Split System: Heat Pump with Remote Outdoor Unit-Air-Source) | HH860E2S11 | ADP |  | H,YG49*48+TXV | TM8V080C16MP12 | 43500 | 18 | 8.5 | 42000 | 32800 | 78.1% | 2 | 0 | 11.7 |  |  |  | No | R-454B | 3.625 | Residential & Commercial | Ducted CEE Tier 1
215726490 | Central HP <5.4 tons | YORK | HRCU-A-CB (Split System: Heat Pump with Remote Outdoor Unit-Air-Source) | HH860E2S11 | ADP |  | H,YG50*48+TXV | TM8V100C16MP12 | 43500 | 18 | 8.5 | 42000 | 32800 | 78.1% | 2 | 0 | 11.7 |  |  |  | No | R-454B | 3.625 | Residential & Commercial | Ducted CEE Tier 1
215726504 | Central HP <5.4 tons | YORK | HRCU-A-CB (Split System: Heat Pump with Remote Outdoor Unit-Air-Source) | HH860E2S11 | ADP |  | H,YG48*60+TXV | TM8V100C20MP12 | 44000 | 18 | 8.5 | 42500 | 33200 | 78.12% | 2 | 0 | 11.7 |  |  |  | No | R-454B | 3.6667 | Residential & Commercial | Ducted CEE Tier 1
215726520 | Central HP <5.4 tons | YORK | HRCU-A-CB (Split System: Heat Pump with Remote Outdoor Unit-Air-Source) | HH860E2S11 | ADP |  | H,YG49*60+TXV-BLEED | TM8V120C20MP12 | 53000 | 19 | 8.5 | 52000 | 38500 | 74.04% | 2 | 0 | 11 |  |  |  | No | R-454B | 4.4167 | Residential & Commercial | Ducted CEE Tier 1
215726622 | Central HP <5.4 tons | YORK | HRCU-A-CB (Split System: Heat Pump with Remote Outdoor Unit-Air-Source) | HH860E2S11 | ADP |  | H,YG49*60+TXV-BLEED | Y81E080C16SMPS1 | 44500 | 18 | 8.5 | 42500 | 33000 | 77.65% | 2 | 0 | 12 |  |  |  | No | R-454B | 3.7083 | Residential & Commercial | Ducted CEE Tier 1
215726629 | Central HP <5.4 tons | YORK | HRCU-A-CB (Split System: Heat Pump with Remote Outdoor Unit-Air-Source) | HH860E2S11 | ADP |  | H,YG52*60+TXV-BLEED | Y81E080C16SMPS1 | 44500 | 18 | 8.5 | 42500 | 33000 | 77.65% | 2 | 0 | 12 |  |  |  | No | R-454B | 3.7083 | Residential & Commercial | Ducted CEE Tier 1
215726631 | Central HP <5.4 tons | YORK | HRCU-A-CB (Split System: Heat Pump with Remote Outdoor Unit-Air-Source) | HH860E2S11 | ADP |  | H,YG84*48+TXV-BLEED | Y81E080C16SMPS1 | 44500 | 18 | 8.5 | 42500 | 33000 | 77.65% | 2 | 0 | 12 |  |  |  | No | R-454B | 3.7083 | Residential & Commercial | Ducted CEE Tier 1
215726690 | Central HP <5.4 tons | YORK | HRCU-A-CB (Split System: Heat Pump with Remote Outdoor Unit-Air-Source) | HH860E2S11 | ADP |  | H,YG88*60+TXV | Y81E100C20SMPS1 | 53000 | 19 | 8.5 | 51500 | 38000 | 73.79% | 2 | 0 | 11.7 |  |  |  | No | R-454B | 4.4167 | Residential & Commercial | Ducted CEE Tier 1
215726549 | Central HP <5.4 tons | YORK | HRCU-A-CB (Split System: Heat Pump with Remote Outdoor Unit-Air-Source) | HH860E2S11 | ADP |  | H,YG48*48+TXV | TM9Y080C16MP11 | 44000 | 17 | 8.5 | 42500 | 33400 | 78.59% | 2 | 0 | 11 |  |  |  | No | R-454B | 3.6667 | Residential & Commercial | Ducted CEE Tier 1
215726554 | Central HP <5.4 tons | YORK | HRCU-A-CB (Split System: Heat Pump with Remote Outdoor Unit-Air-Source) | HH860E2S11 | ADP |  | H,YG50*48+TXV-BLEED | TM9Y080C16MP11 | 44000 | 17 | 8.5 | 42500 | 33400 | 78.59% | 2 | 0 | 11 |  |  |  | No | R-454B | 3.6667 | Residential & Commercial | Ducted CEE Tier 1
212927252 | Central HP <5.4 tons | LENNOX | HRCU-A-CB (Split System: Heat Pump with Remote Outdoor Unit-Air-Source) | SL25XPV-024-230A** | ADP |  | LH29/36F9 | SLP98UH070XV36B* | 22000 | 22 | 9.05 | 20000 | 20000 | 100% | 1.82 | 0 | 14 |  |  |  | No | R-410A | 1.8333 | Residential & Commercial | Ducted CEE Tier 1
214243232 | Central HP <5.4 tons | KEEPRITE | HRCU-A-CB (Split System: Heat Pump with Remote Outdoor Unit-Air-Source) | CVH825GKA2* |  |  | EN(A,D)4X48L24**+WALLCON | *97CMN1002122B* | 24200 | 17 | 8.1 | 21200 | 16600 | 78.3% | 2.02 | 0 | 11.5 |  |  |  | No | R-410A | 2.0167 | Residential & Commercial | Ducted CEE Tier 1
214243182 | Central HP <5.4 tons | KEEPRITE | HRCU-A-CB (Split System: Heat Pump with Remote Outdoor Unit-Air-Source) | CVH825GKA2* |  |  | EN(A,D,W)4X48L21**+WALLCON | *96CTN0801714B* | 24000 | 17 | 8.1 | 21400 | 16600 | 77.57% | 2 | 0 | 11 |  |  |  | No | R-410A | 2 | Residential & Commercial | Ducted CEE Tier 1
214242832 | Central HP <5.4 tons | KEEPRITE | HRCU-A-CB (Split System: Heat Pump with Remote Outdoor Unit-Air-Source) | CVH825GKA2* |  |  | EN(A,D)4X36L21**+WALLCON | *96CTN0601714B* | 23400 | 16 | 8.1 | 21600 | 16800 | 77.78% | 1.9 | 0 | 10.5 |  |  |  | No | R-410A | 1.95 | Residential & Commercial | Ducted CEE Tier 1
214242882 | Central HP <5.4 tons | KEEPRITE | HRCU-A-CB (Split System: Heat Pump with Remote Outdoor Unit-Air-Source) | CVH825GKA2* |  |  | END4X42L17**+WALLCON | *80CTL0701716B* | 24000 | 16.5 | 8.1 | 21400 | 16700 | 78.04% | 1.98 | 0 | 11 |  |  |  | No | R-410A | 2 | Residential & Commercial | Ducted CEE Tier 1
215726338 | Central HP <5.4 tons | YORK | HRCU-A-CB (Split System: Heat Pump with Remote Outdoor Unit-Air-Source) | HH836E2S11 | ADP |  | H,YG80*36+TXV | TM9V060B12MP12 | 32600 | 17 | 8.5 | 29000 | 24800 | 85.52% | 2 | 0 | 11 |  |  |  | No | R-454B | 2.7167 | Residential & Commercial | Ducted CEE Tier 1
215726363 | Central HP <5.4 tons | YORK | HRCU-A-CB (Split System: Heat Pump with Remote Outdoor Unit-Air-Source) | HH836E2S11 | ADP |  | H,YG37*36+TXV-BLEED | TM9Y080C16MP11 | 32800 | 19 | 8.5 | 29400 | 23800 | 80.95% | 2 | 0 | 11 |  |  |  | No | R-454B | 2.7333 | Residential & Commercial | Ducted CEE Tier 1
215726365 | Central HP <5.4 tons | YORK | HRCU-A-CB (Split System: Heat Pump with Remote Outdoor Unit-Air-Source) | HH836E2S11 | ADP |  | H,YG80*36+TXV-BLEED | TM9Y080C16MP11 | 32800 | 19 | 8.5 | 29400 | 23800 | 80.95% | 2 | 0 | 11 |  |  |  | No | R-454B | 2.7333 | Residential & Commercial | Ducted CEE Tier 1
215726370 | Central HP <5.4 tons | YORK | HRCU-A-CB (Split System: Heat Pump with Remote Outdoor Unit-Air-Source) | HH836E2S11 | ADP |  | H,YG37*36+TXV-BLEED | TM9Y100C16MP11 | 32800 | 19 | 8.5 | 29400 | 23800 | 80.95% | 2 | 0 | 11 |  |  |  | No | R-454B | 2.7333 | Residential & Commercial | Ducted CEE Tier 1
215726390 | Central HP <5.4 tons | YORK | HRCU-A-CB (Split System: Heat Pump with Remote Outdoor Unit-Air-Source) | HH836E2S11 | ADP |  | H,YG81*36+TXV | Y81E080B12SMPS1 | 32800 | 18 | 8.5 | 28400 | 24400 | 85.92% | 2 | 0 | 11.7 |  |  |  | No | R-454B | 2.7333 | Residential & Commercial | Ducted CEE Tier 1
215726431 | Central HP <5.4 tons | YORK | HRCU-A-CB (Split System: Heat Pump with Remote Outdoor Unit-Air-Source) | HH836E2S11 | ADP |  | H,YG36*36+TXV-BLEED | Y81E120C16SMPS1 | 33400 | 19 | 8.5 | 29400 | 24800 | 84.35% | 2 | 0 | 11.7 |  |  |  | No | R-454B | 2.7833 | Residential & Commercial | Ducted CEE Tier 1
211228382 | Central HP <5.4 tons | KEEPRITE | HRCU-A-CB (Split System: Heat Pump with Remote Outdoor Unit-Air-Source) | DLCURAH36ABK |  |  | EA*4X43L21A* | *80VTL0701716A* | 36200 | 16 | 8.5 | 38500 | 34800 | 90.39% | 2.08 | 0 | 10 |  |  |  | No | R-410A | 3.0167 | Residential & Commercial | Ducted CEE Tier 1
213079077 | Central HP <5.4 tons | KEEPRITE | HRCU-A-CB (Split System: Heat Pump with Remote Outdoor Unit-Air-Source) | DLCURAH36ABK |  |  | EN(A,D,W)4X48L21** | *80MSU0401712A* | 35800 | 16.5 | 8.1 | 38500 | 34800 | 90.39% | 2 | 0 | 10 |  |  |  | No | R-410A | 2.9833 | Residential & Commercial | Ducted CEE Tier 1
213077718 | Central HP <5.4 tons | KEEPRITE | HRCU-A-CB (Split System: Heat Pump with Remote Outdoor Unit-Air-Source) | DLCURAH36ABK |  |  | EA*4X37L21A* | *96VTN1002122B* | 36600 | 16.5 | 8.5 | 38000 | 34800 | 91.58% | 2.08 | 0 | 10 |  |  |  | No | R-410A | 3.05 | Residential & Commercial | Ducted CEE Tier 1
213077684 | Central HP <5.4 tons | KEEPRITE | HRCU-A-CB (Split System: Heat Pump with Remote Outdoor Unit-Air-Source) | DLCURAH36ABK |  |  | EN(A,D,W)4X48L21** | *96VTN1002120B* | 36000 | 16.5 | 8.1 | 38500 | 35000 | 90.91% | 2 | 0 | 10 |  |  |  | No | R-410A | 3 | Residential & Commercial | Ducted CEE Tier 1
213077232 | Central HP <5.4 tons | KEEPRITE | HRCU-A-CB (Split System: Heat Pump with Remote Outdoor Unit-Air-Source) | DLCURAH36ABK |  |  | EN(A,D)4X48L24** | *96VSN1002120B* | 36000 | 16.5 | 8.1 | 38500 | 35000 | 90.91% | 2 | 0 | 10 |  |  |  | No | R-410A | 3 | Residential & Commercial | Ducted CEE Tier 1
214584497 | Central HP <5.4 tons | BOSCH | HRCU-A-C (Split System: Heat Pump with Remote Outdoor Unit with No Indoor Fan --Air Source) | BOVA-36HDN1-M20G | ASPEN |  | D(A,C,E)36C34+TDR |  | 22200 | 15.2 | 8.9 | 24000 | 19400 | 80.83% | 1.98 | 0 | 11.9 |  |  |  | No | R-410A | 1.85 | Residential & Commercial | Ducted CEE Tier 1
214584514 | Central HP <5.4 tons | BOSCH | HRCU-A-C (Split System: Heat Pump with Remote Outdoor Unit with No Indoor Fan --Air Source) | BOVB-36HDN1-M20G | ASPEN |  | D(A,C,E)30D34+TDR |  | 22200 | 15.2 | 8.9 | 24000 | 29600 | 123.3% | 1.96 | 0 | 11.9 |  |  |  | No | R-410A | 1.85 | Residential & Commercial | Ducted CEE Tier 1
214331686 | Central HP <5.4 tons | BOSCH | HRCU-A-CB (Split System: Heat Pump with Remote Outdoor Unit-Air-Source) | BOVA-36HDN1-M20G | ASPEN |  | D(A,C,E)24B3G+TXV+TDR | BGH96M060B3B | 21800 | 18 | 8.5 | 23800 | 22200 | 93.28% | 2.19 | 0 | 11 |  |  |  | No | R-410A | 1.8167 | Residential & Commercial | Ducted CEE Tier 1
214331702 | Central HP <5.4 tons | BOSCH | HRCU-A-CB (Split System: Heat Pump with Remote Outdoor Unit-Air-Source) | BOVA-36HDN1-M20G | ASPEN |  | D(A,C,E)48A3G+TXV+TDR | BGH96M080B3B | 31000 | 17.5 | 8.6 | 33600 | 26600 | 79.17% | 2.31 | 0 | 10.5 |  |  |  | No | R-410A | 2.5833 | Residential & Commercial | Ducted CEE Tier 1
214331704 | Central HP <5.4 tons | BOSCH | HRCU-A-CB (Split System: Heat Pump with Remote Outdoor Unit-Air-Source) | BOVA-36HDN1-M20G | ASPEN |  | D(A,C,E)36A3G+TXV+TDR | BGH96M080C4B | 31000 | 17.5 | 8.6 | 33800 | 26400 | 78.11% | 2.41 | 0 | 10.7 |  |  |  | No | R-410A | 2.5833 | Residential & Commercial | Ducted CEE Tier 1
214331705 | Central HP <5.4 tons | BOSCH | HRCU-A-CB (Split System: Heat Pump with Remote Outdoor Unit-Air-Source) | BOVA-36HDN1-M20G | ASPEN |  | D(A,C,E)36B3G+TXV+TDR | BGH96M080C4B | 31400 | 17.5 | 8.7 | 34000 | 26400 | 77.65% | 2.44 | 0 | 10.8 |  |  |  | No | R-410A | 2.6167 | Residential & Commercial | Ducted CEE Tier 1
214331838 | Central HP <5.4 tons | BOSCH | HRCU-A-CB (Split System: Heat Pump with Remote Outdoor Unit-Air-Source) | BOVB-36HDN1-M20G | ASPEN |  | D(A,C,E)36C4G+TXV+TDR | BGH96M060B3B | 23200 | 18 | 9 | 24000 | 22200 | 92.5% | 2.28 | 0 | 12 |  |  |  | No | R-410A | 1.9333 | Residential & Commercial | Ducted CEE Tier 1
214331761 | Central HP <5.4 tons | BOSCH | HRCU-A-CB (Split System: Heat Pump with Remote Outdoor Unit-Air-Source) | BOVA-60HDN1-M20G | ASPEN |  | D(A,C,E)48D4G+TXV+TDR | BGH96M080B3B | 41500 | 17 | 8.8 | 43500 | 39500 | 90.8% | 2.4 | 0 | 11.7 |  |  |  | No | R-410A | 3.4583 | Residential & Commercial | Ducted CEE Tier 1
214331794 | Central HP <5.4 tons | BOSCH | HRCU-A-CB (Split System: Heat Pump with Remote Outdoor Unit-Air-Source) | BOVA-60HDN1-M20G | ASPEN |  | D(A,C,E)60B4G+TXV+TDR | BGH96M120D5B | 44000 | 17.5 | 9 | 47000 | 38500 | 81.91% | 2.32 | 0 | 11.7 |  |  |  | No | R-410A | 3.6667 | Residential & Commercial | Ducted CEE Tier 1
214063929 | Central HP <5.4 tons | BOSCH | HRCU-A-CB (Split System: Heat Pump with Remote Outdoor Unit-Air-Source) | BOVA-60HDN1-M20G | ASPEN |  | D(A,C,E)60B44+TDR | BGH96M100C5A | 43500 | 17.5 | 8.8 | 46500 | 39000 | 83.87% | 2.35 | 0 | 11.7 |  |  |  | No | R-410A | 3.625 | Residential & Commercial | Ducted CEE Tier 1
214331771 | Central HP <5.4 tons | BOSCH | HRCU-A-CB (Split System: Heat Pump with Remote Outdoor Unit-Air-Source) | BOVA-60HDN1-M20G | ASPEN |  | D(A,C,E)48A3G+TXV+TDR | BGH96M100C5A | 41500 | 17.5 | 8.5 | 46000 | 38500 | 83.7% | 2.27 | 0 | 11.4 |  |  |  | No | R-410A | 3.4583 | Residential & Commercial | Ducted CEE Tier 1
214331772 | Central HP <5.4 tons | BOSCH | HRCU-A-CB (Split System: Heat Pump with Remote Outdoor Unit-Air-Source) | BOVA-60HDN1-M20G | ASPEN |  | D(A,C,E)48B4G+TXV+TDR | BGH96M100C5A | 43000 | 17.5 | 8.8 | 46500 | 39000 | 83.87% | 2.35 | 0 | 11.6 |  |  |  | No | R-410A | 3.5833 | Residential & Commercial | Ducted CEE Tier 1
214331938 | Central HP <5.4 tons | BOSCH | HRCU-A-CB (Split System: Heat Pump with Remote Outdoor Unit-Air-Source) | BOVB-60HDN1-M20G | ASPEN |  | D(A,C,E)60B4G+TXV+TDR | BGH96M100C5B | 43500 | 17.5 | 8.8 | 46500 | 39000 | 83.87% | 2.35 | 0 | 11.7 |  |  |  | No | R-410A | 3.625 | Residential & Commercial | Ducted CEE Tier 1
214331939 | Central HP <5.4 tons | BOSCH | HRCU-A-CB (Split System: Heat Pump with Remote Outdoor Unit-Air-Source) | BOVB-60HDN1-M20G | ASPEN |  | D(A,C,E)48A3G+TXV+TDR | BGH96M100D5A | 42000 | 17.5 | 8.7 | 46500 | 38500 | 82.8% | 2.27 | 0 | 11.4 |  |  |  | No | R-410A | 3.5 | Residential & Commercial | Ducted CEE Tier 1
216019548 | Central HP <5.4 tons | YORK | HRCU-A-CB (Split System: Heat Pump with Remote Outdoor Unit-Air-Source) | HH824E2S11 | ADP |  | H,YG7J(1,2)36+TXV-BLEED | Y81E080B12SMPS1 | 23000 | 18 | 9.5 | 21400 | 18700 | 87.38% | 2 | 0 | 12 |  |  |  | No | R-454B | 1.9167 | Residential & Commercial | Ducted CEE Tier 1
216019550 | Central HP <5.4 tons | YORK | HRCU-A-CB (Split System: Heat Pump with Remote Outdoor Unit-Air-Source) | HH824E2S11 | ADP |  | H,YG7J(1,2)36+TXV-BLEED | Y81E100B12SMPS1 | 23000 | 18 | 9.5 | 21400 | 19000 | 88.79% | 2 | 0 | 12 |  |  |  | No | R-454B | 1.9167 | Residential & Commercial | Ducted CEE Tier 1
216017535 | Central HP <5.4 tons | YORK | HRCU-A-C (Split System: Heat Pump with Remote Outdoor Unit with No Indoor Fan --Air Source) | HH824E2S11 | ADP |  | H,YG80*36+TXV-BLEED+TD |  | 23000 | 15.2 | 8.5 | 21400 | 17000 | 79.44% | 2 | 0 | 11 |  |  |  | No | R-454B | 1.9167 | Residential & Commercial | Ducted CEE Tier 1
214271892 | Central HP <5.4 tons | CARRIER | HRCU-A-CB (Split System: Heat Pump with Remote Outdoor Unit-Air-Source) | 25VNA825A*032* | ADP |  | C36A***L159 | 58TN*B045C17**12 | 23600 | 16 | 8.1 | 20000 | 16300 | 81.5% | 1.94 | 0 | 10.5 |  |  |  | No | R-410A | 1.9667 | Residential & Commercial | Ducted CEE Tier 1
214331871 | Central HP <5.4 tons | BOSCH | HRCU-A-CB (Split System: Heat Pump with Remote Outdoor Unit-Air-Source) | BOVB-36HDN1-M20G | ASPEN |  | D(A,C,E)36B3G+TXV+TDR | BGH96M100C5B | 30200 | 18.5 | 8.8 | 34000 | 27800 | 81.76% | 2.49 | 0 | 11 |  |  |  | No | R-410A | 2.5167 | Residential & Commercial | Ducted CEE Tier 1
214331872 | Central HP <5.4 tons | BOSCH | HRCU-A-CB (Split System: Heat Pump with Remote Outdoor Unit-Air-Source) | BOVB-36HDN1-M20G | ASPEN |  | D(A,C,E)36C4G+TXV+TDR | BGH96M100C5B | 31200 | 18.5 | 9 | 34200 | 27600 | 80.7% | 2.51 | 0 | 11.9 |  |  |  | No | R-410A | 2.6 | Residential & Commercial | Ducted CEE Tier 1
214595294 | Central HP <5.4 tons | BOSCH | HRCU-A-C (Split System: Heat Pump with Remote Outdoor Unit with No Indoor Fan --Air Source) | BOVA-36HDN1-M20G | ASPEN |  | D(A,C,E)24D36+TDR |  | 21800 | 15.2 | 8.8 | 23800 | 17400 | 73.11% | 1.9 | 0 | 11.9 |  |  |  | No | R-410A | 1.8167 | Residential & Commercial | Ducted CEE Tier 1
214595324 | Central HP <5.4 tons | BOSCH | HRCU-A-C (Split System: Heat Pump with Remote Outdoor Unit with No Indoor Fan --Air Source) | BOVB-36HDN1-M20G | ASPEN |  | D(A,C,E)36D36+TDR |  | 22400 | 15.2 | 9 | 24000 | 34000 | 141.7% | 1.83 | 0 | 12 |  |  |  | No | R-410A | 1.8667 | Residential & Commercial | Ducted CEE Tier 1
214595325 | Central HP <5.4 tons | BOSCH | HRCU-A-C (Split System: Heat Pump with Remote Outdoor Unit with No Indoor Fan --Air Source) | BOVB-36HDN1-M20G | ASPEN |  | D(A,C,E)30D46+TDR |  | 22600 | 15.2 | 9 | 24000 | 24200 | 100.8% | 1.8 | 0 | 12 |  |  |  | No | R-410A | 1.8833 | Residential & Commercial | Ducted CEE Tier 1
214595326 | Central HP <5.4 tons | BOSCH | HRCU-A-C (Split System: Heat Pump with Remote Outdoor Unit with No Indoor Fan --Air Source) | BOVB-36HDN1-M20G | ASPEN |  | D(A,C,E)36C46+TDR |  | 22600 | 15.2 | 9 | 24000 | 24200 | 100.8% | 1.8 | 0 | 12 |  |  |  | No | R-410A | 1.8833 | Residential & Commercial | Ducted CEE Tier 1
214063854 | Central HP <5.4 tons | BOSCH | HRCU-A-CB (Split System: Heat Pump with Remote Outdoor Unit-Air-Source) | BOVA-36HDN1-M20G | ASPEN |  | D(A,C,E)36B34+TDR | BGH96M080B3B | 22400 | 18 | 8.8 | 23800 | 22400 | 94.12% | 2.26 | 0 | 11.9 |  |  |  | No | R-410A | 1.8667 | Residential & Commercial | Ducted CEE Tier 1
214063869 | Central HP <5.4 tons | BOSCH | HRCU-A-CB (Split System: Heat Pump with Remote Outdoor Unit-Air-Source) | BOVA-36HDN1-M20G | ASPEN |  | D(A,C,E)48A34+TDR | BGH96M100C5B | 30400 | 18.5 | 8.7 | 34000 | 27400 | 80.59% | 2.43 | 0 | 11.7 |  |  |  | No | R-410A | 2.5333 | Residential & Commercial | Ducted CEE Tier 1
214720231 | Central HP <5.4 tons | BOSCH | HRCU-A-CB (Split System: Heat Pump with Remote Outdoor Unit-Air-Source) | BOVA-24HDN1-M15G | ASPEN |  | AEW254+TDR |  | 15900 | 15.2 | 8.1 | 17500 | 12900 | 73.71% | 1.81 | 0 | 10 |  |  |  | No | R-410A | 1.325 | Residential & Commercial | Ducted CEE Tier 1
211260668 | Central HP <5.4 tons | KEEPRITE | HRCU-A-CB (Split System: Heat Pump with Remote Outdoor Unit-Air-Source) | DLCURAH18ABK |  |  | EA*4X24L17A* | OLV098A12* | 18000 | 15.5 | 8.5 | 19000 | 18900 | 99.47% | 2.26 | 0 | 10.5 |  |  |  | No | R-410A | 1.5 | Residential & Commercial | Ducted CEE Tier 1
213146617 | Central HP <5.4 tons | PAYNE HEATING AND COOLING | HRCU-A-CB (Split System: Heat Pump with Remote Outdoor Unit-Air-Source) | 38MURAQ24AB3* | ADP |  | PL36H***P449+AEFE3A* |  | 24200 | 18 | 9 | 25000 | 22600 | 90.4% | 1.92 | 0 | 10.5 |  |  |  | No | R-410A | 2.0167 | Residential & Commercial | Ducted CEE Tier 1
212407332 | Central HP <5.4 tons | PAYNE HEATING AND COOLING | HRCU-A-CB (Split System: Heat Pump with Remote Outdoor Unit-Air-Source) | 38MURAQ24AB3* | ADP |  | H,PG81936 | PG92ESAA30040A** | 24400 | 15.2 | 8.5 | 24400 | 21200 | 86.89% | 1.78 | 0 | 10 |  |  |  | No | R-410A | 2.0333 | Residential & Commercial | Ducted CEE Tier 1
213147026 | Central HP <5.4 tons | CARRIER | HRCU-A-CB (Split System: Heat Pump with Remote Outdoor Unit-Air-Source) | 38MURAQ24AB3* | ADP |  | V,C36H175P139+AEFE4B* |  | 24000 | 18 | 8.85 | 25000 | 22600 | 90.4% | 1.9 | 0 | 10.5 |  |  |  | No | R-410A | 2 | Residential & Commercial | Ducted CEE Tier 1
211260583 | Central HP <5.4 tons | KEEPRITE | HRCU-A-CB (Split System: Heat Pump with Remote Outdoor Unit-Air-Source) | DLCURAH18ABK |  |  | EA*4X24L17A* | *92ESN0601412A* | 18100 | 16 | 9 | 19000 | 18800 | 98.95% | 2.28 | 0 | 10.5 |  |  |  | No | R-410A | 1.5083 | Residential & Commercial | Ducted CEE Tier 1
211244156 | Central HP <5.4 tons | GRANDAIRE | HRCU-A-CB (Split System: Heat Pump with Remote Outdoor Unit-Air-Source) | WDLCURAH24ABK |  |  | WLNC244BA* | WFAX060A036A* | 24200 | 15.5 | 8.5 | 27200 | 22600 | 83.09% | 1.86 | 0 | 10 |  |  |  | No | R-410A | 2.0167 | Residential & Commercial | Ducted CEE Tier 1
215726329 | Central HP <5.4 tons | YORK | HRCU-A-CB (Split System: Heat Pump with Remote Outdoor Unit-Air-Source) | HH836E2S11 | ADP |  | H,YG37*36+TXV | TM8V100C16MP12 | 33600 | 18 | 8.5 | 30000 | 25200 | 84% | 2 | 0 | 11 |  |  |  | No | R-454B | 2.8 | Residential & Commercial | Ducted CEE Tier 1
215726372 | Central HP <5.4 tons | YORK | HRCU-A-CB (Split System: Heat Pump with Remote Outdoor Unit-Air-Source) | HH836E2S11 | ADP |  | H,YG80*36+TXV-BLEED | TM9Y100C16MP11 | 32800 | 19 | 8.5 | 29400 | 23800 | 80.95% | 2 | 0 | 11 |  |  |  | No | R-454B | 2.7333 | Residential & Commercial | Ducted CEE Tier 1
215726379 | Central HP <5.4 tons | YORK | HRCU-A-CB (Split System: Heat Pump with Remote Outdoor Unit-Air-Source) | HH836E2S11 | ADP |  | H,YG80*36+TXV-BLEED | TM9Y100C20MP11 | 33800 | 17 | 8.5 | 30800 | 25600 | 83.12% | 2 | 0 | 10 |  |  |  | No | R-454B | 2.8167 | Residential & Commercial | Ducted CEE Tier 1
214272349 | Central HP <5.4 tons | CARRIER | HRCU-A-CB (Split System: Heat Pump with Remote Outdoor Unit-Air-Source) | 25VNA837A*031* | ADP |  | C36A***L539 | 58TN*B070C17**16 | 32400 | 17 | 8.5 | 30600 | 24600 | 80.39% | 1.98 | 0 | 11.5 |  |  |  | No | R-410A | 2.7 | Residential & Commercial | Ducted CEE Tier 1
214272351 | Central HP <5.4 tons | CARRIER | HRCU-A-CB (Split System: Heat Pump with Remote Outdoor Unit-Air-Source) | 25VNA837A*031* | ADP |  | PL36H210P299 | 58TN*B090C17**16 | 32400 | 18 | 8.5 | 30400 | 24600 | 80.92% | 2 | 0 | 11.5 |  |  |  | No | R-410A | 2.7 | Residential & Commercial | Ducted CEE Tier 1
211240834 | Central HP <5.4 tons | KEEPRITE | HRCU-A-CB (Split System: Heat Pump with Remote Outdoor Unit-Air-Source) | DLCURAH24ABK |  |  | EA*4X25L17A* | *96VSN0401410A* | 24400 | 16 | 8.5 | 25600 | 21400 | 83.59% | 1.78 | 0 | 10 |  |  |  | No | R-410A | 2.0333 | Residential & Commercial | Ducted CEE Tier 1
211263046 | Central HP <5.4 tons | GRANDAIRE | HRCU-A-CB (Split System: Heat Pump with Remote Outdoor Unit-Air-Source) | WDLCURAH18ABK |  |  | WLNC244BA* | WFEU040B036A* | 18400 | 16 | 8.5 | 19200 | 18500 | 96.35% | 2.24 | 0 | 11 |  |  |  | No | R-410A | 1.5333 | Residential & Commercial | Ducted CEE Tier 1
211240305 | Central HP <5.4 tons | KEEPRITE | HRCU-A-CB (Split System: Heat Pump with Remote Outdoor Unit-Air-Source) | DLCURAH24ABK |  |  | EA*4X24L14A* | *96VTN0601412A* | 23200 | 16 | 8.5 | 26400 | 25600 | 96.97% | 2.14 | 0 | 10 |  |  |  | No | R-410A | 1.9333 | Residential & Commercial | Ducted CEE Tier 1
211241612 | Central HP <5.4 tons | KEEPRITE | HRCU-A-CB (Split System: Heat Pump with Remote Outdoor Unit-Air-Source) | DLCURAH24ABK |  |  | EA*4X30L17A* | *96VTN0601412A* | 23400 | 16.5 | 8.5 | 26000 | 24000 | 92.31% | 1.98 | 0 | 10 |  |  |  | No | R-410A | 1.95 | Residential & Commercial | Ducted CEE Tier 1
211264776 | Central HP <5.4 tons | GRANDAIRE | HRCU-A-CB (Split System: Heat Pump with Remote Outdoor Unit-Air-Source) | WDLCURAH18ABK |  |  | WAPL184A* |  | 17400 | 16 | 8.5 | 18300 | 19400 | 106% | 2.34 | 0 | 10.5 |  |  |  | No | R-410A | 1.45 | Residential & Commercial | Ducted CEE Tier 1
211264101 | Central HP <5.4 tons | GRANDAIRE | HRCU-A-CB (Split System: Heat Pump with Remote Outdoor Unit-Air-Source) | WDLCURAH18ABK |  |  | WLNC304BA* | WFEU040B036A* | 18600 | 16.5 | 8.5 | 19000 | 18200 | 95.79% | 2.2 | 0 | 11 |  |  |  | No | R-410A | 1.55 | Residential & Commercial | Ducted CEE Tier 1
214064087 | Central HP <5.4 tons | BOSCH | HRCU-A-CB (Split System: Heat Pump with Remote Outdoor Unit-Air-Source) | BOVB-60HDN1-M20G | ASPEN |  | D(A,C,E)48B44+TDR | BGH96M100C5A | 43000 | 17.5 | 8.8 | 46500 | 39000 | 83.87% | 2.35 | 0 | 11.6 |  |  |  | No | R-410A | 3.5833 | Residential & Commercial | Ducted CEE Tier 1
214064103 | Central HP <5.4 tons | BOSCH | HRCU-A-CB (Split System: Heat Pump with Remote Outdoor Unit-Air-Source) | BOVB-60HDN1-M20G | ASPEN |  | D(A,C,E)48B44+TDR | BGH96M120D5A | 43500 | 17.5 | 9 | 47000 | 38500 | 81.91% | 2.32 | 0 | 11.6 |  |  |  | No | R-410A | 3.625 | Residential & Commercial | Ducted CEE Tier 1
214064105 | Central HP <5.4 tons | BOSCH | HRCU-A-CB (Split System: Heat Pump with Remote Outdoor Unit-Air-Source) | BOVB-60HDN1-M20G | ASPEN |  | D(A,C,E)60B44+TDR | BGH96M120D5A | 44000 | 17.5 | 9 | 47000 | 38500 | 81.91% | 2.32 | 0 | 11.7 |  |  |  | No | R-410A | 3.6667 | Residential & Commercial | Ducted CEE Tier 1
211168122 | Central HP <5.4 tons | TRANE | HRCU-A-CB (Split System: Heat Pump with Remote Outdoor Unit-Air-Source) | 4TWL9036A1 | ASPEN |  | 4PXFH005AZ3+TDR | *DHMB060BCV3 | 35400 | 16.5 | 8.5 | 33800 | 24400 | 72.19% | 2.72 | 0 | 10 |  |  |  | No | R-410A | 2.95 | Residential & Commercial | Ducted CEE Tier 1
215726574 | Central HP <5.4 tons | YORK | HRCU-A-CB (Split System: Heat Pump with Remote Outdoor Unit-Air-Source) | HH860E2S11 | ADP |  | H,YG49*48+TXV | TM9Y100C16MP11 | 44000 | 17 | 8.5 | 42500 | 33400 | 78.59% | 2 | 0 | 11 |  |  |  | No | R-454B | 3.6667 | Residential & Commercial | Ducted CEE Tier 1
215726599 | Central HP <5.4 tons | YORK | HRCU-A-CB (Split System: Heat Pump with Remote Outdoor Unit-Air-Source) | HH860E2S11 | ADP |  | H,YG88*60+TXV-BLEED | TM9Y100C20MP11 | 52500 | 18 | 8.5 | 52500 | 39000 | 74.29% | 2 | 0 | 11 |  |  |  | No | R-454B | 4.375 | Residential & Commercial | Ducted CEE Tier 1
215726606 | Central HP <5.4 tons | YORK | HRCU-A-CB (Split System: Heat Pump with Remote Outdoor Unit-Air-Source) | HH860E2S11 | ADP |  | H,YG50*60+TXV-BLEED | TM9Y120D20MP11 | 53000 | 19 | 8.5 | 52500 | 39000 | 74.29% | 2 | 0 | 11 |  |  |  | No | R-454B | 4.4167 | Residential & Commercial | Ducted CEE Tier 1
214389874 | Central HP <5.4 tons | CARRIER | HRCU-A-CB (Split System: Heat Pump with Remote Outdoor Unit-Air-Source) | 25VNA424A*031* | ADP |  | H,PG32936 | 58TN*B070C17**16 | 23200 | 20 | 10.5 | 25000 | 19400 | 77.6% | 2.42 | 0 | 13 |  |  |  | No | R-410A | 1.9333 | Residential & Commercial | Ducted CEE Tier 1
214389883 | Central HP <5.4 tons | CARRIER | HRCU-A-CB (Split System: Heat Pump with Remote Outdoor Unit-Air-Source) | 25VNA424A*031* | ADP |  | H,PG24936 | 58TN*B090C21**20 | 22600 | 20 | 10.5 | 25000 | 19300 | 77.2% | 2.48 | 0 | 12.5 |  |  |  | No | R-410A | 1.8833 | Residential & Commercial | Ducted CEE Tier 1
215726497 | Central HP <5.4 tons | YORK | HRCU-A-CB (Split System: Heat Pump with Remote Outdoor Unit-Air-Source) | HH860E2S11 | ADP |  | H,YG86*60+TXV-BLEED | TM8V100C16MP12 | 43500 | 18 | 8.5 | 42000 | 32800 | 78.1% | 2 | 0 | 11.7 |  |  |  | No | R-454B | 3.625 | Residential & Commercial | Ducted CEE Tier 1
215726547 | Central HP <5.4 tons | YORK | HRCU-A-CB (Split System: Heat Pump with Remote Outdoor Unit-Air-Source) | HH860E2S11 | ADP |  | H,YG48*48+TXV-BLEED | TM9Y080C16MP11 | 44000 | 17 | 8.5 | 42500 | 33400 | 78.59% | 2 | 0 | 11 |  |  |  | No | R-454B | 3.6667 | Residential & Commercial | Ducted CEE Tier 1
215726314 | Central HP <5.4 tons | YORK | HRCU-A-CB (Split System: Heat Pump with Remote Outdoor Unit-Air-Source) | HH836E2S11 | ADP |  | H,YG80*36+TXV-BLEED | TM8V080B12MP12 | 32400 | 17 | 8.5 | 28800 | 24800 | 86.11% | 2 | 0 | 11 |  |  |  | No | R-454B | 2.7 | Residential & Commercial | Ducted CEE Tier 1
215726362 | Central HP <5.4 tons | YORK | HRCU-A-CB (Split System: Heat Pump with Remote Outdoor Unit-Air-Source) | HH836E2S11 | ADP |  | H,YG36*36+TXV-BLEED | TM9Y080C16MP11 | 32800 | 19 | 8.5 | 29400 | 23800 | 80.95% | 2 | 0 | 11 |  |  |  | No | R-454B | 2.7333 | Residential & Commercial | Ducted CEE Tier 1
215726364 | Central HP <5.4 tons | YORK | HRCU-A-CB (Split System: Heat Pump with Remote Outdoor Unit-Air-Source) | HH836E2S11 | ADP |  | H,YG37*36+TXV | TM9Y080C16MP11 | 32800 | 19 | 8.5 | 29400 | 23800 | 80.95% | 2 | 0 | 11 |  |  |  | No | R-454B | 2.7333 | Residential & Commercial | Ducted CEE Tier 1
215726371 | Central HP <5.4 tons | YORK | HRCU-A-CB (Split System: Heat Pump with Remote Outdoor Unit-Air-Source) | HH836E2S11 | ADP |  | H,YG37*36+TXV | TM9Y100C16MP11 | 32800 | 19 | 8.5 | 29400 | 23800 | 80.95% | 2 | 0 | 11 |  |  |  | No | R-454B | 2.7333 | Residential & Commercial | Ducted CEE Tier 1
211245142 | Central HP <5.4 tons | GRANDAIRE | HRCU-A-CB (Split System: Heat Pump with Remote Outdoor Unit-Air-Source) | WDLCURAH24ABK |  |  | WLN(C,W)364BA* | WFEL070B036B* | 24400 | 16.5 | 8.1 | 26400 | 22600 | 85.61% | 1.88 | 0 | 10.5 |  |  |  | No | R-410A | 2.0333 | Residential & Commercial | Ducted CEE Tier 1
206136088 | Central HP <5.4 tons | ARCOAIRE | HRCU-A-CB (Split System: Heat Pump with Remote Outdoor Unit-Air-Source) | HVH837GKA** |  |  | EA*4X37L21A*+WALLCON | *95CSU1002122A* | 33000 | 17.5 | 8.5 | 32800 | 25000 | 76.22% | 2 | 12 | 11.5 |  |  |  | No | R-410A | 2.75 | Residential & Commercial | Ducted CEE Tier 1
206136138 | Central HP <5.4 tons | ARCOAIRE | HRCU-A-CB (Split System: Heat Pump with Remote Outdoor Unit-Air-Source) | HVH837GKA** |  |  | EA*4X43L21A*+WALLCON | *95CSU0802120A* | 33000 | 17.5 | 8.5 | 32800 | 25000 | 76.22% | 2 | 12 | 11.5 |  |  |  | No | R-410A | 2.75 | Residential & Commercial | Ducted CEE Tier 1
213311150 | Central HP <5.4 tons | PAYNE HEATING AND COOLING | HRCU-A-CB (Split System: Heat Pump with Remote Outdoor Unit-Air-Source) | 38MURAQ24AB3* | ADP |  | C36A***L159+CBPE3A* |  | 24200 | 18 | 9 | 25000 | 22600 | 90.4% | 1.92 | 0 | 10.5 |  |  |  | No | R-410A | 2.0167 | Residential & Commercial | Ducted CEE Tier 1
213146613 | Central HP <5.4 tons | PAYNE HEATING AND COOLING | HRCU-A-CB (Split System: Heat Pump with Remote Outdoor Unit-Air-Source) | 38MURAQ24AB3* | ADP |  | V,C36H175P149+AEFE4B* |  | 24200 | 18 | 8.9 | 25000 | 22600 | 90.4% | 1.9 | 0 | 10.5 |  |  |  | No | R-410A | 2.0167 | Residential & Commercial | Ducted CEE Tier 1
213146616 | Central HP <5.4 tons | PAYNE HEATING AND COOLING | HRCU-A-CB (Split System: Heat Pump with Remote Outdoor Unit-Air-Source) | 38MURAQ24AB3* | ADP |  | C36A***L159+AEFE3A* |  | 24200 | 18 | 9 | 25000 | 22600 | 90.4% | 1.92 | 0 | 10.5 |  |  |  | No | R-410A | 2.0167 | Residential & Commercial | Ducted CEE Tier 1
215726565 | Central HP <5.4 tons | YORK | HRCU-A-CB (Split System: Heat Pump with Remote Outdoor Unit-Air-Source) | HH860E2S11 | ADP |  | H,YG88*60+TXV-BLEED | TM9Y080C16MP11 | 44000 | 17 | 8.5 | 42500 | 33400 | 78.59% | 2 | 0 | 11 |  |  |  | No | R-454B | 3.6667 | Residential & Commercial | Ducted CEE Tier 1
215726597 | Central HP <5.4 tons | YORK | HRCU-A-CB (Split System: Heat Pump with Remote Outdoor Unit-Air-Source) | HH860E2S11 | ADP |  | H,YG86*60+TXV-BLEED | TM9Y100C20MP11 | 52500 | 18 | 8.5 | 52500 | 39000 | 74.29% | 2 | 0 | 11 |  |  |  | No | R-454B | 4.375 | Residential & Commercial | Ducted CEE Tier 1
215726479 | Central HP <5.4 tons | YORK | HRCU-A-CB (Split System: Heat Pump with Remote Outdoor Unit-Air-Source) | HH860E2S11 | ADP |  | H,YG37*48+TXV | TM8V100C16MP12 | 43500 | 17 | 8.5 | 42000 | 32800 | 78.1% | 2 | 0 | 11.7 |  |  |  | No | R-454B | 3.625 | Residential & Commercial | Ducted CEE Tier 1
215726638 | Central HP <5.4 tons | YORK | HRCU-A-CB (Split System: Heat Pump with Remote Outdoor Unit-Air-Source) | HH860E2S11 | ADP |  | H,YG48*48+TXV-BLEED | Y81E080C20SMPS1 | 44000 | 18 | 8.5 | 42500 | 33000 | 77.65% | 2 | 0 | 12 |  |  |  | No | R-454B | 3.6667 | Residential & Commercial | Ducted CEE Tier 1
215726663 | Central HP <5.4 tons | YORK | HRCU-A-CB (Split System: Heat Pump with Remote Outdoor Unit-Air-Source) | HH860E2S11 | ADP |  | H,YG50*48+TXV-BLEED | Y81E100C16SMPS1 | 44000 | 18 | 8.5 | 42000 | 32800 | 78.1% | 2 | 0 | 12 |  |  |  | No | R-454B | 3.6667 | Residential & Commercial | Ducted CEE Tier 1
215726672 | Central HP <5.4 tons | YORK | HRCU-A-CB (Split System: Heat Pump with Remote Outdoor Unit-Air-Source) | HH860E2S11 | ADP |  | H,YG86*60+TXV-BLEED | Y81E100C16SMPS1 | 44000 | 18 | 8.5 | 42000 | 32800 | 78.1% | 2 | 0 | 12 |  |  |  | No | R-454B | 3.6667 | Residential & Commercial | Ducted CEE Tier 1
215726679 | Central HP <5.4 tons | YORK | HRCU-A-CB (Split System: Heat Pump with Remote Outdoor Unit-Air-Source) | HH860E2S11 | ADP |  | H,YG48*60+TXV | Y81E100C20SMPS1 | 44500 | 18 | 8.5 | 42500 | 33000 | 77.65% | 2 | 0 | 12 |  |  |  | No | R-454B | 3.7083 | Residential & Commercial | Ducted CEE Tier 1
214389891 | Central HP <5.4 tons | CARRIER | HRCU-A-CB (Split System: Heat Pump with Remote Outdoor Unit-Air-Source) | 25VNA424A*031* | ADP |  | H,PG9J936 | 58TN*B110C21**20 | 23600 | 20 | 10.5 | 25000 | 19300 | 77.2% | 2.48 | 0 | 13 |  |  |  | No | R-410A | 1.9667 | Residential & Commercial | Ducted CEE Tier 1
215726455 | Central HP <5.4 tons | YORK | HRCU-A-CB (Split System: Heat Pump with Remote Outdoor Unit-Air-Source) | HH860E2S11 | ADP |  | H,YG37*48+TXV-BLEED | TM8V080C16MP12 | 43500 | 17 | 8.5 | 42000 | 32800 | 78.1% | 2 | 0 | 11.7 |  |  |  | No | R-454B | 3.625 | Residential & Commercial | Ducted CEE Tier 1
215726457 | Central HP <5.4 tons | YORK | HRCU-A-CB (Split System: Heat Pump with Remote Outdoor Unit-Air-Source) | HH860E2S11 | ADP |  | H,YG48*48+TXV-BLEED | TM8V080C16MP12 | 43500 | 18 | 8.5 | 42000 | 32800 | 78.1% | 2 | 0 | 11.7 |  |  |  | No | R-454B | 3.625 | Residential & Commercial | Ducted CEE Tier 1
215726471 | Central HP <5.4 tons | YORK | HRCU-A-CB (Split System: Heat Pump with Remote Outdoor Unit-Air-Source) | HH860E2S11 | ADP |  | H,YG84*48+TXV-BLEED | TM8V080C16MP12 | 43500 | 18 | 8.5 | 42000 | 32800 | 78.1% | 2 | 0 | 11.7 |  |  |  | No | R-454B | 3.625 | Residential & Commercial | Ducted CEE Tier 1
215726498 | Central HP <5.4 tons | YORK | HRCU-A-CB (Split System: Heat Pump with Remote Outdoor Unit-Air-Source) | HH860E2S11 | ADP |  | H,YG86*60+TXV | TM8V100C16MP12 | 43500 | 18 | 8.5 | 42000 | 32800 | 78.1% | 2 | 0 | 11.7 |  |  |  | No | R-454B | 3.625 | Residential & Commercial | Ducted CEE Tier 1
215726562 | Central HP <5.4 tons | YORK | HRCU-A-CB (Split System: Heat Pump with Remote Outdoor Unit-Air-Source) | HH860E2S11 | ADP |  | H,YG84*60+TXV | TM9Y080C16MP11 | 44000 | 17 | 8.5 | 42500 | 33400 | 78.59% | 2 | 0 | 11 |  |  |  | No | R-454B | 3.6667 | Residential & Commercial | Ducted CEE Tier 1
215726582 | Central HP <5.4 tons | YORK | HRCU-A-CB (Split System: Heat Pump with Remote Outdoor Unit-Air-Source) | HH860E2S11 | ADP |  | H,YG84*48+TXV-BLEED | TM9Y100C16MP11 | 44000 | 17 | 8.5 | 42500 | 33400 | 78.59% | 2 | 0 | 11 |  |  |  | No | R-454B | 3.6667 | Residential & Commercial | Ducted CEE Tier 1
215726587 | Central HP <5.4 tons | YORK | HRCU-A-CB (Split System: Heat Pump with Remote Outdoor Unit-Air-Source) | HH860E2S11 | ADP |  | H,YG88*60+TXV-BLEED | TM9Y100C16MP11 | 44000 | 17 | 8.5 | 42500 | 33400 | 78.59% | 2 | 0 | 11 |  |  |  | No | R-454B | 3.6667 | Residential & Commercial | Ducted CEE Tier 1
207455406 | Central HP <5.4 tons | LENNOX | HRCU-A-CB (Split System: Heat Pump with Remote Outdoor Unit-Air-Source) | SL25XPV-048-230A** | ADP |  | LH42/62W9 | SL280UH110V60C* | 46000 | 20 | 9.4 | 42000 | 35800 | 85.24% | 1.9 | 12.5 | 12.5 |  |  |  | No | R-410A | 3.8333 | Residential & Commercial | Ducted CEE Tier 1
207455422 | Central HP <5.4 tons | LENNOX | HRCU-A-CB (Split System: Heat Pump with Remote Outdoor Unit-Air-Source) | SL25XPV-048-230A** | ADP |  | L*42/60Z9 | SL297UH080NV48C* | 45500 | 20 | 9.3 | 42000 | 36000 | 85.71% | 1.88 | 12.5 | 12 |  |  |  | No | R-410A | 3.7917 | Residential & Commercial | Ducted CEE Tier 1
214271745 | Central HP <5.4 tons | CARRIER | HRCU-A-CB (Split System: Heat Pump with Remote Outdoor Unit-Air-Source) | 25VNA448A*031* | ADP |  | C48A***L539 | 58TN*B070C17**16 | 45000 | 21 | 9.5 | 44500 | 36400 | 81.8% | 2.32 | 0 | 11 |  |  |  | No | R-410A | 3.75 | Residential & Commercial | Ducted CEE Tier 1
214440899 | Central HP <5.4 tons | BRYANT HEATING AND COOLING SYSTEMS | HRCU-A-CB (Split System: Heat Pump with Remote Outdoor Unit-Air-Source) | 284ANV036*0**B* | ADP |  | V,C36H175P159 | 88*TB48090C17*** | 33200 | 20 | 9 | 35000 | 27200 | 77.71% | 2.04 | 0 | 12.5 |  |  |  | No | R-410A | 2.7667 | Residential & Commercial | Ducted CEE Tier 1
215726396 | Central HP <5.4 tons | YORK | HRCU-A-CB (Split System: Heat Pump with Remote Outdoor Unit-Air-Source) | HH836E2S11 | ADP |  | H,YG80*36+TXV | Y81E080C16SMPS1 | 34000 | 19 | 8.5 | 30200 | 25000 | 82.78% | 2 | 0 | 11 |  |  |  | No | R-454B | 2.8333 | Residential & Commercial | Ducted CEE Tier 1
215726403 | Central HP <5.4 tons | YORK | HRCU-A-CB (Split System: Heat Pump with Remote Outdoor Unit-Air-Source) | HH836E2S11 | ADP |  | H,YG80*36+TXV-BLEED | Y81E080C20SMPS1 | 34600 | 19 | 8.5 | 30800 | 25400 | 82.47% | 2 | 0 | 11 |  |  |  | No | R-454B | 2.8833 | Residential & Commercial | Ducted CEE Tier 1
214271630 | Central HP <5.4 tons | CARRIER | HRCU-A-CB (Split System: Heat Pump with Remote Outdoor Unit-Air-Source) | 25VNA436A*031* | ADP |  | PL36H175P159 | 58TN*B045C17**12 | 32800 | 19 | 9 | 35200 | 27400 | 77.84% | 2.02 | 0 | 11.7 |  |  |  | No | R-410A | 2.7333 | Residential & Commercial | Ducted CEE Tier 1
214271696 | Central HP <5.4 tons | CARRIER | HRCU-A-CB (Split System: Heat Pump with Remote Outdoor Unit-Air-Source) | 25VNA436A*031* | ADP |  | C36A***L159 | 58TN*B090C17**16 | 33000 | 20 | 9 | 35000 | 27200 | 77.71% | 2.04 | 0 | 12.5 |  |  |  | No | R-410A | 2.75 | Residential & Commercial | Ducted CEE Tier 1
215726612 | Central HP <5.4 tons | YORK | HRCU-A-CB (Split System: Heat Pump with Remote Outdoor Unit-Air-Source) | HH860E2S11 | ADP |  | H,YG86*60+TXV | TM9Y120D20MP11 | 53000 | 19 | 8.5 | 52500 | 39000 | 74.29% | 2 | 0 | 11 |  |  |  | No | R-454B | 4.4167 | Residential & Commercial | Ducted CEE Tier 1
215726623 | Central HP <5.4 tons | YORK | HRCU-A-CB (Split System: Heat Pump with Remote Outdoor Unit-Air-Source) | HH860E2S11 | ADP |  | H,YG49*48+TXV | Y81E080C16SMPS1 | 44500 | 18 | 8.5 | 42500 | 33000 | 77.65% | 2 | 0 | 12 |  |  |  | No | R-454B | 3.7083 | Residential & Commercial | Ducted CEE Tier 1
215726646 | Central HP <5.4 tons | YORK | HRCU-A-CB (Split System: Heat Pump with Remote Outdoor Unit-Air-Source) | HH860E2S11 | ADP |  | H,YG52*60+TXV-BLEED | Y81E080C20SMPS1 | 53000 | 19 | 8.5 | 52000 | 38500 | 74.04% | 2 | 0 | 11 |  |  |  | No | R-454B | 4.4167 | Residential & Commercial | Ducted CEE Tier 1
215731685 | Central HP <5.4 tons | YORK | HRCU-A-CB (Split System: Heat Pump with Remote Outdoor Unit-Air-Source) | HH860E2S11 | ADP |  | H,YG37*60+TXV-BLEED | Y81E100C20SMPS1 | 52000 | 18 | 8.35 | 51500 | 38000 | 73.79% | 1.98 | 0 | 11 |  |  |  | No | R-454B | 4.3333 | Residential & Commercial | Ducted CEE Tier 1
214389893 | Central HP <5.4 tons | CARRIER | HRCU-A-CB (Split System: Heat Pump with Remote Outdoor Unit-Air-Source) | 25VNA424A*031* | ADP |  | H,PG24936 | 58TN*B135C24**22 | 22400 | 20 | 10.5 | 25000 | 19300 | 77.2% | 2.48 | 0 | 12.5 |  |  |  | No | R-410A | 1.8667 | Residential & Commercial | Ducted CEE Tier 1
215726462 | Central HP <5.4 tons | YORK | HRCU-A-CB (Split System: Heat Pump with Remote Outdoor Unit-Air-Source) | HH860E2S11 | ADP |  | H,YG49*60+TXV-BLEED | TM8V080C16MP12 | 43500 | 18 | 8.5 | 42000 | 32800 | 78.1% | 2 | 0 | 11.7 |  |  |  | No | R-454B | 3.625 | Residential & Commercial | Ducted CEE Tier 1
211264485 | Central HP <5.4 tons | GRANDAIRE | HRCU-A-CB (Split System: Heat Pump with Remote Outdoor Unit-Air-Source) | WDLCURAH18ABK |  |  | WLNC304BA* | WFEL045A036B* | 18200 | 16.5 | 8.5 | 18700 | 18300 | 97.86% | 2.22 | 0 | 11 |  |  |  | No | R-410A | 1.5167 | Residential & Commercial | Ducted CEE Tier 1
211263265 | Central HP <5.4 tons | GRANDAIRE | HRCU-A-CB (Split System: Heat Pump with Remote Outdoor Unit-Air-Source) | WDLCURAH18ABK |  |  | WLNC244BA* | WFSX026A030A* | 18000 | 15.5 | 8.5 | 19000 | 18700 | 98.42% | 2.24 | 0 | 10.5 |  |  |  | No | R-410A | 1.5 | Residential & Commercial | Ducted CEE Tier 1
211263154 | Central HP <5.4 tons | GRANDAIRE | HRCU-A-CB (Split System: Heat Pump with Remote Outdoor Unit-Air-Source) | WDLCURAH18ABK |  |  | WLNC244BA* | WFSX040A030A* | 17800 | 15.5 | 8.5 | 18700 | 18800 | 100.5% | 2.26 | 0 | 10.5 |  |  |  | No | R-410A | 1.4833 | Residential & Commercial | Ducted CEE Tier 1
211241445 | Central HP <5.4 tons | KEEPRITE | HRCU-A-CB (Split System: Heat Pump with Remote Outdoor Unit-Air-Source) | DLCURAH24ABK |  |  | EA*4X30L17A* | *95ESU0401712A* | 23600 | 16.5 | 8.5 | 26000 | 23800 | 91.54% | 1.98 | 0 | 10 |  |  |  | No | R-410A | 1.9667 | Residential & Commercial | Ducted CEE Tier 1
211241426 | Central HP <5.4 tons | KEEPRITE | HRCU-A-CB (Split System: Heat Pump with Remote Outdoor Unit-Air-Source) | DLCURAH24ABK |  |  | EA*4X30L17A* | *96VSN0601412A* | 23400 | 16.5 | 8.5 | 26000 | 24000 | 92.31% | 1.98 | 0 | 10 |  |  |  | No | R-410A | 1.95 | Residential & Commercial | Ducted CEE Tier 1
211241261 | Central HP <5.4 tons | KEEPRITE | HRCU-A-CB (Split System: Heat Pump with Remote Outdoor Unit-Air-Source) | DLCURAH24ABK |  |  | EA*4X30L14A* | *96VSN0601412A* | 23400 | 16.5 | 8.5 | 25800 | 24200 | 93.8% | 2 | 0 | 10 |  |  |  | No | R-410A | 1.95 | Residential & Commercial | Ducted CEE Tier 1
212979952 | Central HP <5.4 tons | GRANDAIRE | HRCU-A-CB (Split System: Heat Pump with Remote Outdoor Unit-Air-Source) | WDLCURAH18ABK |  |  | WLA*194BA* | WFE*090B042C* | 18000 | 16.5 | 8.5 | 18000 | 19400 | 107.8% | 2.34 | 0 | 10.5 |  |  |  | No | R-410A | 1.5 | Residential & Commercial | Ducted CEE Tier 1
212981735 | Central HP <5.4 tons | GRANDAIRE | HRCU-A-CB (Split System: Heat Pump with Remote Outdoor Unit-Air-Source) | WDLCURAH24ABK |  |  | WLA*364BA* | WFEU100C060B* | 23400 | 17 | 8.5 | 26000 | 24000 | 92.31% | 2 | 0 | 10 |  |  |  | No | R-410A | 1.95 | Residential & Commercial | Ducted CEE Tier 1
214731171 | Central HP <5.4 tons | BRYANT HEATING AND COOLING SYSTEMS | HRCU-A-CB (Split System: Heat Pump with Remote Outdoor Unit-Air-Source) | 38MURAQ24AB3* | ADP |  | H,PG81936 | 926TC36040V17*** | 23400 | 16 | 8.5 | 24600 | 24000 | 97.56% | 2.02 | 0 | 10 |  |  |  | No | R-410A | 1.95 | Residential & Commercial | Ducted CEE Tier 1
214731187 | Central HP <5.4 tons | BRYANT HEATING AND COOLING SYSTEMS | HRCU-A-CB (Split System: Heat Pump with Remote Outdoor Unit-Air-Source) | 38MURAQ24AB3* | ADP |  | H,PG31930 | 926TC60080V21*** | 22800 | 16 | 8.5 | 24800 | 23600 | 95.16% | 1.98 | 0 | 10 |  |  |  | No | R-410A | 1.9 | Residential & Commercial | Ducted CEE Tier 1
214731194 | Central HP <5.4 tons | BRYANT HEATING AND COOLING SYSTEMS | HRCU-A-CB (Split System: Heat Pump with Remote Outdoor Unit-Air-Source) | 38MURAQ24AB3* | ADP |  | H,PG7J936 | 926TC60100V21*** | 23000 | 17 | 8.5 | 24600 | 24200 | 98.37% | 2.04 | 0 | 10 |  |  |  | No | R-410A | 1.9167 | Residential & Commercial | Ducted CEE Tier 1
214064093 | Central HP <5.4 tons | BOSCH | HRCU-A-CB (Split System: Heat Pump with Remote Outdoor Unit-Air-Source) | BOVB-60HDN1-M20G | ASPEN |  | D(A,C,E)60B44+TDR | BGH96M100C5B | 43500 | 17.5 | 8.8 | 46500 | 39000 | 83.87% | 2.35 | 0 | 11.7 |  |  |  | No | R-410A | 3.625 | Residential & Commercial | Ducted CEE Tier 1
214731142 | Central HP <5.4 tons | BRYANT HEATING AND COOLING SYSTEMS | HRCU-A-CB (Split System: Heat Pump with Remote Outdoor Unit-Air-Source) | 38MURAQ18AB3* | ADP |  | H,PG35936 | 926TC36040V17*** | 17300 | 16 | 8.5 | 16400 | 18400 | 112.2% | 2.24 | 0 | 10.5 |  |  |  | No | R-410A | 1.4417 | Residential & Commercial | Ducted CEE Tier 1
214731146 | Central HP <5.4 tons | BRYANT HEATING AND COOLING SYSTEMS | HRCU-A-CB (Split System: Heat Pump with Remote Outdoor Unit-Air-Source) | 38MURAQ18AB3* | ADP |  | H,PG35936 | 926TC36060V14*** | 17500 | 16 | 8.5 | 16900 | 18800 | 111.2% | 2.3 | 0 | 10.5 |  |  |  | No | R-410A | 1.4583 | Residential & Commercial | Ducted CEE Tier 1
213941156 | Central HP <5.4 tons | YORK | HRCU-A-CB (Split System: Heat Pump with Remote Outdoor Unit-Air-Source) | HMH72B341 | ASPEN |  | D(A,C,E)42D34+TDR | TM9E080B12MP12 | 33200 | 17.5 | 8.5 | 33800 | 27400 | 81.07% | 2.65 | 0 | 10 |  |  |  | No | R-410A | 2.7667 | Residential & Commercial | Ducted CEE Tier 1
214389907 | Central HP <5.4 tons | CARRIER | HRCU-A-CB (Split System: Heat Pump with Remote Outdoor Unit-Air-Source) | 25VNA436A*031* | ADP |  | H,PG34936 | 58TN*B090C17**16 | 32600 | 20 | 9 | 35000 | 27200 | 77.71% | 2.04 | 0 | 12 |  |  |  | No | R-410A | 2.7167 | Residential & Commercial | Ducted CEE Tier 1
215726321 | Central HP <5.4 tons | YORK | HRCU-A-CB (Split System: Heat Pump with Remote Outdoor Unit-Air-Source) | HH836E2S11 | ADP |  | H,YG37*36+TXV | TM8V080C16MP12 | 33600 | 18 | 8.5 | 30000 | 25200 | 84% | 2 | 0 | 11 |  |  |  | No | R-454B | 2.8 | Residential & Commercial | Ducted CEE Tier 1
215726323 | Central HP <5.4 tons | YORK | HRCU-A-CB (Split System: Heat Pump with Remote Outdoor Unit-Air-Source) | HH836E2S11 | ADP |  | H,YG80*36+TXV | TM8V080C16MP12 | 33600 | 18 | 8.5 | 30000 | 25200 | 84% | 2 | 0 | 11 |  |  |  | No | R-454B | 2.8 | Residential & Commercial | Ducted CEE Tier 1
215726337 | Central HP <5.4 tons | YORK | HRCU-A-CB (Split System: Heat Pump with Remote Outdoor Unit-Air-Source) | HH836E2S11 | ADP |  | H,YG80*36+TXV-BLEED | TM9V060B12MP12 | 32600 | 17 | 8.5 | 29000 | 24800 | 85.52% | 2 | 0 | 11 |  |  |  | No | R-454B | 2.7167 | Residential & Commercial | Ducted CEE Tier 1
215726339 | Central HP <5.4 tons | YORK | HRCU-A-CB (Split System: Heat Pump with Remote Outdoor Unit-Air-Source) | HH836E2S11 | ADP |  | H,YG81*36+TXV-BLEED | TM9V060B12MP12 | 32600 | 17 | 8.5 | 29000 | 24800 | 85.52% | 2 | 0 | 11 |  |  |  | No | R-454B | 2.7167 | Residential & Commercial | Ducted CEE Tier 1
215726448 | Central HP <5.4 tons | YORK | HRCU-A-CB (Split System: Heat Pump with Remote Outdoor Unit-Air-Source) | HH836E2S11 | ADP |  | H,YG36*36+TXV | Y82E080B12LMPS1 | 32800 | 19 | 8.5 | 28400 | 24400 | 85.92% | 2 | 0 | 11.7 |  |  |  | No | R-454B | 2.7333 | Residential & Commercial | Ducted CEE Tier 1
213770972 | Central HP <5.4 tons | KEEPRITE | HRCU-A-CB (Split System: Heat Pump with Remote Outdoor Unit-Air-Source) | CVH825GKA2* |  |  | EA*4X36L21A*+WALLCON | *97CMN0601714B* | 23400 | 16 | 8.1 | 21600 | 16700 | 77.31% | 1.92 | 0 | 10.5 |  |  |  | No | R-410A | 1.95 | Residential & Commercial | Ducted CEE Tier 1
213771022 | Central HP <5.4 tons | KEEPRITE | HRCU-A-CB (Split System: Heat Pump with Remote Outdoor Unit-Air-Source) | CVH825GKA2* |  |  | EA*4X36L21A*+WALLCON | *96CTN1002122B* | 23600 | 16.5 | 8.1 | 21400 | 16600 | 77.57% | 1.94 | 0 | 11 |  |  |  | No | R-410A | 1.9667 | Residential & Commercial | Ducted CEE Tier 1
213770822 | Central HP <5.4 tons | KEEPRITE | HRCU-A-CB (Split System: Heat Pump with Remote Outdoor Unit-Air-Source) | CVH825GKA2* |  |  | EA*4X36L17A*+WALLCON | *80CTL0701412B* | 23600 | 16.5 | 8.1 | 21400 | 16700 | 78.04% | 1.94 | 0 | 10.5 |  |  |  | No | R-410A | 1.9667 | Residential & Commercial | Ducted CEE Tier 1
213770852 | Central HP <5.4 tons | KEEPRITE | HRCU-A-CB (Split System: Heat Pump with Remote Outdoor Unit-Air-Source) | CVH825GKA2* |  |  | EA*4X36L17A*+WALLCON | *95CSU0601716B* | 23400 | 16.5 | 8.1 | 21600 | 16700 | 77.31% | 1.94 | 0 | 10.5 |  |  |  | No | R-410A | 1.95 | Residential & Commercial | Ducted CEE Tier 1
213770872 | Central HP <5.4 tons | KEEPRITE | HRCU-A-CB (Split System: Heat Pump with Remote Outdoor Unit-Air-Source) | CVH825GKA2* |  |  | EA*4X36L17A*+WALLCON | *97CMN0801714B* | 23400 | 16.5 | 8.1 | 21600 | 16700 | 77.31% | 1.94 | 0 | 10.5 |  |  |  | No | R-410A | 1.95 | Residential & Commercial | Ducted CEE Tier 1
214271699 | Central HP <5.4 tons | CARRIER | HRCU-A-CB (Split System: Heat Pump with Remote Outdoor Unit-Air-Source) | 25VNA436A*031* | ADP |  | C36A***L539 | 58TN*B090C17**16 | 33800 | 20 | 9 | 34800 | 27000 | 77.59% | 2.06 | 0 | 12.5 |  |  |  | No | R-410A | 2.8167 | Residential & Commercial | Ducted CEE Tier 1
215726532 | Central HP <5.4 tons | YORK | HRCU-A-CB (Split System: Heat Pump with Remote Outdoor Unit-Air-Source) | HH860E2S11 | ADP |  | H,YG48*60+TXV-BLEED | TM9V120D20MP12 | 44000 | 18 | 8.5 | 42500 | 33000 | 77.65% | 2 | 0 | 11.7 |  |  |  | No | R-454B | 3.6667 | Residential & Commercial | Ducted CEE Tier 1
215726589 | Central HP <5.4 tons | YORK | HRCU-A-CB (Split System: Heat Pump with Remote Outdoor Unit-Air-Source) | HH860E2S11 | ADP |  | H,YG48*60+TXV-BLEED | TM9Y100C20MP11 | 52500 | 17 | 8.5 | 52500 | 39000 | 74.29% | 2 | 0 | 11 |  |  |  | No | R-454B | 4.375 | Residential & Commercial | Ducted CEE Tier 1
215726630 | Central HP <5.4 tons | YORK | HRCU-A-CB (Split System: Heat Pump with Remote Outdoor Unit-Air-Source) | HH860E2S11 | ADP |  | H,YG52*60+TXV | Y81E080C16SMPS1 | 44500 | 18 | 8.5 | 42500 | 33000 | 77.65% | 2 | 0 | 12 |  |  |  | No | R-454B | 3.7083 | Residential & Commercial | Ducted CEE Tier 1
215726664 | Central HP <5.4 tons | YORK | HRCU-A-CB (Split System: Heat Pump with Remote Outdoor Unit-Air-Source) | HH860E2S11 | ADP |  | H,YG50*60+TXV-BLEED | Y81E100C16SMPS1 | 44000 | 18 | 8.5 | 42000 | 32800 | 78.1% | 2 | 0 | 12 |  |  |  | No | R-454B | 3.6667 | Residential & Commercial | Ducted CEE Tier 1
215726673 | Central HP <5.4 tons | YORK | HRCU-A-CB (Split System: Heat Pump with Remote Outdoor Unit-Air-Source) | HH860E2S11 | ADP |  | H,YG86*60+TXV | Y81E100C16SMPS1 | 44000 | 18 | 8.5 | 42000 | 32800 | 78.1% | 2 | 0 | 12 |  |  |  | No | R-454B | 3.6667 | Residential & Commercial | Ducted CEE Tier 1
215726680 | Central HP <5.4 tons | YORK | HRCU-A-CB (Split System: Heat Pump with Remote Outdoor Unit-Air-Source) | HH860E2S11 | ADP |  | H,YG49*60+TXV-BLEED | Y81E100C20SMPS1 | 53000 | 19 | 8.5 | 51500 | 38000 | 73.79% | 2 | 0 | 11.7 |  |  |  | No | R-454B | 4.4167 | Residential & Commercial | Ducted CEE Tier 1
215726687 | Central HP <5.4 tons | YORK | HRCU-A-CB (Split System: Heat Pump with Remote Outdoor Unit-Air-Source) | HH860E2S11 | ADP |  | H,YG86*60+TXV-BLEED | Y81E100C20SMPS1 | 53000 | 19 | 8.5 | 51500 | 38000 | 73.79% | 2 | 0 | 11.7 |  |  |  | No | R-454B | 4.4167 | Residential & Commercial | Ducted CEE Tier 1
214389889 | Central HP <5.4 tons | CARRIER | HRCU-A-CB (Split System: Heat Pump with Remote Outdoor Unit-Air-Source) | 25VNA424A*031* | ADP |  | H,PG32936 | 58TN*B110C21**20 | 23200 | 20 | 10 | 25000 | 19300 | 77.2% | 2.44 | 0 | 13 |  |  |  | No | R-410A | 1.9333 | Residential & Commercial | Ducted CEE Tier 1
214272301 | Central HP <5.4 tons | CARRIER | HRCU-A-CB (Split System: Heat Pump with Remote Outdoor Unit-Air-Source) | 25VNA837A*030* | ADP |  | PL36H210P299 | 58TN*B090C21**20 | 32400 | 18 | 8.5 | 30400 | 24400 | 80.26% | 2 | 0 | 11.5 |  |  |  | No | R-410A | 2.7 | Residential & Commercial | Ducted CEE Tier 1
214271852 | Central HP <5.4 tons | CARRIER | HRCU-A-CB (Split System: Heat Pump with Remote Outdoor Unit-Air-Source) | 25VNA825A*031* | ADP |  | V,C36H175P149 | 58TN*B045C17**12 | 23600 | 16 | 8.1 | 20000 | 16300 | 81.5% | 1.94 | 0 | 10.5 |  |  |  | No | R-410A | 1.9667 | Residential & Commercial | Ducted CEE Tier 1
214272297 | Central HP <5.4 tons | CARRIER | HRCU-A-CB (Split System: Heat Pump with Remote Outdoor Unit-Air-Source) | 25VNA837A*030* | ADP |  | PL36H175P159 | 58TN*B090C17**16 | 32200 | 17 | 8.5 | 31000 | 24600 | 79.35% | 1.98 | 0 | 11.7 |  |  |  | No | R-410A | 2.6833 | Residential & Commercial | Ducted CEE Tier 1
211263432 | Central HP <5.4 tons | GRANDAIRE | HRCU-A-CB (Split System: Heat Pump with Remote Outdoor Unit-Air-Source) | WDLCURAH18ABK |  |  | WLNC244BA* | WFAX080B048A* | 18500 | 16 | 8.5 | 19500 | 18400 | 94.36% | 2.24 | 0 | 11 |  |  |  | No | R-410A | 1.5417 | Residential & Commercial | Ducted CEE Tier 1
211263409 | Central HP <5.4 tons | GRANDAIRE | HRCU-A-CB (Split System: Heat Pump with Remote Outdoor Unit-Air-Source) | WDLCURAH18ABK |  |  | WLNC244BA* | WFAX060B042A* | 17700 | 16 | 8.5 | 18500 | 18800 | 101.6% | 2.26 | 0 | 11 |  |  |  | No | R-410A | 1.475 | Residential & Commercial | Ducted CEE Tier 1
213821313 | Central HP <5.4 tons | TEMPSTAR | HRCU-A-CB (Split System: Heat Pump with Remote Outdoor Unit-Air-Source) | DLCURAH24ABK | ASPEN |  | D(A,C,E)30C44+TDR | *96VTN0601412B* | 23600 | 17 | 8.5 | 26200 | 20200 | 77.1% | 2.89 | 0 | 10 |  |  |  | No | R-410A | 1.9667 | Residential & Commercial | Ducted CEE Tier 1
213821330 | Central HP <5.4 tons | TEMPSTAR | HRCU-A-CB (Split System: Heat Pump with Remote Outdoor Unit-Air-Source) | DLCURAH24ABK | ASPEN |  | D(A,C,E)36C34+TDR | *96VTN0802120B* | 23800 | 17 | 8.5 | 26400 | 20200 | 76.52% | 2.92 | 0 | 10 |  |  |  | No | R-410A | 1.9833 | Residential & Commercial | Ducted CEE Tier 1
214271581 | Central HP <5.4 tons | CARRIER | HRCU-A-CB (Split System: Heat Pump with Remote Outdoor Unit-Air-Source) | 25VNA424A*031* | ADP |  | C36A***L139 | 58TN*B045C17**12 | 23200 | 20 | 10.5 | 25000 | 19500 | 78% | 2.42 | 0 | 12.5 |  |  |  | No | R-410A | 1.9333 | Residential & Commercial | Ducted CEE Tier 1
215726466 | Central HP <5.4 tons | YORK | HRCU-A-CB (Split System: Heat Pump with Remote Outdoor Unit-Air-Source) | HH860E2S11 | ADP |  | H,YG50*60+TXV-BLEED | TM8V080C16MP12 | 43500 | 18 | 8.5 | 42000 | 32800 | 78.1% | 2 | 0 | 11.7 |  |  |  | No | R-454B | 3.625 | Residential & Commercial | Ducted CEE Tier 1
215726467 | Central HP <5.4 tons | YORK | HRCU-A-CB (Split System: Heat Pump with Remote Outdoor Unit-Air-Source) | HH860E2S11 | ADP |  | H,YG50*48+TXV | TM8V080C16MP12 | 43500 | 18 | 8.5 | 42000 | 32800 | 78.1% | 2 | 0 | 11.7 |  |  |  | No | R-454B | 3.625 | Residential & Commercial | Ducted CEE Tier 1
215726469 | Central HP <5.4 tons | YORK | HRCU-A-CB (Split System: Heat Pump with Remote Outdoor Unit-Air-Source) | HH860E2S11 | ADP |  | H,YG52*60+TXV-BLEED | TM8V080C16MP12 | 43500 | 18 | 8.5 | 42000 | 32800 | 78.1% | 2 | 0 | 11.7 |  |  |  | No | R-454B | 3.625 | Residential & Commercial | Ducted CEE Tier 1
215726483 | Central HP <5.4 tons | YORK | HRCU-A-CB (Split System: Heat Pump with Remote Outdoor Unit-Air-Source) | HH860E2S11 | ADP |  | H,YG48*60+TXV | TM8V100C16MP12 | 43500 | 18 | 8.5 | 42000 | 32800 | 78.1% | 2 | 0 | 11.7 |  |  |  | No | R-454B | 3.625 | Residential & Commercial | Ducted CEE Tier 1
215726499 | Central HP <5.4 tons | YORK | HRCU-A-CB (Split System: Heat Pump with Remote Outdoor Unit-Air-Source) | HH860E2S11 | ADP |  | H,YG88*60+TXV-BLEED | TM8V100C16MP12 | 43500 | 18 | 8.5 | 42000 | 32800 | 78.1% | 2 | 0 | 11.7 |  |  |  | No | R-454B | 3.625 | Residential & Commercial | Ducted CEE Tier 1
215726519 | Central HP <5.4 tons | YORK | HRCU-A-CB (Split System: Heat Pump with Remote Outdoor Unit-Air-Source) | HH860E2S11 | ADP |  | H,YG48*60+TXV | TM8V120C20MP12 | 44000 | 18 | 8.5 | 42500 | 33200 | 78.12% | 2 | 0 | 11.7 |  |  |  | No | R-454B | 3.6667 | Residential & Commercial | Ducted CEE Tier 1
215726533 | Central HP <5.4 tons | YORK | HRCU-A-CB (Split System: Heat Pump with Remote Outdoor Unit-Air-Source) | HH860E2S11 | ADP |  | H,YG48*48+TXV | TM9V120D20MP12 | 44000 | 18 | 8.5 | 42500 | 33000 | 77.65% | 2 | 0 | 11.7 |  |  |  | No | R-454B | 3.6667 | Residential & Commercial | Ducted CEE Tier 1
213821331 | Central HP <5.4 tons | TEMPSTAR | HRCU-A-CB (Split System: Heat Pump with Remote Outdoor Unit-Air-Source) | DLCURAH24ABK | ASPEN |  | D(A,C,E)24B44+TDR | *96VTN1002120B* | 23200 | 17.5 | 8.5 | 26200 | 20000 | 76.34% | 2.91 | 0 | 10 |  |  |  | No | R-410A | 1.9333 | Residential & Commercial | Ducted CEE Tier 1
212971918 | Central HP <5.4 tons | GRANDAIRE | HRCU-A-CB (Split System: Heat Pump with Remote Outdoor Unit-Air-Source) | WDLCURAH18ABK |  |  | WLA*254BA* | WFET090B048A* | 18000 | 16.5 | 8.5 | 17900 | 18700 | 104.5% | 2.24 | 0 | 11 |  |  |  | No | R-410A | 1.5 | Residential & Commercial | Ducted CEE Tier 1
212971166 | Central HP <5.4 tons | KEEPRITE | HRCU-A-CB (Split System: Heat Pump with Remote Outdoor Unit-Air-Source) | DLCURAH24ABK |  |  | EA*4X30L17A* | *80VTL0451412B* | 23400 | 17 | 8.5 | 26200 | 24800 | 94.66% | 2.08 | 0 | 10 |  |  |  | No | R-410A | 1.95 | Residential & Commercial | Ducted CEE Tier 1
212975328 | Central HP <5.4 tons | KEEPRITE | HRCU-A-CB (Split System: Heat Pump with Remote Outdoor Unit-Air-Source) | DLCURAH24ABK |  |  | EA*4X37L21A* | *96VTN0401712B* | 24200 | 16.5 | 8.5 | 25400 | 21600 | 85.04% | 1.8 | 0 | 10 |  |  |  | No | R-410A | 2.0167 | Residential & Commercial | Ducted CEE Tier 1
212975011 | Central HP <5.4 tons | KEEPRITE | HRCU-A-CB (Split System: Heat Pump with Remote Outdoor Unit-Air-Source) | DLCURAH24ABK |  |  | EN(A,D)4X24L14** | *96VTN0401410B* | 23200 | 15.5 | 8.5 | 27000 | 25000 | 92.59% | 2.06 | 0 | 10 |  |  |  | No | R-410A | 1.9333 | Residential & Commercial | Ducted CEE Tier 1
216019535 | Central HP <5.4 tons | YORK | HRCU-A-CB (Split System: Heat Pump with Remote Outdoor Unit-Air-Source) | HH824E2S11 | ADP |  | H,YG7J(1,2)36+TXV-BLEED | TM9V080B12MP12 | 22400 | 17 | 9.25 | 21400 | 18100 | 84.58% | 1.96 | 0 | 11.5 |  |  |  | No | R-454B | 1.8667 | Residential & Commercial | Ducted CEE Tier 1
215399928 | Central HP <5.4 tons | FRASER-JOHNSTON | HRCU-A-C (Split System: Heat Pump with Remote Outdoor Unit with No Indoor Fan --Air Source) | HH824E2S11 | ASPEN |  | D(A,C,E)36A3K+TDR |  | 22400 | 15.2 | 8.5 | 22600 | 21200 | 93.81% | 2.65 | 0 | 11 |  |  |  | No | R-454B | 1.8667 | Residential & Commercial | Ducted CEE Tier 1
215405740 | Central HP <5.4 tons | YORK | HRCU-A-CB (Split System: Heat Pump with Remote Outdoor Unit-Air-Source) | HH824E2S11 | ADP |  | CH360B*C+TXV+AEF48BXP* |  | 24000 | 19 | 9.4 | 22400 | 16600 | 74.11% | 2.08 | 0 | 12 |  |  |  | No | R-454B | 2 | Residential & Commercial | Ducted CEE Tier 1
210599181 | Central HP <5.4 tons | ARCOAIRE | HRCU-A-CB (Split System: Heat Pump with Remote Outdoor Unit-Air-Source) | HVH837GKA** |  |  | EA*4X60L24A*+WALLCON | *80CTL1352422A* | 32800 | 18 | 8.5 | 31800 | 24800 | 77.99% | 2 | 0 | 12 |  |  |  | No | R-410A | 2.7333 | Residential & Commercial | Ducted CEE Tier 1
212972002 | Central HP <5.4 tons | GRANDAIRE | HRCU-A-CB (Split System: Heat Pump with Remote Outdoor Unit-Air-Source) | WDLCURAH24ABK |  |  | WLA*374CA* | WFET090B048A* | 24000 | 17.5 | 8.5 | 25200 | 25000 | 99.21% | 2.06 | 0 | 10 |  |  |  | No | R-410A | 2 | Residential & Commercial | Ducted CEE Tier 1
212972018 | Central HP <5.4 tons | GRANDAIRE | HRCU-A-CB (Split System: Heat Pump with Remote Outdoor Unit-Air-Source) | WDLCURAH24ABK |  |  | WLNC364CA* | WFET090B048A* | 23400 | 17 | 8.5 | 26200 | 28400 | 108.4% | 1.76 | 0 | 10 |  |  |  | No | R-410A | 1.95 | Residential & Commercial | Ducted CEE Tier 1
212976030 | Central HP <5.4 tons | GRANDAIRE | HRCU-A-CB (Split System: Heat Pump with Remote Outdoor Unit-Air-Source) | WDLCURAH24ABK |  |  | WLA*304BA* | WFST080B048A* | 23400 | 17 | 8.5 | 26200 | 24200 | 92.37% | 2.02 | 0 | 10 |  |  |  | No | R-410A | 1.95 | Residential & Commercial | Ducted CEE Tier 1
211241895 | Central HP <5.4 tons | GRANDAIRE | HRCU-A-CB (Split System: Heat Pump with Remote Outdoor Unit-Air-Source) | WDLCURAH24ABK |  |  | WLA*364BA* | WFER070B048A* | 25000 | 16 | 8.5 | 26800 | 21800 | 81.34% | 1.8 | 0 | 10 |  |  |  | No | R-410A | 2.0833 | Residential & Commercial | Ducted CEE Tier 1
211242663 | Central HP <5.4 tons | GRANDAIRE | HRCU-A-CB (Split System: Heat Pump with Remote Outdoor Unit-Air-Source) | WDLCURAH24ABK |  |  | WLA*364CA* | WFAX100C060A* | 25000 | 17 | 8.5 | 26600 | 21800 | 81.95% | 1.82 | 0 | 10.5 |  |  |  | No | R-410A | 2.0833 | Residential & Commercial | Ducted CEE Tier 1
211243096 | Central HP <5.4 tons | GRANDAIRE | HRCU-A-CB (Split System: Heat Pump with Remote Outdoor Unit-Air-Source) | WDLCURAH24ABK |  |  | WLA*374BA* | WFAX080B048A* | 24800 | 17 | 8.5 | 25600 | 21400 | 83.59% | 1.8 | 0 | 10.5 |  |  |  | No | R-410A | 2.0667 | Residential & Commercial | Ducted CEE Tier 1
215726553 | Central HP <5.4 tons | YORK | HRCU-A-CB (Split System: Heat Pump with Remote Outdoor Unit-Air-Source) | HH860E2S11 | ADP |  | H,YG49*60+TXV | TM9Y080C16MP11 | 44000 | 17 | 8.5 | 42500 | 33400 | 78.59% | 2 | 0 | 11 |  |  |  | No | R-454B | 3.6667 | Residential & Commercial | Ducted CEE Tier 1
215726585 | Central HP <5.4 tons | YORK | HRCU-A-CB (Split System: Heat Pump with Remote Outdoor Unit-Air-Source) | HH860E2S11 | ADP |  | H,YG86*60+TXV-BLEED | TM9Y100C16MP11 | 44000 | 17 | 8.5 | 42500 | 33400 | 78.59% | 2 | 0 | 11 |  |  |  | No | R-454B | 3.6667 | Residential & Commercial | Ducted CEE Tier 1
215726600 | Central HP <5.4 tons | YORK | HRCU-A-CB (Split System: Heat Pump with Remote Outdoor Unit-Air-Source) | HH860E2S11 | ADP |  | H,YG88*60+TXV | TM9Y100C20MP11 | 52500 | 18 | 8.5 | 52500 | 39000 | 74.29% | 2 | 0 | 11 |  |  |  | No | R-454B | 4.375 | Residential & Commercial | Ducted CEE Tier 1
215726616 | Central HP <5.4 tons | YORK | HRCU-A-CB (Split System: Heat Pump with Remote Outdoor Unit-Air-Source) | HH860E2S11 | ADP |  | H,YG37*48+TXV | Y81E080C16SMPS1 | 44500 | 17 | 8.5 | 42500 | 33000 | 77.65% | 2 | 0 | 12 |  |  |  | No | R-454B | 3.7083 | Residential & Commercial | Ducted CEE Tier 1
215726619 | Central HP <5.4 tons | YORK | HRCU-A-CB (Split System: Heat Pump with Remote Outdoor Unit-Air-Source) | HH860E2S11 | ADP |  | H,YG48*48+TXV | Y81E080C16SMPS1 | 44500 | 18 | 8.5 | 42500 | 33000 | 77.65% | 2 | 0 | 12 |  |  |  | No | R-454B | 3.7083 | Residential & Commercial | Ducted CEE Tier 1
215726700 | Central HP <5.4 tons | YORK | HRCU-A-CB (Split System: Heat Pump with Remote Outdoor Unit-Air-Source) | HH860E2S11 | ADP |  | H,YG49*60+TXV | Y81E120C16SMPS1 | 44000 | 18 | 8.5 | 42000 | 32600 | 77.62% | 2 | 0 | 12 |  |  |  | No | R-454B | 3.6667 | Residential & Commercial | Ducted CEE Tier 1
215726719 | Central HP <5.4 tons | YORK | HRCU-A-CB (Split System: Heat Pump with Remote Outdoor Unit-Air-Source) | HH860E2S11 | ADP |  | H,YG50*60+TXV | Y81E120C20SMPS1 | 52500 | 19 | 8.5 | 51500 | 38000 | 73.79% | 2 | 0 | 11.7 |  |  |  | No | R-454B | 4.375 | Residential & Commercial | Ducted CEE Tier 1
214271596 | Central HP <5.4 tons | CARRIER | HRCU-A-CB (Split System: Heat Pump with Remote Outdoor Unit-Air-Source) | 25VNA424A*031* | ADP |  | C36A***L159 | 58TN*B045C17**12 | 23400 | 20 | 10.5 | 25000 | 19500 | 78% | 2.42 | 0 | 12.5 |  |  |  | No | R-410A | 1.95 | Residential & Commercial | Ducted CEE Tier 1
214331837 | Central HP <5.4 tons | BOSCH | HRCU-A-CB (Split System: Heat Pump with Remote Outdoor Unit-Air-Source) | BOVB-36HDN1-M20G | ASPEN |  | D(A,C,E)36B3G+TXV+TDR | BGH96M060B3B | 22600 | 18 | 8.8 | 23800 | 22400 | 94.12% | 2.26 | 0 | 11.9 |  |  |  | No | R-410A | 1.8833 | Residential & Commercial | Ducted CEE Tier 1
214063851 | Central HP <5.4 tons | BOSCH | HRCU-A-CB (Split System: Heat Pump with Remote Outdoor Unit-Air-Source) | BOVA-36HDN1-M20G | ASPEN |  | D(A,C,E)24B34+TDR | BGH96M080B3B | 21800 | 18 | 8.5 | 23800 | 22200 | 93.28% | 2.19 | 0 | 11 |  |  |  | No | R-410A | 1.8167 | Residential & Commercial | Ducted CEE Tier 1
214064004 | Central HP <5.4 tons | BOSCH | HRCU-A-CB (Split System: Heat Pump with Remote Outdoor Unit-Air-Source) | BOVB-36HDN1-M20G | ASPEN |  | D(A,C,E)30B34+TDR | BGH96M080B3B | 22200 | 18 | 8.7 | 23800 | 22200 | 93.28% | 2.21 | 0 | 11.8 |  |  |  | No | R-410A | 1.85 | Residential & Commercial | Ducted CEE Tier 1
214723126 | Central HP <5.4 tons | BOSCH | HRCU-A-CB (Split System: Heat Pump with Remote Outdoor Unit-Air-Source) | BOVA-36HDN1-M20G | ASPEN |  | L(E,F)W36A4 |  | 21200 | 18 | 8.5 | 23600 | 17600 | 74.58% | 2 | 0 | 11.7 |  |  |  | No | R-410A | 1.7667 | Residential & Commercial | Ducted CEE Tier 1
214331844 | Central HP <5.4 tons | BOSCH | HRCU-A-CB (Split System: Heat Pump with Remote Outdoor Unit-Air-Source) | BOVB-36HDN1-M20G | ASPEN |  | D(A,C,E)36B3G+TXV+TDR | BGH96M080B3A | 22400 | 18 | 8.8 | 23800 | 22400 | 94.12% | 2.26 | 0 | 11.9 |  |  |  | No | R-410A | 1.8667 | Residential & Commercial | Ducted CEE Tier 1
214331847 | Central HP <5.4 tons | BOSCH | HRCU-A-CB (Split System: Heat Pump with Remote Outdoor Unit-Air-Source) | BOVB-36HDN1-M20G | ASPEN |  | D(A,C,E)48A3G+TXV+TDR | BGH96M080B3A | 31000 | 17.5 | 8.6 | 33600 | 26600 | 79.17% | 2.31 | 0 | 10.5 |  |  |  | No | R-410A | 2.5833 | Residential & Commercial | Ducted CEE Tier 1
214331864 | Central HP <5.4 tons | BOSCH | HRCU-A-CB (Split System: Heat Pump with Remote Outdoor Unit-Air-Source) | BOVB-36HDN1-M20G | ASPEN |  | D(A,C,E)48A3G+TXV+TDR | BGH96M080C4B | 31600 | 17.5 | 8.6 | 33800 | 26400 | 78.11% | 2.42 | 0 | 10.9 |  |  |  | No | R-410A | 2.6333 | Residential & Commercial | Ducted CEE Tier 1
214595319 | Central HP <5.4 tons | BOSCH | HRCU-A-C (Split System: Heat Pump with Remote Outdoor Unit with No Indoor Fan --Air Source) | BOVB-36HDN1-M20G | ASPEN |  | D(A,C,E)36B46+TDR |  | 22000 | 15.2 | 8.8 | 23800 | 28000 | 117.6% | 1.9 | 0 | 11.9 |  |  |  | No | R-410A | 1.8333 | Residential & Commercial | Ducted CEE Tier 1
213614463 | Central HP <5.4 tons | YORK | HRCU-A-CB (Split System: Heat Pump with Remote Outdoor Unit-Air-Source) | YZT48B21 | ASPEN |  | D(A,C,E)60B44+TDR | TM9Y080C16MP11 | 23800 | 16 | 8.4 | 47500 | 34200 | 72% | 3.03 | 0 | 12.4 |  |  |  | No | R-410A | 1.9833 | Residential & Commercial | Ducted CEE Tier 1
215726318 | Central HP <5.4 tons | YORK | HRCU-A-CB (Split System: Heat Pump with Remote Outdoor Unit-Air-Source) | HH836E2S11 | ADP |  | H,YG36*36+TXV-BLEED | TM8V080C16MP12 | 33600 | 18 | 8.5 | 30000 | 25200 | 84% | 2 | 0 | 11 |  |  |  | No | R-454B | 2.8 | Residential & Commercial | Ducted CEE Tier 1
215726368 | Central HP <5.4 tons | YORK | HRCU-A-CB (Split System: Heat Pump with Remote Outdoor Unit-Air-Source) | HH836E2S11 | ADP |  | H,YG81*36+TXV | TM9Y080C16MP11 | 32800 | 19 | 8.5 | 29400 | 23800 | 80.95% | 2 | 0 | 11 |  |  |  | No | R-454B | 2.7333 | Residential & Commercial | Ducted CEE Tier 1
215726399 | Central HP <5.4 tons | YORK | HRCU-A-CB (Split System: Heat Pump with Remote Outdoor Unit-Air-Source) | HH836E2S11 | ADP |  | H,YG36*36+TXV-BLEED | Y81E080C20SMPS1 | 34600 | 19 | 8.5 | 30800 | 25400 | 82.47% | 2 | 0 | 11 |  |  |  | No | R-454B | 2.8833 | Residential & Commercial | Ducted CEE Tier 1
215726401 | Central HP <5.4 tons | YORK | HRCU-A-CB (Split System: Heat Pump with Remote Outdoor Unit-Air-Source) | HH836E2S11 | ADP |  | H,YG37*36+TXV-BLEED | Y81E080C20SMPS1 | 34600 | 19 | 8.5 | 30800 | 25400 | 82.47% | 2 | 0 | 11 |  |  |  | No | R-454B | 2.8833 | Residential & Commercial | Ducted CEE Tier 1
215726436 | Central HP <5.4 tons | YORK | HRCU-A-CB (Split System: Heat Pump with Remote Outdoor Unit-Air-Source) | HH836E2S11 | ADP |  | H,YG80*36+TXV | Y81E120C16SMPS1 | 33400 | 19 | 8.5 | 29400 | 24800 | 84.35% | 2 | 0 | 11.7 |  |  |  | No | R-454B | 2.7833 | Residential & Commercial | Ducted CEE Tier 1
215726451 | Central HP <5.4 tons | YORK | HRCU-A-CB (Split System: Heat Pump with Remote Outdoor Unit-Air-Source) | HH836E2S11 | ADP |  | H,YG80*36+TXV-BLEED | Y82E080B12LMPS1 | 32800 | 19 | 8.5 | 28400 | 24400 | 85.92% | 2 | 0 | 11.7 |  |  |  | No | R-454B | 2.7333 | Residential & Commercial | Ducted CEE Tier 1
216017531 | Central HP <5.4 tons | YORK | HRCU-A-C (Split System: Heat Pump with Remote Outdoor Unit with No Indoor Fan --Air Source) | HH824E2S11 | ADP |  | V,Y36H***P21*+TXV-BLEED+TD |  | 23000 | 15.2 | 8.5 | 21400 | 17000 | 79.44% | 2 | 0 | 11 |  |  |  | No | R-454B | 1.9167 | Residential & Commercial | Ducted CEE Tier 1
214271880 | Central HP <5.4 tons | CARRIER | HRCU-A-CB (Split System: Heat Pump with Remote Outdoor Unit-Air-Source) | 25VNA825A*032* | ADP |  | PL36H175P149 | 58TN*B045C17**12 | 23600 | 16 | 8.1 | 20000 | 16300 | 81.5% | 1.94 | 0 | 10.5 |  |  |  | No | R-410A | 1.9667 | Residential & Commercial | Ducted CEE Tier 1
215912377 | Central HP <5.4 tons | YORK | HRCU-A-CB (Split System: Heat Pump with Remote Outdoor Unit-Air-Source) | HH824E2S11 | ASPEN |  | D(A,C,E)36A3K+TDR | TM9E060B12MP12 | 22200 | 17 | 8.1 | 22600 | 18300 | 80.97% | 2 | 0 | 11.7 |  |  |  | No | R-454B | 1.85 | Residential & Commercial | Ducted CEE Tier 1
214271614 | Central HP <5.4 tons | CARRIER | HRCU-A-CB (Split System: Heat Pump with Remote Outdoor Unit-Air-Source) | 25VNA424A*031* | ADP |  | PL36H175P159 | 58TN*B070C14**12 | 23400 | 20 | 10.5 | 25000 | 19500 | 78% | 2.42 | 0 | 13 |  |  |  | No | R-410A | 1.95 | Residential & Commercial | Ducted CEE Tier 1
214271615 | Central HP <5.4 tons | CARRIER | HRCU-A-CB (Split System: Heat Pump with Remote Outdoor Unit-Air-Source) | 25VNA424A*031* | ADP |  | C36A***L159 | 58TN*B070C14**12 | 23400 | 20 | 10.5 | 25000 | 19500 | 78% | 2.42 | 0 | 13 |  |  |  | No | R-410A | 1.95 | Residential & Commercial | Ducted CEE Tier 1
215726485 | Central HP <5.4 tons | YORK | HRCU-A-CB (Split System: Heat Pump with Remote Outdoor Unit-Air-Source) | HH860E2S11 | ADP |  | H,YG49*60+TXV-BLEED | TM8V100C16MP12 | 43500 | 18 | 8.5 | 42000 | 32800 | 78.1% | 2 | 0 | 11.7 |  |  |  | No | R-454B | 3.625 | Residential & Commercial | Ducted CEE Tier 1
215726486 | Central HP <5.4 tons | YORK | HRCU-A-CB (Split System: Heat Pump with Remote Outdoor Unit-Air-Source) | HH860E2S11 | ADP |  | H,YG49*48+TXV | TM8V100C16MP12 | 43500 | 18 | 8.5 | 42000 | 32800 | 78.1% | 2 | 0 | 11.7 |  |  |  | No | R-454B | 3.625 | Residential & Commercial | Ducted CEE Tier 1
215726500 | Central HP <5.4 tons | YORK | HRCU-A-CB (Split System: Heat Pump with Remote Outdoor Unit-Air-Source) | HH860E2S11 | ADP |  | H,YG88*60+TXV | TM8V100C16MP12 | 43500 | 18 | 8.5 | 42000 | 32800 | 78.1% | 2 | 0 | 11.7 |  |  |  | No | R-454B | 3.625 | Residential & Commercial | Ducted CEE Tier 1
215726566 | Central HP <5.4 tons | YORK | HRCU-A-CB (Split System: Heat Pump with Remote Outdoor Unit-Air-Source) | HH860E2S11 | ADP |  | H,YG88*60+TXV | TM9Y080C16MP11 | 44000 | 17 | 8.5 | 42500 | 33400 | 78.59% | 2 | 0 | 11 |  |  |  | No | R-454B | 3.6667 | Residential & Commercial | Ducted CEE Tier 1
215726567 | Central HP <5.4 tons | YORK | HRCU-A-CB (Split System: Heat Pump with Remote Outdoor Unit-Air-Source) | HH860E2S11 | ADP |  | H,YG37*48+TXV-BLEED | TM9Y100C16MP11 | 44000 | 16 | 8.5 | 42500 | 33400 | 78.59% | 2 | 0 | 11 |  |  |  | No | R-454B | 3.6667 | Residential & Commercial | Ducted CEE Tier 1
215726584 | Central HP <5.4 tons | YORK | HRCU-A-CB (Split System: Heat Pump with Remote Outdoor Unit-Air-Source) | HH860E2S11 | ADP |  | H,YG84*60+TXV | TM9Y100C16MP11 | 44000 | 17 | 8.5 | 42500 | 33400 | 78.59% | 2 | 0 | 11 |  |  |  | No | R-454B | 3.6667 | Residential & Commercial | Ducted CEE Tier 1
213770622 | Central HP <5.4 tons | KEEPRITE | HRCU-A-CB (Split System: Heat Pump with Remote Outdoor Unit-Air-Source) | CVH825GKA2* |  |  | EA*4X25L17A*+WALLCON | *80CTL0901716B* | 24400 | 16.5 | 8.5 | 21200 | 16700 | 78.77% | 2.02 | 0 | 11 |  |  |  | No | R-410A | 2.0333 | Residential & Commercial | Ducted CEE Tier 1
212925887 | Central HP <5.4 tons | TOSOT | HRCU-A-C (Split System: Heat Pump with Remote Outdoor Unit with No Indoor Fan --Air Source) | TU36-24WADU | ASPEN |  | D(A,C,E)24C34+TDR |  | 23000 | 15.2 | 8.5 | 24000 | 21600 | 90% | 1.8 | 0 | 11 |  |  |  | No | R-410A | 1.9167 | Residential & Commercial | Ducted CEE Tier 1
213821632 | Central HP <5.4 tons | TEMPSTAR | HRCU-A-CB (Split System: Heat Pump with Remote Outdoor Unit-Air-Source) | DLCURAH36ABK | ASPEN |  | D(A,C,E)36C34+TDR | *92MSN1202420A* | 35400 | 16 | 8.1 | 38500 | 31800 | 82.6% | 2.7 | 0 | 10.5 |  |  |  | No | R-410A | 2.95 | Residential & Commercial | Ducted CEE Tier 1
212973839 | Central HP <5.4 tons | KEEPRITE | HRCU-A-CB (Split System: Heat Pump with Remote Outdoor Unit-Air-Source) | DLCURAH24ABK |  |  | EA*4X25L17A* | *96VSN0801716B* | 24400 | 17 | 8.5 | 25400 | 21600 | 85.04% | 1.8 | 0 | 10 |  |  |  | No | R-410A | 2.0333 | Residential & Commercial | Ducted CEE Tier 1
212973289 | Central HP <5.4 tons | KEEPRITE | HRCU-A-CB (Split System: Heat Pump with Remote Outdoor Unit-Air-Source) | DLCURAH24ABK |  |  | EN(A,D)4X36L21** | *96VSN0401712B* | 23200 | 16 | 8.1 | 26200 | 24800 | 94.66% | 2.06 | 0 | 10 |  |  |  | No | R-410A | 1.9333 | Residential & Commercial | Ducted CEE Tier 1
211264940 | Central HP <5.4 tons | GRANDAIRE | HRCU-A-CB (Split System: Heat Pump with Remote Outdoor Unit-Air-Source) | WDLCURAH18ABK |  |  | FMA4X18**AL* |  | 17400 | 16 | 8.5 | 18500 | 20000 | 108.1% | 2.44 | 0 | 10.5 |  |  |  | No | R-410A | 1.45 | Residential & Commercial | Ducted CEE Tier 1
211264557 | Central HP <5.4 tons | GRANDAIRE | HRCU-A-CB (Split System: Heat Pump with Remote Outdoor Unit-Air-Source) | WDLCURAH18ABK |  |  | WLNC304BA* | WFAX060A036A* | 18300 | 16 | 8.5 | 18800 | 18300 | 97.34% | 2.22 | 0 | 11 |  |  |  | No | R-410A | 1.525 | Residential & Commercial | Ducted CEE Tier 1
211262786 | Central HP <5.4 tons | GRANDAIRE | HRCU-A-CB (Split System: Heat Pump with Remote Outdoor Unit-Air-Source) | WDLCURAH18ABK |  |  | WLNC244AA* | WFER070A036A* | 17500 | 16 | 8.5 | 18400 | 18800 | 102.2% | 2.26 | 0 | 11 |  |  |  | No | R-410A | 1.4583 | Residential & Commercial | Ducted CEE Tier 1
211263336 | Central HP <5.4 tons | GRANDAIRE | HRCU-A-CB (Split System: Heat Pump with Remote Outdoor Unit-Air-Source) | WDLCURAH18ABK |  |  | WLNC244BA* | WFEL045B036B* | 18400 | 15.5 | 8.5 | 19400 | 18500 | 95.36% | 2.24 | 0 | 11 |  |  |  | No | R-410A | 1.5333 | Residential & Commercial | Ducted CEE Tier 1
215726316 | Central HP <5.4 tons | YORK | HRCU-A-CB (Split System: Heat Pump with Remote Outdoor Unit-Air-Source) | HH836E2S11 | ADP |  | H,YG81*36+TXV-BLEED | TM8V080B12MP12 | 32400 | 17 | 8.5 | 28800 | 24800 | 86.11% | 2 | 0 | 11 |  |  |  | No | R-454B | 2.7 | Residential & Commercial | Ducted CEE Tier 1
215726333 | Central HP <5.4 tons | YORK | HRCU-A-CB (Split System: Heat Pump with Remote Outdoor Unit-Air-Source) | HH836E2S11 | ADP |  | H,YG81*36+TXV | TM8V100C16MP12 | 33600 | 18 | 8.5 | 29600 | 25000 | 84.46% | 2 | 0 | 11 |  |  |  | No | R-454B | 2.8 | Residential & Commercial | Ducted CEE Tier 1
215726366 | Central HP <5.4 tons | YORK | HRCU-A-CB (Split System: Heat Pump with Remote Outdoor Unit-Air-Source) | HH836E2S11 | ADP |  | H,YG80*36+TXV | TM9Y080C16MP11 | 32800 | 19 | 8.5 | 29400 | 23800 | 80.95% | 2 | 0 | 11 |  |  |  | No | R-454B | 2.7333 | Residential & Commercial | Ducted CEE Tier 1
215726417 | Central HP <5.4 tons | YORK | HRCU-A-CB (Split System: Heat Pump with Remote Outdoor Unit-Air-Source) | HH836E2S11 | ADP |  | H,YG37*36+TXV-BLEED | Y81E100C16SMPS1 | 33400 | 19 | 8.5 | 29600 | 24800 | 83.78% | 2 | 0 | 11 |  |  |  | No | R-454B | 2.7833 | Residential & Commercial | Ducted CEE Tier 1
215726434 | Central HP <5.4 tons | YORK | HRCU-A-CB (Split System: Heat Pump with Remote Outdoor Unit-Air-Source) | HH836E2S11 | ADP |  | H,YG37*36+TXV | Y81E120C16SMPS1 | 33400 | 19 | 8.5 | 29600 | 24800 | 83.78% | 2 | 0 | 11.7 |  |  |  | No | R-454B | 2.7833 | Residential & Commercial | Ducted CEE Tier 1
213821670 | Central HP <5.4 tons | TEMPSTAR | HRCU-A-CB (Split System: Heat Pump with Remote Outdoor Unit-Air-Source) | DLCURAH36ABK | ASPEN |  | D(A,C,E)36B34+TDR | *96VTN1002122B* | 34800 | 17 | 8.1 | 38500 | 31800 | 82.6% | 2.72 | 0 | 10.5 |  |  |  | No | R-410A | 2.9 | Residential & Commercial | Ducted CEE Tier 1
213077062 | Central HP <5.4 tons | KEEPRITE | HRCU-A-CB (Split System: Heat Pump with Remote Outdoor Unit-Air-Source) | DLCURAH36ABK |  |  | EA*4X42L21A* | *96VSN0802120B* | 35600 | 16 | 8.1 | 38500 | 35200 | 91.43% | 1.9 | 0 | 10 |  |  |  | No | R-410A | 2.9667 | Residential & Commercial | Ducted CEE Tier 1
215726586 | Central HP <5.4 tons | YORK | HRCU-A-CB (Split System: Heat Pump with Remote Outdoor Unit-Air-Source) | HH860E2S11 | ADP |  | H,YG86*60+TXV | TM9Y100C16MP11 | 44000 | 17 | 8.5 | 42500 | 33400 | 78.59% | 2 | 0 | 11 |  |  |  | No | R-454B | 3.6667 | Residential & Commercial | Ducted CEE Tier 1
215726620 | Central HP <5.4 tons | YORK | HRCU-A-CB (Split System: Heat Pump with Remote Outdoor Unit-Air-Source) | HH860E2S11 | ADP |  | H,YG48*60+TXV | Y81E080C16SMPS1 | 44500 | 18 | 8.5 | 42500 | 33000 | 77.65% | 2 | 0 | 12 |  |  |  | No | R-454B | 3.7083 | Residential & Commercial | Ducted CEE Tier 1
215726634 | Central HP <5.4 tons | YORK | HRCU-A-CB (Split System: Heat Pump with Remote Outdoor Unit-Air-Source) | HH860E2S11 | ADP |  | H,YG86*60+TXV-BLEED | Y81E080C16SMPS1 | 44500 | 18 | 8.5 | 42500 | 33000 | 77.65% | 2 | 0 | 12 |  |  |  | No | R-454B | 3.7083 | Residential & Commercial | Ducted CEE Tier 1
215912479 | Central HP <5.4 tons | YORK | HRCU-A-CB (Split System: Heat Pump with Remote Outdoor Unit-Air-Source) | HH860E2S11 | ASPEN |  | C(A,C,D,E)60B3K+TDR | Y81E130D20SMPS1 | 42000 | 18 | 9 | 44500 | 33600 | 75.51% | 2 | 0 | 11.7 |  |  |  | No | R-454B | 3.5 | Residential & Commercial | Ducted CEE Tier 1
215726636 | Central HP <5.4 tons | YORK | HRCU-A-CB (Split System: Heat Pump with Remote Outdoor Unit-Air-Source) | HH860E2S11 | ADP |  | H,YG88*60+TXV-BLEED | Y81E080C16SMPS1 | 44500 | 18 | 8.5 | 42500 | 33000 | 77.65% | 2 | 0 | 12 |  |  |  | No | R-454B | 3.7083 | Residential & Commercial | Ducted CEE Tier 1
215726650 | Central HP <5.4 tons | YORK | HRCU-A-CB (Split System: Heat Pump with Remote Outdoor Unit-Air-Source) | HH860E2S11 | ADP |  | H,YG86*60+TXV | Y81E080C20SMPS1 | 53000 | 19 | 8.5 | 52000 | 38500 | 74.04% | 2 | 0 | 11 |  |  |  | No | R-454B | 4.4167 | Residential & Commercial | Ducted CEE Tier 1
215726653 | Central HP <5.4 tons | YORK | HRCU-A-CB (Split System: Heat Pump with Remote Outdoor Unit-Air-Source) | HH860E2S11 | ADP |  | H,YG37*48+TXV-BLEED | Y81E100C16SMPS1 | 44000 | 17 | 8.5 | 42000 | 32800 | 78.1% | 2 | 0 | 12 |  |  |  | No | R-454B | 3.6667 | Residential & Commercial | Ducted CEE Tier 1
215726668 | Central HP <5.4 tons | YORK | HRCU-A-CB (Split System: Heat Pump with Remote Outdoor Unit-Air-Source) | HH860E2S11 | ADP |  | H,YG52*60+TXV | Y81E100C16SMPS1 | 44000 | 18 | 8.5 | 42000 | 32800 | 78.1% | 2 | 0 | 12 |  |  |  | No | R-454B | 3.6667 | Residential & Commercial | Ducted CEE Tier 1
215726435 | Central HP <5.4 tons | YORK | HRCU-A-CB (Split System: Heat Pump with Remote Outdoor Unit-Air-Source) | HH836E2S11 | ADP |  | H,YG80*36+TXV-BLEED | Y81E120C16SMPS1 | 33400 | 19 | 8.5 | 29600 | 24800 | 83.78% | 2 | 0 | 11.7 |  |  |  | No | R-454B | 2.7833 | Residential & Commercial | Ducted CEE Tier 1
213078773 | Central HP <5.4 tons | KEEPRITE | HRCU-A-CB (Split System: Heat Pump with Remote Outdoor Unit-Air-Source) | DLCURAH36ABK |  |  | EA*4X42L24A* | *80MS(N,L)1352420A* | 35400 | 16.5 | 8.1 | 38500 | 35000 | 90.91% | 1.88 | 0 | 10 |  |  |  | No | R-410A | 2.95 | Residential & Commercial | Ducted CEE Tier 1
213078784 | Central HP <5.4 tons | KEEPRITE | HRCU-A-CB (Split System: Heat Pump with Remote Outdoor Unit-Air-Source) | DLCURAH36ABK |  |  | EN(A,D)4X48L24** | *80MS(N,L)1352420A* | 36000 | 16.5 | 8.1 | 38500 | 35000 | 90.91% | 2 | 0 | 10.5 |  |  |  | No | R-410A | 3 | Residential & Commercial | Ducted CEE Tier 1
213078909 | Central HP <5.4 tons | KEEPRITE | HRCU-A-CB (Split System: Heat Pump with Remote Outdoor Unit-Air-Source) | DLCURAH36ABK |  |  | EN(A,D)4X36L21** | *80MSU1002120A* | 35000 | 15.5 | 8.1 | 38500 | 35400 | 91.95% | 1.76 | 0 | 10 |  |  |  | No | R-410A | 2.9167 | Residential & Commercial | Ducted CEE Tier 1
211263338 | Central HP <5.4 tons | GRANDAIRE | HRCU-A-CB (Split System: Heat Pump with Remote Outdoor Unit-Air-Source) | WDLCURAH18ABK |  |  | WLNC244BA* | WFER045B036A* | 18400 | 15.5 | 8.5 | 19400 | 18500 | 95.36% | 2.24 | 0 | 11 |  |  |  | No | R-410A | 1.5333 | Residential & Commercial | Ducted CEE Tier 1
212976697 | Central HP <5.4 tons | KEEPRITE | HRCU-A-CB (Split System: Heat Pump with Remote Outdoor Unit-Air-Source) | DLCURAH24ABK |  |  | EN(A,D)4X36L21** | *96VTN1002120B* | 23600 | 17 | 8.5 | 26200 | 24600 | 93.89% | 2.04 | 0 | 10.5 |  |  |  | No | R-410A | 1.9667 | Residential & Commercial | Ducted CEE Tier 1
212975713 | Central HP <5.4 tons | KEEPRITE | HRCU-A-CB (Split System: Heat Pump with Remote Outdoor Unit-Air-Source) | DLCURAH24ABK |  |  | EN(A,D)4X24L14** | *96VTN0601412B* | 23200 | 16.5 | 8.5 | 26800 | 25400 | 94.78% | 2.12 | 0 | 10 |  |  |  | No | R-410A | 1.9333 | Residential & Commercial | Ducted CEE Tier 1
212975746 | Central HP <5.4 tons | KEEPRITE | HRCU-A-CB (Split System: Heat Pump with Remote Outdoor Unit-Air-Source) | DLCURAH24ABK |  |  | EN(A,D)4X30L17** | *96VTN0601412B* | 23400 | 16.5 | 8.1 | 26200 | 24600 | 93.89% | 2.04 | 0 | 10 |  |  |  | No | R-410A | 1.95 | Residential & Commercial | Ducted CEE Tier 1
211263774 | Central HP <5.4 tons | GRANDAIRE | HRCU-A-CB (Split System: Heat Pump with Remote Outdoor Unit-Air-Source) | WDLCURAH18ABK |  |  | WLNC304AA* | WFSX026A030A* | 18100 | 15.5 | 8.5 | 18800 | 18400 | 97.87% | 2.2 | 0 | 11 |  |  |  | No | R-410A | 1.5083 | Residential & Commercial | Ducted CEE Tier 1
215912379 | Central HP <5.4 tons | YORK | HRCU-A-CB (Split System: Heat Pump with Remote Outdoor Unit-Air-Source) | HH824E2S11 | ASPEN |  | C(A,C,D,E)24A3K+TDR | TM9E080B12MP12 | 21600 | 17 | 8.1 | 22400 | 18700 | 83.48% | 2 | 0 | 11.7 |  |  |  | No | R-454B | 1.8 | Residential & Commercial | Ducted CEE Tier 1
215912426 | Central HP <5.4 tons | YORK | HRCU-A-CB (Split System: Heat Pump with Remote Outdoor Unit-Air-Source) | HH824E2S11 | ASPEN |  | C(A,C,D,E)24A3K+TDR | Y91E060B12SMPS1 | 21600 | 17 | 8.1 | 22400 | 18600 | 83.04% | 2 | 0 | 11.7 |  |  |  | No | R-454B | 1.8 | Residential & Commercial | Ducted CEE Tier 1
214271877 | Central HP <5.4 tons | CARRIER | HRCU-A-CB (Split System: Heat Pump with Remote Outdoor Unit-Air-Source) | 25VNA825A*032* | ADP |  | PL36H210P299 | 58TN*B045C17**12 | 24200 | 16 | 8.1 | 19800 | 16400 | 82.83% | 2 | 0 | 11 |  |  |  | No | R-410A | 2.0167 | Residential & Commercial | Ducted CEE Tier 1
214272365 | Central HP <5.4 tons | CARRIER | HRCU-A-CB (Split System: Heat Pump with Remote Outdoor Unit-Air-Source) | 25VNA837A*031* | ADP |  | PL36H210P299 | 59MN7C080C17**14 | 32800 | 17 | 8.5 | 31400 | 25000 | 79.62% | 1.98 | 0 | 11 |  |  |  | No | R-410A | 2.7333 | Residential & Commercial | Ducted CEE Tier 1
214272366 | Central HP <5.4 tons | CARRIER | HRCU-A-CB (Split System: Heat Pump with Remote Outdoor Unit-Air-Source) | 25VNA837A*031* | ADP |  | PL36H175P159 | 59MN7C080C17**14 | 31600 | 17 | 8.1 | 31800 | 24200 | 76.1% | 1.88 | 0 | 11 |  |  |  | No | R-410A | 2.6333 | Residential & Commercial | Ducted CEE Tier 1
214272370 | Central HP <5.4 tons | CARRIER | HRCU-A-CB (Split System: Heat Pump with Remote Outdoor Unit-Air-Source) | 25VNA837A*031* | ADP |  | PL36H210P299 | 59MN7C100C21**22 | 32400 | 18 | 8.5 | 30400 | 24400 | 80.26% | 2 | 0 | 11.5 |  |  |  | No | R-410A | 2.7 | Residential & Commercial | Ducted CEE Tier 1
214272377 | Central HP <5.4 tons | CARRIER | HRCU-A-CB (Split System: Heat Pump with Remote Outdoor Unit-Air-Source) | 25VNA837A*031* | ADP |  | PL36H210P299 | 59TN6C080C17**14 | 32800 | 17 | 8.5 | 31400 | 25000 | 79.62% | 1.98 | 0 | 11 |  |  |  | No | R-410A | 2.7333 | Residential & Commercial | Ducted CEE Tier 1
215681871 | Central HP <5.4 tons | KENMORE | HRCU-A-CB (Split System: Heat Pump with Remote Outdoor Unit-Air-Source) | (C,H,T)5H0V48*K*AAA* |  |  | EVM5X49M21A*+WALLCON | *97CTN0801716A* | 47500 | 18.5 | 9 | 50000 | 37200 | 74.4% | 1.98 | 0 | 10 |  |  |  | No | R-454B | 3.9583 | Residential & Commercial | Ducted CEE Tier 1
215681921 | Central HP <5.4 tons | KENMORE | HRCU-A-CB (Split System: Heat Pump with Remote Outdoor Unit-Air-Source) | (C,H,T)5H0V48*K*AAA* |  |  | EVM5X60M21A*+WALLCON | *80CSU0601716B* | 48000 | 18.5 | 9 | 50000 | 36800 | 73.6% | 2 | 0 | 10 |  |  |  | No | R-454B | 4 | Residential & Commercial | Ducted CEE Tier 1
215912443 | Central HP <5.4 tons | YORK | HRCU-A-CB (Split System: Heat Pump with Remote Outdoor Unit-Air-Source) | HH836E2S11 | ASPEN |  | C(A,C,D,E)48A3K+TDR | TM8Y120C20MP11 | 31000 | 18 | 8.5 | 30600 | 25000 | 81.7% | 2 | 0 | 11.7 |  |  |  | No | R-454B | 2.5833 | Residential & Commercial | Ducted CEE Tier 1
215726328 | Central HP <5.4 tons | YORK | HRCU-A-CB (Split System: Heat Pump with Remote Outdoor Unit-Air-Source) | HH836E2S11 | ADP |  | H,YG37*36+TXV-BLEED | TM8V100C16MP12 | 33600 | 18 | 8.5 | 29600 | 25000 | 84.46% | 2 | 0 | 11 |  |  |  | No | R-454B | 2.8 | Residential & Commercial | Ducted CEE Tier 1
215726330 | Central HP <5.4 tons | YORK | HRCU-A-CB (Split System: Heat Pump with Remote Outdoor Unit-Air-Source) | HH836E2S11 | ADP |  | H,YG80*36+TXV-BLEED | TM8V100C16MP12 | 33600 | 18 | 8.5 | 30000 | 25200 | 84% | 2 | 0 | 11 |  |  |  | No | R-454B | 2.8 | Residential & Commercial | Ducted CEE Tier 1
215726346 | Central HP <5.4 tons | YORK | HRCU-A-CB (Split System: Heat Pump with Remote Outdoor Unit-Air-Source) | HH836E2S11 | ADP |  | H,YG81*36+TXV-BLEED | TM9V080B12MP12 | 33000 | 18 | 8.5 | 29200 | 24800 | 84.93% | 2 | 0 | 11 |  |  |  | No | R-454B | 2.75 | Residential & Commercial | Ducted CEE Tier 1
215726378 | Central HP <5.4 tons | YORK | HRCU-A-CB (Split System: Heat Pump with Remote Outdoor Unit-Air-Source) | HH836E2S11 | ADP |  | H,YG37*36+TXV | TM9Y100C20MP11 | 33800 | 17 | 8.5 | 30800 | 25600 | 83.12% | 2 | 0 | 10 |  |  |  | No | R-454B | 2.8167 | Residential & Commercial | Ducted CEE Tier 1
215726387 | Central HP <5.4 tons | YORK | HRCU-A-CB (Split System: Heat Pump with Remote Outdoor Unit-Air-Source) | HH836E2S11 | ADP |  | H,YG80*36+TXV-BLEED | Y81E080B12SMPS1 | 32800 | 18 | 8.5 | 28400 | 24400 | 85.92% | 2 | 0 | 11.7 |  |  |  | No | R-454B | 2.7333 | Residential & Commercial | Ducted CEE Tier 1
215726398 | Central HP <5.4 tons | YORK | HRCU-A-CB (Split System: Heat Pump with Remote Outdoor Unit-Air-Source) | HH836E2S11 | ADP |  | H,YG81*36+TXV | Y81E080C16SMPS1 | 34000 | 19 | 8.5 | 30200 | 25000 | 82.78% | 2 | 0 | 11 |  |  |  | No | R-454B | 2.8333 | Residential & Commercial | Ducted CEE Tier 1
215726683 | Central HP <5.4 tons | YORK | HRCU-A-CB (Split System: Heat Pump with Remote Outdoor Unit-Air-Source) | HH860E2S11 | ADP |  | H,YG50*60+TXV | Y81E100C20SMPS1 | 53000 | 19 | 8.5 | 51500 | 38000 | 73.79% | 2 | 0 | 11.7 |  |  |  | No | R-454B | 4.4167 | Residential & Commercial | Ducted CEE Tier 1
215726701 | Central HP <5.4 tons | YORK | HRCU-A-CB (Split System: Heat Pump with Remote Outdoor Unit-Air-Source) | HH860E2S11 | ADP |  | H,YG50*48+TXV-BLEED | Y81E120C16SMPS1 | 44000 | 18 | 8.5 | 41500 | 32600 | 78.55% | 2 | 0 | 12 |  |  |  | No | R-454B | 3.6667 | Residential & Commercial | Ducted CEE Tier 1
215726702 | Central HP <5.4 tons | YORK | HRCU-A-CB (Split System: Heat Pump with Remote Outdoor Unit-Air-Source) | HH860E2S11 | ADP |  | H,YG50*60+TXV-BLEED | Y81E120C16SMPS1 | 44000 | 18 | 8.5 | 41500 | 32600 | 78.55% | 2 | 0 | 12 |  |  |  | No | R-454B | 3.6667 | Residential & Commercial | Ducted CEE Tier 1
215726489 | Central HP <5.4 tons | YORK | HRCU-A-CB (Split System: Heat Pump with Remote Outdoor Unit-Air-Source) | HH860E2S11 | ADP |  | H,YG50*60+TXV-BLEED | TM8V100C16MP12 | 43500 | 18 | 8.5 | 42000 | 32800 | 78.1% | 2 | 0 | 11.7 |  |  |  | No | R-454B | 3.625 | Residential & Commercial | Ducted CEE Tier 1
215726505 | Central HP <5.4 tons | YORK | HRCU-A-CB (Split System: Heat Pump with Remote Outdoor Unit-Air-Source) | HH860E2S11 | ADP |  | H,YG49*60+TXV-BLEED | TM8V100C20MP12 | 53000 | 19 | 8.5 | 52000 | 38500 | 74.04% | 2 | 0 | 11 |  |  |  | No | R-454B | 4.4167 | Residential & Commercial | Ducted CEE Tier 1
215726507 | Central HP <5.4 tons | YORK | HRCU-A-CB (Split System: Heat Pump with Remote Outdoor Unit-Air-Source) | HH860E2S11 | ADP |  | H,YG50*60+TXV-BLEED | TM8V100C20MP12 | 53000 | 19 | 8.5 | 52000 | 38500 | 74.04% | 2 | 0 | 11 |  |  |  | No | R-454B | 4.4167 | Residential & Commercial | Ducted CEE Tier 1
215726512 | Central HP <5.4 tons | YORK | HRCU-A-CB (Split System: Heat Pump with Remote Outdoor Unit-Air-Source) | HH860E2S11 | ADP |  | H,YG86*60+TXV-BLEED | TM8V100C20MP12 | 53000 | 19 | 8.5 | 52000 | 38500 | 74.04% | 2 | 0 | 11 |  |  |  | No | R-454B | 4.4167 | Residential & Commercial | Ducted CEE Tier 1
215726530 | Central HP <5.4 tons | YORK | HRCU-A-CB (Split System: Heat Pump with Remote Outdoor Unit-Air-Source) | HH860E2S11 | ADP |  | H,YG88*60+TXV | TM8V120C20MP12 | 53000 | 19 | 8.5 | 52000 | 38500 | 74.04% | 2 | 0 | 11 |  |  |  | No | R-454B | 4.4167 | Residential & Commercial | Ducted CEE Tier 1
215726548 | Central HP <5.4 tons | YORK | HRCU-A-CB (Split System: Heat Pump with Remote Outdoor Unit-Air-Source) | HH860E2S11 | ADP |  | H,YG48*60+TXV-BLEED | TM9Y080C16MP11 | 44000 | 17 | 8.5 | 42500 | 33400 | 78.59% | 2 | 0 | 11 |  |  |  | No | R-454B | 3.6667 | Residential & Commercial | Ducted CEE Tier 1
215726564 | Central HP <5.4 tons | YORK | HRCU-A-CB (Split System: Heat Pump with Remote Outdoor Unit-Air-Source) | HH860E2S11 | ADP |  | H,YG86*60+TXV | TM9Y080C16MP11 | 44000 | 17 | 8.5 | 42500 | 33400 | 78.59% | 2 | 0 | 11 |  |  |  | No | R-454B | 3.6667 | Residential & Commercial | Ducted CEE Tier 1
215726571 | Central HP <5.4 tons | YORK | HRCU-A-CB (Split System: Heat Pump with Remote Outdoor Unit-Air-Source) | HH860E2S11 | ADP |  | H,YG48*48+TXV | TM9Y100C16MP11 | 44000 | 17 | 8.5 | 42500 | 33400 | 78.59% | 2 | 0 | 11 |  |  |  | No | R-454B | 3.6667 | Residential & Commercial | Ducted CEE Tier 1
215726580 | Central HP <5.4 tons | YORK | HRCU-A-CB (Split System: Heat Pump with Remote Outdoor Unit-Air-Source) | HH860E2S11 | ADP |  | H,YG52*60+TXV-BLEED | TM9Y100C16MP11 | 44000 | 17 | 8.5 | 42500 | 33400 | 78.59% | 2 | 0 | 11 |  |  |  | No | R-454B | 3.6667 | Residential & Commercial | Ducted CEE Tier 1
215726598 | Central HP <5.4 tons | YORK | HRCU-A-CB (Split System: Heat Pump with Remote Outdoor Unit-Air-Source) | HH860E2S11 | ADP |  | H,YG86*60+TXV | TM9Y100C20MP11 | 52500 | 18 | 8.5 | 52500 | 39000 | 74.29% | 2 | 0 | 11 |  |  |  | No | R-454B | 4.375 | Residential & Commercial | Ducted CEE Tier 1
215726614 | Central HP <5.4 tons | YORK | HRCU-A-CB (Split System: Heat Pump with Remote Outdoor Unit-Air-Source) | HH860E2S11 | ADP |  | H,YG88*60+TXV | TM9Y120D20MP11 | 53000 | 19 | 8.5 | 52500 | 39000 | 74.29% | 2 | 0 | 11 |  |  |  | No | R-454B | 4.4167 | Residential & Commercial | Ducted CEE Tier 1
215726637 | Central HP <5.4 tons | YORK | HRCU-A-CB (Split System: Heat Pump with Remote Outdoor Unit-Air-Source) | HH860E2S11 | ADP |  | H,YG88*60+TXV | Y81E080C16SMPS1 | 44500 | 18 | 8.5 | 42500 | 33000 | 77.65% | 2 | 0 | 12 |  |  |  | No | R-454B | 3.7083 | Residential & Commercial | Ducted CEE Tier 1
215726648 | Central HP <5.4 tons | YORK | HRCU-A-CB (Split System: Heat Pump with Remote Outdoor Unit-Air-Source) | HH860E2S11 | ADP |  | H,YG84*60+TXV | Y81E080C20SMPS1 | 53000 | 19 | 8.5 | 52000 | 38500 | 74.04% | 2 | 0 | 11 |  |  |  | No | R-454B | 4.4167 | Residential & Commercial | Ducted CEE Tier 1
214331763 | Central HP <5.4 tons | BOSCH | HRCU-A-CB (Split System: Heat Pump with Remote Outdoor Unit-Air-Source) | BOVA-60HDN1-M20G | ASPEN |  | D(A,C,E)48A3G+TXV+TDR | BGH96M080C4A | 39500 | 17 | 8.5 | 44000 | 38500 | 87.5% | 2.31 | 0 | 11.4 |  |  |  | No | R-410A | 3.2917 | Residential & Commercial | Ducted CEE Tier 1
214331778 | Central HP <5.4 tons | BOSCH | HRCU-A-CB (Split System: Heat Pump with Remote Outdoor Unit-Air-Source) | BOVA-60HDN1-M20G | ASPEN |  | D(A,C,E)60B4G+TXV+TDR | BGH96M100C5B | 43500 | 17.5 | 8.8 | 46500 | 39000 | 83.87% | 2.35 | 0 | 11.7 |  |  |  | No | R-410A | 3.625 | Residential & Commercial | Ducted CEE Tier 1
214331944 | Central HP <5.4 tons | BOSCH | HRCU-A-CB (Split System: Heat Pump with Remote Outdoor Unit-Air-Source) | BOVB-60HDN1-M20G | ASPEN |  | D(A,C,E)48B4G+TXV+TDR | BGH96M100D5B | 43500 | 17.5 | 9 | 47000 | 38500 | 81.91% | 2.32 | 0 | 11.6 |  |  |  | No | R-410A | 3.625 | Residential & Commercial | Ducted CEE Tier 1
214063927 | Central HP <5.4 tons | BOSCH | HRCU-A-CB (Split System: Heat Pump with Remote Outdoor Unit-Air-Source) | BOVA-60HDN1-M20G | ASPEN |  | D(A,C,E)48B44+TDR | BGH96M100C5A | 43000 | 17.5 | 8.8 | 46500 | 39000 | 83.87% | 2.35 | 0 | 11.6 |  |  |  | No | R-410A | 3.5833 | Residential & Commercial | Ducted CEE Tier 1
214331773 | Central HP <5.4 tons | BOSCH | HRCU-A-CB (Split System: Heat Pump with Remote Outdoor Unit-Air-Source) | BOVA-60HDN1-M20G | ASPEN |  | D(A,C,E)48D4G+TXV+TDR | BGH96M100C5A | 44000 | 17.5 | 8.8 | 46500 | 39000 | 83.87% | 2.35 | 0 | 11.7 |  |  |  | No | R-410A | 3.6667 | Residential & Commercial | Ducted CEE Tier 1
214331941 | Central HP <5.4 tons | BOSCH | HRCU-A-CB (Split System: Heat Pump with Remote Outdoor Unit-Air-Source) | BOVB-60HDN1-M20G | ASPEN |  | D(A,C,E)48D4G+TXV+TDR | BGH96M100D5A | 44500 | 17.5 | 9 | 47000 | 38500 | 81.91% | 2.32 | 0 | 11.7 |  |  |  | No | R-410A | 3.7083 | Residential & Commercial | Ducted CEE Tier 1
214063948 | Central HP <5.4 tons | BOSCH | HRCU-A-CB (Split System: Heat Pump with Remote Outdoor Unit-Air-Source) | BOVA-60HDN1-M20G | ASPEN |  | D(A,C,E)48D44+TDR | BGH96M120D5B | 44500 | 17.5 | 9 | 47000 | 38500 | 81.91% | 2.32 | 0 | 11.7 |  |  |  | No | R-410A | 3.7083 | Residential & Commercial | Ducted CEE Tier 1
213078299 | Central HP <5.4 tons | KEEPRITE | HRCU-A-CB (Split System: Heat Pump with Remote Outdoor Unit-Air-Source) | DLCURAH36ABK |  |  | EA*4X37L21A* | *80MS(N,L)0901714A* | 36200 | 16.5 | 8.5 | 38000 | 34800 | 91.58% | 2.04 | 0 | 10 |  |  |  | No | R-410A | 3.0167 | Residential & Commercial | Ducted CEE Tier 1
213077379 | Central HP <5.4 tons | KEEPRITE | HRCU-A-CB (Split System: Heat Pump with Remote Outdoor Unit-Air-Source) | DLCURAH36ABK |  |  | EA*4X37L21A* | *96VTN0801716B* | 36400 | 15.5 | 8.5 | 38500 | 35000 | 90.91% | 2.06 | 0 | 10 |  |  |  | No | R-410A | 3.0333 | Residential & Commercial | Ducted CEE Tier 1
213079926 | Central HP <5.4 tons | KEEPRITE | HRCU-A-CB (Split System: Heat Pump with Remote Outdoor Unit-Air-Source) | DLCURAH36ABK |  |  | EA*4X42L24A* | *92MSN1202420A* | 35800 | 16 | 8.1 | 38500 | 35200 | 91.43% | 1.9 | 0 | 10 |  |  |  | No | R-410A | 2.9833 | Residential & Commercial | Ducted CEE Tier 1
211168146 | Central HP <5.4 tons | TRANE | HRCU-A-CB (Split System: Heat Pump with Remote Outdoor Unit-Air-Source) | 4TWV8X24A1 | ASPEN |  | 4PXFH003AZ3+TDR | *DHMB080ACV3 | 23200 | 18 | 8.5 | 20200 | 19300 | 95.54% | 2.48 | 0 | 12 |  |  |  | No | R-410A | 1.9333 | Residential & Commercial | Ducted CEE Tier 1
213080688 | Central HP <5.4 tons | KEEPRITE | HRCU-A-CB (Split System: Heat Pump with Remote Outdoor Unit-Air-Source) | DLCURAH36ABK |  |  | EA*4X37L21A* | *95MSU0601716A* | 36600 | 16 | 8.5 | 38500 | 35000 | 90.91% | 2.06 | 0 | 10 |  |  |  | No | R-410A | 3.05 | Residential & Commercial | Ducted CEE Tier 1
214064073 | Central HP <5.4 tons | BOSCH | HRCU-A-CB (Split System: Heat Pump with Remote Outdoor Unit-Air-Source) | BOVB-60HDN1-M20G | ASPEN |  | D(A,C,E)60B44+TDR | BGH96M080B3A | 41500 | 17 | 8.8 | 43500 | 39500 | 90.8% | 2.4 | 0 | 11.7 |  |  |  | No | R-410A | 3.4583 | Residential & Commercial | Ducted CEE Tier 1
214064100 | Central HP <5.4 tons | BOSCH | HRCU-A-CB (Split System: Heat Pump with Remote Outdoor Unit-Air-Source) | BOVB-60HDN1-M20G | ASPEN |  | D(A,C,E)48D44+TDR | BGH96M100D5B | 44500 | 17.5 | 9 | 47000 | 38500 | 81.91% | 2.32 | 0 | 11.7 |  |  |  | No | R-410A | 3.7083 | Residential & Commercial | Ducted CEE Tier 1
214064107 | Central HP <5.4 tons | BOSCH | HRCU-A-CB (Split System: Heat Pump with Remote Outdoor Unit-Air-Source) | BOVB-60HDN1-M20G | ASPEN |  | D(A,C,E)48B44+TDR | BGH96M120D5B | 43500 | 17.5 | 9 | 47000 | 38500 | 81.91% | 2.32 | 0 | 11.6 |  |  |  | No | R-410A | 3.625 | Residential & Commercial | Ducted CEE Tier 1
214063914 | Central HP <5.4 tons | BOSCH | HRCU-A-CB (Split System: Heat Pump with Remote Outdoor Unit-Air-Source) | BOVA-60HDN1-M20G | ASPEN |  | D(A,C,E)48A34+TDR | BGH96M080B3B | 39500 | 17 | 8.5 | 43000 | 39000 | 90.7% | 2.33 | 0 | 11.4 |  |  |  | No | R-410A | 3.2917 | Residential & Commercial | Ducted CEE Tier 1
214064077 | Central HP <5.4 tons | BOSCH | HRCU-A-CB (Split System: Heat Pump with Remote Outdoor Unit-Air-Source) | BOVB-60HDN1-M20G | ASPEN |  | D(A,C,E)60B44+TDR | BGH96M080B3B | 41500 | 17 | 8.8 | 43500 | 39500 | 90.8% | 2.4 | 0 | 11.7 |  |  |  | No | R-410A | 3.4583 | Residential & Commercial | Ducted CEE Tier 1
215726414 | Central HP <5.4 tons | YORK | HRCU-A-CB (Split System: Heat Pump with Remote Outdoor Unit-Air-Source) | HH836E2S11 | ADP |  | H,YG81*36+TXV | Y81E100B12SMPS1 | 33000 | 18 | 8.5 | 28800 | 24400 | 84.72% | 2 | 0 | 11.7 |  |  |  | No | R-454B | 2.75 | Residential & Commercial | Ducted CEE Tier 1
215726423 | Central HP <5.4 tons | YORK | HRCU-A-CB (Split System: Heat Pump with Remote Outdoor Unit-Air-Source) | HH836E2S11 | ADP |  | H,YG36*36+TXV-BLEED | Y81E100C20SMPS1 | 33800 | 19 | 8.5 | 30000 | 25000 | 83.33% | 2 | 0 | 11 |  |  |  | No | R-454B | 2.8167 | Residential & Commercial | Ducted CEE Tier 1
215726453 | Central HP <5.4 tons | YORK | HRCU-A-CB (Split System: Heat Pump with Remote Outdoor Unit-Air-Source) | HH836E2S11 | ADP |  | H,YG81*36+TXV-BLEED | Y82E080B12LMPS1 | 32800 | 19 | 8.5 | 28400 | 24400 | 85.92% | 2 | 0 | 11.7 |  |  |  | No | R-454B | 2.7333 | Residential & Commercial | Ducted CEE Tier 1
214063844 | Central HP <5.4 tons | BOSCH | HRCU-A-CB (Split System: Heat Pump with Remote Outdoor Unit-Air-Source) | BOVA-36HDN1-M20G | ASPEN |  | D(A,C,E)36B34+TDR | BGH96M060B3B | 22600 | 18 | 8.8 | 23800 | 22400 | 94.12% | 2.26 | 0 | 11.9 |  |  |  | No | R-410A | 1.8833 | Residential & Commercial | Ducted CEE Tier 1
214063845 | Central HP <5.4 tons | BOSCH | HRCU-A-CB (Split System: Heat Pump with Remote Outdoor Unit-Air-Source) | BOVA-36HDN1-M20G | ASPEN |  | D(A,C,E)36C44+TDR | BGH96M060B3B | 23200 | 18 | 9 | 24000 | 22200 | 92.5% | 2.28 | 0 | 12 |  |  |  | No | R-410A | 1.9333 | Residential & Commercial | Ducted CEE Tier 1
214063861 | Central HP <5.4 tons | BOSCH | HRCU-A-CB (Split System: Heat Pump with Remote Outdoor Unit-Air-Source) | BOVA-36HDN1-M20G | ASPEN |  | D(A,C,E)36C44+TDR | BGH96M080C4B | 32600 | 17.5 | 9 | 34200 | 26600 | 77.78% | 2.51 | 0 | 11 |  |  |  | No | R-410A | 2.7167 | Residential & Commercial | Ducted CEE Tier 1
214063995 | Central HP <5.4 tons | BOSCH | HRCU-A-CB (Split System: Heat Pump with Remote Outdoor Unit-Air-Source) | BOVB-36HDN1-M20G | ASPEN |  | D(A,C,E)48A34+TDR | BGH96M060B3B | 30800 | 17.5 | 8.6 | 33600 | 26600 | 79.17% | 2.34 | 0 | 10.5 |  |  |  | No | R-410A | 2.5667 | Residential & Commercial | Ducted CEE Tier 1
214063989 | Central HP <5.4 tons | BOSCH | HRCU-A-CB (Split System: Heat Pump with Remote Outdoor Unit-Air-Source) | BOVB-36HDN1-M20G | ASPEN |  | D(A,C,E)24B34+TDR | BGH96M060B3B | 21800 | 18 | 8.5 | 23800 | 22200 | 93.28% | 2.19 | 0 | 11 |  |  |  | No | R-410A | 1.8167 | Residential & Commercial | Ducted CEE Tier 1
214063998 | Central HP <5.4 tons | BOSCH | HRCU-A-CB (Split System: Heat Pump with Remote Outdoor Unit-Air-Source) | BOVB-36HDN1-M20G | ASPEN |  | D(A,C,E)36A34+TDR | BGH96M080B3A | 22200 | 18 | 8.4 | 23600 | 22200 | 94.07% | 2.17 | 0 | 11.8 |  |  |  | No | R-410A | 1.85 | Residential & Commercial | Ducted CEE Tier 1
214064016 | Central HP <5.4 tons | BOSCH | HRCU-A-CB (Split System: Heat Pump with Remote Outdoor Unit-Air-Source) | BOVB-36HDN1-M20G | ASPEN |  | D(A,C,E)36B34+TDR | BGH96M080C4B | 31400 | 17.5 | 8.7 | 34000 | 26400 | 77.65% | 2.44 | 0 | 10.8 |  |  |  | No | R-410A | 2.6167 | Residential & Commercial | Ducted CEE Tier 1
214063841 | Central HP <5.4 tons | BOSCH | HRCU-A-CB (Split System: Heat Pump with Remote Outdoor Unit-Air-Source) | BOVA-36HDN1-M20G | ASPEN |  | D(A,C,E)24B34+TDR | BGH96M060B3B | 21800 | 18 | 8.5 | 23800 | 22200 | 93.28% | 2.19 | 0 | 11 |  |  |  | No | R-410A | 1.8167 | Residential & Commercial | Ducted CEE Tier 1
211263501 | Central HP <5.4 tons | GRANDAIRE | HRCU-A-CB (Split System: Heat Pump with Remote Outdoor Unit-Air-Source) | WDLCURAH18ABK |  |  | WLNC244BA* | WFEL070A036B* | 17500 | 16 | 8.5 | 18400 | 18800 | 102.2% | 2.26 | 0 | 11 |  |  |  | No | R-410A | 1.4583 | Residential & Commercial | Ducted CEE Tier 1
211262715 | Central HP <5.4 tons | GRANDAIRE | HRCU-A-CB (Split System: Heat Pump with Remote Outdoor Unit-Air-Source) | WDLCURAH18ABK |  |  | WLNC244AA* | WFEL045A036B* | 18000 | 16 | 8.5 | 18900 | 18700 | 98.94% | 2.26 | 0 | 11 |  |  |  | No | R-410A | 1.5 | Residential & Commercial | Ducted CEE Tier 1
211264670 | Central HP <5.4 tons | GRANDAIRE | HRCU-A-CB (Split System: Heat Pump with Remote Outdoor Unit-Air-Source) | WDLCURAH18ABK |  |  | WLNC304BA* | WFEU060B048A* | 18700 | 16.5 | 8.5 | 19200 | 18200 | 94.79% | 2.2 | 0 | 11 |  |  |  | No | R-410A | 1.5583 | Residential & Commercial | Ducted CEE Tier 1
211264829 | Central HP <5.4 tons | GRANDAIRE | HRCU-A-CB (Split System: Heat Pump with Remote Outdoor Unit-Air-Source) | WDLCURAH18ABK |  |  | WAHL244B* |  | 17300 | 16 | 8.5 | 18200 | 19400 | 106.6% | 2.34 | 0 | 10.5 |  |  |  | No | R-410A | 1.4417 | Residential & Commercial | Ducted CEE Tier 1
211263314 | Central HP <5.4 tons | GRANDAIRE | HRCU-A-CB (Split System: Heat Pump with Remote Outdoor Unit-Air-Source) | WDLCURAH18ABK |  |  | WLNC244BA* | WFER045A036A* | 18000 | 16 | 8.5 | 18900 | 18700 | 98.94% | 2.26 | 0 | 11 |  |  |  | No | R-410A | 1.5 | Residential & Commercial | Ducted CEE Tier 1
211240807 | Central HP <5.4 tons | KEEPRITE | HRCU-A-CB (Split System: Heat Pump with Remote Outdoor Unit-Air-Source) | DLCURAH24ABK |  |  | EA*4X25L17A* | *80VSL0451412A* | 25000 | 16.5 | 8.5 | 25800 | 21000 | 81.4% | 1.76 | 0 | 10.5 |  |  |  | No | R-410A | 2.0833 | Residential & Commercial | Ducted CEE Tier 1
211240975 | Central HP <5.4 tons | KEEPRITE | HRCU-A-CB (Split System: Heat Pump with Remote Outdoor Unit-Air-Source) | DLCURAH24ABK |  |  | EA*4X25L17A* | *96VTN0801716A* | 24800 | 17 | 8.5 | 25600 | 21200 | 82.81% | 1.78 | 0 | 10.5 |  |  |  | No | R-410A | 2.0667 | Residential & Commercial | Ducted CEE Tier 1
211240539 | Central HP <5.4 tons | KEEPRITE | HRCU-A-CB (Split System: Heat Pump with Remote Outdoor Unit-Air-Source) | DLCURAH24ABK |  |  | EA*4X24L17A* | *96VTN0801716A* | 23800 | 16.5 | 8.5 | 26800 | 24000 | 89.55% | 1.98 | 0 | 10 |  |  |  | No | R-410A | 1.9833 | Residential & Commercial | Ducted CEE Tier 1
211240692 | Central HP <5.4 tons | KEEPRITE | HRCU-A-CB (Split System: Heat Pump with Remote Outdoor Unit-Air-Source) | DLCURAH24ABK |  |  | EA*4X24L17A* | *92ESN0601714A* | 24000 | 16.5 | 8.5 | 26800 | 23800 | 88.81% | 1.96 | 0 | 10 |  |  |  | No | R-410A | 2 | Residential & Commercial | Ducted CEE Tier 1
211243648 | Central HP <5.4 tons | KEEPRITE | HRCU-A-CB (Split System: Heat Pump with Remote Outdoor Unit-Air-Source) | DLCURAH24ABK |  |  | EA*4X37L21A* | *80ESU0802120A | 25000 | 17.5 | 8.5 | 25600 | 20800 | 81.25% | 1.76 | 0 | 10.5 |  |  |  | No | R-410A | 2.0833 | Residential & Commercial | Ducted CEE Tier 1
211243733 | Central HP <5.4 tons | KEEPRITE | HRCU-A-CB (Split System: Heat Pump with Remote Outdoor Unit-Air-Source) | DLCURAH24ABK |  |  | EN(A,D)4X24L14** | *80VTL0451412A* | 23800 | 16 | 8.5 | 26800 | 23200 | 86.57% | 1.92 | 0 | 10 |  |  |  | No | R-410A | 1.9833 | Residential & Commercial | Ducted CEE Tier 1
211264487 | Central HP <5.4 tons | GRANDAIRE | HRCU-A-CB (Split System: Heat Pump with Remote Outdoor Unit-Air-Source) | WDLCURAH18ABK |  |  | WLNC304BA* | WFER045A036A* | 18200 | 16.5 | 8.5 | 18700 | 18300 | 97.86% | 2.22 | 0 | 11 |  |  |  | No | R-410A | 1.5167 | Residential & Commercial | Ducted CEE Tier 1
211263799 | Central HP <5.4 tons | GRANDAIRE | HRCU-A-CB (Split System: Heat Pump with Remote Outdoor Unit-Air-Source) | WDLCURAH18ABK |  |  | WLNC304AA* | WFER045A036A* | 18200 | 16 | 8.5 | 18600 | 18400 | 98.92% | 2.22 | 0 | 11 |  |  |  | No | R-410A | 1.5167 | Residential & Commercial | Ducted CEE Tier 1
211243514 | Central HP <5.4 tons | GRANDAIRE | HRCU-A-CB (Split System: Heat Pump with Remote Outdoor Unit-Air-Source) | WDLCURAH24ABK |  |  | WLA*374CA* | WFEL070B036B* | 25000 | 16.5 | 8.5 | 25600 | 20800 | 81.25% | 1.76 | 0 | 10.5 |  |  |  | No | R-410A | 2.0833 | Residential & Commercial | Ducted CEE Tier 1
211243651 | Central HP <5.4 tons | GRANDAIRE | HRCU-A-CB (Split System: Heat Pump with Remote Outdoor Unit-Air-Source) | WDLCURAH24ABK |  |  | WLA*374CA* | WFEU080C060A* | 25000 | 17.5 | 8.5 | 25600 | 20800 | 81.25% | 1.76 | 0 | 10.5 |  |  |  | No | R-410A | 2.0833 | Residential & Commercial | Ducted CEE Tier 1
211245154 | Central HP <5.4 tons | GRANDAIRE | HRCU-A-CB (Split System: Heat Pump with Remote Outdoor Unit-Air-Source) | WDLCURAH24ABK |  |  | WLN(C,W)364BA* | WFEL090B042B* | 24600 | 16.5 | 8.1 | 26400 | 22600 | 85.61% | 1.86 | 0 | 10.5 |  |  |  | No | R-410A | 2.05 | Residential & Commercial | Ducted CEE Tier 1
211244553 | Central HP <5.4 tons | GRANDAIRE | HRCU-A-CB (Split System: Heat Pump with Remote Outdoor Unit-Air-Source) | WDLCURAH24ABK |  |  | WLNC304BA* | WFEU040B036A* | 24000 | 17 | 8.1 | 26000 | 23200 | 89.23% | 1.94 | 0 | 10.5 |  |  |  | No | R-410A | 2 | Residential & Commercial | Ducted CEE Tier 1
212407333 | Central HP <5.4 tons | PAYNE HEATING AND COOLING | HRCU-A-CB (Split System: Heat Pump with Remote Outdoor Unit-Air-Source) | 38MURAQ24AB3* | ADP |  | H,PG7J936 | PG92ESAA42060B** | 24400 | 17 | 8.5 | 24600 | 21800 | 88.62% | 1.86 | 0 | 10 |  |  |  | No | R-410A | 2.0333 | Residential & Commercial | Ducted CEE Tier 1
215726445 | Central HP <5.4 tons | YORK | HRCU-A-CB (Split System: Heat Pump with Remote Outdoor Unit-Air-Source) | HH836E2S11 | ADP |  | H,YG81*36+TXV-BLEED | Y81E120C20SMPS1 | 33600 | 19 | 8.5 | 30000 | 25000 | 83.33% | 2 | 0 | 11 |  |  |  | No | R-454B | 2.8 | Residential & Commercial | Ducted CEE Tier 1
215726454 | Central HP <5.4 tons | YORK | HRCU-A-CB (Split System: Heat Pump with Remote Outdoor Unit-Air-Source) | HH836E2S11 | ADP |  | H,YG81*36+TXV | Y82E080B12LMPS1 | 32800 | 19 | 8.5 | 28400 | 24400 | 85.92% | 2 | 0 | 11.7 |  |  |  | No | R-454B | 2.7333 | Residential & Commercial | Ducted CEE Tier 1
211168130 | Central HP <5.4 tons | AMERICAN STANDARD | HRCU-A-CB (Split System: Heat Pump with Remote Outdoor Unit-Air-Source) | 4A6V8X24A1 | ASPEN |  | 4PXFH003AZ3+TDR | *DHMB080ACV3 | 23200 | 18 | 8.5 | 20200 | 19300 | 95.54% | 2.48 | 0 | 12 |  |  |  | No | R-410A | 1.9333 | Residential & Commercial | Ducted CEE Tier 1
216438279 | Central HP <5.4 tons | YORK | HRCU-A-CB (Split System: Heat Pump with Remote Outdoor Unit-Air-Source) | HH836E2S11 | ADP |  | SL6*37+TXV-BLEED |  | 32400 | 18 | 8.9 | 29800 | 24800 | 83.22% | 1.98 | 0 | 11 |  |  |  | No | R-454B | 2.7 | Residential & Commercial | Ducted CEE Tier 1
211264919 | Central HP <5.4 tons | GRANDAIRE | HRCU-A-CB (Split System: Heat Pump with Remote Outdoor Unit-Air-Source) | WDLCURAH18ABK |  |  | WAXL304A* |  | 18100 | 16 | 8.5 | 18400 | 18200 | 98.91% | 2.18 | 0 | 10.5 |  |  |  | No | R-410A | 1.5083 | Residential & Commercial | Ducted CEE Tier 1
212978784 | Central HP <5.4 tons | GRANDAIRE | HRCU-A-CB (Split System: Heat Pump with Remote Outdoor Unit-Air-Source) | WDLCURAH18ABK |  |  | WLA*304BA* | WFE*070B036C* | 17600 | 16.5 | 8.5 | 18200 | 19200 | 105.5% | 2.32 | 0 | 10.5 |  |  |  | No | R-410A | 1.4667 | Residential & Commercial | Ducted CEE Tier 1
212969783 | Central HP <5.4 tons | KEEPRITE | HRCU-A-CB (Split System: Heat Pump with Remote Outdoor Unit-Air-Source) | DLCURAH24ABK |  |  | EA*4X36L17A* | *80VSL0451412B* | 23600 | 17 | 8.5 | 26000 | 24200 | 93.08% | 2 | 0 | 10 |  |  |  | No | R-410A | 1.9667 | Residential & Commercial | Ducted CEE Tier 1
212971739 | Central HP <5.4 tons | KEEPRITE | HRCU-A-CB (Split System: Heat Pump with Remote Outdoor Unit-Air-Source) | DLCURAH24ABK |  |  | EN(A,D)4X36L21** | *80VTL0701716B* | 23600 | 17 | 8.5 | 26400 | 24200 | 91.67% | 2 | 0 | 10.5 |  |  |  | No | R-410A | 1.9667 | Residential & Commercial | Ducted CEE Tier 1
212972139 | Central HP <5.4 tons | KEEPRITE | HRCU-A-CB (Split System: Heat Pump with Remote Outdoor Unit-Air-Source) | DLCURAH24ABK |  |  | EA*4X37L21A* | *80VTL0902120B* | 24800 | 17 | 8.5 | 25600 | 21400 | 83.59% | 1.8 | 0 | 10.5 |  |  |  | No | R-410A | 2.0667 | Residential & Commercial | Ducted CEE Tier 1
212972150 | Central HP <5.4 tons | KEEPRITE | HRCU-A-CB (Split System: Heat Pump with Remote Outdoor Unit-Air-Source) | DLCURAH24ABK |  |  | EN(A,D)4X36L21** | *80VTL0902120B* | 23400 | 17 | 8.5 | 26200 | 24600 | 93.89% | 2.06 | 0 | 10 |  |  |  | No | R-410A | 1.95 | Residential & Commercial | Ducted CEE Tier 1
212971130 | Central HP <5.4 tons | KEEPRITE | HRCU-A-CB (Split System: Heat Pump with Remote Outdoor Unit-Air-Source) | DLCURAH24ABK |  |  | EA*4X24L17A* | *80VTL0451412B* | 23200 | 17 | 8.5 | 38500 | 27000 | 70.13% | 2.3 | 0 | 10 |  |  |  | No | R-410A | 1.9333 | Residential & Commercial | Ducted CEE Tier 1
211168140 | Central HP <5.4 tons | TRANE | HRCU-A-CB (Split System: Heat Pump with Remote Outdoor Unit-Air-Source) | 4TWV0X24A1 | ASPEN |  | 4PXFH003AZ3+TDR | *DHMB080ACV3 | 23200 | 18 | 8.5 | 20200 | 19300 | 95.54% | 2.48 | 0 | 12 |  |  |  | No | R-410A | 1.9333 | Residential & Commercial | Ducted CEE Tier 1
215726662 | Central HP <5.4 tons | YORK | HRCU-A-CB (Split System: Heat Pump with Remote Outdoor Unit-Air-Source) | HH860E2S11 | ADP |  | H,YG49*60+TXV | Y81E100C16SMPS1 | 44000 | 18 | 8.5 | 42000 | 32800 | 78.1% | 2 | 0 | 12 |  |  |  | No | R-454B | 3.6667 | Residential & Commercial | Ducted CEE Tier 1
215726666 | Central HP <5.4 tons | YORK | HRCU-A-CB (Split System: Heat Pump with Remote Outdoor Unit-Air-Source) | HH860E2S11 | ADP |  | H,YG50*60+TXV | Y81E100C16SMPS1 | 44000 | 18 | 8.5 | 42000 | 32800 | 78.1% | 2 | 0 | 12 |  |  |  | No | R-454B | 3.6667 | Residential & Commercial | Ducted CEE Tier 1
215726671 | Central HP <5.4 tons | YORK | HRCU-A-CB (Split System: Heat Pump with Remote Outdoor Unit-Air-Source) | HH860E2S11 | ADP |  | H,YG84*60+TXV | Y81E100C16SMPS1 | 44000 | 18 | 8.5 | 42000 | 32800 | 78.1% | 2 | 0 | 12 |  |  |  | No | R-454B | 3.6667 | Residential & Commercial | Ducted CEE Tier 1
215726689 | Central HP <5.4 tons | YORK | HRCU-A-CB (Split System: Heat Pump with Remote Outdoor Unit-Air-Source) | HH860E2S11 | ADP |  | H,YG88*60+TXV-BLEED | Y81E100C20SMPS1 | 53000 | 19 | 8.5 | 51500 | 38000 | 73.79% | 2 | 0 | 11.7 |  |  |  | No | R-454B | 4.4167 | Residential & Commercial | Ducted CEE Tier 1
215726691 | Central HP <5.4 tons | YORK | HRCU-A-CB (Split System: Heat Pump with Remote Outdoor Unit-Air-Source) | HH860E2S11 | ADP |  | H,YG37*48+TXV-BLEED | Y81E120C16SMPS1 | 44000 | 17 | 8.5 | 41500 | 32600 | 78.55% | 2 | 0 | 12 |  |  |  | No | R-454B | 3.6667 | Residential & Commercial | Ducted CEE Tier 1
215726698 | Central HP <5.4 tons | YORK | HRCU-A-CB (Split System: Heat Pump with Remote Outdoor Unit-Air-Source) | HH860E2S11 | ADP |  | H,YG49*60+TXV-BLEED | Y81E120C16SMPS1 | 44000 | 18 | 8.5 | 42000 | 32600 | 77.62% | 2 | 0 | 12 |  |  |  | No | R-454B | 3.6667 | Residential & Commercial | Ducted CEE Tier 1
215726707 | Central HP <5.4 tons | YORK | HRCU-A-CB (Split System: Heat Pump with Remote Outdoor Unit-Air-Source) | HH860E2S11 | ADP |  | H,YG84*48+TXV-BLEED | Y81E120C16SMPS1 | 44000 | 18 | 8.5 | 41500 | 32600 | 78.55% | 2 | 0 | 12 |  |  |  | No | R-454B | 3.6667 | Residential & Commercial | Ducted CEE Tier 1
216035488 | Central HP <5.4 tons | COLEMAN | HRCU-A-CB (Split System: Heat Pump with Remote Outdoor Unit-Air-Source) | HH860E2S11 | ASPEN |  | AE*L+CM60B3J+TDR |  | 43000 | 19 | 9 | 45500 | 39000 | 85.71% | 2.82 | 0 | 12 |  |  |  | No | R-454B | 3.5833 | Residential & Commercial | Ducted CEE Tier 1
214271750 | Central HP <5.4 tons | CARRIER | HRCU-A-CB (Split System: Heat Pump with Remote Outdoor Unit-Air-Source) | 25VNA448A*031* | ADP |  | V,C60H210P299 | 58TN*B090C21**20 | 44000 | 21 | 9.5 | 44000 | 35800 | 81.36% | 2.38 | 0 | 11.7 |  |  |  | No | R-410A | 3.6667 | Residential & Commercial | Ducted CEE Tier 1
214271770 | Central HP <5.4 tons | CARRIER | HRCU-A-CB (Split System: Heat Pump with Remote Outdoor Unit-Air-Source) | 25VNA448A*031* | ADP |  | PL60H210P299 | 58TN*B110C21**20 | 44500 | 21 | 9.5 | 43500 | 35600 | 81.84% | 2.36 | 0 | 11.7 |  |  |  | No | R-410A | 3.7083 | Residential & Commercial | Ducted CEE Tier 1
214271774 | Central HP <5.4 tons | CARRIER | HRCU-A-CB (Split System: Heat Pump with Remote Outdoor Unit-Air-Source) | 25VNA448A*031* | ADP |  | V,C48H210P169 | 58TN*B110C21**20 | 44000 | 21 | 9.5 | 43500 | 35600 | 81.84% | 2.36 | 0 | 11.7 |  |  |  | No | R-410A | 3.6667 | Residential & Commercial | Ducted CEE Tier 1
211168136 | Central HP <5.4 tons | AMERICAN STANDARD | HRCU-A-CB (Split System: Heat Pump with Remote Outdoor Unit-Air-Source) | 4A6V0X24A1 | ASPEN |  | 4PXFH003AZ3+TDR | *DD2B060ACV3 | 23400 | 18.5 | 8.5 | 20000 | 19400 | 97% | 2.46 | 0 | 12.5 |  |  |  | No | R-410A | 1.95 | Residential & Commercial | Ducted CEE Tier 1
213612050 | Central HP <5.4 tons | RUUD | HRCU-A-CB (Split System: Heat Pump with Remote Outdoor Unit-Air-Source) | RP15AZ30AJ2N | ASPEN |  | D(A,C,E)36A34+TDR | R962V0703A17M4S | 27400 | 15.4 | 8.1 | 28400 | 20800 | 73.24% | 2.63 | 0 | 11.7 |  |  |  | No | R-410A | 2.2833 | Residential & Commercial | Ducted CEE Tier 1
211262437 | Central HP <5.4 tons | GRANDAIRE | HRCU-A-CB (Split System: Heat Pump with Remote Outdoor Unit-Air-Source) | WDLCURAH18ABK |  |  | WLNC184AA* | WFEL045A036B* | 17800 | 15.5 | 8.5 | 18900 | 19200 | 101.6% | 2.3 | 0 | 10.5 |  |  |  | No | R-410A | 1.4833 | Residential & Commercial | Ducted CEE Tier 1
211245779 | Central HP <5.4 tons | KEEPRITE | HRCU-A-CB (Split System: Heat Pump with Remote Outdoor Unit-Air-Source) | DLCURAH24ABK |  |  | EN(A,D)4X36L21** | OMV112K14A | 24200 | 16 | 8.1 | 26400 | 23000 | 87.12% | 1.88 | 0 | 10 |  |  |  | No | R-410A | 2.0167 | Residential & Commercial | Ducted CEE Tier 1
213821321 | Central HP <5.4 tons | TEMPSTAR | HRCU-A-CB (Split System: Heat Pump with Remote Outdoor Unit-Air-Source) | DLCURAH24ABK | ASPEN |  | D(A,C,E)24B44+TDR | *96VTN0801716B* | 23200 | 17 | 8.5 | 26000 | 20200 | 77.69% | 2.91 | 0 | 10 |  |  |  | No | R-410A | 1.9333 | Residential & Commercial | Ducted CEE Tier 1
212978762 | Central HP <5.4 tons | GRANDAIRE | HRCU-A-CB (Split System: Heat Pump with Remote Outdoor Unit-Air-Source) | WDLCURAH18ABK |  |  | WLA*244BA* | WFE*070B036C* | 17500 | 16.5 | 8.5 | 18400 | 17700 | 96.2% | 2.14 | 0 | 10.5 |  |  |  | No | R-410A | 1.4583 | Residential & Commercial | Ducted CEE Tier 1
211262628 | Central HP <5.4 tons | GRANDAIRE | HRCU-A-CB (Split System: Heat Pump with Remote Outdoor Unit-Air-Source) | WDLCURAH18ABK |  |  | WLNC244AA* | WFSX060A036A* | 17800 | 16 | 8.5 | 18700 | 18800 | 100.5% | 2.26 | 0 | 11 |  |  |  | No | R-410A | 1.4833 | Residential & Commercial | Ducted CEE Tier 1
211264798 | Central HP <5.4 tons | GRANDAIRE | HRCU-A-CB (Split System: Heat Pump with Remote Outdoor Unit-Air-Source) | WDLCURAH18ABK |  |  | WAPL244A* |  | 17300 | 16 | 8.5 | 18200 | 19400 | 106.6% | 2.34 | 0 | 10.5 |  |  |  | No | R-410A | 1.4417 | Residential & Commercial | Ducted CEE Tier 1
211263361 | Central HP <5.4 tons | GRANDAIRE | HRCU-A-CB (Split System: Heat Pump with Remote Outdoor Unit-Air-Source) | WDLCURAH18ABK |  |  | WLNC244BA* | WFEL070B036B* | 18000 | 16 | 8.5 | 18900 | 18700 | 98.94% | 2.26 | 0 | 11 |  |  |  | No | R-410A | 1.5 | Residential & Commercial | Ducted CEE Tier 1
212925931 | Central HP <5.4 tons | TRANE | HRCU-A-CB (Split System: Heat Pump with Remote Outdoor Unit-Air-Source) | 4TWL5024N1 | ASPEN |  | A(E,F)M314+TDR |  | 24000 | 15.5 | 8.2 | 26000 | 19900 | 76.54% | 2.8 | 0 | 12.5 |  |  |  | No | R-410A | 2 | Residential & Commercial | Ducted CEE Tier 1
212970703 | Central HP <5.4 tons | KEEPRITE | HRCU-A-CB (Split System: Heat Pump with Remote Outdoor Unit-Air-Source) | DLCURAH36ABK |  |  | EA*4X48L24A* | *80VSL0902120B* | 35800 | 16.5 | 8.5 | 38500 | 34600 | 89.87% | 2.02 | 0 | 10 |  |  |  | No | R-410A | 2.9833 | Residential & Commercial | Ducted CEE Tier 1
212970653 | Central HP <5.4 tons | KEEPRITE | HRCU-A-CB (Split System: Heat Pump with Remote Outdoor Unit-Air-Source) | DLCURAH36ABK |  |  | EA*4X37L21A* | *80VSL0902120B* | 36600 | 16 | 8.5 | 39000 | 35000 | 89.74% | 2.08 | 0 | 10 |  |  |  | No | R-410A | 3.05 | Residential & Commercial | Ducted CEE Tier 1
213077366 | Central HP <5.4 tons | KEEPRITE | HRCU-A-CB (Split System: Heat Pump with Remote Outdoor Unit-Air-Source) | DLCURAH36ABK |  |  | EA*4X37L17A* | *96VTN0801716B* | 36000 | 15.5 | 8.5 | 38500 | 35200 | 91.43% | 2 | 0 | 10 |  |  |  | No | R-410A | 3 | Residential & Commercial | Ducted CEE Tier 1
213077515 | Central HP <5.4 tons | KEEPRITE | HRCU-A-CB (Split System: Heat Pump with Remote Outdoor Unit-Air-Source) | DLCURAH36ABK |  |  | EA*4X42L24A* | *96VTN0802120B* | 35000 | 16 | 8.1 | 38500 | 35000 | 90.91% | 1.88 | 0 | 10 |  |  |  | No | R-410A | 2.9167 | Residential & Commercial | Ducted CEE Tier 1
214389913 | Central HP <5.4 tons | CARRIER | HRCU-A-CB (Split System: Heat Pump with Remote Outdoor Unit-Air-Source) | 25VNA436A*031* | ADP |  | H,PG34936 | 58TN*B110C21**20 | 32600 | 20 | 9 | 34800 | 27200 | 78.16% | 2.06 | 0 | 12 |  |  |  | No | R-410A | 2.7167 | Residential & Commercial | Ducted CEE Tier 1
214271674 | Central HP <5.4 tons | CARRIER | HRCU-A-CB (Split System: Heat Pump with Remote Outdoor Unit-Air-Source) | 25VNA436A*031* | ADP |  | C36A***L159 | 58TN*B070C17**16 | 32800 | 19 | 9 | 35000 | 27400 | 78.29% | 2.02 | 0 | 12 |  |  |  | No | R-410A | 2.7333 | Residential & Commercial | Ducted CEE Tier 1
214271689 | Central HP <5.4 tons | CARRIER | HRCU-A-CB (Split System: Heat Pump with Remote Outdoor Unit-Air-Source) | 25VNA436A*031* | ADP |  | PL36H175P159 | 58TN*B090C17**16 | 33200 | 20 | 9 | 35000 | 27200 | 77.71% | 2.04 | 0 | 12.5 |  |  |  | No | R-410A | 2.7667 | Residential & Commercial | Ducted CEE Tier 1
214271704 | Central HP <5.4 tons | CARRIER | HRCU-A-CB (Split System: Heat Pump with Remote Outdoor Unit-Air-Source) | 25VNA436A*031* | ADP |  | PL36H210P299 | 58TN*B090C21**20 | 33800 | 20 | 9 | 34800 | 27000 | 77.59% | 2.06 | 0 | 12.5 |  |  |  | No | R-410A | 2.8167 | Residential & Commercial | Ducted CEE Tier 1
215726312 | Central HP <5.4 tons | YORK | HRCU-A-CB (Split System: Heat Pump with Remote Outdoor Unit-Air-Source) | HH836E2S11 | ADP |  | H,YG37*36+TXV-BLEED | TM8V080B12MP12 | 32400 | 17 | 8.5 | 28800 | 24800 | 86.11% | 2 | 0 | 11 |  |  |  | No | R-454B | 2.7 | Residential & Commercial | Ducted CEE Tier 1
215726355 | Central HP <5.4 tons | YORK | HRCU-A-CB (Split System: Heat Pump with Remote Outdoor Unit-Air-Source) | HH836E2S11 | ADP |  | H,YG36*36+TXV-BLEED | TM9Y080B12MP11 | 33000 | 18 | 8.5 | 29400 | 25000 | 85.03% | 2 | 0 | 11 |  |  |  | No | R-454B | 2.75 | Residential & Commercial | Ducted CEE Tier 1
215726373 | Central HP <5.4 tons | YORK | HRCU-A-CB (Split System: Heat Pump with Remote Outdoor Unit-Air-Source) | HH836E2S11 | ADP |  | H,YG80*36+TXV | TM9Y100C16MP11 | 32800 | 19 | 8.5 | 29400 | 23800 | 80.95% | 2 | 0 | 11 |  |  |  | No | R-454B | 2.7333 | Residential & Commercial | Ducted CEE Tier 1
213493859 | Central HP <5.4 tons | CHAMPION HEATING AND COOLING | HRCU-A-CB (Split System: Heat Pump with Remote Outdoor Unit-Air-Source) | HMH72B341 | ASPEN |  | C(A,C,D,E)48A34+TDR | Z8ES040A12LMPS1 | 33200 | 18 | 8.1 | 32600 | 29800 | 91.41% | 2.68 | 0 | 10 |  |  |  | No | R-410A | 2.7667 | Residential & Commercial | Ducted CEE Tier 1
214389863 | Central HP <5.4 tons | CARRIER | HRCU-A-CB (Split System: Heat Pump with Remote Outdoor Unit-Air-Source) | 25VNA424A*031* | ADP |  | H,PG24936 | 58TN*B045C17**12 | 22600 | 20 | 10 | 25200 | 19600 | 77.78% | 2.4 | 0 | 12 |  |  |  | No | R-410A | 1.8833 | Residential & Commercial | Ducted CEE Tier 1
215726487 | Central HP <5.4 tons | YORK | HRCU-A-CB (Split System: Heat Pump with Remote Outdoor Unit-Air-Source) | HH860E2S11 | ADP |  | H,YG49*60+TXV | TM8V100C16MP12 | 43500 | 18 | 8.5 | 42000 | 32800 | 78.1% | 2 | 0 | 11.7 |  |  |  | No | R-454B | 3.625 | Residential & Commercial | Ducted CEE Tier 1
215726537 | Central HP <5.4 tons | YORK | HRCU-A-CB (Split System: Heat Pump with Remote Outdoor Unit-Air-Source) | HH860E2S11 | ADP |  | H,YG50*60+TXV | TM9V120D20MP12 | 53000 | 19 | 8.5 | 52500 | 39000 | 74.29% | 2 | 0 | 11 |  |  |  | No | R-454B | 4.4167 | Residential & Commercial | Ducted CEE Tier 1
215726539 | Central HP <5.4 tons | YORK | HRCU-A-CB (Split System: Heat Pump with Remote Outdoor Unit-Air-Source) | HH860E2S11 | ADP |  | H,YG52*60+TXV | TM9V120D20MP12 | 53000 | 19 | 8.5 | 52500 | 39000 | 74.29% | 2 | 0 | 11 |  |  |  | No | R-454B | 4.4167 | Residential & Commercial | Ducted CEE Tier 1
215726573 | Central HP <5.4 tons | YORK | HRCU-A-CB (Split System: Heat Pump with Remote Outdoor Unit-Air-Source) | HH860E2S11 | ADP |  | H,YG49*60+TXV-BLEED | TM9Y100C16MP11 | 44000 | 17 | 8.5 | 42500 | 33400 | 78.59% | 2 | 0 | 11 |  |  |  | No | R-454B | 3.6667 | Residential & Commercial | Ducted CEE Tier 1
214522532 | Central HP <5.4 tons | YORK | HRCU-A-CB (Split System: Heat Pump with Remote Outdoor Unit-Air-Source) | HMH72B341 | ASPEN |  | DX36E34+TDR | Y81E080C16LMPS1 | 33000 | 18 | 8.5 | 33400 | 23600 | 70.66% | 2 | 0 | 10 |  |  |  | No | R-410A | 2.75 | Residential & Commercial | Ducted CEE Tier 1
215726380 | Central HP <5.4 tons | YORK | HRCU-A-CB (Split System: Heat Pump with Remote Outdoor Unit-Air-Source) | HH836E2S11 | ADP |  | H,YG80*36+TXV | TM9Y100C20MP11 | 33800 | 17 | 8.5 | 30800 | 25600 | 83.12% | 2 | 0 | 10 |  |  |  | No | R-454B | 2.8167 | Residential & Commercial | Ducted CEE Tier 1
215726405 | Central HP <5.4 tons | YORK | HRCU-A-CB (Split System: Heat Pump with Remote Outdoor Unit-Air-Source) | HH836E2S11 | ADP |  | H,YG81*36+TXV-BLEED | Y81E080C20SMPS1 | 34600 | 19 | 8.5 | 30800 | 25400 | 82.47% | 2 | 0 | 11 |  |  |  | No | R-454B | 2.8833 | Residential & Commercial | Ducted CEE Tier 1
215726430 | Central HP <5.4 tons | YORK | HRCU-A-CB (Split System: Heat Pump with Remote Outdoor Unit-Air-Source) | HH836E2S11 | ADP |  | H,YG81*36+TXV | Y81E100C20SMPS1 | 33800 | 19 | 8.5 | 30000 | 25000 | 83.33% | 2 | 0 | 11 |  |  |  | No | R-454B | 2.8167 | Residential & Commercial | Ducted CEE Tier 1
215726632 | Central HP <5.4 tons | YORK | HRCU-A-CB (Split System: Heat Pump with Remote Outdoor Unit-Air-Source) | HH860E2S11 | ADP |  | H,YG84*48+TXV | Y81E080C16SMPS1 | 44500 | 18 | 8.5 | 42500 | 33000 | 77.65% | 2 | 0 | 12 |  |  |  | No | R-454B | 3.7083 | Residential & Commercial | Ducted CEE Tier 1
215726639 | Central HP <5.4 tons | YORK | HRCU-A-CB (Split System: Heat Pump with Remote Outdoor Unit-Air-Source) | HH860E2S11 | ADP |  | H,YG48*60+TXV-BLEED | Y81E080C20SMPS1 | 44000 | 18 | 8.5 | 42500 | 33000 | 77.65% | 2 | 0 | 12 |  |  |  | No | R-454B | 3.6667 | Residential & Commercial | Ducted CEE Tier 1
215726682 | Central HP <5.4 tons | YORK | HRCU-A-CB (Split System: Heat Pump with Remote Outdoor Unit-Air-Source) | HH860E2S11 | ADP |  | H,YG50*60+TXV-BLEED | Y81E100C20SMPS1 | 53000 | 19 | 8.5 | 51500 | 38000 | 73.79% | 2 | 0 | 11.7 |  |  |  | No | R-454B | 4.4167 | Residential & Commercial | Ducted CEE Tier 1
215726464 | Central HP <5.4 tons | YORK | HRCU-A-CB (Split System: Heat Pump with Remote Outdoor Unit-Air-Source) | HH860E2S11 | ADP |  | H,YG49*60+TXV | TM8V080C16MP12 | 43500 | 18 | 8.5 | 42000 | 32800 | 78.1% | 2 | 0 | 11.7 |  |  |  | No | R-454B | 3.625 | Residential & Commercial | Ducted CEE Tier 1
215726473 | Central HP <5.4 tons | YORK | HRCU-A-CB (Split System: Heat Pump with Remote Outdoor Unit-Air-Source) | HH860E2S11 | ADP |  | H,YG84*60+TXV | TM8V080C16MP12 | 43500 | 18 | 8.5 | 42000 | 32800 | 78.1% | 2 | 0 | 11.7 |  |  |  | No | R-454B | 3.625 | Residential & Commercial | Ducted CEE Tier 1
215726480 | Central HP <5.4 tons | YORK | HRCU-A-CB (Split System: Heat Pump with Remote Outdoor Unit-Air-Source) | HH860E2S11 | ADP |  | H,YG48*48+TXV-BLEED | TM8V100C16MP12 | 43500 | 18 | 8.5 | 42000 | 32800 | 78.1% | 2 | 0 | 11.7 |  |  |  | No | R-454B | 3.625 | Residential & Commercial | Ducted CEE Tier 1
215726482 | Central HP <5.4 tons | YORK | HRCU-A-CB (Split System: Heat Pump with Remote Outdoor Unit-Air-Source) | HH860E2S11 | ADP |  | H,YG48*48+TXV | TM8V100C16MP12 | 43500 | 18 | 8.5 | 42000 | 32800 | 78.1% | 2 | 0 | 11.7 |  |  |  | No | R-454B | 3.625 | Residential & Commercial | Ducted CEE Tier 1
215726496 | Central HP <5.4 tons | YORK | HRCU-A-CB (Split System: Heat Pump with Remote Outdoor Unit-Air-Source) | HH860E2S11 | ADP |  | H,YG84*60+TXV | TM8V100C16MP12 | 43500 | 18 | 8.5 | 42000 | 32800 | 78.1% | 2 | 0 | 11.7 |  |  |  | No | R-454B | 3.625 | Residential & Commercial | Ducted CEE Tier 1
211264984 | Central HP <5.4 tons | GRANDAIRE | HRCU-A-CB (Split System: Heat Pump with Remote Outdoor Unit-Air-Source) | WDLCURAH18ABK |  |  | FM(C,U)4Z18**AL* |  | 17800 | 17 | 9 | 18700 | 19800 | 105.9% | 2.4 | 0 | 11 |  |  |  | No | R-410A | 1.4833 | Residential & Commercial | Ducted CEE Tier 1
211262439 | Central HP <5.4 tons | GRANDAIRE | HRCU-A-CB (Split System: Heat Pump with Remote Outdoor Unit-Air-Source) | WDLCURAH18ABK |  |  | WLNC184AA* | WFER045A036A* | 17800 | 15.5 | 8.5 | 18900 | 19200 | 101.6% | 2.3 | 0 | 10.5 |  |  |  | No | R-410A | 1.4833 | Residential & Commercial | Ducted CEE Tier 1
211262607 | Central HP <5.4 tons | GRANDAIRE | HRCU-A-CB (Split System: Heat Pump with Remote Outdoor Unit-Air-Source) | WDLCURAH18ABK |  |  | WLNC244AA* | WFSX040A030A* | 17800 | 15.5 | 8.5 | 18700 | 18800 | 100.5% | 2.26 | 0 | 10.5 |  |  |  | No | R-410A | 1.4833 | Residential & Commercial | Ducted CEE Tier 1
212973579 | Central HP <5.4 tons | KEEPRITE | HRCU-A-CB (Split System: Heat Pump with Remote Outdoor Unit-Air-Source) | DLCURAH24ABK |  |  | EA*4X36L17A* | *96VSN0601412B* | 23600 | 17 | 8.5 | 26200 | 24000 | 91.6% | 2 | 0 | 10 |  |  |  | No | R-410A | 1.9667 | Residential & Commercial | Ducted CEE Tier 1
211265027 | Central HP <5.4 tons | GRANDAIRE | HRCU-A-CB (Split System: Heat Pump with Remote Outdoor Unit-Air-Source) | WDLCURAH18ABK |  |  | FM(C,U)4Z30**AL* |  | 18000 | 17.5 | 8.5 | 18500 | 18900 | 102.2% | 2.3 | 0 | 11 |  |  |  | No | R-410A | 1.5 | Residential & Commercial | Ducted CEE Tier 1
211263198 | Central HP <5.4 tons | GRANDAIRE | HRCU-A-CB (Split System: Heat Pump with Remote Outdoor Unit-Air-Source) | WDLCURAH18ABK |  |  | WLNC244BA* | WFSX060A036A* | 17800 | 16 | 8.5 | 18700 | 18800 | 100.5% | 2.26 | 0 | 11 |  |  |  | No | R-410A | 1.4833 | Residential & Commercial | Ducted CEE Tier 1
215726514 | Central HP <5.4 tons | YORK | HRCU-A-CB (Split System: Heat Pump with Remote Outdoor Unit-Air-Source) | HH860E2S11 | ADP |  | H,YG88*60+TXV-BLEED | TM8V100C20MP12 | 53000 | 19 | 8.5 | 52000 | 38500 | 74.04% | 2 | 0 | 11 |  |  |  | No | R-454B | 4.4167 | Residential & Commercial | Ducted CEE Tier 1
215726521 | Central HP <5.4 tons | YORK | HRCU-A-CB (Split System: Heat Pump with Remote Outdoor Unit-Air-Source) | HH860E2S11 | ADP |  | H,YG49*60+TXV | TM8V120C20MP12 | 53000 | 19 | 8.5 | 52000 | 38500 | 74.04% | 2 | 0 | 11 |  |  |  | No | R-454B | 4.4167 | Residential & Commercial | Ducted CEE Tier 1
215726523 | Central HP <5.4 tons | YORK | HRCU-A-CB (Split System: Heat Pump with Remote Outdoor Unit-Air-Source) | HH860E2S11 | ADP |  | H,YG50*60+TXV | TM8V120C20MP12 | 53000 | 19 | 8.5 | 52000 | 38500 | 74.04% | 2 | 0 | 11 |  |  |  | No | R-454B | 4.4167 | Residential & Commercial | Ducted CEE Tier 1
215726546 | Central HP <5.4 tons | YORK | HRCU-A-CB (Split System: Heat Pump with Remote Outdoor Unit-Air-Source) | HH860E2S11 | ADP |  | H,YG37*48+TXV | TM9Y080C16MP11 | 44000 | 16 | 8.5 | 42500 | 33400 | 78.59% | 2 | 0 | 11 |  |  |  | No | R-454B | 3.6667 | Residential & Commercial | Ducted CEE Tier 1
215726555 | Central HP <5.4 tons | YORK | HRCU-A-CB (Split System: Heat Pump with Remote Outdoor Unit-Air-Source) | HH860E2S11 | ADP |  | H,YG50*60+TXV-BLEED | TM9Y080C16MP11 | 44000 | 17 | 8.5 | 42500 | 33400 | 78.59% | 2 | 0 | 11 |  |  |  | No | R-454B | 3.6667 | Residential & Commercial | Ducted CEE Tier 1
215726557 | Central HP <5.4 tons | YORK | HRCU-A-CB (Split System: Heat Pump with Remote Outdoor Unit-Air-Source) | HH860E2S11 | ADP |  | H,YG50*60+TXV | TM9Y080C16MP11 | 44000 | 17 | 8.5 | 42500 | 33400 | 78.59% | 2 | 0 | 11 |  |  |  | No | R-454B | 3.6667 | Residential & Commercial | Ducted CEE Tier 1
215726596 | Central HP <5.4 tons | YORK | HRCU-A-CB (Split System: Heat Pump with Remote Outdoor Unit-Air-Source) | HH860E2S11 | ADP |  | H,YG84*60+TXV | TM9Y100C20MP11 | 52500 | 18 | 8.5 | 52500 | 39000 | 74.29% | 2 | 0 | 11 |  |  |  | No | R-454B | 4.375 | Residential & Commercial | Ducted CEE Tier 1
215726605 | Central HP <5.4 tons | YORK | HRCU-A-CB (Split System: Heat Pump with Remote Outdoor Unit-Air-Source) | HH860E2S11 | ADP |  | H,YG49*60+TXV | TM9Y120D20MP11 | 53000 | 19 | 8.5 | 52500 | 39000 | 74.29% | 2 | 0 | 11 |  |  |  | No | R-454B | 4.4167 | Residential & Commercial | Ducted CEE Tier 1
213238596 | Central HP <5.4 tons | CHAMPION HEATING AND COOLING | HRCU-A-CB (Split System: Heat Pump with Remote Outdoor Unit-Air-Source) | THF2B48T21 | ASPEN |  | D(A,C,E)48D44+TDR | TM9Y120D20MP11 | 44000 | 16.2 | 8.4 | 44500 | 31200 | 70.11% | 3.19 | 0 | 11 |  |  |  | No | R-410A | 3.6667 | Residential & Commercial | Ducted CEE Tier 1
212927224 | Central HP <5.4 tons | LENNOX | HRCU-A-CB (Split System: Heat Pump with Remote Outdoor Unit-Air-Source) | EL22XPV-024-230A** | ADP |  | L*18/36T9 | SLP98UH070XV36B* | 23800 | 21 | 8.5 | 22000 | 15400 | 70% | 1.92 | 0 | 13.5 |  |  |  | No | R-410A | 1.9833 | Residential & Commercial | Ducted CEE Tier 1
212437572 | Central HP <5.4 tons | ARMSTRONG AIR | HRCU-A-CB (Split System: Heat Pump with Remote Outdoor Unit-Air-Source) | 4SHP22LX124P-**A | ADP |  | 36BX** | A80UH2E090B12 | 24000 | 21 | 8.5 | 22000 | 15400 | 70% | 1.92 | 0 | 13.5 |  |  |  | No | R-410A | 2 | Residential & Commercial | Ducted CEE Tier 1
213076713 | Central HP <5.4 tons | KEEPRITE | HRCU-A-CB (Split System: Heat Pump with Remote Outdoor Unit-Air-Source) | DLCURAH36ABK |  |  | EN(A,D,W)4X48L21** | *80VTL0902120B* | 36000 | 16.5 | 8.1 | 38500 | 35000 | 90.91% | 2 | 0 | 10 |  |  |  | No | R-410A | 3 | Residential & Commercial | Ducted CEE Tier 1
215726432 | Central HP <5.4 tons | YORK | HRCU-A-CB (Split System: Heat Pump with Remote Outdoor Unit-Air-Source) | HH836E2S11 | ADP |  | H,YG36*36+TXV | Y81E120C16SMPS1 | 33400 | 19 | 8.5 | 29400 | 24800 | 84.35% | 2 | 0 | 11.7 |  |  |  | No | R-454B | 2.7833 | Residential & Commercial | Ducted CEE Tier 1
215726439 | Central HP <5.4 tons | YORK | HRCU-A-CB (Split System: Heat Pump with Remote Outdoor Unit-Air-Source) | HH836E2S11 | ADP |  | H,YG36*36+TXV-BLEED | Y81E120C20SMPS1 | 33600 | 19 | 8.5 | 30000 | 25000 | 83.33% | 2 | 0 | 11 |  |  |  | No | R-454B | 2.8 | Residential & Commercial | Ducted CEE Tier 1
214063919 | Central HP <5.4 tons | BOSCH | HRCU-A-CB (Split System: Heat Pump with Remote Outdoor Unit-Air-Source) | BOVA-60HDN1-M20G | ASPEN |  | D(A,C,E)48B44+TDR | BGH96M080C4A | 40500 | 17 | 8.8 | 44500 | 39000 | 87.64% | 2.39 | 0 | 11 |  |  |  | No | R-410A | 3.375 | Residential & Commercial | Ducted CEE Tier 1
214064085 | Central HP <5.4 tons | BOSCH | HRCU-A-CB (Split System: Heat Pump with Remote Outdoor Unit-Air-Source) | BOVB-60HDN1-M20G | ASPEN |  | D(A,C,E)60B44+TDR | BGH96M080C4B | 41500 | 17 | 8.8 | 44500 | 39000 | 87.64% | 2.39 | 0 | 11.7 |  |  |  | No | R-410A | 3.4583 | Residential & Commercial | Ducted CEE Tier 1
214064086 | Central HP <5.4 tons | BOSCH | HRCU-A-CB (Split System: Heat Pump with Remote Outdoor Unit-Air-Source) | BOVB-60HDN1-M20G | ASPEN |  | D(A,C,E)48A34+TDR | BGH96M100C5A | 41500 | 17.5 | 8.5 | 46000 | 38500 | 83.7% | 2.27 | 0 | 11.4 |  |  |  | No | R-410A | 3.4583 | Residential & Commercial | Ducted CEE Tier 1
214063934 | Central HP <5.4 tons | BOSCH | HRCU-A-CB (Split System: Heat Pump with Remote Outdoor Unit-Air-Source) | BOVA-60HDN1-M20G | ASPEN |  | D(A,C,E)48A34+TDR | BGH96M100D5A | 42000 | 17.5 | 8.7 | 46500 | 38500 | 82.8% | 2.27 | 0 | 11.4 |  |  |  | No | R-410A | 3.5 | Residential & Commercial | Ducted CEE Tier 1
213312699 | Central HP <5.4 tons | PAYNE HEATING AND COOLING | HRCU-A-CB (Split System: Heat Pump with Remote Outdoor Unit-Air-Source) | 38MURAQ18AB3* | ADP |  | V36H***P039+CBPE3A* |  | 17500 | 15.5 | 8.7 | 17000 | 19400 | 114.1% | 2.32 | 0 | 10.5 |  |  |  | No | R-410A | 1.4583 | Residential & Commercial | Ducted CEE Tier 1
215407213 | Central HP <5.4 tons | YORK | HRCU-A-CB (Split System: Heat Pump with Remote Outdoor Unit-Air-Source) | HH836E2S11 | ADP |  | H,YG36*36+TXV | TM9V080B12MP12 | 33000 | 18 | 8.5 | 29200 | 24800 | 84.93% | 2 | 0 | 11 |  |  |  | No | R-454B | 2.75 | Residential & Commercial | Ducted CEE Tier 1
215726428 | Central HP <5.4 tons | YORK | HRCU-A-CB (Split System: Heat Pump with Remote Outdoor Unit-Air-Source) | HH836E2S11 | ADP |  | H,YG80*36+TXV | Y81E100C20SMPS1 | 33800 | 19 | 8.5 | 30000 | 25000 | 83.33% | 2 | 0 | 11 |  |  |  | No | R-454B | 2.8167 | Residential & Commercial | Ducted CEE Tier 1
215726437 | Central HP <5.4 tons | YORK | HRCU-A-CB (Split System: Heat Pump with Remote Outdoor Unit-Air-Source) | HH836E2S11 | ADP |  | H,YG81*36+TXV-BLEED | Y81E120C16SMPS1 | 33400 | 19 | 8.5 | 29600 | 24800 | 83.78% | 2 | 0 | 11.7 |  |  |  | No | R-454B | 2.7833 | Residential & Commercial | Ducted CEE Tier 1
215726446 | Central HP <5.4 tons | YORK | HRCU-A-CB (Split System: Heat Pump with Remote Outdoor Unit-Air-Source) | HH836E2S11 | ADP |  | H,YG81*36+TXV | Y81E120C20SMPS1 | 33600 | 19 | 8.5 | 30000 | 25000 | 83.33% | 2 | 0 | 11 |  |  |  | No | R-454B | 2.8 | Residential & Commercial | Ducted CEE Tier 1
215726607 | Central HP <5.4 tons | YORK | HRCU-A-CB (Split System: Heat Pump with Remote Outdoor Unit-Air-Source) | HH860E2S11 | ADP |  | H,YG50*60+TXV | TM9Y120D20MP11 | 53000 | 19 | 8.5 | 52500 | 39000 | 74.29% | 2 | 0 | 11 |  |  |  | No | R-454B | 4.4167 | Residential & Commercial | Ducted CEE Tier 1
215726621 | Central HP <5.4 tons | YORK | HRCU-A-CB (Split System: Heat Pump with Remote Outdoor Unit-Air-Source) | HH860E2S11 | ADP |  | H,YG49*48+TXV-BLEED | Y81E080C16SMPS1 | 44500 | 18 | 8.5 | 42500 | 33000 | 77.65% | 2 | 0 | 12 |  |  |  | No | R-454B | 3.7083 | Residential & Commercial | Ducted CEE Tier 1
215726655 | Central HP <5.4 tons | YORK | HRCU-A-CB (Split System: Heat Pump with Remote Outdoor Unit-Air-Source) | HH860E2S11 | ADP |  | H,YG48*48+TXV-BLEED | Y81E100C16SMPS1 | 44000 | 18 | 8.5 | 42000 | 32800 | 78.1% | 2 | 0 | 12 |  |  |  | No | R-454B | 3.6667 | Residential & Commercial | Ducted CEE Tier 1
214389867 | Central HP <5.4 tons | CARRIER | HRCU-A-CB (Split System: Heat Pump with Remote Outdoor Unit-Air-Source) | 25VNA424A*031* | ADP |  | H,PG53936 | 58TN*B045C17**12 | 24000 | 20 | 10.5 | 25000 | 19500 | 78% | 2.52 | 0 | 13 |  |  |  | No | R-410A | 2 | Residential & Commercial | Ducted CEE Tier 1
214389885 | Central HP <5.4 tons | CARRIER | HRCU-A-CB (Split System: Heat Pump with Remote Outdoor Unit-Air-Source) | 25VNA424A*031* | ADP |  | H,PG34936 | 58TN*B090C21**20 | 23600 | 20 | 10.5 | 25000 | 19300 | 77.2% | 2.48 | 0 | 13 |  |  |  | No | R-410A | 1.9667 | Residential & Commercial | Ducted CEE Tier 1
214389892 | Central HP <5.4 tons | CARRIER | HRCU-A-CB (Split System: Heat Pump with Remote Outdoor Unit-Air-Source) | 25VNA424A*031* | ADP |  | H,PG53936 | 58TN*B110C21**20 | 24200 | 20 | 10.5 | 24800 | 19200 | 77.42% | 2.56 | 0 | 13.5 |  |  |  | No | R-410A | 2.0167 | Residential & Commercial | Ducted CEE Tier 1
212897475 | Central HP <5.4 tons | DIRECT AIR | HRCU-A-C (Split System: Heat Pump with Remote Outdoor Unit with No Indoor Fan --Air Source) | DIRM-30MAGICPRO20-OU | ADP |  | HE31930+TD |  | 28600 | 15.2 | 9.05 | 31000 | 26600 | 85.81% | 1.76 | 0 | 10 |  |  |  | No | R-410A | 2.3833 | Residential & Commercial | Ducted CEE Tier 1
214440903 | Central HP <5.4 tons | BRYANT HEATING AND COOLING SYSTEMS | HRCU-A-CB (Split System: Heat Pump with Remote Outdoor Unit-Air-Source) | 284ANV036*0**B* | ADP |  | V,C36H175P149 | 935CB48060C17*** | 32400 | 19 | 9 | 35000 | 27400 | 78.29% | 2.02 | 0 | 11.7 |  |  |  | No | R-410A | 2.7 | Residential & Commercial | Ducted CEE Tier 1
211168132 | Central HP <5.4 tons | AMERICAN STANDARD | HRCU-A-CB (Split System: Heat Pump with Remote Outdoor Unit-Air-Source) | 4A6V8X24A1 | ASPEN |  | 4PXFH003AZ3+TDR | *DHMB060BCV3 | 23200 | 18 | 8.5 | 20200 | 19300 | 95.54% | 2.48 | 0 | 12 |  |  |  | No | R-410A | 1.9333 | Residential & Commercial | Ducted CEE Tier 1
214271691 | Central HP <5.4 tons | CARRIER | HRCU-A-CB (Split System: Heat Pump with Remote Outdoor Unit-Air-Source) | 25VNA436A*031* | ADP |  | V,C36H175P159 | 58TN*B090C17**16 | 33200 | 20 | 9 | 35000 | 27200 | 77.71% | 2.04 | 0 | 12.5 |  |  |  | No | R-410A | 2.7667 | Residential & Commercial | Ducted CEE Tier 1
215912373 | Central HP <5.4 tons | YORK | HRCU-A-CB (Split System: Heat Pump with Remote Outdoor Unit-Air-Source) | HH824E2S11 | ASPEN |  | D(A,C,E)36A4K+TDR | TM8V080B12MP12 | 22600 | 17 | 8.5 | 22600 | 17700 | 78.32% | 2 | 0 | 12 |  |  |  | No | R-454B | 1.8833 | Residential & Commercial | Ducted CEE Tier 1
215912407 | Central HP <5.4 tons | YORK | HRCU-A-CB (Split System: Heat Pump with Remote Outdoor Unit-Air-Source) | HH824E2S11 | ASPEN |  | C(A,C,D,E)24A3K+TDR | TPLC080B12MP13 | 21600 | 17 | 8.1 | 22600 | 17700 | 78.32% | 2 | 0 | 11.7 |  |  |  | No | R-454B | 1.8 | Residential & Commercial | Ducted CEE Tier 1
215912430 | Central HP <5.4 tons | YORK | HRCU-A-CB (Split System: Heat Pump with Remote Outdoor Unit-Air-Source) | HH824E2S11 | ASPEN |  | D(A,C,E)36A3K+TDR | Y91E080B12SMPS1 | 22400 | 17 | 8.1 | 22600 | 18100 | 80.09% | 2 | 0 | 12 |  |  |  | No | R-454B | 1.8667 | Residential & Commercial | Ducted CEE Tier 1
215407230 | Central HP <5.4 tons | YORK | HRCU-A-CB (Split System: Heat Pump with Remote Outdoor Unit-Air-Source) | HH824E2S11 | ADP |  | H,YG8J*36+TXV | TM9V080B12MP12 | 23000 | 17 | 9 | 21400 | 17900 | 83.64% | 2 | 0 | 12 |  |  |  | No | R-454B | 1.9167 | Residential & Commercial | Ducted CEE Tier 1
210598159 | Central HP <5.4 tons | ARCOAIRE | HRCU-A-CB (Split System: Heat Pump with Remote Outdoor Unit-Air-Source) | HVH825GKA2* |  |  | EHD4X42AAL+WALLCON | *80CSU0401712A* | 24200 | 16.5 | 8.1 | 21400 | 16600 | 77.57% | 2 | 0 | 11 |  |  |  | No | R-410A | 2.0167 | Residential & Commercial | Ducted CEE Tier 1
216017534 | Central HP <5.4 tons | YORK | HRCU-A-C (Split System: Heat Pump with Remote Outdoor Unit with No Indoor Fan --Air Source) | HH824E2S11 | ADP |  | H,YG9J*30+TXV-BLEED+TD |  | 23000 | 15.2 | 8.5 | 21400 | 17000 | 79.44% | 2 | 0 | 11 |  |  |  | No | R-454B | 1.9167 | Residential & Commercial | Ducted CEE Tier 1
214271902 | Central HP <5.4 tons | CARRIER | HRCU-A-CB (Split System: Heat Pump with Remote Outdoor Unit-Air-Source) | 25VNA825A*032* | ADP |  | V,C36H***P219 | 58TN*B070C14**12 | 23400 | 16 | 8.1 | 20000 | 16300 | 81.5% | 1.92 | 0 | 11 |  |  |  | No | R-410A | 1.95 | Residential & Commercial | Ducted CEE Tier 1
214271904 | Central HP <5.4 tons | CARRIER | HRCU-A-CB (Split System: Heat Pump with Remote Outdoor Unit-Air-Source) | 25VNA825A*032* | ADP |  | PL36H***P449 | 58TN*B070C14**12 | 24000 | 17 | 8.1 | 19600 | 16200 | 82.65% | 2.02 | 0 | 10.5 |  |  |  | No | R-410A | 2 | Residential & Commercial | Ducted CEE Tier 1
216017539 | Central HP <5.4 tons | YORK | HRCU-A-C (Split System: Heat Pump with Remote Outdoor Unit with No Indoor Fan --Air Source) | HH860E2S11 | ADP |  | H,YG88*60+TXV-BLEED+TD |  | 44500 | 15.2 | 8.5 | 44000 | 33800 | 76.82% | 2 | 0 | 11 |  |  |  | No | R-454B | 3.7083 | Residential & Commercial | Ducted CEE Tier 1
214271607 | Central HP <5.4 tons | CARRIER | HRCU-A-CB (Split System: Heat Pump with Remote Outdoor Unit-Air-Source) | 25VNA424A*031* | ADP |  | C36A***L129 | 58TN*B070C14**12 | 23200 | 20 | 10.5 | 25000 | 19500 | 78% | 2.42 | 0 | 13 |  |  |  | No | R-410A | 1.9333 | Residential & Commercial | Ducted CEE Tier 1
215726525 | Central HP <5.4 tons | YORK | HRCU-A-CB (Split System: Heat Pump with Remote Outdoor Unit-Air-Source) | HH860E2S11 | ADP |  | H,YG52*60+TXV | TM8V120C20MP12 | 53000 | 19 | 8.5 | 52000 | 38500 | 74.04% | 2 | 0 | 11 |  |  |  | No | R-454B | 4.4167 | Residential & Commercial | Ducted CEE Tier 1
215726526 | Central HP <5.4 tons | YORK | HRCU-A-CB (Split System: Heat Pump with Remote Outdoor Unit-Air-Source) | HH860E2S11 | ADP |  | H,YG84*60+TXV | TM8V120C20MP12 | 53000 | 19 | 8.5 | 52000 | 38500 | 74.04% | 2 | 0 | 11 |  |  |  | No | R-454B | 4.4167 | Residential & Commercial | Ducted CEE Tier 1
215726528 | Central HP <5.4 tons | YORK | HRCU-A-CB (Split System: Heat Pump with Remote Outdoor Unit-Air-Source) | HH860E2S11 | ADP |  | H,YG86*60+TXV | TM8V120C20MP12 | 53000 | 19 | 8.5 | 52000 | 38500 | 74.04% | 2 | 0 | 11 |  |  |  | No | R-454B | 4.4167 | Residential & Commercial | Ducted CEE Tier 1
215726594 | Central HP <5.4 tons | YORK | HRCU-A-CB (Split System: Heat Pump with Remote Outdoor Unit-Air-Source) | HH860E2S11 | ADP |  | H,YG52*60+TXV-BLEED | TM9Y100C20MP11 | 52500 | 18 | 8.5 | 52500 | 39000 | 74.29% | 2 | 0 | 11 |  |  |  | No | R-454B | 4.375 | Residential & Commercial | Ducted CEE Tier 1
215726625 | Central HP <5.4 tons | YORK | HRCU-A-CB (Split System: Heat Pump with Remote Outdoor Unit-Air-Source) | HH860E2S11 | ADP |  | H,YG50*48+TXV-BLEED | Y81E080C16SMPS1 | 44500 | 18 | 8.5 | 42500 | 33000 | 77.65% | 2 | 0 | 12 |  |  |  | No | R-454B | 3.7083 | Residential & Commercial | Ducted CEE Tier 1
212927257 | Central HP <5.4 tons | LENNOX | HRCU-A-CB (Split System: Heat Pump with Remote Outdoor Unit-Air-Source) | SL25XPV-024-230A** | ADP |  | L*23/37Z9 | SLP98UH070XV36B* | 22200 | 23 | 9.2 | 20000 | 20000 | 100% | 1.84 | 0 | 14 |  |  |  | No | R-410A | 1.85 | Residential & Commercial | Ducted CEE Tier 1
215726420 | Central HP <5.4 tons | YORK | HRCU-A-CB (Split System: Heat Pump with Remote Outdoor Unit-Air-Source) | HH836E2S11 | ADP |  | H,YG80*36+TXV | Y81E100C16SMPS1 | 33400 | 19 | 8.5 | 29600 | 24800 | 83.78% | 2 | 0 | 11 |  |  |  | No | R-454B | 2.7833 | Residential & Commercial | Ducted CEE Tier 1
215726429 | Central HP <5.4 tons | YORK | HRCU-A-CB (Split System: Heat Pump with Remote Outdoor Unit-Air-Source) | HH836E2S11 | ADP |  | H,YG81*36+TXV-BLEED | Y81E100C20SMPS1 | 33800 | 19 | 8.5 | 30000 | 25000 | 83.33% | 2 | 0 | 11 |  |  |  | No | R-454B | 2.8167 | Residential & Commercial | Ducted CEE Tier 1
215726440 | Central HP <5.4 tons | YORK | HRCU-A-CB (Split System: Heat Pump with Remote Outdoor Unit-Air-Source) | HH836E2S11 | ADP |  | H,YG36*36+TXV | Y81E120C20SMPS1 | 33600 | 19 | 8.5 | 30000 | 25000 | 83.33% | 2 | 0 | 11 |  |  |  | No | R-454B | 2.8 | Residential & Commercial | Ducted CEE Tier 1
211259851 | Central HP <5.4 tons | KEEPRITE | HRCU-A-CB (Split System: Heat Pump with Remote Outdoor Unit-Air-Source) | DLCURAH18ABK |  |  | EA*4X19L17A* | *96VTN0601412A* | 18400 | 16 | 8.5 | 18400 | 17600 | 95.65% | 2.12 | 0 | 11 |  |  |  | No | R-410A | 1.5333 | Residential & Commercial | Ducted CEE Tier 1
211260235 | Central HP <5.4 tons | KEEPRITE | HRCU-A-CB (Split System: Heat Pump with Remote Outdoor Unit-Air-Source) | DLCURAH18ABK |  |  | EA*4X24L14A* | *80ES(N,L)0701412A* | 17600 | 16 | 8.5 | 18400 | 19100 | 103.8% | 2.3 | 0 | 10.5 |  |  |  | No | R-410A | 1.4667 | Residential & Commercial | Ducted CEE Tier 1
212407328 | Central HP <5.4 tons | PAYNE HEATING AND COOLING | HRCU-A-CB (Split System: Heat Pump with Remote Outdoor Unit-Air-Source) | 38MURAQ18AB3* | ADP |  | H,PG7J936 | PG92ESAA30040A** | 17500 | 15.2 | 8.5 | 17100 | 18100 | 105.8% | 2.22 | 0 | 10 |  |  |  | No | R-410A | 1.4583 | Residential & Commercial | Ducted CEE Tier 1
215350396 | Central HP <5.4 tons | BOSCH | HRCU-A-CB (Split System: Heat Pump with Remote Outdoor Unit-Air-Source) | BOVA-60HDN1-M20G | ASPEN |  | AE*L+DM59A44+TDR |  | 43000 | 18.2 | 9.1 | 47500 | 46000 | 96.84% | 2.5 | 0 | 11 |  |  |  | No | R-410A | 3.5833 | Residential & Commercial | Ducted CEE Tier 1
212407329 | Central HP <5.4 tons | PAYNE HEATING AND COOLING | HRCU-A-CB (Split System: Heat Pump with Remote Outdoor Unit-Air-Source) | 38MURAQ18AB3* | ADP |  | H,PG7J936 | PG92ESAA42060B** | 17600 | 16 | 8.5 | 16900 | 18700 | 110.7% | 2.3 | 0 | 10.5 |  |  |  | No | R-410A | 1.4667 | Residential & Commercial | Ducted CEE Tier 1
215726626 | Central HP <5.4 tons | YORK | HRCU-A-CB (Split System: Heat Pump with Remote Outdoor Unit-Air-Source) | HH860E2S11 | ADP |  | H,YG50*60+TXV-BLEED | Y81E080C16SMPS1 | 44500 | 18 | 8.5 | 42500 | 33000 | 77.65% | 2 | 0 | 12 |  |  |  | No | R-454B | 3.7083 | Residential & Commercial | Ducted CEE Tier 1
215726676 | Central HP <5.4 tons | YORK | HRCU-A-CB (Split System: Heat Pump with Remote Outdoor Unit-Air-Source) | HH860E2S11 | ADP |  | H,YG48*48+TXV-BLEED | Y81E100C20SMPS1 | 44500 | 18 | 8.5 | 42500 | 33000 | 77.65% | 2 | 0 | 12 |  |  |  | No | R-454B | 3.7083 | Residential & Commercial | Ducted CEE Tier 1
215726710 | Central HP <5.4 tons | YORK | HRCU-A-CB (Split System: Heat Pump with Remote Outdoor Unit-Air-Source) | HH860E2S11 | ADP |  | H,YG86*60+TXV-BLEED | Y81E120C16SMPS1 | 44000 | 18 | 8.5 | 42000 | 32600 | 77.62% | 2 | 0 | 12 |  |  |  | No | R-454B | 3.6667 | Residential & Commercial | Ducted CEE Tier 1
215726711 | Central HP <5.4 tons | YORK | HRCU-A-CB (Split System: Heat Pump with Remote Outdoor Unit-Air-Source) | HH860E2S11 | ADP |  | H,YG86*60+TXV | Y81E120C16SMPS1 | 44000 | 18 | 8.5 | 42000 | 32600 | 77.62% | 2 | 0 | 12 |  |  |  | No | R-454B | 3.6667 | Residential & Commercial | Ducted CEE Tier 1
215726726 | Central HP <5.4 tons | YORK | HRCU-A-CB (Split System: Heat Pump with Remote Outdoor Unit-Air-Source) | HH860E2S11 | ADP |  | H,YG88*60+TXV | Y81E120C20SMPS1 | 52500 | 19 | 8.5 | 51500 | 38000 | 73.79% | 2 | 0 | 11.7 |  |  |  | No | R-454B | 4.375 | Residential & Commercial | Ducted CEE Tier 1
215726493 | Central HP <5.4 tons | YORK | HRCU-A-CB (Split System: Heat Pump with Remote Outdoor Unit-Air-Source) | HH860E2S11 | ADP |  | H,YG52*60+TXV | TM8V100C16MP12 | 43500 | 18 | 8.5 | 42000 | 32800 | 78.1% | 2 | 0 | 11.7 |  |  |  | No | R-454B | 3.625 | Residential & Commercial | Ducted CEE Tier 1
215726509 | Central HP <5.4 tons | YORK | HRCU-A-CB (Split System: Heat Pump with Remote Outdoor Unit-Air-Source) | HH860E2S11 | ADP |  | H,YG52*60+TXV-BLEED | TM8V100C20MP12 | 53000 | 19 | 8.5 | 52000 | 38500 | 74.04% | 2 | 0 | 11 |  |  |  | No | R-454B | 4.4167 | Residential & Commercial | Ducted CEE Tier 1
214595316 | Central HP <5.4 tons | BOSCH | HRCU-A-C (Split System: Heat Pump with Remote Outdoor Unit with No Indoor Fan --Air Source) | BOVB-36HDN1-M20G | ASPEN |  | D(A,C,E)36B36+TDR |  | 21800 | 15.2 | 8.8 | 23800 | 38500 | 161.8% | 1.88 | 0 | 11.9 |  |  |  | No | R-410A | 1.8167 | Residential & Commercial | Ducted CEE Tier 1
214063994 | Central HP <5.4 tons | BOSCH | HRCU-A-CB (Split System: Heat Pump with Remote Outdoor Unit-Air-Source) | BOVB-36HDN1-M20G | ASPEN |  | D(A,C,E)36D34+TDR | BGH96M060B3B | 23000 | 18 | 9 | 24000 | 22200 | 92.5% | 2.28 | 0 | 12 |  |  |  | No | R-410A | 1.9167 | Residential & Commercial | Ducted CEE Tier 1
214063793 | Central HP <5.4 tons | BOSCH | HRCU-A-CB (Split System: Heat Pump with Remote Outdoor Unit-Air-Source) | BOVA-36HDN1-M20G | ASPEN |  | AE(D,N,U)+CM24C34+TDR |  | 22200 | 19.8 | 9.3 | 24000 | 27200 | 113.3% | 2.55 | 0 | 12 |  |  |  | No | R-410A | 1.85 | Residential & Commercial | Ducted CEE Tier 1
214063862 | Central HP <5.4 tons | BOSCH | HRCU-A-CB (Split System: Heat Pump with Remote Outdoor Unit-Air-Source) | BOVA-36HDN1-M20G | ASPEN |  | D(A,C,E)36D34+TDR | BGH96M080C4B | 32200 | 17.5 | 8.9 | 34200 | 26600 | 77.78% | 2.5 | 0 | 11 |  |  |  | No | R-410A | 2.6833 | Residential & Commercial | Ducted CEE Tier 1
214063860 | Central HP <5.4 tons | BOSCH | HRCU-A-CB (Split System: Heat Pump with Remote Outdoor Unit-Air-Source) | BOVA-36HDN1-M20G | ASPEN |  | D(A,C,E)36B34+TDR | BGH96M080C4B | 31400 | 17.5 | 8.7 | 34000 | 26400 | 77.65% | 2.44 | 0 | 10.8 |  |  |  | No | R-410A | 2.6167 | Residential & Commercial | Ducted CEE Tier 1
214271854 | Central HP <5.4 tons | CARRIER | HRCU-A-CB (Split System: Heat Pump with Remote Outdoor Unit-Air-Source) | 25VNA825A*031* | ADP |  | PL36H175P159 | 58TN*B045C17**12 | 23800 | 16 | 8.1 | 19400 | 16200 | 83.51% | 2 | 0 | 10.5 |  |  |  | No | R-410A | 1.9833 | Residential & Commercial | Ducted CEE Tier 1
214272336 | Central HP <5.4 tons | CARRIER | HRCU-A-CB (Split System: Heat Pump with Remote Outdoor Unit-Air-Source) | 25VNA837A*030* | ADP |  | V,C36H175P459 | 59TN6C080C17**14 | 32800 | 17 | 8.5 | 31400 | 25000 | 79.62% | 1.98 | 0 | 11 |  |  |  | No | R-410A | 2.7333 | Residential & Commercial | Ducted CEE Tier 1
214389931 | Central HP <5.4 tons | CARRIER | HRCU-A-CB (Split System: Heat Pump with Remote Outdoor Unit-Air-Source) | 25VNA837A*030* | ADP |  | H,PG53936 | 58TN*B070C17**16 | 32400 | 17 | 8.5 | 30600 | 24600 | 80.39% | 1.98 | 0 | 11.5 |  |  |  | No | R-410A | 2.7 | Residential & Commercial | Ducted CEE Tier 1
214272290 | Central HP <5.4 tons | CARRIER | HRCU-A-CB (Split System: Heat Pump with Remote Outdoor Unit-Air-Source) | 25VNA837A*030* | ADP |  | V,C36H175P159 | 58TN*B070C17**16 | 31000 | 17 | 8.5 | 30600 | 24600 | 80.39% | 1.98 | 0 | 11 |  |  |  | No | R-410A | 2.5833 | Residential & Commercial | Ducted CEE Tier 1
214271772 | Central HP <5.4 tons | CARRIER | HRCU-A-CB (Split System: Heat Pump with Remote Outdoor Unit-Air-Source) | 25VNA448A*031* | ADP |  | V,C60H210P299 | 58TN*B110C21**20 | 44500 | 21 | 9.5 | 43500 | 35600 | 81.84% | 2.36 | 0 | 11.7 |  |  |  | No | R-410A | 3.7083 | Residential & Commercial | Ducted CEE Tier 1
214389926 | Central HP <5.4 tons | CARRIER | HRCU-A-CB (Split System: Heat Pump with Remote Outdoor Unit-Air-Source) | 25VNA448A*031* | ADP |  | H,PG48960 | 58TN*B110C21**20 | 45000 | 21 | 9.5 | 43500 | 35600 | 81.84% | 2.36 | 0 | 12 |  |  |  | No | R-410A | 3.75 | Residential & Commercial | Ducted CEE Tier 1
214271777 | Central HP <5.4 tons | CARRIER | HRCU-A-CB (Split System: Heat Pump with Remote Outdoor Unit-Air-Source) | 25VNA448A*031* | ADP |  | C48A***L169 | 58TN*B110C21**20 | 44000 | 21 | 9.5 | 43500 | 35600 | 81.84% | 2.36 | 0 | 11.7 |  |  |  | No | R-410A | 3.6667 | Residential & Commercial | Ducted CEE Tier 1
214241762 | Central HP <5.4 tons | KEEPRITE | HRCU-A-CB (Split System: Heat Pump with Remote Outdoor Unit-Air-Source) | CVH825GKA3* |  |  | EN(A,D)4X30L17**+WALLCON | *96CTN0801714B* | 23400 | 16.5 | 8.1 | 21600 | 16700 | 77.31% | 1.9 | 0 | 10.5 |  |  |  | No | R-410A | 1.95 | Residential & Commercial | Ducted CEE Tier 1
213079907 | Central HP <5.4 tons | KEEPRITE | HRCU-A-CB (Split System: Heat Pump with Remote Outdoor Unit-Air-Source) | DLCURAH36ABK |  |  | EN(A,D,W)4X48L21** | *92MSN1002122A* | 36000 | 16.5 | 8.1 | 38500 | 35000 | 90.91% | 2 | 0 | 10.5 |  |  |  | No | R-410A | 3 | Residential & Commercial | Ducted CEE Tier 1
213079657 | Central HP <5.4 tons | KEEPRITE | HRCU-A-CB (Split System: Heat Pump with Remote Outdoor Unit-Air-Source) | DLCURAH36ABK |  |  | EA*4X37L21A* | *92MSN0802120A* | 36800 | 16.5 | 8.5 | 38500 | 34800 | 90.39% | 2.08 | 0 | 10 |  |  |  | No | R-410A | 3.0667 | Residential & Commercial | Ducted CEE Tier 1
213079053 | Central HP <5.4 tons | KEEPRITE | HRCU-A-CB (Split System: Heat Pump with Remote Outdoor Unit-Air-Source) | DLCURAH36ABK |  |  | END4X42L17** | *80MSU0401712A* | 35400 | 15.5 | 8.5 | 39000 | 34800 | 89.23% | 1.94 | 0 | 10 |  |  |  | No | R-410A | 2.95 | Residential & Commercial | Ducted CEE Tier 1
213078582 | Central HP <5.4 tons | KEEPRITE | HRCU-A-CB (Split System: Heat Pump with Remote Outdoor Unit-Air-Source) | DLCURAH36ABK |  |  | EN(A,D)4X48L24** | *80MS(N,L)0902120A* | 36000 | 16.5 | 8.1 | 38500 | 35000 | 90.91% | 2 | 0 | 10.5 |  |  |  | No | R-410A | 3 | Residential & Commercial | Ducted CEE Tier 1
213077405 | Central HP <5.4 tons | KEEPRITE | HRCU-A-CB (Split System: Heat Pump with Remote Outdoor Unit-Air-Source) | DLCURAH36ABK |  |  | EA*4X43L21A* | *96VTN0801716B* | 36600 | 15.5 | 8.5 | 38500 | 35000 | 90.91% | 2.06 | 0 | 10 |  |  |  | No | R-410A | 3.05 | Residential & Commercial | Ducted CEE Tier 1
211168163 | Central HP <5.4 tons | AMERICAN STANDARD | HRCU-A-CB (Split System: Heat Pump with Remote Outdoor Unit-Air-Source) | 4A6V0X48A1 | ASPEN |  | 4PXFH009AZ3+TDR | *UD2C080ACV4 | 46000 | 19 | 8.2 | 41500 | 41500 | 100% | 2.26 | 0 | 11.7 |  |  |  | No | R-410A | 3.8333 | Residential & Commercial | Ducted CEE Tier 1
215031160 | Central HP <5.4 tons | DAIKIN | HRCU-A-CB (Split System: Heat Pump with Remote Outdoor Unit-Air-Source) | DZ9VCA3610A* | ASPEN |  | CH48B34+TDR | D*80VC0604B*A* | 31600 | 19 | 8.1 | 34000 | 24400 | 71.76% | 1.8 | 0 | 11.9 |  |  |  | No | R-410A | 2.6333 | Residential & Commercial | Ducted CEE Tier 1
212981855 | Central HP <5.4 tons | GRANDAIRE | HRCU-A-CB (Split System: Heat Pump with Remote Outdoor Unit-Air-Source) | WDLCURAH18ABK |  |  | WLA*254BA* | WFEU100C060B* | 17800 | 16 | 8.1 | 17800 | 18700 | 105.1% | 2.24 | 0 | 10.5 |  |  |  | No | R-410A | 1.4833 | Residential & Commercial | Ducted CEE Tier 1
211263797 | Central HP <5.4 tons | GRANDAIRE | HRCU-A-CB (Split System: Heat Pump with Remote Outdoor Unit-Air-Source) | WDLCURAH18ABK |  |  | WLNC304AA* | WFEL045A036B* | 18200 | 16 | 8.5 | 18600 | 18400 | 98.92% | 2.22 | 0 | 11 |  |  |  | No | R-410A | 1.5167 | Residential & Commercial | Ducted CEE Tier 1
211228293 | Central HP <5.4 tons | GRANDAIRE | HRCU-A-CB (Split System: Heat Pump with Remote Outdoor Unit-Air-Source) | WDLCURAH36ABK |  |  | WLA*434CA* | WFEL110C060B* | 37000 | 16 | 8.5 | 38500 | 34800 | 90.39% | 2.12 | 0 | 10 |  |  |  | No | R-410A | 3.0833 | Residential & Commercial | Ducted CEE Tier 1
211227775 | Central HP <5.4 tons | GRANDAIRE | HRCU-A-CB (Split System: Heat Pump with Remote Outdoor Unit-Air-Source) | WDLCURAH36ABK |  |  | WLA*424DA* | WFER070C048A* | 35200 | 16 | 8.1 | 38500 | 35000 | 90.91% | 1.88 | 0 | 10 |  |  |  | No | R-410A | 2.9333 | Residential & Commercial | Ducted CEE Tier 1
211752354 | Central HP <5.4 tons | ARMSTRONG AIR | HRCU-A-CB (Split System: Heat Pump with Remote Outdoor Unit-Air-Source) | 4SHP22LX124P-**A | ADP |  | H,A,DE32936 | A97USMV070B12 | 23600 | 20 | 8.45 | 22000 | 15400 | 70% | 1.9 | 0 | 13 |  |  |  | No | R-410A | 1.9667 | Residential & Commercial | Ducted CEE Tier 1
215726389 | Central HP <5.4 tons | YORK | HRCU-A-CB (Split System: Heat Pump with Remote Outdoor Unit-Air-Source) | HH836E2S11 | ADP |  | H,YG81*36+TXV-BLEED | Y81E080B12SMPS1 | 32800 | 18 | 8.5 | 28400 | 24400 | 85.92% | 2 | 0 | 11.7 |  |  |  | No | R-454B | 2.7333 | Residential & Commercial | Ducted CEE Tier 1
215726412 | Central HP <5.4 tons | YORK | HRCU-A-CB (Split System: Heat Pump with Remote Outdoor Unit-Air-Source) | HH836E2S11 | ADP |  | H,YG80*36+TXV | Y81E100B12SMPS1 | 33000 | 18 | 8.5 | 28800 | 24400 | 84.72% | 2 | 0 | 11.7 |  |  |  | No | R-454B | 2.75 | Residential & Commercial | Ducted CEE Tier 1
215726421 | Central HP <5.4 tons | YORK | HRCU-A-CB (Split System: Heat Pump with Remote Outdoor Unit-Air-Source) | HH836E2S11 | ADP |  | H,YG81*36+TXV-BLEED | Y81E100C16SMPS1 | 33400 | 19 | 8.5 | 29600 | 24800 | 83.78% | 2 | 0 | 11 |  |  |  | No | R-454B | 2.7833 | Residential & Commercial | Ducted CEE Tier 1
215405742 | Central HP <5.4 tons | YORK | HRCU-A-CB (Split System: Heat Pump with Remote Outdoor Unit-Air-Source) | HH836E2S11 | ADP |  | CH365B*C+TXV+AEF48BXP* |  | 33000 | 19 | 8.85 | 29400 | 24800 | 84.35% | 1.98 | 0 | 11.5 |  |  |  | No | R-454B | 2.75 | Residential & Commercial | Ducted CEE Tier 1
215726326 | Central HP <5.4 tons | YORK | HRCU-A-CB (Split System: Heat Pump with Remote Outdoor Unit-Air-Source) | HH836E2S11 | ADP |  | H,YG36*36+TXV-BLEED | TM8V100C16MP12 | 33600 | 18 | 8.5 | 30000 | 25200 | 84% | 2 | 0 | 11 |  |  |  | No | R-454B | 2.8 | Residential & Commercial | Ducted CEE Tier 1
215726342 | Central HP <5.4 tons | YORK | HRCU-A-CB (Split System: Heat Pump with Remote Outdoor Unit-Air-Source) | HH836E2S11 | ADP |  | H,YG37*36+TXV-BLEED | TM9V080B12MP12 | 33000 | 18 | 8.5 | 29200 | 24800 | 84.93% | 2 | 0 | 11 |  |  |  | No | R-454B | 2.75 | Residential & Commercial | Ducted CEE Tier 1
215726359 | Central HP <5.4 tons | YORK | HRCU-A-CB (Split System: Heat Pump with Remote Outdoor Unit-Air-Source) | HH836E2S11 | ADP |  | H,YG80*36+TXV | TM9Y080B12MP11 | 33000 | 18 | 8.5 | 29400 | 25000 | 85.03% | 2 | 0 | 11 |  |  |  | No | R-454B | 2.75 | Residential & Commercial | Ducted CEE Tier 1
215726377 | Central HP <5.4 tons | YORK | HRCU-A-CB (Split System: Heat Pump with Remote Outdoor Unit-Air-Source) | HH836E2S11 | ADP |  | H,YG37*36+TXV-BLEED | TM9Y100C20MP11 | 33800 | 17 | 8.5 | 30800 | 25600 | 83.12% | 2 | 0 | 10 |  |  |  | No | R-454B | 2.8167 | Residential & Commercial | Ducted CEE Tier 1
215726407 | Central HP <5.4 tons | YORK | HRCU-A-CB (Split System: Heat Pump with Remote Outdoor Unit-Air-Source) | HH836E2S11 | ADP |  | H,YG36*36+TXV-BLEED | Y81E100B12SMPS1 | 33000 | 18 | 8.5 | 28800 | 24400 | 84.72% | 2 | 0 | 11.7 |  |  |  | No | R-454B | 2.75 | Residential & Commercial | Ducted CEE Tier 1
215726427 | Central HP <5.4 tons | YORK | HRCU-A-CB (Split System: Heat Pump with Remote Outdoor Unit-Air-Source) | HH836E2S11 | ADP |  | H,YG80*36+TXV-BLEED | Y81E100C20SMPS1 | 33800 | 19 | 8.5 | 30000 | 25000 | 83.33% | 2 | 0 | 11 |  |  |  | No | R-454B | 2.8167 | Residential & Commercial | Ducted CEE Tier 1
215726315 | Central HP <5.4 tons | YORK | HRCU-A-CB (Split System: Heat Pump with Remote Outdoor Unit-Air-Source) | HH836E2S11 | ADP |  | H,YG80*36+TXV | TM8V080B12MP12 | 32400 | 17 | 8.5 | 28800 | 24800 | 86.11% | 2 | 0 | 11 |  |  |  | No | R-454B | 2.7 | Residential & Commercial | Ducted CEE Tier 1
215726331 | Central HP <5.4 tons | YORK | HRCU-A-CB (Split System: Heat Pump with Remote Outdoor Unit-Air-Source) | HH836E2S11 | ADP |  | H,YG80*36+TXV | TM8V100C16MP12 | 33600 | 18 | 8.5 | 30000 | 25200 | 84% | 2 | 0 | 11 |  |  |  | No | R-454B | 2.8 | Residential & Commercial | Ducted CEE Tier 1
215726347 | Central HP <5.4 tons | YORK | HRCU-A-CB (Split System: Heat Pump with Remote Outdoor Unit-Air-Source) | HH836E2S11 | ADP |  | H,YG81*36+TXV | TM9V080B12MP12 | 33000 | 18 | 8.5 | 29200 | 24800 | 84.93% | 2 | 0 | 11 |  |  |  | No | R-454B | 2.75 | Residential & Commercial | Ducted CEE Tier 1
215726413 | Central HP <5.4 tons | YORK | HRCU-A-CB (Split System: Heat Pump with Remote Outdoor Unit-Air-Source) | HH836E2S11 | ADP |  | H,YG81*36+TXV-BLEED | Y81E100B12SMPS1 | 33000 | 18 | 8.5 | 28800 | 24400 | 84.72% | 2 | 0 | 11.7 |  |  |  | No | R-454B | 2.75 | Residential & Commercial | Ducted CEE Tier 1
215726415 | Central HP <5.4 tons | YORK | HRCU-A-CB (Split System: Heat Pump with Remote Outdoor Unit-Air-Source) | HH836E2S11 | ADP |  | H,YG36*36+TXV-BLEED | Y81E100C16SMPS1 | 33400 | 19 | 8.5 | 29600 | 24800 | 83.78% | 2 | 0 | 11 |  |  |  | No | R-454B | 2.7833 | Residential & Commercial | Ducted CEE Tier 1
214271629 | Central HP <5.4 tons | CARRIER | HRCU-A-CB (Split System: Heat Pump with Remote Outdoor Unit-Air-Source) | 25VNA436A*031* | ADP |  | V,C36H175P149 | 58TN*B045C17**12 | 32200 | 19 | 9 | 36400 | 28400 | 78.02% | 1.96 | 0 | 11.5 |  |  |  | No | R-410A | 2.6833 | Residential & Commercial | Ducted CEE Tier 1
214271714 | Central HP <5.4 tons | CARRIER | HRCU-A-CB (Split System: Heat Pump with Remote Outdoor Unit-Air-Source) | 25VNA436A*031* | ADP |  | PL36H210P299 | 58TN*B110C21**20 | 33800 | 20 | 9 | 34800 | 27000 | 77.59% | 2.06 | 0 | 12.5 |  |  |  | No | R-410A | 2.8167 | Residential & Commercial | Ducted CEE Tier 1
215726319 | Central HP <5.4 tons | YORK | HRCU-A-CB (Split System: Heat Pump with Remote Outdoor Unit-Air-Source) | HH836E2S11 | ADP |  | H,YG36*36+TXV | TM8V080C16MP12 | 33600 | 18 | 8.5 | 30000 | 25200 | 84% | 2 | 0 | 11 |  |  |  | No | R-454B | 2.8 | Residential & Commercial | Ducted CEE Tier 1
214389881 | Central HP <5.4 tons | CARRIER | HRCU-A-CB (Split System: Heat Pump with Remote Outdoor Unit-Air-Source) | 25VNA424A*031* | ADP |  | H,PG9J936 | 58TN*B090C17**16 | 23600 | 20 | 10.5 | 24800 | 19300 | 77.82% | 2.46 | 0 | 13 |  |  |  | No | R-410A | 1.9667 | Residential & Commercial | Ducted CEE Tier 1
214271593 | Central HP <5.4 tons | CARRIER | HRCU-A-CB (Split System: Heat Pump with Remote Outdoor Unit-Air-Source) | 25VNA424A*031* | ADP |  | PL36H210P749 | 58TN*B045C17**12 | 23400 | 20 | 10.5 | 25000 | 19500 | 78% | 2.42 | 0 | 12.5 |  |  |  | No | R-410A | 1.95 | Residential & Commercial | Ducted CEE Tier 1
214271618 | Central HP <5.4 tons | CARRIER | HRCU-A-CB (Split System: Heat Pump with Remote Outdoor Unit-Air-Source) | 25VNA424A*031* | ADP |  | V,C36H***P219 | 58TN*B070C14**12 | 23400 | 20 | 10.5 | 25000 | 19500 | 78% | 2.42 | 0 | 13 |  |  |  | No | R-410A | 1.95 | Residential & Commercial | Ducted CEE Tier 1
215726456 | Central HP <5.4 tons | YORK | HRCU-A-CB (Split System: Heat Pump with Remote Outdoor Unit-Air-Source) | HH860E2S11 | ADP |  | H,YG37*48+TXV | TM8V080C16MP12 | 43500 | 17 | 8.5 | 42000 | 32800 | 78.1% | 2 | 0 | 11.7 |  |  |  | No | R-454B | 3.625 | Residential & Commercial | Ducted CEE Tier 1
215726470 | Central HP <5.4 tons | YORK | HRCU-A-CB (Split System: Heat Pump with Remote Outdoor Unit-Air-Source) | HH860E2S11 | ADP |  | H,YG52*60+TXV | TM8V080C16MP12 | 43500 | 18 | 8.5 | 42000 | 32800 | 78.1% | 2 | 0 | 11.7 |  |  |  | No | R-454B | 3.625 | Residential & Commercial | Ducted CEE Tier 1
215726495 | Central HP <5.4 tons | YORK | HRCU-A-CB (Split System: Heat Pump with Remote Outdoor Unit-Air-Source) | HH860E2S11 | ADP |  | H,YG84*48+TXV | TM8V100C16MP12 | 43500 | 18 | 8.5 | 42000 | 32800 | 78.1% | 2 | 0 | 11.7 |  |  |  | No | R-454B | 3.625 | Residential & Commercial | Ducted CEE Tier 1
211260370 | Central HP <5.4 tons | KEEPRITE | HRCU-A-CB (Split System: Heat Pump with Remote Outdoor Unit-Air-Source) | DLCURAH18ABK |  |  | EA*4X24L17A* | *80VSL0701716A* | 17400 | 16 | 8.5 | 18300 | 19200 | 104.9% | 2.32 | 0 | 10.5 |  |  |  | No | R-410A | 1.45 | Residential & Commercial | Ducted CEE Tier 1
212982287 | Central HP <5.4 tons | GRANDAIRE | HRCU-A-CB (Split System: Heat Pump with Remote Outdoor Unit-Air-Source) | WDLCURAH24ABK |  |  | WLA*364BA* | WFEU040B036B* | 23400 | 17 | 8.5 | 25600 | 23400 | 91.41% | 1.94 | 0 | 10 |  |  |  | No | R-410A | 1.95 | Residential & Commercial | Ducted CEE Tier 1
213147023 | Central HP <5.4 tons | CARRIER | HRCU-A-CB (Split System: Heat Pump with Remote Outdoor Unit-Air-Source) | 38MURAQ24AB3* | ADP |  | C36A***L139+AEFE4B* |  | 23800 | 18 | 8.75 | 25000 | 22600 | 90.4% | 1.88 | 0 | 10 |  |  |  | No | R-410A | 1.9833 | Residential & Commercial | Ducted CEE Tier 1
213147024 | Central HP <5.4 tons | CARRIER | HRCU-A-CB (Split System: Heat Pump with Remote Outdoor Unit-Air-Source) | 38MURAQ24AB3* | ADP |  | C36A***L159+AEFE4B* |  | 24200 | 18 | 9 | 25000 | 22600 | 90.4% | 1.92 | 0 | 10.5 |  |  |  | No | R-410A | 2.0167 | Residential & Commercial | Ducted CEE Tier 1
212973389 | Central HP <5.4 tons | KEEPRITE | HRCU-A-CB (Split System: Heat Pump with Remote Outdoor Unit-Air-Source) | DLCURAH18ABK |  |  | EN(A,D)4X30L14** | *96VSN0601412B* | 17400 | 16 | 8.1 | 18000 | 18700 | 103.9% | 2.24 | 0 | 11 |  |  |  | No | R-410A | 1.45 | Residential & Commercial | Ducted CEE Tier 1
215726332 | Central HP <5.4 tons | YORK | HRCU-A-CB (Split System: Heat Pump with Remote Outdoor Unit-Air-Source) | HH836E2S11 | ADP |  | H,YG81*36+TXV-BLEED | TM8V100C16MP12 | 33600 | 18 | 8.5 | 30000 | 25200 | 84% | 2 | 0 | 11 |  |  |  | No | R-454B | 2.8 | Residential & Commercial | Ducted CEE Tier 1
215726335 | Central HP <5.4 tons | YORK | HRCU-A-CB (Split System: Heat Pump with Remote Outdoor Unit-Air-Source) | HH836E2S11 | ADP |  | H,YG37*36+TXV-BLEED | TM9V060B12MP12 | 32600 | 17 | 8.5 | 29000 | 24800 | 85.52% | 2 | 0 | 11 |  |  |  | No | R-454B | 2.7167 | Residential & Commercial | Ducted CEE Tier 1
215726382 | Central HP <5.4 tons | YORK | HRCU-A-CB (Split System: Heat Pump with Remote Outdoor Unit-Air-Source) | HH836E2S11 | ADP |  | H,YG81*36+TXV | TM9Y100C20MP11 | 33800 | 17 | 8.5 | 30800 | 25600 | 83.12% | 2 | 0 | 10 |  |  |  | No | R-454B | 2.8167 | Residential & Commercial | Ducted CEE Tier 1
215726385 | Central HP <5.4 tons | YORK | HRCU-A-CB (Split System: Heat Pump with Remote Outdoor Unit-Air-Source) | HH836E2S11 | ADP |  | H,YG37*36+TXV-BLEED | Y81E080B12SMPS1 | 32800 | 18 | 8.5 | 28400 | 24400 | 85.92% | 2 | 0 | 11.7 |  |  |  | No | R-454B | 2.7333 | Residential & Commercial | Ducted CEE Tier 1
214389898 | Central HP <5.4 tons | CARRIER | HRCU-A-CB (Split System: Heat Pump with Remote Outdoor Unit-Air-Source) | 25VNA436A*031* | ADP |  | H,PG34936 | 58TN*B045C17**12 | 32200 | 19 | 9 | 36400 | 28400 | 78.02% | 1.96 | 0 | 11.5 |  |  |  | No | R-410A | 2.6833 | Residential & Commercial | Ducted CEE Tier 1
214389912 | Central HP <5.4 tons | CARRIER | HRCU-A-CB (Split System: Heat Pump with Remote Outdoor Unit-Air-Source) | 25VNA436A*031* | ADP |  | H,PG53936 | 58TN*B090C21**20 | 33800 | 20 | 9 | 34200 | 26400 | 77.19% | 2.02 | 0 | 12.5 |  |  |  | No | R-410A | 2.8167 | Residential & Commercial | Ducted CEE Tier 1
214271655 | Central HP <5.4 tons | CARRIER | HRCU-A-CB (Split System: Heat Pump with Remote Outdoor Unit-Air-Source) | 25VNA436A*031* | ADP |  | C36A***L539 | 58TN*B070C14**12 | 33600 | 19 | 9 | 35200 | 27400 | 77.84% | 2.04 | 0 | 12 |  |  |  | No | R-410A | 2.8 | Residential & Commercial | Ducted CEE Tier 1
215726515 | Central HP <5.4 tons | YORK | HRCU-A-CB (Split System: Heat Pump with Remote Outdoor Unit-Air-Source) | HH860E2S11 | ADP |  | H,YG88*60+TXV | TM8V100C20MP12 | 53000 | 19 | 8.5 | 52000 | 38500 | 74.04% | 2 | 0 | 11 |  |  |  | No | R-454B | 4.4167 | Residential & Commercial | Ducted CEE Tier 1
215726522 | Central HP <5.4 tons | YORK | HRCU-A-CB (Split System: Heat Pump with Remote Outdoor Unit-Air-Source) | HH860E2S11 | ADP |  | H,YG50*60+TXV-BLEED | TM8V120C20MP12 | 53000 | 19 | 8.5 | 52000 | 38500 | 74.04% | 2 | 0 | 11 |  |  |  | No | R-454B | 4.4167 | Residential & Commercial | Ducted CEE Tier 1
215726529 | Central HP <5.4 tons | YORK | HRCU-A-CB (Split System: Heat Pump with Remote Outdoor Unit-Air-Source) | HH860E2S11 | ADP |  | H,YG88*60+TXV-BLEED | TM8V120C20MP12 | 53000 | 19 | 8.5 | 52000 | 38500 | 74.04% | 2 | 0 | 11 |  |  |  | No | R-454B | 4.4167 | Residential & Commercial | Ducted CEE Tier 1
215726538 | Central HP <5.4 tons | YORK | HRCU-A-CB (Split System: Heat Pump with Remote Outdoor Unit-Air-Source) | HH860E2S11 | ADP |  | H,YG52*60+TXV-BLEED | TM9V120D20MP12 | 53000 | 19 | 8.5 | 52500 | 39000 | 74.29% | 2 | 0 | 11 |  |  |  | No | R-454B | 4.4167 | Residential & Commercial | Ducted CEE Tier 1
215726579 | Central HP <5.4 tons | YORK | HRCU-A-CB (Split System: Heat Pump with Remote Outdoor Unit-Air-Source) | HH860E2S11 | ADP |  | H,YG50*60+TXV | TM9Y100C16MP11 | 44000 | 17 | 8.5 | 42500 | 33400 | 78.59% | 2 | 0 | 11 |  |  |  | No | R-454B | 3.6667 | Residential & Commercial | Ducted CEE Tier 1
215726581 | Central HP <5.4 tons | YORK | HRCU-A-CB (Split System: Heat Pump with Remote Outdoor Unit-Air-Source) | HH860E2S11 | ADP |  | H,YG52*60+TXV | TM9Y100C16MP11 | 44000 | 17 | 8.5 | 42500 | 33400 | 78.59% | 2 | 0 | 11 |  |  |  | No | R-454B | 3.6667 | Residential & Commercial | Ducted CEE Tier 1
215726588 | Central HP <5.4 tons | YORK | HRCU-A-CB (Split System: Heat Pump with Remote Outdoor Unit-Air-Source) | HH860E2S11 | ADP |  | H,YG88*60+TXV | TM9Y100C16MP11 | 44000 | 17 | 8.5 | 42500 | 33400 | 78.59% | 2 | 0 | 11 |  |  |  | No | R-454B | 3.6667 | Residential & Commercial | Ducted CEE Tier 1
215726590 | Central HP <5.4 tons | YORK | HRCU-A-CB (Split System: Heat Pump with Remote Outdoor Unit-Air-Source) | HH860E2S11 | ADP |  | H,YG49*60+TXV-BLEED | TM9Y100C20MP11 | 52500 | 18 | 8.5 | 52500 | 39000 | 74.29% | 2 | 0 | 11 |  |  |  | No | R-454B | 4.375 | Residential & Commercial | Ducted CEE Tier 1
211245654 | Central HP <5.4 tons | GRANDAIRE | HRCU-A-CB (Split System: Heat Pump with Remote Outdoor Unit-Air-Source) | WDLCURAH24ABK |  |  | WLNC364CA* | WFEL110C060B* | 24800 | 16 | 8.5 | 26800 | 22200 | 82.84% | 1.82 | 0 | 10.5 |  |  |  | No | R-410A | 2.0667 | Residential & Commercial | Ducted CEE Tier 1
214588274 | Central HP <5.4 tons | BRYANT HEATING AND COOLING SYSTEMS | HRCU-A-CB (Split System: Heat Pump with Remote Outdoor Unit-Air-Source) | 38MURAQ24AB3* | ADP |  | PL36H175P149 | 926TC36040V17*** | 23200 | 16 | 8.5 | 24800 | 24800 | 100% | 2.08 | 0 | 10 |  |  |  | No | R-410A | 1.9333 | Residential & Commercial | Ducted CEE Tier 1
215726416 | Central HP <5.4 tons | YORK | HRCU-A-CB (Split System: Heat Pump with Remote Outdoor Unit-Air-Source) | HH836E2S11 | ADP |  | H,YG36*36+TXV | Y81E100C16SMPS1 | 33400 | 19 | 8.5 | 29600 | 24800 | 83.78% | 2 | 0 | 11 |  |  |  | No | R-454B | 2.7833 | Residential & Commercial | Ducted CEE Tier 1
215726418 | Central HP <5.4 tons | YORK | HRCU-A-CB (Split System: Heat Pump with Remote Outdoor Unit-Air-Source) | HH836E2S11 | ADP |  | H,YG37*36+TXV | Y81E100C16SMPS1 | 33400 | 19 | 8.5 | 29600 | 24800 | 83.78% | 2 | 0 | 11 |  |  |  | No | R-454B | 2.7833 | Residential & Commercial | Ducted CEE Tier 1
215726419 | Central HP <5.4 tons | YORK | HRCU-A-CB (Split System: Heat Pump with Remote Outdoor Unit-Air-Source) | HH836E2S11 | ADP |  | H,YG80*36+TXV-BLEED | Y81E100C16SMPS1 | 33400 | 19 | 8.5 | 29600 | 24800 | 83.78% | 2 | 0 | 11 |  |  |  | No | R-454B | 2.7833 | Residential & Commercial | Ducted CEE Tier 1
215726449 | Central HP <5.4 tons | YORK | HRCU-A-CB (Split System: Heat Pump with Remote Outdoor Unit-Air-Source) | HH836E2S11 | ADP |  | H,YG37*36+TXV-BLEED | Y82E080B12LMPS1 | 32800 | 19 | 8.5 | 28400 | 24400 | 85.92% | 2 | 0 | 11.7 |  |  |  | No | R-454B | 2.7333 | Residential & Commercial | Ducted CEE Tier 1
214271709 | Central HP <5.4 tons | CARRIER | HRCU-A-CB (Split System: Heat Pump with Remote Outdoor Unit-Air-Source) | 25VNA436A*031* | ADP |  | C36A***L159 | 58TN*B090C21**20 | 33000 | 20 | 9 | 34800 | 27200 | 78.16% | 2.06 | 0 | 12.5 |  |  |  | No | R-410A | 2.75 | Residential & Commercial | Ducted CEE Tier 1
215726595 | Central HP <5.4 tons | YORK | HRCU-A-CB (Split System: Heat Pump with Remote Outdoor Unit-Air-Source) | HH860E2S11 | ADP |  | H,YG52*60+TXV | TM9Y100C20MP11 | 52500 | 18 | 8.5 | 52500 | 39000 | 74.29% | 2 | 0 | 11 |  |  |  | No | R-454B | 4.375 | Residential & Commercial | Ducted CEE Tier 1
215726649 | Central HP <5.4 tons | YORK | HRCU-A-CB (Split System: Heat Pump with Remote Outdoor Unit-Air-Source) | HH860E2S11 | ADP |  | H,YG86*60+TXV-BLEED | Y81E080C20SMPS1 | 53000 | 19 | 8.5 | 52000 | 38500 | 74.04% | 2 | 0 | 11 |  |  |  | No | R-454B | 4.4167 | Residential & Commercial | Ducted CEE Tier 1
215726656 | Central HP <5.4 tons | YORK | HRCU-A-CB (Split System: Heat Pump with Remote Outdoor Unit-Air-Source) | HH860E2S11 | ADP |  | H,YG48*60+TXV-BLEED | Y81E100C16SMPS1 | 44000 | 18 | 8.5 | 42000 | 32800 | 78.1% | 2 | 0 | 12 |  |  |  | No | R-454B | 3.6667 | Residential & Commercial | Ducted CEE Tier 1
215726665 | Central HP <5.4 tons | YORK | HRCU-A-CB (Split System: Heat Pump with Remote Outdoor Unit-Air-Source) | HH860E2S11 | ADP |  | H,YG50*48+TXV | Y81E100C16SMPS1 | 44000 | 18 | 8.5 | 42000 | 32800 | 78.1% | 2 | 0 | 12 |  |  |  | No | R-454B | 3.6667 | Residential & Commercial | Ducted CEE Tier 1
215726697 | Central HP <5.4 tons | YORK | HRCU-A-CB (Split System: Heat Pump with Remote Outdoor Unit-Air-Source) | HH860E2S11 | ADP |  | H,YG49*48+TXV-BLEED | Y81E120C16SMPS1 | 44000 | 18 | 8.5 | 42000 | 32600 | 77.62% | 2 | 0 | 12 |  |  |  | No | R-454B | 3.6667 | Residential & Commercial | Ducted CEE Tier 1
215726704 | Central HP <5.4 tons | YORK | HRCU-A-CB (Split System: Heat Pump with Remote Outdoor Unit-Air-Source) | HH860E2S11 | ADP |  | H,YG50*60+TXV | Y81E120C16SMPS1 | 44000 | 18 | 8.5 | 41500 | 32600 | 78.55% | 2 | 0 | 12 |  |  |  | No | R-454B | 3.6667 | Residential & Commercial | Ducted CEE Tier 1
215726731 | Central HP <5.4 tons | YORK | HRCU-A-CB (Split System: Heat Pump with Remote Outdoor Unit-Air-Source) | HH860E2S11 | ADP |  | H,YG49*60+TXV-BLEED | Y81E130D20SMPS1 | 54000 | 19 | 8.5 | 52500 | 39000 | 74.29% | 2 | 0 | 11.7 |  |  |  | No | R-454B | 4.5 | Residential & Commercial | Ducted CEE Tier 1
214271579 | Central HP <5.4 tons | CARRIER | HRCU-A-CB (Split System: Heat Pump with Remote Outdoor Unit-Air-Source) | 25VNA424A*031* | ADP |  | C36A***L129 | 58TN*B045C17**12 | 23000 | 20 | 10 | 25200 | 19600 | 77.78% | 2.4 | 0 | 12.5 |  |  |  | No | R-410A | 1.9167 | Residential & Commercial | Ducted CEE Tier 1
215726450 | Central HP <5.4 tons | YORK | HRCU-A-CB (Split System: Heat Pump with Remote Outdoor Unit-Air-Source) | HH836E2S11 | ADP |  | H,YG37*36+TXV | Y82E080B12LMPS1 | 32800 | 19 | 8.5 | 28400 | 24400 | 85.92% | 2 | 0 | 11.7 |  |  |  | No | R-454B | 2.7333 | Residential & Commercial | Ducted CEE Tier 1
214271598 | Central HP <5.4 tons | CARRIER | HRCU-A-CB (Split System: Heat Pump with Remote Outdoor Unit-Air-Source) | 25VNA424A*031* | ADP |  | V,C36H175P139 | 58TN*B045C17**12 | 23400 | 20 | 10.5 | 25000 | 19500 | 78% | 2.42 | 0 | 12.5 |  |  |  | No | R-410A | 1.95 | Residential & Commercial | Ducted CEE Tier 1
214271612 | Central HP <5.4 tons | CARRIER | HRCU-A-CB (Split System: Heat Pump with Remote Outdoor Unit-Air-Source) | 25VNA424A*031* | ADP |  | PL36H175P149 | 58TN*B070C14**12 | 23400 | 20 | 10.5 | 25000 | 19500 | 78% | 2.42 | 0 | 13 |  |  |  | No | R-410A | 1.95 | Residential & Commercial | Ducted CEE Tier 1
215726484 | Central HP <5.4 tons | YORK | HRCU-A-CB (Split System: Heat Pump with Remote Outdoor Unit-Air-Source) | HH860E2S11 | ADP |  | H,YG49*48+TXV-BLEED | TM8V100C16MP12 | 43500 | 18 | 8.5 | 42000 | 32800 | 78.1% | 2 | 0 | 11.7 |  |  |  | No | R-454B | 3.625 | Residential & Commercial | Ducted CEE Tier 1
215726516 | Central HP <5.4 tons | YORK | HRCU-A-CB (Split System: Heat Pump with Remote Outdoor Unit-Air-Source) | HH860E2S11 | ADP |  | H,YG48*48+TXV-BLEED | TM8V120C20MP12 | 44000 | 18 | 8.5 | 42500 | 33200 | 78.12% | 2 | 0 | 11.7 |  |  |  | No | R-454B | 3.6667 | Residential & Commercial | Ducted CEE Tier 1
215726517 | Central HP <5.4 tons | YORK | HRCU-A-CB (Split System: Heat Pump with Remote Outdoor Unit-Air-Source) | HH860E2S11 | ADP |  | H,YG48*60+TXV-BLEED | TM8V120C20MP12 | 44000 | 18 | 8.5 | 42500 | 33200 | 78.12% | 2 | 0 | 11.7 |  |  |  | No | R-454B | 3.6667 | Residential & Commercial | Ducted CEE Tier 1
215726552 | Central HP <5.4 tons | YORK | HRCU-A-CB (Split System: Heat Pump with Remote Outdoor Unit-Air-Source) | HH860E2S11 | ADP |  | H,YG49*48+TXV | TM9Y080C16MP11 | 44000 | 17 | 8.5 | 42500 | 33400 | 78.59% | 2 | 0 | 11 |  |  |  | No | R-454B | 3.6667 | Residential & Commercial | Ducted CEE Tier 1
215726568 | Central HP <5.4 tons | YORK | HRCU-A-CB (Split System: Heat Pump with Remote Outdoor Unit-Air-Source) | HH860E2S11 | ADP |  | H,YG37*48+TXV | TM9Y100C16MP11 | 44000 | 16 | 8.5 | 42500 | 33400 | 78.59% | 2 | 0 | 11 |  |  |  | No | R-454B | 3.6667 | Residential & Commercial | Ducted CEE Tier 1
215726569 | Central HP <5.4 tons | YORK | HRCU-A-CB (Split System: Heat Pump with Remote Outdoor Unit-Air-Source) | HH860E2S11 | ADP |  | H,YG48*48+TXV-BLEED | TM9Y100C16MP11 | 44000 | 17 | 8.5 | 42500 | 33400 | 78.59% | 2 | 0 | 11 |  |  |  | No | R-454B | 3.6667 | Residential & Commercial | Ducted CEE Tier 1
214271671 | Central HP <5.4 tons | CARRIER | HRCU-A-CB (Split System: Heat Pump with Remote Outdoor Unit-Air-Source) | 25VNA436A*031* | ADP |  | PL36H210P749 | 58TN*B070C17**16 | 32400 | 19 | 8.5 | 36400 | 28200 | 77.47% | 1.98 | 0 | 12 |  |  |  | No | R-410A | 2.7 | Residential & Commercial | Ducted CEE Tier 1
215726670 | Central HP <5.4 tons | YORK | HRCU-A-CB (Split System: Heat Pump with Remote Outdoor Unit-Air-Source) | HH860E2S11 | ADP |  | H,YG84*48+TXV | Y81E100C16SMPS1 | 44000 | 18 | 8.5 | 42000 | 32800 | 78.1% | 2 | 0 | 12 |  |  |  | No | R-454B | 3.6667 | Residential & Commercial | Ducted CEE Tier 1
215726684 | Central HP <5.4 tons | YORK | HRCU-A-CB (Split System: Heat Pump with Remote Outdoor Unit-Air-Source) | HH860E2S11 | ADP |  | H,YG52*60+TXV-BLEED | Y81E100C20SMPS1 | 53000 | 19 | 8.5 | 51500 | 38000 | 73.79% | 2 | 0 | 11.7 |  |  |  | No | R-454B | 4.4167 | Residential & Commercial | Ducted CEE Tier 1
215726685 | Central HP <5.4 tons | YORK | HRCU-A-CB (Split System: Heat Pump with Remote Outdoor Unit-Air-Source) | HH860E2S11 | ADP |  | H,YG52*60+TXV | Y81E100C20SMPS1 | 53000 | 19 | 8.5 | 51500 | 38000 | 73.79% | 2 | 0 | 11.7 |  |  |  | No | R-454B | 4.4167 | Residential & Commercial | Ducted CEE Tier 1
214271586 | Central HP <5.4 tons | CARRIER | HRCU-A-CB (Split System: Heat Pump with Remote Outdoor Unit-Air-Source) | 25VNA424A*031* | ADP |  | V,C36H175P149 | 58TN*B045C17**12 | 23400 | 20 | 10.5 | 25000 | 19500 | 78% | 2.42 | 0 | 12.5 |  |  |  | No | R-410A | 1.95 | Residential & Commercial | Ducted CEE Tier 1
215726472 | Central HP <5.4 tons | YORK | HRCU-A-CB (Split System: Heat Pump with Remote Outdoor Unit-Air-Source) | HH860E2S11 | ADP |  | H,YG84*48+TXV | TM8V080C16MP12 | 43500 | 18 | 8.5 | 42000 | 32800 | 78.1% | 2 | 0 | 11.7 |  |  |  | No | R-454B | 3.625 | Residential & Commercial | Ducted CEE Tier 1
215726513 | Central HP <5.4 tons | YORK | HRCU-A-CB (Split System: Heat Pump with Remote Outdoor Unit-Air-Source) | HH860E2S11 | ADP |  | H,YG86*60+TXV | TM8V100C20MP12 | 53000 | 19 | 8.5 | 52000 | 38500 | 74.04% | 2 | 0 | 11 |  |  |  | No | R-454B | 4.4167 | Residential & Commercial | Ducted CEE Tier 1
215726540 | Central HP <5.4 tons | YORK | HRCU-A-CB (Split System: Heat Pump with Remote Outdoor Unit-Air-Source) | HH860E2S11 | ADP |  | H,YG84*60+TXV | TM9V120D20MP12 | 53000 | 19 | 8.5 | 52000 | 38500 | 74.04% | 2 | 0 | 11 |  |  |  | No | R-454B | 4.4167 | Residential & Commercial | Ducted CEE Tier 1
215726545 | Central HP <5.4 tons | YORK | HRCU-A-CB (Split System: Heat Pump with Remote Outdoor Unit-Air-Source) | HH860E2S11 | ADP |  | H,YG37*48+TXV-BLEED | TM9Y080C16MP11 | 44000 | 16 | 8.5 | 42500 | 33400 | 78.59% | 2 | 0 | 11 |  |  |  | No | R-454B | 3.6667 | Residential & Commercial | Ducted CEE Tier 1
215726422 | Central HP <5.4 tons | YORK | HRCU-A-CB (Split System: Heat Pump with Remote Outdoor Unit-Air-Source) | HH836E2S11 | ADP |  | H,YG81*36+TXV | Y81E100C16SMPS1 | 33400 | 19 | 8.5 | 29600 | 24800 | 83.78% | 2 | 0 | 11 |  |  |  | No | R-454B | 2.7833 | Residential & Commercial | Ducted CEE Tier 1
215726572 | Central HP <5.4 tons | YORK | HRCU-A-CB (Split System: Heat Pump with Remote Outdoor Unit-Air-Source) | HH860E2S11 | ADP |  | H,YG49*48+TXV-BLEED | TM9Y100C16MP11 | 44000 | 17 | 8.5 | 42500 | 33400 | 78.59% | 2 | 0 | 11 |  |  |  | No | R-454B | 3.6667 | Residential & Commercial | Ducted CEE Tier 1
215726624 | Central HP <5.4 tons | YORK | HRCU-A-CB (Split System: Heat Pump with Remote Outdoor Unit-Air-Source) | HH860E2S11 | ADP |  | H,YG49*60+TXV | Y81E080C16SMPS1 | 44500 | 18 | 8.5 | 42500 | 33000 | 77.65% | 2 | 0 | 12 |  |  |  | No | R-454B | 3.7083 | Residential & Commercial | Ducted CEE Tier 1
215726640 | Central HP <5.4 tons | YORK | HRCU-A-CB (Split System: Heat Pump with Remote Outdoor Unit-Air-Source) | HH860E2S11 | ADP |  | H,YG48*48+TXV | Y81E080C20SMPS1 | 44000 | 18 | 8.5 | 42500 | 33000 | 77.65% | 2 | 0 | 12 |  |  |  | No | R-454B | 3.6667 | Residential & Commercial | Ducted CEE Tier 1
215726647 | Central HP <5.4 tons | YORK | HRCU-A-CB (Split System: Heat Pump with Remote Outdoor Unit-Air-Source) | HH860E2S11 | ADP |  | H,YG52*60+TXV | Y81E080C20SMPS1 | 53000 | 19 | 8.5 | 52000 | 38500 | 74.04% | 2 | 0 | 11 |  |  |  | No | R-454B | 4.4167 | Residential & Commercial | Ducted CEE Tier 1
215726654 | Central HP <5.4 tons | YORK | HRCU-A-CB (Split System: Heat Pump with Remote Outdoor Unit-Air-Source) | HH860E2S11 | ADP |  | H,YG37*48+TXV | Y81E100C16SMPS1 | 44000 | 17 | 8.5 | 42000 | 32800 | 78.1% | 2 | 0 | 12 |  |  |  | No | R-454B | 3.6667 | Residential & Commercial | Ducted CEE Tier 1
215726674 | Central HP <5.4 tons | YORK | HRCU-A-CB (Split System: Heat Pump with Remote Outdoor Unit-Air-Source) | HH860E2S11 | ADP |  | H,YG88*60+TXV-BLEED | Y81E100C16SMPS1 | 44000 | 18 | 8.5 | 42000 | 32800 | 78.1% | 2 | 0 | 12 |  |  |  | No | R-454B | 3.6667 | Residential & Commercial | Ducted CEE Tier 1
215726688 | Central HP <5.4 tons | YORK | HRCU-A-CB (Split System: Heat Pump with Remote Outdoor Unit-Air-Source) | HH860E2S11 | ADP |  | H,YG86*60+TXV | Y81E100C20SMPS1 | 53000 | 19 | 8.5 | 51500 | 38000 | 73.79% | 2 | 0 | 11.7 |  |  |  | No | R-454B | 4.4167 | Residential & Commercial | Ducted CEE Tier 1
215726715 | Central HP <5.4 tons | YORK | HRCU-A-CB (Split System: Heat Pump with Remote Outdoor Unit-Air-Source) | HH860E2S11 | ADP |  | H,YG48*60+TXV | Y81E120C20SMPS1 | 52500 | 18 | 8.5 | 51500 | 38000 | 73.79% | 2 | 0 | 11.7 |  |  |  | No | R-454B | 4.375 | Residential & Commercial | Ducted CEE Tier 1
213296199 | Central HP <5.4 tons | YORK | HRCU-A-CB (Split System: Heat Pump with Remote Outdoor Unit-Air-Source) | HMH72B341 | ASPEN |  | C(A,C,D,E)48C24+TDR | TM8E080C16MP11 | 32200 | 18 | 8.5 | 34000 | 28400 | 83.53% | 2.76 | 0 | 10 |  |  |  | No | R-410A | 2.6833 | Residential & Commercial | Ducted CEE Tier 1
215726311 | Central HP <5.4 tons | YORK | HRCU-A-CB (Split System: Heat Pump with Remote Outdoor Unit-Air-Source) | HH836E2S11 | ADP |  | H,YG36*36+TXV | TM8V080B12MP12 | 32400 | 17 | 8.5 | 28800 | 24800 | 86.11% | 2 | 0 | 11 |  |  |  | No | R-454B | 2.7 | Residential & Commercial | Ducted CEE Tier 1
215726320 | Central HP <5.4 tons | YORK | HRCU-A-CB (Split System: Heat Pump with Remote Outdoor Unit-Air-Source) | HH836E2S11 | ADP |  | H,YG37*36+TXV-BLEED | TM8V080C16MP12 | 33600 | 18 | 8.5 | 29600 | 25000 | 84.46% | 2 | 0 | 11 |  |  |  | No | R-454B | 2.8 | Residential & Commercial | Ducted CEE Tier 1
215726340 | Central HP <5.4 tons | YORK | HRCU-A-CB (Split System: Heat Pump with Remote Outdoor Unit-Air-Source) | HH836E2S11 | ADP |  | H,YG81*36+TXV | TM9V060B12MP12 | 32600 | 17 | 8.5 | 29000 | 24800 | 85.52% | 2 | 0 | 11 |  |  |  | No | R-454B | 2.7167 | Residential & Commercial | Ducted CEE Tier 1
215726345 | Central HP <5.4 tons | YORK | HRCU-A-CB (Split System: Heat Pump with Remote Outdoor Unit-Air-Source) | HH836E2S11 | ADP |  | H,YG80*36+TXV | TM9V080B12MP12 | 33000 | 18 | 8.5 | 29200 | 24800 | 84.93% | 2 | 0 | 11 |  |  |  | No | R-454B | 2.75 | Residential & Commercial | Ducted CEE Tier 1
215726356 | Central HP <5.4 tons | YORK | HRCU-A-CB (Split System: Heat Pump with Remote Outdoor Unit-Air-Source) | HH836E2S11 | ADP |  | H,YG37*36+TXV-BLEED | TM9Y080B12MP11 | 33000 | 18 | 8.5 | 29400 | 25000 | 85.03% | 2 | 0 | 11 |  |  |  | No | R-454B | 2.75 | Residential & Commercial | Ducted CEE Tier 1
215726388 | Central HP <5.4 tons | YORK | HRCU-A-CB (Split System: Heat Pump with Remote Outdoor Unit-Air-Source) | HH836E2S11 | ADP |  | H,YG80*36+TXV | Y81E080B12SMPS1 | 32800 | 18 | 8.5 | 28400 | 24400 | 85.92% | 2 | 0 | 11.7 |  |  |  | No | R-454B | 2.7333 | Residential & Commercial | Ducted CEE Tier 1
215726395 | Central HP <5.4 tons | YORK | HRCU-A-CB (Split System: Heat Pump with Remote Outdoor Unit-Air-Source) | HH836E2S11 | ADP |  | H,YG80*36+TXV-BLEED | Y81E080C16SMPS1 | 34000 | 19 | 8.5 | 30200 | 25000 | 82.78% | 2 | 0 | 11 |  |  |  | No | R-454B | 2.8333 | Residential & Commercial | Ducted CEE Tier 1
215726397 | Central HP <5.4 tons | YORK | HRCU-A-CB (Split System: Heat Pump with Remote Outdoor Unit-Air-Source) | HH836E2S11 | ADP |  | H,YG81*36+TXV-BLEED | Y81E080C16SMPS1 | 34000 | 19 | 8.5 | 30200 | 25000 | 82.78% | 2 | 0 | 11 |  |  |  | No | R-454B | 2.8333 | Residential & Commercial | Ducted CEE Tier 1
215726438 | Central HP <5.4 tons | YORK | HRCU-A-CB (Split System: Heat Pump with Remote Outdoor Unit-Air-Source) | HH836E2S11 | ADP |  | H,YG81*36+TXV | Y81E120C16SMPS1 | 33400 | 19 | 8.5 | 29400 | 24800 | 84.35% | 2 | 0 | 11.7 |  |  |  | No | R-454B | 2.7833 | Residential & Commercial | Ducted CEE Tier 1
214855575 | Central HP <5.4 tons | YORK | HRCU-A-CB (Split System: Heat Pump with Remote Outdoor Unit-Air-Source) | HMH72B341 | ADP |  | SM6737 |  | 33000 | 18 | 8.7 | 31600 | 22800 | 72.15% | 2.1 | 0 | 10.5 |  |  |  | No | R-410A | 2.75 | Residential & Commercial | Ducted CEE Tier 1
212407330 | Central HP <5.4 tons | PAYNE HEATING AND COOLING | HRCU-A-CB (Split System: Heat Pump with Remote Outdoor Unit-Air-Source) | 38MURAQ18AB3* | ADP |  | H,PG7J936 | PG92ESAA48080B** | 18500 | 16 | 8.5 | 17900 | 18000 | 100.6% | 2.24 | 0 | 11 |  |  |  | No | R-410A | 1.5417 | Residential & Commercial | Ducted CEE Tier 1
212498597 | Central HP <5.4 tons | BRYANT HEATING AND COOLING SYSTEMS | HRCU-A-CB (Split System: Heat Pump with Remote Outdoor Unit-Air-Source) | 38MURAQ18AB3* | ADP |  | CE2403C+TXV |  | 17700 | 17 | 8.7 | 17000 | 19400 | 114.1% | 2.32 | 0 | 11 |  |  |  | No | R-410A | 1.475 | Residential & Commercial | Ducted CEE Tier 1
214731180 | Central HP <5.4 tons | BRYANT HEATING AND COOLING SYSTEMS | HRCU-A-CB (Split System: Heat Pump with Remote Outdoor Unit-Air-Source) | 38MURAQ24AB3* | ADP |  | H,PG9J936 | 926TC48060V17*** | 24000 | 16 | 9 | 24400 | 22800 | 93.44% | 1.92 | 0 | 10.5 |  |  |  | No | R-410A | 2 | Residential & Commercial | Ducted CEE Tier 1
211245594 | Central HP <5.4 tons | GRANDAIRE | HRCU-A-CB (Split System: Heat Pump with Remote Outdoor Unit-Air-Source) | WDLCURAH24ABK |  |  | WLNC364CA* | WFEL045B036B* | 24000 | 16.5 | 8.1 | 26200 | 23000 | 87.79% | 1.9 | 0 | 10.5 |  |  |  | No | R-410A | 2 | Residential & Commercial | Ducted CEE Tier 1
212987470 | Central HP <5.4 tons | GRANDAIRE | HRCU-A-CB (Split System: Heat Pump with Remote Outdoor Unit-Air-Source) | WDLCURAH24ABK |  |  | WLNC304BA* | WFSX080B048B* | 23800 | 17 | 8.5 | 26400 | 24000 | 90.91% | 2 | 0 | 10.5 |  |  |  | No | R-410A | 1.9833 | Residential & Commercial | Ducted CEE Tier 1
212988756 | Central HP <5.4 tons | GRANDAIRE | HRCU-A-CB (Split System: Heat Pump with Remote Outdoor Unit-Air-Source) | WDLCURAH24ABK |  |  | WLN(C,W)364BA* | WFSU040B036B* | 23600 | 16.5 | 8.1 | 26400 | 24200 | 91.67% | 2 | 0 | 10 |  |  |  | No | R-410A | 1.9667 | Residential & Commercial | Ducted CEE Tier 1
213238556 | Central HP <5.4 tons | CHAMPION HEATING AND COOLING | HRCU-A-CB (Split System: Heat Pump with Remote Outdoor Unit-Air-Source) | THF2B48T21 | ASPEN |  | D(A,C,E)48D44+TDR | TM8Y080C16MP11 | 44000 | 16.2 | 8.1 | 44500 | 31600 | 71.01% | 3.18 | 0 | 11 |  |  |  | No | R-410A | 3.6667 | Residential & Commercial | Ducted CEE Tier 1
214588339 | Central HP <5.4 tons | BRYANT HEATING AND COOLING SYSTEMS | HRCU-A-CB (Split System: Heat Pump with Remote Outdoor Unit-Air-Source) | 38MURAQ36AB3* | ADP |  | PL36H210P299 | 926TC60080V21*** | 36600 | 16 | 8.5 | 36400 | 34400 | 94.51% | 2.06 | 0 | 10 |  |  |  | No | R-410A | 3.05 | Residential & Commercial | Ducted CEE Tier 1
214271875 | Central HP <5.4 tons | CARRIER | HRCU-A-CB (Split System: Heat Pump with Remote Outdoor Unit-Air-Source) | 25VNA825A*031* | ADP |  | PL36H***P449 | 58TN*B070C14**12 | 24000 | 17 | 8.1 | 19600 | 16200 | 82.65% | 2.02 | 0 | 10.5 |  |  |  | No | R-410A | 2 | Residential & Commercial | Ducted CEE Tier 1
215726724 | Central HP <5.4 tons | YORK | HRCU-A-CB (Split System: Heat Pump with Remote Outdoor Unit-Air-Source) | HH860E2S11 | ADP |  | H,YG86*60+TXV | Y81E120C20SMPS1 | 52500 | 19 | 8.5 | 51500 | 38000 | 73.79% | 2 | 0 | 11.7 |  |  |  | No | R-454B | 4.375 | Residential & Commercial | Ducted CEE Tier 1
215726729 | Central HP <5.4 tons | YORK | HRCU-A-CB (Split System: Heat Pump with Remote Outdoor Unit-Air-Source) | HH860E2S11 | ADP |  | H,YG48*48+TXV | Y81E130D20SMPS1 | 45000 | 18 | 9 | 43000 | 33200 | 77.21% | 2 | 0 | 12 |  |  |  | No | R-454B | 3.75 | Residential & Commercial | Ducted CEE Tier 1
215726740 | Central HP <5.4 tons | YORK | HRCU-A-CB (Split System: Heat Pump with Remote Outdoor Unit-Air-Source) | HH860E2S11 | ADP |  | H,YG88*60+TXV-BLEED | Y81E130D20SMPS1 | 54000 | 19 | 8.5 | 52500 | 39000 | 74.29% | 2 | 0 | 11.7 |  |  |  | No | R-454B | 4.5 | Residential & Commercial | Ducted CEE Tier 1
214389865 | Central HP <5.4 tons | CARRIER | HRCU-A-CB (Split System: Heat Pump with Remote Outdoor Unit-Air-Source) | 25VNA424A*031* | ADP |  | H,PG34936 | 58TN*B045C17**12 | 23400 | 20 | 10.5 | 25000 | 19500 | 78% | 2.42 | 0 | 12.5 |  |  |  | No | R-410A | 1.95 | Residential & Commercial | Ducted CEE Tier 1
214389897 | Central HP <5.4 tons | CARRIER | HRCU-A-CB (Split System: Heat Pump with Remote Outdoor Unit-Air-Source) | 25VNA424A*031* | ADP |  | H,PG53936 | 58TN*B135C24**22 | 23400 | 20 | 10.5 | 25000 | 19300 | 77.2% | 2.48 | 0 | 13 |  |  |  | No | R-410A | 1.95 | Residential & Commercial | Ducted CEE Tier 1
214271621 | Central HP <5.4 tons | CARRIER | HRCU-A-CB (Split System: Heat Pump with Remote Outdoor Unit-Air-Source) | 25VNA424A*031* | ADP |  | PL36H***P449 | 58TN*B070C14**12 | 23400 | 20 | 10.5 | 25000 | 19500 | 78% | 2.42 | 0 | 13 |  |  |  | No | R-410A | 1.95 | Residential & Commercial | Ducted CEE Tier 1
215726478 | Central HP <5.4 tons | YORK | HRCU-A-CB (Split System: Heat Pump with Remote Outdoor Unit-Air-Source) | HH860E2S11 | ADP |  | H,YG37*48+TXV-BLEED | TM8V100C16MP12 | 43500 | 17 | 8.5 | 42000 | 32800 | 78.1% | 2 | 0 | 11.7 |  |  |  | No | R-454B | 3.625 | Residential & Commercial | Ducted CEE Tier 1
215726527 | Central HP <5.4 tons | YORK | HRCU-A-CB (Split System: Heat Pump with Remote Outdoor Unit-Air-Source) | HH860E2S11 | ADP |  | H,YG86*60+TXV-BLEED | TM8V120C20MP12 | 53000 | 19 | 8.5 | 52000 | 38500 | 74.04% | 2 | 0 | 11 |  |  |  | No | R-454B | 4.4167 | Residential & Commercial | Ducted CEE Tier 1
211262460 | Central HP <5.4 tons | GRANDAIRE | HRCU-A-CB (Split System: Heat Pump with Remote Outdoor Unit-Air-Source) | WDLCURAH18ABK |  |  | WLNC184AA* | WFAX060A036A* | 17800 | 15.5 | 8.5 | 18900 | 19200 | 101.6% | 2.3 | 0 | 10.5 |  |  |  | No | R-410A | 1.4833 | Residential & Commercial | Ducted CEE Tier 1
213607598 | Central HP <5.4 tons | GRANDAIRE | HRCU-A-CB (Split System: Heat Pump with Remote Outdoor Unit-Air-Source) | WDLCURAH18ABK |  |  | WBGL244AB |  | 18100 | 16.5 | 8.5 | 18200 | 18200 | 100% | 2.2 | 0 | 11 |  |  |  | No | R-410A | 1.5083 | Residential & Commercial | Ducted CEE Tier 1
211264535 | Central HP <5.4 tons | GRANDAIRE | HRCU-A-CB (Split System: Heat Pump with Remote Outdoor Unit-Air-Source) | WDLCURAH18ABK |  |  | WLNC304BA* | WFER070B036A* | 18200 | 16.5 | 8.5 | 18700 | 18300 | 97.86% | 2.22 | 0 | 11 |  |  |  | No | R-410A | 1.5167 | Residential & Commercial | Ducted CEE Tier 1
211262931 | Central HP <5.4 tons | GRANDAIRE | HRCU-A-CB (Split System: Heat Pump with Remote Outdoor Unit-Air-Source) | WDLCURAH18ABK |  |  | WLNC244BA* | WFSU040B036A* | 17600 | 16 | 8.5 | 18500 | 18800 | 101.6% | 2.26 | 0 | 11 |  |  |  | No | R-410A | 1.4667 | Residential & Commercial | Ducted CEE Tier 1
211263025 | Central HP <5.4 tons | GRANDAIRE | HRCU-A-CB (Split System: Heat Pump with Remote Outdoor Unit-Air-Source) | WDLCURAH18ABK |  |  | WLNC244BA* | WFSU060B048A* | 18500 | 15.5 | 8.5 | 19500 | 18400 | 94.36% | 2.24 | 0 | 11 |  |  |  | No | R-410A | 1.5417 | Residential & Commercial | Ducted CEE Tier 1
216019527 | Central HP <5.4 tons | YORK | HRCU-A-CB (Split System: Heat Pump with Remote Outdoor Unit-Air-Source) | HH824E2S11 | ADP |  | H,YG7J(1,2)36+TXV-BLEED | TM8V080B12MP12 | 22400 | 17 | 8.8 | 21400 | 18100 | 84.58% | 1.96 | 0 | 11.5 |  |  |  | No | R-454B | 1.8667 | Residential & Commercial | Ducted CEE Tier 1
215912369 | Central HP <5.4 tons | YORK | HRCU-A-CB (Split System: Heat Pump with Remote Outdoor Unit-Air-Source) | HH824E2S11 | ASPEN |  | D(A,C,E)36A3K+TDR | TM8E100B12MP11 | 22400 | 17 | 8.1 | 22600 | 18000 | 79.65% | 2 | 0 | 12 |  |  |  | No | R-454B | 1.8667 | Residential & Commercial | Ducted CEE Tier 1
215912384 | Central HP <5.4 tons | YORK | HRCU-A-CB (Split System: Heat Pump with Remote Outdoor Unit-Air-Source) | HH824E2S11 | ASPEN |  | D(A,C,E)36A4K+TDR | TM9V060B12MP12 | 22600 | 17 | 8.5 | 22800 | 18000 | 78.95% | 2 | 0 | 12 |  |  |  | No | R-454B | 1.8833 | Residential & Commercial | Ducted CEE Tier 1
204456855 | Central HP <5.4 tons | ARCOAIRE | HRCU-A-CB (Split System: Heat Pump with Remote Outdoor Unit-Air-Source) | HVH825GKA2* |  |  | EA*4X37L17A*+WALLCON | *97CMN0601714A* | 24000 | 16 | 8.1 | 21600 | 16900 | 78.24% | 1.98 | 11 | 10.5 |  |  |  | No | R-410A | 2 | Residential & Commercial | Ducted CEE Tier 1
215726544 | Central HP <5.4 tons | YORK | HRCU-A-CB (Split System: Heat Pump with Remote Outdoor Unit-Air-Source) | HH860E2S11 | ADP |  | H,YG88*60+TXV | TM9V120D20MP12 | 53000 | 19 | 8.5 | 52500 | 39000 | 74.29% | 2 | 0 | 11 |  |  |  | No | R-454B | 4.4167 | Residential & Commercial | Ducted CEE Tier 1
215726608 | Central HP <5.4 tons | YORK | HRCU-A-CB (Split System: Heat Pump with Remote Outdoor Unit-Air-Source) | HH860E2S11 | ADP |  | H,YG52*60+TXV-BLEED | TM9Y120D20MP11 | 53000 | 19 | 8.5 | 52500 | 39000 | 74.29% | 2 | 0 | 11 |  |  |  | No | R-454B | 4.4167 | Residential & Commercial | Ducted CEE Tier 1
215726610 | Central HP <5.4 tons | YORK | HRCU-A-CB (Split System: Heat Pump with Remote Outdoor Unit-Air-Source) | HH860E2S11 | ADP |  | H,YG84*60+TXV | TM9Y120D20MP11 | 53000 | 19 | 8.5 | 52500 | 39000 | 74.29% | 2 | 0 | 11 |  |  |  | No | R-454B | 4.4167 | Residential & Commercial | Ducted CEE Tier 1
215726644 | Central HP <5.4 tons | YORK | HRCU-A-CB (Split System: Heat Pump with Remote Outdoor Unit-Air-Source) | HH860E2S11 | ADP |  | H,YG50*60+TXV-BLEED | Y81E080C20SMPS1 | 53000 | 19 | 8.5 | 52000 | 38500 | 74.04% | 2 | 0 | 11 |  |  |  | No | R-454B | 4.4167 | Residential & Commercial | Ducted CEE Tier 1
215726658 | Central HP <5.4 tons | YORK | HRCU-A-CB (Split System: Heat Pump with Remote Outdoor Unit-Air-Source) | HH860E2S11 | ADP |  | H,YG48*60+TXV | Y81E100C16SMPS1 | 44000 | 18 | 8.5 | 42000 | 32800 | 78.1% | 2 | 0 | 12 |  |  |  | No | R-454B | 3.6667 | Residential & Commercial | Ducted CEE Tier 1
215726677 | Central HP <5.4 tons | YORK | HRCU-A-CB (Split System: Heat Pump with Remote Outdoor Unit-Air-Source) | HH860E2S11 | ADP |  | H,YG48*60+TXV-BLEED | Y81E100C20SMPS1 | 44500 | 18 | 8.5 | 42500 | 33000 | 77.65% | 2 | 0 | 12 |  |  |  | No | R-454B | 3.7083 | Residential & Commercial | Ducted CEE Tier 1
215726692 | Central HP <5.4 tons | YORK | HRCU-A-CB (Split System: Heat Pump with Remote Outdoor Unit-Air-Source) | HH860E2S11 | ADP |  | H,YG37*48+TXV | Y81E120C16SMPS1 | 44000 | 17 | 8.5 | 42000 | 32600 | 77.62% | 2 | 0 | 12 |  |  |  | No | R-454B | 3.6667 | Residential & Commercial | Ducted CEE Tier 1
214440935 | Central HP <5.4 tons | CARRIER | HRCU-A-CB (Split System: Heat Pump with Remote Outdoor Unit-Air-Source) | 25VNA424A*031* | ADP |  | H,PG34936 | 59TN6C060C17**14 | 23400 | 20 | 10.5 | 25000 | 19500 | 78% | 2.44 | 0 | 12.5 |  |  |  | No | R-410A | 1.95 | Residential & Commercial | Ducted CEE Tier 1
215726357 | Central HP <5.4 tons | YORK | HRCU-A-CB (Split System: Heat Pump with Remote Outdoor Unit-Air-Source) | HH836E2S11 | ADP |  | H,YG37*36+TXV | TM9Y080B12MP11 | 33000 | 18 | 8.5 | 29400 | 25000 | 85.03% | 2 | 0 | 11 |  |  |  | No | R-454B | 2.75 | Residential & Commercial | Ducted CEE Tier 1
215726375 | Central HP <5.4 tons | YORK | HRCU-A-CB (Split System: Heat Pump with Remote Outdoor Unit-Air-Source) | HH836E2S11 | ADP |  | H,YG81*36+TXV | TM9Y100C16MP11 | 32800 | 19 | 8.5 | 29400 | 23800 | 80.95% | 2 | 0 | 11 |  |  |  | No | R-454B | 2.7333 | Residential & Commercial | Ducted CEE Tier 1
215726376 | Central HP <5.4 tons | YORK | HRCU-A-CB (Split System: Heat Pump with Remote Outdoor Unit-Air-Source) | HH836E2S11 | ADP |  | H,YG36*36+TXV-BLEED | TM9Y100C20MP11 | 33800 | 17 | 8.5 | 30800 | 25600 | 83.12% | 2 | 0 | 10 |  |  |  | No | R-454B | 2.8167 | Residential & Commercial | Ducted CEE Tier 1
215726391 | Central HP <5.4 tons | YORK | HRCU-A-CB (Split System: Heat Pump with Remote Outdoor Unit-Air-Source) | HH836E2S11 | ADP |  | H,YG36*36+TXV-BLEED | Y81E080C16SMPS1 | 34000 | 19 | 8.5 | 30200 | 25000 | 82.78% | 2 | 0 | 11 |  |  |  | No | R-454B | 2.8333 | Residential & Commercial | Ducted CEE Tier 1
215731339 | Central HP <5.4 tons | YORK | HRCU-A-CB (Split System: Heat Pump with Remote Outdoor Unit-Air-Source) | HH860E2S11 | ADP |  | H,YG55*48+TXV-BLEED | TM8V080C16MP12 | 43500 | 18 | 8.5 | 42000 | 32800 | 78.1% | 2 | 0 | 11.7 |  |  |  | No | R-454B | 3.625 | Residential & Commercial | Ducted CEE Tier 1
215731355 | Central HP <5.4 tons | YORK | HRCU-A-CB (Split System: Heat Pump with Remote Outdoor Unit-Air-Source) | HH860E2S11 | ADP |  | H,YG74*48+TXV-BLEED | TM8V080C16MP12 | 43500 | 18 | 8.5 | 42000 | 32800 | 78.1% | 2 | 0 | 11.7 |  |  |  | No | R-454B | 3.625 | Residential & Commercial | Ducted CEE Tier 1
215731455 | Central HP <5.4 tons | YORK | HRCU-A-CB (Split System: Heat Pump with Remote Outdoor Unit-Air-Source) | HH860E2S11 | ADP |  | H,YG74*60+TXV-BLEED | TM8V100C20MP12 | 53000 | 19 | 8.5 | 52000 | 38500 | 74.04% | 2 | 0 | 11 |  |  |  | No | R-454B | 4.4167 | Residential & Commercial | Ducted CEE Tier 1
215731490 | Central HP <5.4 tons | YORK | HRCU-A-CB (Split System: Heat Pump with Remote Outdoor Unit-Air-Source) | HH860E2S11 | ADP |  | H,YG72*60+TXV | TM9V120D20MP12 | 53000 | 19 | 8.5 | 52500 | 39000 | 74.29% | 2 | 0 | 11 |  |  |  | No | R-454B | 4.4167 | Residential & Commercial | Ducted CEE Tier 1
215731505 | Central HP <5.4 tons | YORK | HRCU-A-CB (Split System: Heat Pump with Remote Outdoor Unit-Air-Source) | HH860E2S11 | ADP |  | H,YG72*48+TXV | TM9Y080C16MP11 | 44000 | 17 | 8.5 | 42500 | 33400 | 78.59% | 2 | 0 | 11 |  |  |  | No | R-454B | 3.6667 | Residential & Commercial | Ducted CEE Tier 1
215731522 | Central HP <5.4 tons | YORK | HRCU-A-CB (Split System: Heat Pump with Remote Outdoor Unit-Air-Source) | HH860E2S11 | ADP |  | H,YG51*60+TXV-BLEED | TM9Y080C16MP11 | 44000 | 17 | 8.5 | 42500 | 33400 | 78.59% | 2 | 0 | 11 |  |  |  | No | R-454B | 3.6667 | Residential & Commercial | Ducted CEE Tier 1
215731523 | Central HP <5.4 tons | YORK | HRCU-A-CB (Split System: Heat Pump with Remote Outdoor Unit-Air-Source) | HH860E2S11 | ADP |  | H,YG51*48+TXV | TM9Y080C16MP11 | 44000 | 17 | 8.5 | 42500 | 33400 | 78.59% | 2 | 0 | 11 |  |  |  | No | R-454B | 3.6667 | Residential & Commercial | Ducted CEE Tier 1
215731524 | Central HP <5.4 tons | YORK | HRCU-A-CB (Split System: Heat Pump with Remote Outdoor Unit-Air-Source) | HH860E2S11 | ADP |  | H,YG51*60+TXV | TM9Y080C16MP11 | 44000 | 17 | 8.5 | 42500 | 33400 | 78.59% | 2 | 0 | 11 |  |  |  | No | R-454B | 3.6667 | Residential & Commercial | Ducted CEE Tier 1
214731177 | Central HP <5.4 tons | BRYANT HEATING AND COOLING SYSTEMS | HRCU-A-CB (Split System: Heat Pump with Remote Outdoor Unit-Air-Source) | 38MURAQ24AB3* | ADP |  | H,PG31930 | 926TC48060V17*** | 23000 | 16 | 9 | 24400 | 22800 | 93.44% | 1.92 | 0 | 10 |  |  |  | No | R-410A | 1.9167 | Residential & Commercial | Ducted CEE Tier 1
212984048 | Central HP <5.4 tons | GRANDAIRE | HRCU-A-CB (Split System: Heat Pump with Remote Outdoor Unit-Air-Source) | WDLCURAH24ABK |  |  | WLA*254BA* | WFAX060B042B* | 24200 | 17 | 8.5 | 25200 | 24600 | 97.62% | 2.04 | 0 | 10 |  |  |  | No | R-410A | 2.0167 | Residential & Commercial | Ducted CEE Tier 1
212984096 | Central HP <5.4 tons | GRANDAIRE | HRCU-A-CB (Split System: Heat Pump with Remote Outdoor Unit-Air-Source) | WDLCURAH24ABK |  |  | WLA*374BA* | WFAX060B042B* | 24000 | 17 | 8.5 | 25600 | 21600 | 84.38% | 1.82 | 0 | 10 |  |  |  | No | R-410A | 2 | Residential & Commercial | Ducted CEE Tier 1
215731541 | Central HP <5.4 tons | YORK | HRCU-A-CB (Split System: Heat Pump with Remote Outdoor Unit-Air-Source) | HH860E2S11 | ADP |  | H,YG3K*48+TXV-BLEED | TM9Y100C16MP11 | 44000 | 16 | 8.5 | 42500 | 33400 | 78.59% | 2 | 0 | 11 |  |  |  | No | R-454B | 3.6667 | Residential & Commercial | Ducted CEE Tier 1
215731555 | Central HP <5.4 tons | YORK | HRCU-A-CB (Split System: Heat Pump with Remote Outdoor Unit-Air-Source) | HH860E2S11 | ADP |  | H,YG51*48+TXV-BLEED | TM9Y100C16MP11 | 44000 | 17 | 8.5 | 42500 | 33400 | 78.59% | 2 | 0 | 11 |  |  |  | No | R-454B | 3.6667 | Residential & Commercial | Ducted CEE Tier 1
215731590 | Central HP <5.4 tons | YORK | HRCU-A-CB (Split System: Heat Pump with Remote Outdoor Unit-Air-Source) | HH860E2S11 | ADP |  | H,YG72*60+TXV | TM9Y120D20MP11 | 44000 | 18 | 8.5 | 42000 | 33000 | 78.57% | 2 | 0 | 11.7 |  |  |  | No | R-454B | 3.6667 | Residential & Commercial | Ducted CEE Tier 1
215731608 | Central HP <5.4 tons | YORK | HRCU-A-CB (Split System: Heat Pump with Remote Outdoor Unit-Air-Source) | HH860E2S11 | ADP |  | H,YG3K*60+TXV-BLEED | Y81E080C16SMPS1 | 44500 | 18 | 8.5 | 42500 | 33000 | 77.65% | 2 | 0 | 12 |  |  |  | No | R-454B | 3.7083 | Residential & Commercial | Ducted CEE Tier 1
215731622 | Central HP <5.4 tons | YORK | HRCU-A-CB (Split System: Heat Pump with Remote Outdoor Unit-Air-Source) | HH860E2S11 | ADP |  | H,YG51*60+TXV-BLEED | Y81E080C16SMPS1 | 44500 | 18 | 8.5 | 42500 | 33000 | 77.65% | 2 | 0 | 12 |  |  |  | No | R-454B | 3.7083 | Residential & Commercial | Ducted CEE Tier 1
215731625 | Central HP <5.4 tons | YORK | HRCU-A-CB (Split System: Heat Pump with Remote Outdoor Unit-Air-Source) | HH860E2S11 | ADP |  | H,YG74*48+TXV-BLEED | Y81E080C16SMPS1 | 44500 | 18 | 8.5 | 42500 | 33000 | 77.65% | 2 | 0 | 12 |  |  |  | No | R-454B | 3.7083 | Residential & Commercial | Ducted CEE Tier 1
215731638 | Central HP <5.4 tons | YORK | HRCU-A-CB (Split System: Heat Pump with Remote Outdoor Unit-Air-Source) | HH860E2S11 | ADP |  | H,YG72*60+TXV-BLEED | Y81E080C20SMPS1 | 44000 | 18 | 8.5 | 42500 | 33000 | 77.65% | 2 | 0 | 12 |  |  |  | No | R-454B | 3.6667 | Residential & Commercial | Ducted CEE Tier 1
215731642 | Central HP <5.4 tons | YORK | HRCU-A-CB (Split System: Heat Pump with Remote Outdoor Unit-Air-Source) | HH860E2S11 | ADP |  | H,YG3K*60+TXV | Y81E080C20SMPS1 | 52500 | 18 | 8.45 | 52000 | 38500 | 74.04% | 1.98 | 0 | 10.5 |  |  |  | No | R-454B | 4.375 | Residential & Commercial | Ducted CEE Tier 1
213077444 | Central HP <5.4 tons | KEEPRITE | HRCU-A-CB (Split System: Heat Pump with Remote Outdoor Unit-Air-Source) | DLCURAH36ABK |  |  | END4X42L17** | *96VTN0801716B* | 35800 | 15.5 | 8.1 | 39000 | 35200 | 90.26% | 1.96 | 0 | 10 |  |  |  | No | R-410A | 2.9833 | Residential & Commercial | Ducted CEE Tier 1
211168148 | Central HP <5.4 tons | TRANE | HRCU-A-CB (Split System: Heat Pump with Remote Outdoor Unit-Air-Source) | 4TWV8X24A1 | ASPEN |  | 4PXFH003AZ3+TDR | *DHMB060BCV3 | 23200 | 18 | 8.5 | 20200 | 19300 | 95.54% | 2.48 | 0 | 12 |  |  |  | No | R-410A | 1.9333 | Residential & Commercial | Ducted CEE Tier 1
211168166 | Central HP <5.4 tons | TRANE | HRCU-A-CB (Split System: Heat Pump with Remote Outdoor Unit-Air-Source) | 4TWL9048A1 | ASPEN |  | 4PXFH009AZ3+TDR | *UD2C080ACV4 | 48000 | 19 | 8.7 | 42500 | 34000 | 80% | 2.73 | 0 | 11.7 |  |  |  | No | R-410A | 4 | Residential & Commercial | Ducted CEE Tier 1
212912430 | Central HP <5.4 tons | YORK | HRCU-A-CB (Split System: Heat Pump with Remote Outdoor Unit-Air-Source) | HMH72B341 | ASPEN |  | AEL+D(A,C,E)36B34+TDR |  | 32000 | 18.3 | 8.6 | 33200 | 26400 | 79.52% | 2.73 | 0 | 10.2 |  |  |  | No | R-410A | 2.6667 | Residential & Commercial | Ducted CEE Tier 1
215731823 | Central HP <5.4 tons | YORK | HRCU-A-CB (Split System: Heat Pump with Remote Outdoor Unit-Air-Source) | HH836E2S11 | ADP |  | H,YG48*36+TXV-BLEED | TM9Y080B12MP11 | 33000 | 18 | 8.5 | 29400 | 25000 | 85.03% | 2 | 0 | 11 |  |  |  | No | R-454B | 2.75 | Residential & Commercial | Ducted CEE Tier 1
215423244 | Central HP <5.4 tons | YORK | HRCU-A-CB (Split System: Heat Pump with Remote Outdoor Unit-Air-Source) | HH836E2S11 | ADP |  | H,YE9J*36+TXV | TM8V080B12MP12 | 32400 | 16 | 8.5 | 28800 | 24800 | 86.11% | 2 | 0 | 11 |  |  |  | No | R-454B | 2.7 | Residential & Commercial | Ducted CEE Tier 1
215423295 | Central HP <5.4 tons | YORK | HRCU-A-CB (Split System: Heat Pump with Remote Outdoor Unit-Air-Source) | HH836E2S11 | ADP |  | H,YE80*36+TXV | TM9E080C16MP12 | 33800 | 19 | 8.5 | 31000 | 25800 | 83.23% | 2 | 0 | 11 |  |  |  | No | R-454B | 2.8167 | Residential & Commercial | Ducted CEE Tier 1
215423310 | Central HP <5.4 tons | YORK | HRCU-A-CB (Split System: Heat Pump with Remote Outdoor Unit-Air-Source) | HH836E2S11 | ADP |  | H,YE80*36+TXV | TM9E100C20MP12 | 33800 | 17 | 8.5 | 30400 | 25400 | 83.55% | 2 | 0 | 11 |  |  |  | No | R-454B | 2.8167 | Residential & Commercial | Ducted CEE Tier 1
215423327 | Central HP <5.4 tons | YORK | HRCU-A-CB (Split System: Heat Pump with Remote Outdoor Unit-Air-Source) | HH836E2S11 | ADP |  | H,YE35*36+TXV | TM9V100C16MP12 | 33400 | 18 | 8.5 | 29400 | 24800 | 84.35% | 2 | 0 | 11 |  |  |  | No | R-454B | 2.7833 | Residential & Commercial | Ducted CEE Tier 1
215731656 | Central HP <5.4 tons | YORK | HRCU-A-CB (Split System: Heat Pump with Remote Outdoor Unit-Air-Source) | HH860E2S11 | ADP |  | H,YG72*60+TXV | Y81E100C16SMPS1 | 44000 | 18 | 8.5 | 42000 | 32800 | 78.1% | 2 | 0 | 12 |  |  |  | No | R-454B | 3.6667 | Residential & Commercial | Ducted CEE Tier 1
215731672 | Central HP <5.4 tons | YORK | HRCU-A-CB (Split System: Heat Pump with Remote Outdoor Unit-Air-Source) | HH860E2S11 | ADP |  | H,YG51*60+TXV-BLEED | Y81E100C16SMPS1 | 44000 | 18 | 8.5 | 42000 | 32800 | 78.1% | 2 | 0 | 12 |  |  |  | No | R-454B | 3.6667 | Residential & Commercial | Ducted CEE Tier 1
215731675 | Central HP <5.4 tons | YORK | HRCU-A-CB (Split System: Heat Pump with Remote Outdoor Unit-Air-Source) | HH860E2S11 | ADP |  | H,YG74*48+TXV-BLEED | Y81E100C16SMPS1 | 44000 | 18 | 8.5 | 42000 | 32800 | 78.1% | 2 | 0 | 12 |  |  |  | No | R-454B | 3.6667 | Residential & Commercial | Ducted CEE Tier 1
215726716 | Central HP <5.4 tons | YORK | HRCU-A-CB (Split System: Heat Pump with Remote Outdoor Unit-Air-Source) | HH860E2S11 | ADP |  | H,YG49*60+TXV-BLEED | Y81E120C20SMPS1 | 52500 | 19 | 8.5 | 51500 | 38000 | 73.79% | 2 | 0 | 11.7 |  |  |  | No | R-454B | 4.375 | Residential & Commercial | Ducted CEE Tier 1
215726723 | Central HP <5.4 tons | YORK | HRCU-A-CB (Split System: Heat Pump with Remote Outdoor Unit-Air-Source) | HH860E2S11 | ADP |  | H,YG86*60+TXV-BLEED | Y81E120C20SMPS1 | 52500 | 19 | 8.5 | 51500 | 38000 | 73.79% | 2 | 0 | 11.7 |  |  |  | No | R-454B | 4.375 | Residential & Commercial | Ducted CEE Tier 1
215726741 | Central HP <5.4 tons | YORK | HRCU-A-CB (Split System: Heat Pump with Remote Outdoor Unit-Air-Source) | HH860E2S11 | ADP |  | H,YG88*60+TXV | Y81E130D20SMPS1 | 54000 | 19 | 8.5 | 52500 | 39000 | 74.29% | 2 | 0 | 11.7 |  |  |  | No | R-454B | 4.5 | Residential & Commercial | Ducted CEE Tier 1
215407220 | Central HP <5.4 tons | YORK | HRCU-A-CB (Split System: Heat Pump with Remote Outdoor Unit-Air-Source) | HH860E2S11 | ADP |  | H,YG48*60+TXV | TM9V080C16MP12 | 43500 | 18 | 8.5 | 42000 | 33000 | 78.57% | 2 | 0 | 11 |  |  |  | No | R-454B | 3.625 | Residential & Commercial | Ducted CEE Tier 1
215731690 | Central HP <5.4 tons | YORK | HRCU-A-CB (Split System: Heat Pump with Remote Outdoor Unit-Air-Source) | HH860E2S11 | ADP |  | H,YG72*60+TXV | Y81E100C20SMPS1 | 44500 | 18 | 8.5 | 42500 | 33000 | 77.65% | 2 | 0 | 12 |  |  |  | No | R-454B | 3.7083 | Residential & Commercial | Ducted CEE Tier 1
214595314 | Central HP <5.4 tons | BOSCH | HRCU-A-C (Split System: Heat Pump with Remote Outdoor Unit with No Indoor Fan --Air Source) | BOVB-36HDN1-M20G | ASPEN |  | D(A,C,E)30C36+TDR |  | 21800 | 15.2 | 8.8 | 23800 | 28400 | 119.3% | 1.9 | 0 | 11.9 |  |  |  | No | R-410A | 1.8167 | Residential & Commercial | Ducted CEE Tier 1
214595321 | Central HP <5.4 tons | BOSCH | HRCU-A-C (Split System: Heat Pump with Remote Outdoor Unit with No Indoor Fan --Air Source) | BOVB-36HDN1-M20G | ASPEN |  | D(A,C,E)36C36+TDR |  | 22200 | 15.2 | 8.9 | 24000 | 29400 | 122.5% | 1.95 | 0 | 11.9 |  |  |  | No | R-410A | 1.85 | Residential & Commercial | Ducted CEE Tier 1
214063847 | Central HP <5.4 tons | BOSCH | HRCU-A-CB (Split System: Heat Pump with Remote Outdoor Unit-Air-Source) | BOVA-36HDN1-M20G | ASPEN |  | D(A,C,E)48A34+TDR | BGH96M060B3B | 30800 | 17.5 | 8.6 | 33600 | 26600 | 79.17% | 2.34 | 0 | 10.5 |  |  |  | No | R-410A | 2.5667 | Residential & Commercial | Ducted CEE Tier 1
211599530 | Central HP <5.4 tons | FRASER-JOHNSTON | HRCU-A-CB (Split System: Heat Pump with Remote Outdoor Unit-Air-Source) | THF2B42T21 | ASPEN |  | LEM48C4 |  | 39000 | 16 | 8.1 | 40500 | 29000 | 71.6% | 3.33 | 0 | 12.5 |  |  |  | No | R-410A | 3.25 | Residential & Commercial | Ducted CEE Tier 1
212925933 | Central HP <5.4 tons | TRANE | HRCU-A-CB (Split System: Heat Pump with Remote Outdoor Unit-Air-Source) | 4TWL5024N1 | ASPEN |  | A(E,F)M374+TDR |  | 24000 | 15.5 | 8.2 | 26000 | 19900 | 76.54% | 2.8 | 0 | 12.5 |  |  |  | No | R-410A | 2 | Residential & Commercial | Ducted CEE Tier 1
214064095 | Central HP <5.4 tons | BOSCH | HRCU-A-CB (Split System: Heat Pump with Remote Outdoor Unit-Air-Source) | BOVB-60HDN1-M20G | ASPEN |  | D(A,C,E)48B44+TDR | BGH96M100D5A | 43500 | 17.5 | 9 | 47000 | 38500 | 81.91% | 2.32 | 0 | 11.6 |  |  |  | No | R-410A | 3.625 | Residential & Commercial | Ducted CEE Tier 1
214063913 | Central HP <5.4 tons | BOSCH | HRCU-A-CB (Split System: Heat Pump with Remote Outdoor Unit-Air-Source) | BOVA-60HDN1-M20G | ASPEN |  | D(A,C,E)60B44+TDR | BGH96M080B3A | 41500 | 17 | 8.8 | 43500 | 39500 | 90.8% | 2.4 | 0 | 11.7 |  |  |  | No | R-410A | 3.4583 | Residential & Commercial | Ducted CEE Tier 1
214064078 | Central HP <5.4 tons | BOSCH | HRCU-A-CB (Split System: Heat Pump with Remote Outdoor Unit-Air-Source) | BOVB-60HDN1-M20G | ASPEN |  | D(A,C,E)48A34+TDR | BGH96M080C4A | 39500 | 17 | 8.5 | 44000 | 38500 | 87.5% | 2.31 | 0 | 11.4 |  |  |  | No | R-410A | 3.2917 | Residential & Commercial | Ducted CEE Tier 1
214064096 | Central HP <5.4 tons | BOSCH | HRCU-A-CB (Split System: Heat Pump with Remote Outdoor Unit-Air-Source) | BOVB-60HDN1-M20G | ASPEN |  | D(A,C,E)48D44+TDR | BGH96M100D5A | 44500 | 17.5 | 9 | 47000 | 38500 | 81.91% | 2.32 | 0 | 11.7 |  |  |  | No | R-410A | 3.7083 | Residential & Commercial | Ducted CEE Tier 1
214271739 | Central HP <5.4 tons | CARRIER | HRCU-A-CB (Split System: Heat Pump with Remote Outdoor Unit-Air-Source) | 25VNA448A*031* | ADP |  | V,C48H175P389 | 58TN*B070C17**16 | 44000 | 21 | 9.5 | 44500 | 36400 | 81.8% | 2.32 | 0 | 10.5 |  |  |  | No | R-410A | 3.6667 | Residential & Commercial | Ducted CEE Tier 1
211245155 | Central HP <5.4 tons | GRANDAIRE | HRCU-A-CB (Split System: Heat Pump with Remote Outdoor Unit-Air-Source) | WDLCURAH24ABK |  |  | WLN(C,W)364BA* | WFER090B042A* | 24600 | 16.5 | 8.1 | 26400 | 22600 | 85.61% | 1.86 | 0 | 10.5 |  |  |  | No | R-410A | 2.05 | Residential & Commercial | Ducted CEE Tier 1
211245255 | Central HP <5.4 tons | GRANDAIRE | HRCU-A-CB (Split System: Heat Pump with Remote Outdoor Unit-Air-Source) | WDLCURAH24ABK |  |  | WLN(C,W)364BA* | WFEU060B048A* | 24800 | 16.5 | 8.5 | 26600 | 22200 | 83.46% | 1.84 | 0 | 10.5 |  |  |  | No | R-410A | 2.0667 | Residential & Commercial | Ducted CEE Tier 1
213146615 | Central HP <5.4 tons | PAYNE HEATING AND COOLING | HRCU-A-CB (Split System: Heat Pump with Remote Outdoor Unit-Air-Source) | 38MURAQ24AB3* | ADP |  | V,C36H175P159+AEFE4B* |  | 24200 | 18 | 9 | 25000 | 22600 | 90.4% | 1.92 | 0 | 10.5 |  |  |  | No | R-410A | 2.0167 | Residential & Commercial | Ducted CEE Tier 1
214731181 | Central HP <5.4 tons | BRYANT HEATING AND COOLING SYSTEMS | HRCU-A-CB (Split System: Heat Pump with Remote Outdoor Unit-Air-Source) | 38MURAQ24AB3* | ADP |  | H,PG81936 | 926TC48060V17*** | 24000 | 16 | 9 | 24400 | 22800 | 93.44% | 1.92 | 0 | 10.5 |  |  |  | No | R-410A | 2 | Residential & Commercial | Ducted CEE Tier 1
212970023 | Central HP <5.4 tons | KEEPRITE | HRCU-A-CB (Split System: Heat Pump with Remote Outdoor Unit-Air-Source) | DLCURAH18ABK |  |  | EN(A,D)4X30L17** | *80VSL0701716B* | 17500 | 16 | 8.1 | 18000 | 18600 | 103.3% | 2.24 | 0 | 11 |  |  |  | No | R-410A | 1.4583 | Residential & Commercial | Ducted CEE Tier 1
215731725 | Central HP <5.4 tons | YORK | HRCU-A-CB (Split System: Heat Pump with Remote Outdoor Unit-Air-Source) | HH860E2S11 | ADP |  | H,YG51*48+TXV | Y81E120C16SMPS1 | 44000 | 18 | 8.5 | 42000 | 32600 | 77.62% | 2 | 0 | 12 |  |  |  | No | R-454B | 3.6667 | Residential & Commercial | Ducted CEE Tier 1
215423497 | Central HP <5.4 tons | YORK | HRCU-A-CB (Split System: Heat Pump with Remote Outdoor Unit-Air-Source) | HH860E2S11 | ADP |  | H,YE2K*60+TXV | TM8E080C20MP11 | 52500 | 18 | 8.35 | 53000 | 39500 | 74.53% | 1.96 | 0 | 10.5 |  |  |  | No | R-454B | 4.375 | Residential & Commercial | Ducted CEE Tier 1
215423511 | Central HP <5.4 tons | YORK | HRCU-A-CB (Split System: Heat Pump with Remote Outdoor Unit-Air-Source) | HH860E2S11 | ADP |  | H,YE2K*48+TXV | TM8E100C16MP11 | 44500 | 17 | 8.45 | 43500 | 33800 | 77.7% | 2 | 0 | 11 |  |  |  | No | R-454B | 3.7083 | Residential & Commercial | Ducted CEE Tier 1
215423544 | Central HP <5.4 tons | YORK | HRCU-A-CB (Split System: Heat Pump with Remote Outdoor Unit-Air-Source) | HH860E2S11 | ADP |  | H,YE48*60+TXV-BLEED | TM8E120C16MP11 | 44500 | 18 | 8.5 | 43500 | 33800 | 77.7% | 2 | 0 | 11 |  |  |  | No | R-454B | 3.7083 | Residential & Commercial | Ducted CEE Tier 1
215423561 | Central HP <5.4 tons | YORK | HRCU-A-CB (Split System: Heat Pump with Remote Outdoor Unit-Air-Source) | HH860E2S11 | ADP |  | H,YE54*60+TXV | TM8E120C20MP11 | 53000 | 19 | 8.5 | 52000 | 38500 | 74.04% | 2 | 0 | 11 |  |  |  | No | R-454B | 4.4167 | Residential & Commercial | Ducted CEE Tier 1
215423581 | Central HP <5.4 tons | YORK | HRCU-A-CB (Split System: Heat Pump with Remote Outdoor Unit-Air-Source) | HH860E2S11 | ADP |  | H,YE36*60+TXV | TM8V080C16MP12 | 43000 | 17 | 8.4 | 42000 | 32800 | 78.1% | 1.98 | 0 | 11.5 |  |  |  | No | R-454B | 3.5833 | Residential & Commercial | Ducted CEE Tier 1
215423597 | Central HP <5.4 tons | YORK | HRCU-A-CB (Split System: Heat Pump with Remote Outdoor Unit-Air-Source) | HH860E2S11 | ADP |  | H,YE36*60+TXV-BLEED | TM8V100C16MP12 | 43000 | 17 | 8.4 | 42000 | 32800 | 78.1% | 1.98 | 0 | 11.5 |  |  |  | No | R-454B | 3.5833 | Residential & Commercial | Ducted CEE Tier 1
215423628 | Central HP <5.4 tons | YORK | HRCU-A-CB (Split System: Heat Pump with Remote Outdoor Unit-Air-Source) | HH860E2S11 | ADP |  | H,YE36*60+TXV | TM8V120C20MP12 | 51500 | 18 | 8.3 | 52000 | 38500 | 74.04% | 1.96 | 0 | 10.5 |  |  |  | No | R-454B | 4.2917 | Residential & Commercial | Ducted CEE Tier 1
211227076 | Central HP <5.4 tons | GRANDAIRE | HRCU-A-CB (Split System: Heat Pump with Remote Outdoor Unit-Air-Source) | WDLCURAH36ABK |  |  | WLA*374CA* | WFSX100C060A* | 37000 | 15.5 | 8.5 | 38500 | 34800 | 90.39% | 2.1 | 0 | 10 |  |  |  | No | R-410A | 3.0833 | Residential & Commercial | Ducted CEE Tier 1
214271729 | Central HP <5.4 tons | CARRIER | HRCU-A-CB (Split System: Heat Pump with Remote Outdoor Unit-Air-Source) | 25VNA448A*031* | ADP |  | V,C48H175P159 | 58TN*B070C17**16 | 43500 | 20 | 9 | 44500 | 36200 | 81.35% | 2.3 | 0 | 10.5 |  |  |  | No | R-410A | 3.625 | Residential & Commercial | Ducted CEE Tier 1
212972418 | Central HP <5.4 tons | KEEPRITE | HRCU-A-CB (Split System: Heat Pump with Remote Outdoor Unit-Air-Source) | DLCURAH24ABK |  |  | EA*4X37L21A* | *80VTL1102122B* | 24400 | 17.5 | 8.5 | 25400 | 21600 | 85.04% | 1.8 | 0 | 10.5 |  |  |  | No | R-410A | 2.0333 | Residential & Commercial | Ducted CEE Tier 1
212974728 | Central HP <5.4 tons | GRANDAIRE | HRCU-A-CB (Split System: Heat Pump with Remote Outdoor Unit-Air-Source) | WDLCURAH18ABK |  |  | WLNC244BA* | WFST040A030A* | 17300 | 15.5 | 8.5 | 18400 | 18600 | 101.1% | 2.22 | 0 | 10.5 |  |  |  | No | R-410A | 1.4417 | Residential & Commercial | Ducted CEE Tier 1
212977717 | Central HP <5.4 tons | GRANDAIRE | HRCU-A-CB (Split System: Heat Pump with Remote Outdoor Unit-Air-Source) | WDLCURAH18ABK |  |  | WLA*194BA* | WFE*045A036C* | 18000 | 16.5 | 8.5 | 17900 | 19500 | 108.9% | 2.34 | 0 | 11 |  |  |  | No | R-410A | 1.5 | Residential & Commercial | Ducted CEE Tier 1
214064018 | Central HP <5.4 tons | BOSCH | HRCU-A-CB (Split System: Heat Pump with Remote Outdoor Unit-Air-Source) | BOVB-36HDN1-M20G | ASPEN |  | D(A,C,E)36D34+TDR | BGH96M080C4B | 32200 | 17.5 | 8.9 | 34200 | 26600 | 77.78% | 2.5 | 0 | 11 |  |  |  | No | R-410A | 2.6833 | Residential & Commercial | Ducted CEE Tier 1
214063852 | Central HP <5.4 tons | BOSCH | HRCU-A-CB (Split System: Heat Pump with Remote Outdoor Unit-Air-Source) | BOVA-36HDN1-M20G | ASPEN |  | D(A,C,E)30B34+TDR | BGH96M080B3B | 22200 | 18 | 8.7 | 23800 | 22200 | 93.28% | 2.21 | 0 | 11.8 |  |  |  | No | R-410A | 1.85 | Residential & Commercial | Ducted CEE Tier 1
214063996 | Central HP <5.4 tons | BOSCH | HRCU-A-CB (Split System: Heat Pump with Remote Outdoor Unit-Air-Source) | BOVB-36HDN1-M20G | ASPEN |  | D(A,C,E)24B34+TDR | BGH96M080B3A | 21800 | 18 | 8.5 | 23800 | 22200 | 93.28% | 2.19 | 0 | 11 |  |  |  | No | R-410A | 1.8167 | Residential & Commercial | Ducted CEE Tier 1
214063997 | Central HP <5.4 tons | BOSCH | HRCU-A-CB (Split System: Heat Pump with Remote Outdoor Unit-Air-Source) | BOVB-36HDN1-M20G | ASPEN |  | D(A,C,E)30B34+TDR | BGH96M080B3A | 22200 | 18 | 8.7 | 23800 | 22200 | 93.28% | 2.21 | 0 | 11.8 |  |  |  | No | R-410A | 1.85 | Residential & Commercial | Ducted CEE Tier 1
214064010 | Central HP <5.4 tons | BOSCH | HRCU-A-CB (Split System: Heat Pump with Remote Outdoor Unit-Air-Source) | BOVB-36HDN1-M20G | ASPEN |  | D(A,C,E)36A34+TDR | BGH96M080C4A | 31000 | 17.5 | 8.6 | 33800 | 26400 | 78.11% | 2.41 | 0 | 10.7 |  |  |  | No | R-410A | 2.5833 | Residential & Commercial | Ducted CEE Tier 1
212498594 | Central HP <5.4 tons | BRYANT HEATING AND COOLING SYSTEMS | HRCU-A-CB (Split System: Heat Pump with Remote Outdoor Unit-Air-Source) | 38MURAQ18AB3* | ADP |  | CE2301C+TXV |  | 17400 | 17 | 8.6 | 17000 | 19300 | 113.5% | 2.3 | 0 | 10.5 |  |  |  | No | R-410A | 1.45 | Residential & Commercial | Ducted CEE Tier 1
214272358 | Central HP <5.4 tons | CARRIER | HRCU-A-CB (Split System: Heat Pump with Remote Outdoor Unit-Air-Source) | 25VNA837A*031* | ADP |  | PL36H210P299 | 58TN*B110C21**20 | 32600 | 18 | 8.5 | 30200 | 24400 | 80.79% | 2 | 0 | 11.5 |  |  |  | No | R-410A | 2.7167 | Residential & Commercial | Ducted CEE Tier 1
214271847 | Central HP <5.4 tons | CARRIER | HRCU-A-CB (Split System: Heat Pump with Remote Outdoor Unit-Air-Source) | 25VNA825A*031* | ADP |  | PL36H210P299 | 58TN*B045C17**12 | 24200 | 16 | 8.1 | 19800 | 16400 | 82.83% | 2 | 0 | 11 |  |  |  | No | R-410A | 2.0167 | Residential & Commercial | Ducted CEE Tier 1
214271865 | Central HP <5.4 tons | CARRIER | HRCU-A-CB (Split System: Heat Pump with Remote Outdoor Unit-Air-Source) | 25VNA825A*031* | ADP |  | PL36H175P149 | 58TN*B070C14**12 | 23400 | 16 | 8.1 | 20000 | 16300 | 81.5% | 1.92 | 0 | 11 |  |  |  | No | R-410A | 1.95 | Residential & Commercial | Ducted CEE Tier 1
214272283 | Central HP <5.4 tons | CARRIER | HRCU-A-CB (Split System: Heat Pump with Remote Outdoor Unit-Air-Source) | 25VNA837A*030* | ADP |  | C36A***L539 | 58TN*B070C14**12 | 32800 | 17 | 8.1 | 30800 | 24600 | 79.87% | 1.98 | 0 | 11 |  |  |  | No | R-410A | 2.7333 | Residential & Commercial | Ducted CEE Tier 1
215424447 | Central HP <5.4 tons | YORK | HRCU-A-CB (Split System: Heat Pump with Remote Outdoor Unit-Air-Source) | HH824E2S11 | ADP |  | H,YE33*36+TXV | TM8E040A12MP11 | 22400 | 16 | 8.8 | 21000 | 16800 | 80% | 1.96 | 0 | 11.5 |  |  |  | No | R-454B | 1.8667 | Residential & Commercial | Ducted CEE Tier 1
215424449 | Central HP <5.4 tons | YORK | HRCU-A-CB (Split System: Heat Pump with Remote Outdoor Unit-Air-Source) | HH824E2S11 | ADP |  | H,YE7J*30+TXV | TM8E040A12MP11 | 22400 | 16 | 8.8 | 21000 | 16800 | 80% | 1.96 | 0 | 11.5 |  |  |  | No | R-454B | 1.8667 | Residential & Commercial | Ducted CEE Tier 1
215424464 | Central HP <5.4 tons | YORK | HRCU-A-CB (Split System: Heat Pump with Remote Outdoor Unit-Air-Source) | HH824E2S11 | ADP |  | H,YE32*36+TXV | TM8E080B12MP11 | 22200 | 17 | 8.65 | 21200 | 17500 | 82.55% | 1.94 | 0 | 11.5 |  |  |  | No | R-454B | 1.85 | Residential & Commercial | Ducted CEE Tier 1
210598315 | Central HP <5.4 tons | ARCOAIRE | HRCU-A-CB (Split System: Heat Pump with Remote Outdoor Unit-Air-Source) | HVH825GKA2* |  |  | EHD4X48AAL+WALLCON | *97CMN1202422A* | 24200 | 16 | 8.1 | 21200 | 16600 | 78.3% | 2.02 | 0 | 10.5 |  |  |  | No | R-410A | 2.0167 | Residential & Commercial | Ducted CEE Tier 1
210598363 | Central HP <5.4 tons | ARCOAIRE | HRCU-A-CB (Split System: Heat Pump with Remote Outdoor Unit-Air-Source) | HVH825GKA2* |  |  | EN(A,D)4X48L24**+WALLCON | *80CTL1352422A* | 24200 | 17 | 8.1 | 21400 | 16600 | 77.57% | 2.02 | 0 | 11.5 |  |  |  | No | R-410A | 2.0167 | Residential & Commercial | Ducted CEE Tier 1
216017398 | Central HP <5.4 tons | YORK | HRCU-A-CB (Split System: Heat Pump with Remote Outdoor Unit-Air-Source) | HH824E2S11 | ADP |  | FE*G33*25+TXV-BLEED |  | 24000 | 19 | 9.5 | 22400 | 16600 | 74.11% | 2.1 | 0 | 12 |  |  |  | No | R-454B | 2 | Residential & Commercial | Ducted CEE Tier 1
214271900 | Central HP <5.4 tons | CARRIER | HRCU-A-CB (Split System: Heat Pump with Remote Outdoor Unit-Air-Source) | 25VNA825A*032* | ADP |  | C36A***L159 | 58TN*B070C14**12 | 24000 | 17 | 8.1 | 19600 | 16200 | 82.65% | 2.02 | 0 | 10.5 |  |  |  | No | R-410A | 2 | Residential & Commercial | Ducted CEE Tier 1
215423361 | Central HP <5.4 tons | YORK | HRCU-A-CB (Split System: Heat Pump with Remote Outdoor Unit-Air-Source) | HH836E2S11 | ADP |  | H,YE34*36+TXV | Y81E080B12SMPS1 | 32400 | 17 | 8.4 | 28400 | 24400 | 85.92% | 1.98 | 0 | 11.5 |  |  |  | No | R-454B | 2.7 | Residential & Commercial | Ducted CEE Tier 1
215423363 | Central HP <5.4 tons | YORK | HRCU-A-CB (Split System: Heat Pump with Remote Outdoor Unit-Air-Source) | HH836E2S11 | ADP |  | H,YE9J*36+TXV-BLEED | Y81E080B12SMPS1 | 32800 | 17 | 8.5 | 28400 | 24400 | 85.92% | 2 | 0 | 11.7 |  |  |  | No | R-454B | 2.7333 | Residential & Commercial | Ducted CEE Tier 1
215423413 | Central HP <5.4 tons | YORK | HRCU-A-CB (Split System: Heat Pump with Remote Outdoor Unit-Air-Source) | HH836E2S11 | ADP |  | H,YE9J*36+TXV-BLEED | Y91E080C20SMPS1 | 34200 | 17 | 8.1 | 30400 | 23800 | 78.29% | 2 | 0 | 10.5 |  |  |  | No | R-454B | 2.85 | Residential & Commercial | Ducted CEE Tier 1
215423429 | Central HP <5.4 tons | YORK | HRCU-A-CB (Split System: Heat Pump with Remote Outdoor Unit-Air-Source) | HH836E2S11 | ADP |  | H,YE9J*36+TXV | YP9C080B12MP13 | 33000 | 17 | 8.5 | 29200 | 24800 | 84.93% | 2 | 0 | 11 |  |  |  | No | R-454B | 2.75 | Residential & Commercial | Ducted CEE Tier 1
213296217 | Central HP <5.4 tons | YORK | HRCU-A-CB (Split System: Heat Pump with Remote Outdoor Unit-Air-Source) | HMH72B341 | ASPEN |  | C(A,C,D,E)48C24+TDR | TM8E120C16MP11 | 32400 | 18 | 8.5 | 34000 | 28800 | 84.71% | 2.78 | 0 | 10 |  |  |  | No | R-410A | 2.7 | Residential & Commercial | Ducted CEE Tier 1
215424465 | Central HP <5.4 tons | YORK | HRCU-A-CB (Split System: Heat Pump with Remote Outdoor Unit-Air-Source) | HH824E2S11 | ADP |  | H,YE33*36+TXV | TM8E080B12MP11 | 22600 | 17 | 8.8 | 21400 | 17500 | 81.78% | 1.96 | 0 | 11.7 |  |  |  | No | R-454B | 1.8833 | Residential & Commercial | Ducted CEE Tier 1
215424483 | Central HP <5.4 tons | YORK | HRCU-A-CB (Split System: Heat Pump with Remote Outdoor Unit-Air-Source) | HH824E2S11 | ADP |  | H,YE33*36+TXV | TM8V080B12MP12 | 22600 | 17 | 8.8 | 21400 | 17700 | 82.71% | 1.96 | 0 | 10.5 |  |  |  | No | R-454B | 1.8833 | Residential & Commercial | Ducted CEE Tier 1
215424500 | Central HP <5.4 tons | YORK | HRCU-A-CB (Split System: Heat Pump with Remote Outdoor Unit-Air-Source) | HH824E2S11 | ADP |  | H,YE31*24+TXV | TM9E026A08MP12 | 21800 | 16 | 8.5 | 21200 | 17200 | 81.13% | 1.9 | 0 | 10 |  |  |  | No | R-454B | 1.8167 | Residential & Commercial | Ducted CEE Tier 1
215424516 | Central HP <5.4 tons | YORK | HRCU-A-CB (Split System: Heat Pump with Remote Outdoor Unit-Air-Source) | HH824E2S11 | ADP |  | H,YE8J*30+TXV | TM9E040A10MP12 | 22600 | 16 | 8.9 | 21400 | 17700 | 82.71% | 1.98 | 0 | 10.5 |  |  |  | No | R-454B | 1.8833 | Residential & Commercial | Ducted CEE Tier 1
215424532 | Central HP <5.4 tons | YORK | HRCU-A-CB (Split System: Heat Pump with Remote Outdoor Unit-Air-Source) | HH824E2S11 | ADP |  | H,YE7J*30+TXV | TM9E060B12MP12 | 23000 | 16 | 9 | 21400 | 17900 | 83.64% | 2 | 0 | 11.7 |  |  |  | No | R-454B | 1.9167 | Residential & Commercial | Ducted CEE Tier 1
215424533 | Central HP <5.4 tons | YORK | HRCU-A-CB (Split System: Heat Pump with Remote Outdoor Unit-Air-Source) | HH824E2S11 | ADP |  | H,YE7J*36+TXV | TM9E060B12MP12 | 23000 | 16 | 9 | 21400 | 17900 | 83.64% | 2 | 0 | 11.7 |  |  |  | No | R-454B | 1.9167 | Residential & Commercial | Ducted CEE Tier 1
215424564 | Central HP <5.4 tons | YORK | HRCU-A-CB (Split System: Heat Pump with Remote Outdoor Unit-Air-Source) | HH824E2S11 | ADP |  | H,YE31*30+TXV | TM9V080B12MP12 | 21800 | 17 | 8.5 | 21200 | 17300 | 81.6% | 1.9 | 0 | 11 |  |  |  | No | R-454B | 1.8167 | Residential & Commercial | Ducted CEE Tier 1
215424566 | Central HP <5.4 tons | YORK | HRCU-A-CB (Split System: Heat Pump with Remote Outdoor Unit-Air-Source) | HH824E2S11 | ADP |  | H,YE33*36+TXV | TM9V080B12MP12 | 23000 | 17 | 9 | 21400 | 17900 | 83.64% | 2 | 0 | 12 |  |  |  | No | R-454B | 1.9167 | Residential & Commercial | Ducted CEE Tier 1
214389905 | Central HP <5.4 tons | CARRIER | HRCU-A-CB (Split System: Heat Pump with Remote Outdoor Unit-Air-Source) | 25VNA436A*031* | ADP |  | H,PG9J936 | 58TN*B070C17**16 | 32400 | 19 | 8.5 | 36400 | 28200 | 77.47% | 1.98 | 0 | 12 |  |  |  | No | R-410A | 2.7 | Residential & Commercial | Ducted CEE Tier 1
214389906 | Central HP <5.4 tons | CARRIER | HRCU-A-CB (Split System: Heat Pump with Remote Outdoor Unit-Air-Source) | 25VNA436A*031* | ADP |  | H,PG53936 | 58TN*B070C17**16 | 33400 | 20 | 9 | 34400 | 26600 | 77.33% | 2.02 | 0 | 12 |  |  |  | No | R-410A | 2.7833 | Residential & Commercial | Ducted CEE Tier 1
215423629 | Central HP <5.4 tons | YORK | HRCU-A-CB (Split System: Heat Pump with Remote Outdoor Unit-Air-Source) | HH860E2S11 | ADP |  | H,YE37*60+TXV | TM8V120C20MP12 | 52000 | 18 | 8.35 | 52000 | 38500 | 74.04% | 1.98 | 0 | 10.5 |  |  |  | No | R-454B | 4.3333 | Residential & Commercial | Ducted CEE Tier 1
215423631 | Central HP <5.4 tons | YORK | HRCU-A-CB (Split System: Heat Pump with Remote Outdoor Unit-Air-Source) | HH860E2S11 | ADP |  | H,YE3K*60+TXV | TM8V120C20MP12 | 44500 | 18 | 8.5 | 43000 | 33400 | 77.67% | 2 | 0 | 11 |  |  |  | No | R-454B | 3.7083 | Residential & Commercial | Ducted CEE Tier 1
215423646 | Central HP <5.4 tons | YORK | HRCU-A-CB (Split System: Heat Pump with Remote Outdoor Unit-Air-Source) | HH860E2S11 | ADP |  | H,YE2K*60+TXV | TM8Y080C16MP11 | 43500 | 17 | 8.45 | 42000 | 33000 | 78.57% | 2 | 0 | 11.5 |  |  |  | No | R-454B | 3.625 | Residential & Commercial | Ducted CEE Tier 1
215423648 | Central HP <5.4 tons | YORK | HRCU-A-CB (Split System: Heat Pump with Remote Outdoor Unit-Air-Source) | HH860E2S11 | ADP |  | H,YE48*60+TXV-BLEED | TM8Y080C16MP11 | 44000 | 18 | 8.5 | 42000 | 33000 | 78.57% | 2 | 0 | 11.7 |  |  |  | No | R-454B | 3.6667 | Residential & Commercial | Ducted CEE Tier 1
215423678 | Central HP <5.4 tons | YORK | HRCU-A-CB (Split System: Heat Pump with Remote Outdoor Unit-Air-Source) | HH860E2S11 | ADP |  | H,YE37*60+TXV | TM8Y100C20MP11 | 52500 | 18 | 8.35 | 53000 | 39500 | 74.53% | 1.98 | 0 | 10.5 |  |  |  | No | R-454B | 4.375 | Residential & Commercial | Ducted CEE Tier 1
215423679 | Central HP <5.4 tons | YORK | HRCU-A-CB (Split System: Heat Pump with Remote Outdoor Unit-Air-Source) | HH860E2S11 | ADP |  | H,YE2K*60+TXV | TM8Y100C20MP11 | 52500 | 18 | 8.35 | 53000 | 39500 | 74.53% | 1.96 | 0 | 10.5 |  |  |  | No | R-454B | 4.375 | Residential & Commercial | Ducted CEE Tier 1
215423680 | Central HP <5.4 tons | YORK | HRCU-A-CB (Split System: Heat Pump with Remote Outdoor Unit-Air-Source) | HH860E2S11 | ADP |  | H,YE3K*60+TXV | TM8Y100C20MP11 | 44500 | 18 | 8.5 | 43000 | 33400 | 77.67% | 2 | 0 | 11.7 |  |  |  | No | R-454B | 3.7083 | Residential & Commercial | Ducted CEE Tier 1
215424597 | Central HP <5.4 tons | YORK | HRCU-A-CB (Split System: Heat Pump with Remote Outdoor Unit-Air-Source) | HH824E2S11 | ADP |  | H,YE8J*30+TXV | TM9Y080B12MP11 | 23000 | 17 | 9 | 21400 | 18100 | 84.58% | 2 | 0 | 11.7 |  |  |  | No | R-454B | 1.9167 | Residential & Commercial | Ducted CEE Tier 1
215424615 | Central HP <5.4 tons | YORK | HRCU-A-CB (Split System: Heat Pump with Remote Outdoor Unit-Air-Source) | HH824E2S11 | ADP |  | H,YE7J*30+TXV | Y81E080B12SMPS1 | 23000 | 18 | 9 | 21400 | 18100 | 84.58% | 2 | 0 | 12 |  |  |  | No | R-454B | 1.9167 | Residential & Commercial | Ducted CEE Tier 1
215424617 | Central HP <5.4 tons | YORK | HRCU-A-CB (Split System: Heat Pump with Remote Outdoor Unit-Air-Source) | HH824E2S11 | ADP |  | H,YE8J*30+TXV | Y81E080B12SMPS1 | 23000 | 18 | 9 | 21400 | 18100 | 84.58% | 2 | 0 | 12 |  |  |  | No | R-454B | 1.9167 | Residential & Commercial | Ducted CEE Tier 1
215424632 | Central HP <5.4 tons | YORK | HRCU-A-CB (Split System: Heat Pump with Remote Outdoor Unit-Air-Source) | HH824E2S11 | ADP |  | H,YE7J*36+TXV | Y82E060A12LMPS1 | 22400 | 18 | 8.8 | 21400 | 17300 | 80.84% | 1.96 | 0 | 11.5 |  |  |  | No | R-454B | 1.8667 | Residential & Commercial | Ducted CEE Tier 1
214389870 | Central HP <5.4 tons | CARRIER | HRCU-A-CB (Split System: Heat Pump with Remote Outdoor Unit-Air-Source) | 25VNA424A*031* | ADP |  | H,PG34936 | 58TN*B070C14**12 | 23400 | 20 | 10.5 | 25000 | 19500 | 78% | 2.42 | 0 | 13 |  |  |  | No | R-410A | 1.95 | Residential & Commercial | Ducted CEE Tier 1
214389886 | Central HP <5.4 tons | CARRIER | HRCU-A-CB (Split System: Heat Pump with Remote Outdoor Unit-Air-Source) | 25VNA424A*031* | ADP |  | H,PG9J936 | 58TN*B090C21**20 | 23600 | 20 | 10.5 | 25000 | 19300 | 77.2% | 2.48 | 0 | 13 |  |  |  | No | R-410A | 1.9667 | Residential & Commercial | Ducted CEE Tier 1
215423698 | Central HP <5.4 tons | YORK | HRCU-A-CB (Split System: Heat Pump with Remote Outdoor Unit-Air-Source) | HH860E2S11 | ADP |  | H,YE55*60+TXV | TM8Y120C20MP11 | 53500 | 19 | 8.5 | 53000 | 39500 | 74.53% | 2 | 0 | 11 |  |  |  | No | R-454B | 4.4583 | Residential & Commercial | Ducted CEE Tier 1
215423711 | Central HP <5.4 tons | YORK | HRCU-A-CB (Split System: Heat Pump with Remote Outdoor Unit-Air-Source) | HH860E2S11 | ADP |  | H,YE48*48+TXV | TM9E080C16MP12 | 44500 | 18 | 8.5 | 43500 | 34000 | 78.16% | 2 | 0 | 11 |  |  |  | No | R-454B | 3.7083 | Residential & Commercial | Ducted CEE Tier 1
215423728 | Central HP <5.4 tons | YORK | HRCU-A-CB (Split System: Heat Pump with Remote Outdoor Unit-Air-Source) | HH860E2S11 | ADP |  | H,YE55*60+TXV | TM9E080C20MP12 | 53500 | 19 | 8.5 | 53000 | 39500 | 74.53% | 2 | 0 | 11 |  |  |  | No | R-454B | 4.4583 | Residential & Commercial | Ducted CEE Tier 1
215423748 | Central HP <5.4 tons | YORK | HRCU-A-CB (Split System: Heat Pump with Remote Outdoor Unit-Air-Source) | HH860E2S11 | ADP |  | H,YE84*60+TXV | TM9E100C16MP12 | 44500 | 18 | 8.5 | 44000 | 34000 | 77.27% | 2 | 0 | 11 |  |  |  | No | R-454B | 3.7083 | Residential & Commercial | Ducted CEE Tier 1
215423765 | Central HP <5.4 tons | YORK | HRCU-A-CB (Split System: Heat Pump with Remote Outdoor Unit-Air-Source) | HH860E2S11 | ADP |  | H,YE2K*60+TXV | TM9E120D20MP12 | 52000 | 18 | 8.35 | 52500 | 39000 | 74.29% | 1.96 | 0 | 10.5 |  |  |  | No | R-454B | 4.3333 | Residential & Commercial | Ducted CEE Tier 1
215424681 | Central HP <5.4 tons | YORK | HRCU-A-CB (Split System: Heat Pump with Remote Outdoor Unit-Air-Source) | HH824E2S11 | ADP |  | H,YE31*30+TXV | Y91E080B12SMPS1 | 21800 | 17 | 8.5 | 21200 | 17400 | 82.08% | 1.9 | 0 | 11 |  |  |  | No | R-454B | 1.8167 | Residential & Commercial | Ducted CEE Tier 1
215424699 | Central HP <5.4 tons | YORK | HRCU-A-CB (Split System: Heat Pump with Remote Outdoor Unit-Air-Source) | HH824E2S11 | ADP |  | H,YE31*30+TXV | YP9C080B12MP13 | 21800 | 17 | 8.5 | 21200 | 17300 | 81.6% | 1.9 | 0 | 11 |  |  |  | No | R-454B | 1.8167 | Residential & Commercial | Ducted CEE Tier 1
215425653 | Central HP <5.4 tons | YORK | HRCU-A-CB (Split System: Heat Pump with Remote Outdoor Unit-Air-Source) | HH824E2S11 | ADP |  | H,YE32*30+TXV-BLEED | TM8E040A12MP11 | 22200 | 16 | 8.65 | 20800 | 16800 | 80.77% | 1.94 | 0 | 11.5 |  |  |  | No | R-454B | 1.85 | Residential & Commercial | Ducted CEE Tier 1
215425670 | Central HP <5.4 tons | YORK | HRCU-A-CB (Split System: Heat Pump with Remote Outdoor Unit-Air-Source) | HH824E2S11 | ADP |  | H,YE33*30+TXV | TM8E080B12MP11 | 22600 | 17 | 8.8 | 21400 | 17500 | 81.78% | 1.96 | 0 | 11.7 |  |  |  | No | R-454B | 1.8833 | Residential & Commercial | Ducted CEE Tier 1
215425686 | Central HP <5.4 tons | YORK | HRCU-A-CB (Split System: Heat Pump with Remote Outdoor Unit-Air-Source) | HH824E2S11 | ADP |  | H,YE24*24+TXV | TM8Y080B12MP11 | 21800 | 17 | 8.55 | 21200 | 17200 | 81.13% | 1.92 | 0 | 11 |  |  |  | No | R-454B | 1.8167 | Residential & Commercial | Ducted CEE Tier 1
215425700 | Central HP <5.4 tons | YORK | HRCU-A-CB (Split System: Heat Pump with Remote Outdoor Unit-Air-Source) | HH824E2S11 | ADP |  | H,YE24*24+TXV | TM9E040A10MP12 | 21800 | 16 | 8.55 | 21200 | 17700 | 83.49% | 1.92 | 0 | 10 |  |  |  | No | R-454B | 1.8167 | Residential & Commercial | Ducted CEE Tier 1
215425702 | Central HP <5.4 tons | YORK | HRCU-A-CB (Split System: Heat Pump with Remote Outdoor Unit-Air-Source) | HH824E2S11 | ADP |  | H,YE32*30+TXV-BLEED | TM9E040A10MP12 | 22200 | 16 | 8.65 | 21200 | 17700 | 83.49% | 1.94 | 0 | 10.5 |  |  |  | No | R-454B | 1.85 | Residential & Commercial | Ducted CEE Tier 1
215425703 | Central HP <5.4 tons | YORK | HRCU-A-CB (Split System: Heat Pump with Remote Outdoor Unit-Air-Source) | HH824E2S11 | ADP |  | H,YE32*24+TXV | TM9E040A10MP12 | 22200 | 16 | 8.65 | 21200 | 17700 | 83.49% | 1.94 | 0 | 10.5 |  |  |  | No | R-454B | 1.85 | Residential & Commercial | Ducted CEE Tier 1
214271647 | Central HP <5.4 tons | CARRIER | HRCU-A-CB (Split System: Heat Pump with Remote Outdoor Unit-Air-Source) | 25VNA436A*031* | ADP |  | PL36H175P159 | 58TN*B070C14**12 | 32800 | 19 | 9 | 35400 | 27600 | 77.97% | 2.02 | 0 | 11.7 |  |  |  | No | R-410A | 2.7333 | Residential & Commercial | Ducted CEE Tier 1
214271663 | Central HP <5.4 tons | CARRIER | HRCU-A-CB (Split System: Heat Pump with Remote Outdoor Unit-Air-Source) | 25VNA436A*031* | ADP |  | V,C36H175P149 | 58TN*B070C17**16 | 32400 | 19 | 8.5 | 36400 | 28200 | 77.47% | 1.98 | 0 | 12 |  |  |  | No | R-410A | 2.7 | Residential & Commercial | Ducted CEE Tier 1
214271679 | Central HP <5.4 tons | CARRIER | HRCU-A-CB (Split System: Heat Pump with Remote Outdoor Unit-Air-Source) | 25VNA436A*031* | ADP |  | V,C36H175P459 | 58TN*B070C17**16 | 33200 | 20 | 9 | 34400 | 26600 | 77.33% | 2.02 | 0 | 12 |  |  |  | No | R-410A | 2.7667 | Residential & Commercial | Ducted CEE Tier 1
215423830 | Central HP <5.4 tons | YORK | HRCU-A-CB (Split System: Heat Pump with Remote Outdoor Unit-Air-Source) | HH860E2S11 | ADP |  | H,YE48*60+TXV | TM9V120D20MP12 | 44000 | 18 | 8.5 | 42000 | 33000 | 78.57% | 2 | 0 | 11.7 |  |  |  | No | R-454B | 3.6667 | Residential & Commercial | Ducted CEE Tier 1
215423847 | Central HP <5.4 tons | YORK | HRCU-A-CB (Split System: Heat Pump with Remote Outdoor Unit-Air-Source) | HH860E2S11 | ADP |  | H,YE54*48+TXV | TM9Y080C16MP11 | 44000 | 17 | 8.5 | 42500 | 33400 | 78.59% | 2 | 0 | 11 |  |  |  | No | R-454B | 3.6667 | Residential & Commercial | Ducted CEE Tier 1
215423864 | Central HP <5.4 tons | YORK | HRCU-A-CB (Split System: Heat Pump with Remote Outdoor Unit-Air-Source) | HH860E2S11 | ADP |  | H,YE48*60+TXV | TM9Y100C16MP11 | 44000 | 17 | 8.5 | 42500 | 33400 | 78.59% | 2 | 0 | 11 |  |  |  | No | R-454B | 3.6667 | Residential & Commercial | Ducted CEE Tier 1
215423895 | Central HP <5.4 tons | YORK | HRCU-A-CB (Split System: Heat Pump with Remote Outdoor Unit-Air-Source) | HH860E2S11 | ADP |  | H,YE84*60+TXV | TM9Y120D20MP11 | 53000 | 19 | 8.5 | 52500 | 39000 | 74.29% | 2 | 0 | 11 |  |  |  | No | R-454B | 4.4167 | Residential & Commercial | Ducted CEE Tier 1
215423896 | Central HP <5.4 tons | YORK | HRCU-A-CB (Split System: Heat Pump with Remote Outdoor Unit-Air-Source) | HH860E2S11 | ADP |  | H,YE86*60+TXV | TM9Y120D20MP11 | 53000 | 19 | 8.5 | 52500 | 39000 | 74.29% | 2 | 0 | 11 |  |  |  | No | R-454B | 4.4167 | Residential & Commercial | Ducted CEE Tier 1
215423913 | Central HP <5.4 tons | YORK | HRCU-A-CB (Split System: Heat Pump with Remote Outdoor Unit-Air-Source) | HH860E2S11 | ADP |  | H,YE84*60+TXV | Y81E080C16SMPS1 | 44500 | 18 | 8.5 | 42500 | 33000 | 77.65% | 2 | 0 | 12 |  |  |  | No | R-454B | 3.7083 | Residential & Commercial | Ducted CEE Tier 1
215423963 | Central HP <5.4 tons | YORK | HRCU-A-CB (Split System: Heat Pump with Remote Outdoor Unit-Air-Source) | HH860E2S11 | ADP |  | H,YE37*60+TXV | Y81E120C16SMPS1 | 44000 | 17 | 8.5 | 41500 | 32600 | 78.55% | 2 | 0 | 12 |  |  |  | No | R-454B | 3.6667 | Residential & Commercial | Ducted CEE Tier 1
215423996 | Central HP <5.4 tons | YORK | HRCU-A-CB (Split System: Heat Pump with Remote Outdoor Unit-Air-Source) | HH860E2S11 | ADP |  | H,YE48*60+TXV | Y81E130D20SMPS1 | 45000 | 18 | 9 | 43000 | 33200 | 77.21% | 2 | 0 | 12 |  |  |  | No | R-454B | 3.75 | Residential & Commercial | Ducted CEE Tier 1
215424014 | Central HP <5.4 tons | YORK | HRCU-A-CB (Split System: Heat Pump with Remote Outdoor Unit-Air-Source) | HH860E2S11 | ADP |  | H,YE54*60+TXV | Y91E080C16SMPS1 | 45000 | 18 | 8.5 | 45000 | 33400 | 74.22% | 2 | 0 | 11.7 |  |  |  | No | R-454B | 3.75 | Residential & Commercial | Ducted CEE Tier 1
215424029 | Central HP <5.4 tons | YORK | HRCU-A-CB (Split System: Heat Pump with Remote Outdoor Unit-Air-Source) | HH860E2S11 | ADP |  | H,YE48*48+TXV | Y91E080C20SMPS1 | 44500 | 18 | 8.5 | 44500 | 33000 | 74.16% | 2 | 0 | 12 |  |  |  | No | R-454B | 3.7083 | Residential & Commercial | Ducted CEE Tier 1
215424047 | Central HP <5.4 tons | YORK | HRCU-A-CB (Split System: Heat Pump with Remote Outdoor Unit-Air-Source) | HH860E2S11 | ADP |  | H,YE48*48+TXV | Y91E100C16SMPS1 | 45500 | 18 | 8.5 | 45000 | 33800 | 75.11% | 2 | 0 | 11.7 |  |  |  | No | R-454B | 3.7917 | Residential & Commercial | Ducted CEE Tier 1
215424048 | Central HP <5.4 tons | YORK | HRCU-A-CB (Split System: Heat Pump with Remote Outdoor Unit-Air-Source) | HH860E2S11 | ADP |  | H,YE48*60+TXV | Y91E100C16SMPS1 | 45500 | 18 | 8.5 | 45000 | 33800 | 75.11% | 2 | 0 | 11.7 |  |  |  | No | R-454B | 3.7917 | Residential & Commercial | Ducted CEE Tier 1
215424049 | Central HP <5.4 tons | YORK | HRCU-A-CB (Split System: Heat Pump with Remote Outdoor Unit-Air-Source) | HH860E2S11 | ADP |  | H,YE54*48+TXV | Y91E100C16SMPS1 | 45500 | 18 | 8.5 | 45000 | 33800 | 75.11% | 2 | 0 | 11.7 |  |  |  | No | R-454B | 3.7917 | Residential & Commercial | Ducted CEE Tier 1
215424080 | Central HP <5.4 tons | YORK | HRCU-A-CB (Split System: Heat Pump with Remote Outdoor Unit-Air-Source) | HH860E2S11 | ADP |  | H,YE2K*60+TXV | Y91E120D20SMPS1 | 46500 | 17 | 8.45 | 45000 | 33800 | 75.11% | 2 | 0 | 11.7 |  |  |  | No | R-454B | 3.875 | Residential & Commercial | Ducted CEE Tier 1
215424114 | Central HP <5.4 tons | YORK | HRCU-A-CB (Split System: Heat Pump with Remote Outdoor Unit-Air-Source) | HH860E2S11 | ADP |  | H,YE2K*60+TXV | YP9C100C16MP13 | 43000 | 17 | 8.45 | 42000 | 32800 | 78.1% | 2 | 0 | 11.5 |  |  |  | No | R-454B | 3.5833 | Residential & Commercial | Ducted CEE Tier 1
215425335 | Central HP <5.4 tons | YORK | HRCU-A-CB (Split System: Heat Pump with Remote Outdoor Unit-Air-Source) | HH860E2S11 | ADP |  | H,YE3K*48+TXV | TL9E100C20UH11 | 44500 | 18 | 8.5 | 43500 | 33600 | 77.24% | 2 | 0 | 11 |  |  |  | No | R-454B | 3.7083 | Residential & Commercial | Ducted CEE Tier 1
215425367 | Central HP <5.4 tons | YORK | HRCU-A-CB (Split System: Heat Pump with Remote Outdoor Unit-Air-Source) | HH860E2S11 | ADP |  | H,YE1K*48+TXV | TM8E120C16MP11 | 44000 | 17 | 8.45 | 43500 | 33800 | 77.7% | 1.98 | 0 | 10.5 |  |  |  | No | R-454B | 3.6667 | Residential & Commercial | Ducted CEE Tier 1
215425368 | Central HP <5.4 tons | YORK | HRCU-A-CB (Split System: Heat Pump with Remote Outdoor Unit-Air-Source) | HH860E2S11 | ADP |  | H,YE55*48+TXV | TM8E120C16MP11 | 44500 | 18 | 8.5 | 43500 | 33800 | 77.7% | 2 | 0 | 11 |  |  |  | No | R-454B | 3.7083 | Residential & Commercial | Ducted CEE Tier 1
215425384 | Central HP <5.4 tons | YORK | HRCU-A-CB (Split System: Heat Pump with Remote Outdoor Unit-Air-Source) | HH860E2S11 | ADP |  | H,YE53*48+TXV | TM8V080C16MP12 | 43500 | 18 | 8.5 | 42000 | 32800 | 78.1% | 2 | 0 | 11.7 |  |  |  | No | R-454B | 3.625 | Residential & Commercial | Ducted CEE Tier 1
215425399 | Central HP <5.4 tons | YORK | HRCU-A-CB (Split System: Heat Pump with Remote Outdoor Unit-Air-Source) | HH860E2S11 | ADP |  | H,YE86*48+TXV | TM8V100C16MP12 | 43500 | 18 | 8.5 | 42000 | 32800 | 78.1% | 2 | 0 | 11.7 |  |  |  | No | R-454B | 3.625 | Residential & Commercial | Ducted CEE Tier 1
215425418 | Central HP <5.4 tons | YORK | HRCU-A-CB (Split System: Heat Pump with Remote Outdoor Unit-Air-Source) | HH860E2S11 | ADP |  | H,YE86*48+TXV | TM8Y080C16MP11 | 44000 | 18 | 8.5 | 42000 | 33000 | 78.57% | 2 | 0 | 11.7 |  |  |  | No | R-454B | 3.6667 | Residential & Commercial | Ducted CEE Tier 1
215425452 | Central HP <5.4 tons | YORK | HRCU-A-CB (Split System: Heat Pump with Remote Outdoor Unit-Air-Source) | HH860E2S11 | ADP |  | H,YE3K*48+TXV | TM9E100C16MP12 | 44500 | 18 | 8.5 | 44000 | 34000 | 77.27% | 2 | 0 | 11 |  |  |  | No | R-454B | 3.7083 | Residential & Commercial | Ducted CEE Tier 1
215425453 | Central HP <5.4 tons | YORK | HRCU-A-CB (Split System: Heat Pump with Remote Outdoor Unit-Air-Source) | HH860E2S11 | ADP |  | H,YE1K*48+TXV | TM9E100C16MP12 | 44000 | 17 | 8.45 | 44000 | 34000 | 77.27% | 1.98 | 0 | 10.5 |  |  |  | No | R-454B | 3.6667 | Residential & Commercial | Ducted CEE Tier 1
215425503 | Central HP <5.4 tons | YORK | HRCU-A-CB (Split System: Heat Pump with Remote Outdoor Unit-Air-Source) | HH860E2S11 | ADP |  | H,YE37*48+TXV | TM9Y100C16MP11 | 44000 | 16 | 8.5 | 42500 | 33400 | 78.59% | 2 | 0 | 11 |  |  |  | No | R-454B | 3.6667 | Residential & Commercial | Ducted CEE Tier 1
215425285 | Central HP <5.4 tons | YORK | HRCU-A-CB (Split System: Heat Pump with Remote Outdoor Unit-Air-Source) | HH836E2S11 | ADP |  | H,YE1K*36+TXV | TM8Y080B12MP11 | 33000 | 18 | 8.5 | 29200 | 24800 | 84.93% | 2 | 0 | 11 |  |  |  | No | R-454B | 2.75 | Residential & Commercial | Ducted CEE Tier 1
215425319 | Central HP <5.4 tons | YORK | HRCU-A-CB (Split System: Heat Pump with Remote Outdoor Unit-Air-Source) | HH836E2S11 | ADP |  | H,YE1K*36+TXV | YP9C080B12MP13 | 33000 | 18 | 8.5 | 29200 | 24800 | 84.93% | 2 | 0 | 11 |  |  |  | No | R-454B | 2.75 | Residential & Commercial | Ducted CEE Tier 1
215870957 | Central HP <5.4 tons | YORK | HRCU-A-CB (Split System: Heat Pump with Remote Outdoor Unit-Air-Source) | HH836E2S11 | ADP |  | CX361B*35+TXV | YPLC080B12MP13 | 32400 | 17 | 8.5 | 28800 | 24800 | 86.11% | 2 | 0 | 11 |  |  |  | No | R-454B | 2.7 | Residential & Commercial | Ducted CEE Tier 1
215425534 | Central HP <5.4 tons | YORK | HRCU-A-CB (Split System: Heat Pump with Remote Outdoor Unit-Air-Source) | HH860E2S11 | ADP |  | H,YE37*48+TXV | Y81E100C16SMPS1 | 44000 | 17 | 8.5 | 42000 | 32800 | 78.1% | 2 | 0 | 12 |  |  |  | No | R-454B | 3.6667 | Residential & Commercial | Ducted CEE Tier 1
215425550 | Central HP <5.4 tons | YORK | HRCU-A-CB (Split System: Heat Pump with Remote Outdoor Unit-Air-Source) | HH860E2S11 | ADP |  | H,YE72*48+TXV | Y81E120C16SMPS1 | 44000 | 18 | 8.5 | 42000 | 32600 | 77.62% | 2 | 0 | 12 |  |  |  | No | R-454B | 3.6667 | Residential & Commercial | Ducted CEE Tier 1
215425553 | Central HP <5.4 tons | YORK | HRCU-A-CB (Split System: Heat Pump with Remote Outdoor Unit-Air-Source) | HH860E2S11 | ADP |  | H,YE1K*48+TXV | Y81E120C16SMPS1 | 43500 | 17 | 8.45 | 41500 | 32600 | 78.55% | 1.98 | 0 | 11.7 |  |  |  | No | R-454B | 3.625 | Residential & Commercial | Ducted CEE Tier 1
215425583 | Central HP <5.4 tons | YORK | HRCU-A-CB (Split System: Heat Pump with Remote Outdoor Unit-Air-Source) | HH860E2S11 | ADP |  | H,YE53*48+TXV | Y91E080C20SMPS1 | 44500 | 18 | 8.5 | 44500 | 33000 | 74.16% | 2 | 0 | 12 |  |  |  | No | R-454B | 3.7083 | Residential & Commercial | Ducted CEE Tier 1
215425603 | Central HP <5.4 tons | YORK | HRCU-A-CB (Split System: Heat Pump with Remote Outdoor Unit-Air-Source) | HH860E2S11 | ADP |  | H,YE1K*48+TXV | Y91E100C20SMPS1 | 45000 | 17 | 8.45 | 45000 | 33600 | 74.67% | 1.98 | 0 | 11.5 |  |  |  | No | R-454B | 3.75 | Residential & Commercial | Ducted CEE Tier 1
215425617 | Central HP <5.4 tons | YORK | HRCU-A-CB (Split System: Heat Pump with Remote Outdoor Unit-Air-Source) | HH860E2S11 | ADP |  | H,YE72*48+TXV | YP9C080C16MP13 | 43500 | 18 | 8.5 | 42000 | 33000 | 78.57% | 2 | 0 | 11 |  |  |  | No | R-454B | 3.625 | Residential & Commercial | Ducted CEE Tier 1
215425633 | Central HP <5.4 tons | YORK | HRCU-A-CB (Split System: Heat Pump with Remote Outdoor Unit-Air-Source) | HH860E2S11 | ADP |  | H,YE53*48+TXV | YP9C100C16MP13 | 43500 | 18 | 8.5 | 42000 | 32800 | 78.1% | 2 | 0 | 11.7 |  |  |  | No | R-454B | 3.625 | Residential & Commercial | Ducted CEE Tier 1
215425636 | Central HP <5.4 tons | YORK | HRCU-A-CB (Split System: Heat Pump with Remote Outdoor Unit-Air-Source) | HH860E2S11 | ADP |  | H,YE84*48+TXV | YP9C100C16MP13 | 43500 | 18 | 8.5 | 42000 | 32800 | 78.1% | 2 | 0 | 11.7 |  |  |  | No | R-454B | 3.625 | Residential & Commercial | Ducted CEE Tier 1
215726310 | Central HP <5.4 tons | YORK | HRCU-A-CB (Split System: Heat Pump with Remote Outdoor Unit-Air-Source) | HH836E2S11 | ADP |  | H,YG36*36+TXV-BLEED | TM8V080B12MP12 | 32400 | 17 | 8.5 | 28800 | 24800 | 86.11% | 2 | 0 | 11 |  |  |  | No | R-454B | 2.7 | Residential & Commercial | Ducted CEE Tier 1
215726327 | Central HP <5.4 tons | YORK | HRCU-A-CB (Split System: Heat Pump with Remote Outdoor Unit-Air-Source) | HH836E2S11 | ADP |  | H,YG36*36+TXV | TM8V100C16MP12 | 33600 | 18 | 8.5 | 30000 | 25200 | 84% | 2 | 0 | 11 |  |  |  | No | R-454B | 2.8 | Residential & Commercial | Ducted CEE Tier 1
215726344 | Central HP <5.4 tons | YORK | HRCU-A-CB (Split System: Heat Pump with Remote Outdoor Unit-Air-Source) | HH836E2S11 | ADP |  | H,YG80*36+TXV-BLEED | TM9V080B12MP12 | 33000 | 18 | 8.5 | 29200 | 24800 | 84.93% | 2 | 0 | 11 |  |  |  | No | R-454B | 2.75 | Residential & Commercial | Ducted CEE Tier 1
215726358 | Central HP <5.4 tons | YORK | HRCU-A-CB (Split System: Heat Pump with Remote Outdoor Unit-Air-Source) | HH836E2S11 | ADP |  | H,YG80*36+TXV-BLEED | TM9Y080B12MP11 | 33000 | 18 | 8.5 | 29400 | 25000 | 85.03% | 2 | 0 | 11 |  |  |  | No | R-454B | 2.75 | Residential & Commercial | Ducted CEE Tier 1
215726361 | Central HP <5.4 tons | YORK | HRCU-A-CB (Split System: Heat Pump with Remote Outdoor Unit-Air-Source) | HH836E2S11 | ADP |  | H,YG81*36+TXV | TM9Y080B12MP11 | 33000 | 18 | 8.5 | 29400 | 25000 | 85.03% | 2 | 0 | 11 |  |  |  | No | R-454B | 2.75 | Residential & Commercial | Ducted CEE Tier 1
215726374 | Central HP <5.4 tons | YORK | HRCU-A-CB (Split System: Heat Pump with Remote Outdoor Unit-Air-Source) | HH836E2S11 | ADP |  | H,YG81*36+TXV-BLEED | TM9Y100C16MP11 | 32800 | 19 | 8.5 | 29400 | 23800 | 80.95% | 2 | 0 | 11 |  |  |  | No | R-454B | 2.7333 | Residential & Commercial | Ducted CEE Tier 1
215726392 | Central HP <5.4 tons | YORK | HRCU-A-CB (Split System: Heat Pump with Remote Outdoor Unit-Air-Source) | HH836E2S11 | ADP |  | H,YG36*36+TXV | Y81E080C16SMPS1 | 34000 | 19 | 8.5 | 30200 | 25000 | 82.78% | 2 | 0 | 11 |  |  |  | No | R-454B | 2.8333 | Residential & Commercial | Ducted CEE Tier 1
215726393 | Central HP <5.4 tons | YORK | HRCU-A-CB (Split System: Heat Pump with Remote Outdoor Unit-Air-Source) | HH836E2S11 | ADP |  | H,YG37*36+TXV-BLEED | Y81E080C16SMPS1 | 34000 | 19 | 8.5 | 30200 | 25000 | 82.78% | 2 | 0 | 11 |  |  |  | No | R-454B | 2.8333 | Residential & Commercial | Ducted CEE Tier 1
215438152 | Central HP <5.4 tons | YORK | HRCU-A-CB (Split System: Heat Pump with Remote Outdoor Unit-Air-Source) | HH860E2S11 | ADP |  | AX600C*C+TXV |  | 53500 | 18 | 8.5 | 51500 | 38000 | 73.79% | 2 | 0 | 12 |  |  |  | No | R-454B | 4.4583 | Residential & Commercial | Ducted CEE Tier 1
215438154 | Central HP <5.4 tons | YORK | HRCU-A-CB (Split System: Heat Pump with Remote Outdoor Unit-Air-Source) | HH860E2S11 | ADP |  | AX482C*A+TXV |  | 46000 | 18 | 9 | 44000 | 33600 | 76.36% | 2.1 | 0 | 12 |  |  |  | No | R-454B | 3.8333 | Residential & Commercial | Ducted CEE Tier 1
215870970 | Central HP <5.4 tons | YORK | HRCU-A-CB (Split System: Heat Pump with Remote Outdoor Unit-Air-Source) | HH860E2S11 | ADP |  | CH480C*C+TXV | Y91E100C20SMPS1 | 44500 | 17 | 8.3 | 45000 | 33600 | 74.67% | 1.96 | 0 | 11 |  |  |  | No | R-454B | 3.7083 | Residential & Commercial | Ducted CEE Tier 1
215726458 | Central HP <5.4 tons | YORK | HRCU-A-CB (Split System: Heat Pump with Remote Outdoor Unit-Air-Source) | HH860E2S11 | ADP |  | H,YG48*60+TXV-BLEED | TM8V080C16MP12 | 43500 | 18 | 8.5 | 42000 | 32800 | 78.1% | 2 | 0 | 11.7 |  |  |  | No | R-454B | 3.625 | Residential & Commercial | Ducted CEE Tier 1
215726474 | Central HP <5.4 tons | YORK | HRCU-A-CB (Split System: Heat Pump with Remote Outdoor Unit-Air-Source) | HH860E2S11 | ADP |  | H,YG86*60+TXV-BLEED | TM8V080C16MP12 | 43500 | 18 | 8.5 | 42000 | 32800 | 78.1% | 2 | 0 | 11.7 |  |  |  | No | R-454B | 3.625 | Residential & Commercial | Ducted CEE Tier 1
215726542 | Central HP <5.4 tons | YORK | HRCU-A-CB (Split System: Heat Pump with Remote Outdoor Unit-Air-Source) | HH860E2S11 | ADP |  | H,YG86*60+TXV | TM9V120D20MP12 | 53000 | 19 | 8.5 | 52500 | 39000 | 74.29% | 2 | 0 | 11 |  |  |  | No | R-454B | 4.4167 | Residential & Commercial | Ducted CEE Tier 1
215726543 | Central HP <5.4 tons | YORK | HRCU-A-CB (Split System: Heat Pump with Remote Outdoor Unit-Air-Source) | HH860E2S11 | ADP |  | H,YG88*60+TXV-BLEED | TM9V120D20MP12 | 53000 | 19 | 8.5 | 52000 | 38500 | 74.04% | 2 | 0 | 11 |  |  |  | No | R-454B | 4.4167 | Residential & Commercial | Ducted CEE Tier 1
215726575 | Central HP <5.4 tons | YORK | HRCU-A-CB (Split System: Heat Pump with Remote Outdoor Unit-Air-Source) | HH860E2S11 | ADP |  | H,YG49*60+TXV | TM9Y100C16MP11 | 44000 | 17 | 8.5 | 42500 | 33400 | 78.59% | 2 | 0 | 11 |  |  |  | No | R-454B | 3.6667 | Residential & Commercial | Ducted CEE Tier 1
213771512 | Central HP <5.4 tons | KEEPRITE | HRCU-A-CB (Split System: Heat Pump with Remote Outdoor Unit-Air-Source) | CVH825GKA2* |  |  | EA*4X43L21A*+WALLCON | *97CMN0801714B* | 24400 | 16.5 | 8.1 | 21200 | 16700 | 78.77% | 2.02 | 0 | 11 |  |  |  | No | R-410A | 2.0333 | Residential & Commercial | Ducted CEE Tier 1
213771562 | Central HP <5.4 tons | KEEPRITE | HRCU-A-CB (Split System: Heat Pump with Remote Outdoor Unit-Air-Source) | CVH825GKA2* |  |  | EA*4X48L21A*+WALLCON | *80CTL0451712B* | 24000 | 16.5 | 8.1 | 21000 | 16600 | 79.05% | 2 | 0 | 10.5 |  |  |  | No | R-410A | 2 | Residential & Commercial | Ducted CEE Tier 1
212969973 | Central HP <5.4 tons | KEEPRITE | HRCU-A-CB (Split System: Heat Pump with Remote Outdoor Unit-Air-Source) | DLCURAH18ABK |  |  | EA*4X19L17A* | *80VSL0701716B* | 17800 | 16.5 | 8.1 | 17800 | 17900 | 100.6% | 2.16 | 0 | 10.5 |  |  |  | No | R-410A | 1.4833 | Residential & Commercial | Ducted CEE Tier 1
212407337 | Central HP <5.4 tons | PAYNE HEATING AND COOLING | HRCU-A-CB (Split System: Heat Pump with Remote Outdoor Unit-Air-Source) | 38MURAQ24AB3* | ADP |  | H,PG7J936 | PG92ESAA60080C** | 25000 | 17 | 8.5 | 25000 | 21400 | 85.6% | 1.82 | 0 | 10.5 |  |  |  | No | R-410A | 2.0833 | Residential & Commercial | Ducted CEE Tier 1
211245754 | Central HP <5.4 tons | GRANDAIRE | HRCU-A-CB (Split System: Heat Pump with Remote Outdoor Unit-Air-Source) | WDLCURAH24ABK |  |  | WLNC364CA* | WFEU060B048A* | 24800 | 16.5 | 8.5 | 26600 | 22200 | 83.46% | 1.84 | 0 | 10.5 |  |  |  | No | R-410A | 2.0667 | Residential & Commercial | Ducted CEE Tier 1
211259635 | Central HP <5.4 tons | KEEPRITE | HRCU-A-CB (Split System: Heat Pump with Remote Outdoor Unit-Air-Source) | DLCURAH18ABK |  |  | EA*4X19L17A* | *96VSN0401712A* | 18200 | 15.5 | 8.5 | 18300 | 17600 | 96.17% | 2.12 | 0 | 10.5 |  |  |  | No | R-410A | 1.5167 | Residential & Commercial | Ducted CEE Tier 1
211262059 | Central HP <5.4 tons | KEEPRITE | HRCU-A-CB (Split System: Heat Pump with Remote Outdoor Unit-Air-Source) | DLCURAH18ABK |  |  | EA*4X30L17A* | *80ES(N,L)0701712A* | 18200 | 16.5 | 8.5 | 18700 | 18400 | 98.4% | 2.22 | 0 | 10.5 |  |  |  | No | R-410A | 1.5167 | Residential & Commercial | Ducted CEE Tier 1
211262125 | Central HP <5.4 tons | KEEPRITE | HRCU-A-CB (Split System: Heat Pump with Remote Outdoor Unit-Air-Source) | DLCURAH18ABK |  |  | EA*4X30L17A* | *92ESN0401410A* | 18000 | 15.5 | 8.5 | 18700 | 18500 | 98.93% | 2.22 | 0 | 10.5 |  |  |  | No | R-410A | 1.5 | Residential & Commercial | Ducted CEE Tier 1
215726408 | Central HP <5.4 tons | YORK | HRCU-A-CB (Split System: Heat Pump with Remote Outdoor Unit-Air-Source) | HH836E2S11 | ADP |  | H,YG36*36+TXV | Y81E100B12SMPS1 | 33000 | 18 | 8.5 | 28800 | 24400 | 84.72% | 2 | 0 | 11.7 |  |  |  | No | R-454B | 2.75 | Residential & Commercial | Ducted CEE Tier 1
215405739 | Central HP <5.4 tons | YORK | HRCU-A-CB (Split System: Heat Pump with Remote Outdoor Unit-Air-Source) | HH824E2S11 | ADP |  | CH360**C+TXV+AEF36AXP* |  | 24000 | 19 | 9.4 | 22400 | 16600 | 74.11% | 2.08 | 0 | 12 |  |  |  | No | R-454B | 2 | Residential & Commercial | Ducted CEE Tier 1
215726576 | Central HP <5.4 tons | YORK | HRCU-A-CB (Split System: Heat Pump with Remote Outdoor Unit-Air-Source) | HH860E2S11 | ADP |  | H,YG50*48+TXV-BLEED | TM9Y100C16MP11 | 44000 | 17 | 8.5 | 42500 | 33400 | 78.59% | 2 | 0 | 11 |  |  |  | No | R-454B | 3.6667 | Residential & Commercial | Ducted CEE Tier 1
215726591 | Central HP <5.4 tons | YORK | HRCU-A-CB (Split System: Heat Pump with Remote Outdoor Unit-Air-Source) | HH860E2S11 | ADP |  | H,YG49*60+TXV | TM9Y100C20MP11 | 52500 | 18 | 8.5 | 52500 | 39000 | 74.29% | 2 | 0 | 11 |  |  |  | No | R-454B | 4.375 | Residential & Commercial | Ducted CEE Tier 1
215726592 | Central HP <5.4 tons | YORK | HRCU-A-CB (Split System: Heat Pump with Remote Outdoor Unit-Air-Source) | HH860E2S11 | ADP |  | H,YG50*60+TXV-BLEED | TM9Y100C20MP11 | 52500 | 18 | 8.5 | 52500 | 39000 | 74.29% | 2 | 0 | 11 |  |  |  | No | R-454B | 4.375 | Residential & Commercial | Ducted CEE Tier 1
216017400 | Central HP <5.4 tons | YORK | HRCU-A-CB (Split System: Heat Pump with Remote Outdoor Unit-Air-Source) | HH860E2S11 | ADP |  | FE*TT7*60+TXV-BLEED |  | 46000 | 19 | 9 | 44000 | 33600 | 76.36% | 2.1 | 0 | 12 |  |  |  | No | R-454B | 3.8333 | Residential & Commercial | Ducted CEE Tier 1
215726501 | Central HP <5.4 tons | YORK | HRCU-A-CB (Split System: Heat Pump with Remote Outdoor Unit-Air-Source) | HH860E2S11 | ADP |  | H,YG48*48+TXV-BLEED | TM8V100C20MP12 | 44000 | 18 | 8.5 | 42500 | 33200 | 78.12% | 2 | 0 | 11.7 |  |  |  | No | R-454B | 3.6667 | Residential & Commercial | Ducted CEE Tier 1
215726502 | Central HP <5.4 tons | YORK | HRCU-A-CB (Split System: Heat Pump with Remote Outdoor Unit-Air-Source) | HH860E2S11 | ADP |  | H,YG48*60+TXV-BLEED | TM8V100C20MP12 | 44000 | 18 | 8.5 | 42500 | 33200 | 78.12% | 2 | 0 | 11.7 |  |  |  | No | R-454B | 3.6667 | Residential & Commercial | Ducted CEE Tier 1
215726518 | Central HP <5.4 tons | YORK | HRCU-A-CB (Split System: Heat Pump with Remote Outdoor Unit-Air-Source) | HH860E2S11 | ADP |  | H,YG48*48+TXV | TM8V120C20MP12 | 44000 | 18 | 8.5 | 42500 | 33200 | 78.12% | 2 | 0 | 11.7 |  |  |  | No | R-454B | 3.6667 | Residential & Commercial | Ducted CEE Tier 1
215726534 | Central HP <5.4 tons | YORK | HRCU-A-CB (Split System: Heat Pump with Remote Outdoor Unit-Air-Source) | HH860E2S11 | ADP |  | H,YG49*60+TXV-BLEED | TM9V120D20MP12 | 53000 | 19 | 8.5 | 52500 | 39000 | 74.29% | 2 | 0 | 11 |  |  |  | No | R-454B | 4.4167 | Residential & Commercial | Ducted CEE Tier 1
215726535 | Central HP <5.4 tons | YORK | HRCU-A-CB (Split System: Heat Pump with Remote Outdoor Unit-Air-Source) | HH860E2S11 | ADP |  | H,YG49*60+TXV | TM9V120D20MP12 | 53000 | 19 | 8.5 | 52500 | 39000 | 74.29% | 2 | 0 | 11 |  |  |  | No | R-454B | 4.4167 | Residential & Commercial | Ducted CEE Tier 1
215726536 | Central HP <5.4 tons | YORK | HRCU-A-CB (Split System: Heat Pump with Remote Outdoor Unit-Air-Source) | HH860E2S11 | ADP |  | H,YG50*60+TXV-BLEED | TM9V120D20MP12 | 53000 | 19 | 8.5 | 52500 | 39000 | 74.29% | 2 | 0 | 11 |  |  |  | No | R-454B | 4.4167 | Residential & Commercial | Ducted CEE Tier 1
215726550 | Central HP <5.4 tons | YORK | HRCU-A-CB (Split System: Heat Pump with Remote Outdoor Unit-Air-Source) | HH860E2S11 | ADP |  | H,YG49*48+TXV-BLEED | TM9Y080C16MP11 | 44000 | 17 | 8.5 | 42500 | 33400 | 78.59% | 2 | 0 | 11 |  |  |  | No | R-454B | 3.6667 | Residential & Commercial | Ducted CEE Tier 1
215726583 | Central HP <5.4 tons | YORK | HRCU-A-CB (Split System: Heat Pump with Remote Outdoor Unit-Air-Source) | HH860E2S11 | ADP |  | H,YG84*48+TXV | TM9Y100C16MP11 | 44000 | 17 | 8.5 | 42500 | 33400 | 78.59% | 2 | 0 | 11 |  |  |  | No | R-454B | 3.6667 | Residential & Commercial | Ducted CEE Tier 1
215726602 | Central HP <5.4 tons | YORK | HRCU-A-CB (Split System: Heat Pump with Remote Outdoor Unit-Air-Source) | HH860E2S11 | ADP |  | H,YG48*60+TXV-BLEED | TM9Y120D20MP11 | 44000 | 18 | 8.5 | 42000 | 33000 | 78.57% | 2 | 0 | 11.7 |  |  |  | No | R-454B | 3.6667 | Residential & Commercial | Ducted CEE Tier 1
215726603 | Central HP <5.4 tons | YORK | HRCU-A-CB (Split System: Heat Pump with Remote Outdoor Unit-Air-Source) | HH860E2S11 | ADP |  | H,YG48*48+TXV | TM9Y120D20MP11 | 44000 | 18 | 8.5 | 42000 | 33000 | 78.57% | 2 | 0 | 11.7 |  |  |  | No | R-454B | 3.6667 | Residential & Commercial | Ducted CEE Tier 1
215726317 | Central HP <5.4 tons | YORK | HRCU-A-CB (Split System: Heat Pump with Remote Outdoor Unit-Air-Source) | HH836E2S11 | ADP |  | H,YG81*36+TXV | TM8V080B12MP12 | 32400 | 17 | 8.5 | 28800 | 24800 | 86.11% | 2 | 0 | 11 |  |  |  | No | R-454B | 2.7 | Residential & Commercial | Ducted CEE Tier 1
215726334 | Central HP <5.4 tons | YORK | HRCU-A-CB (Split System: Heat Pump with Remote Outdoor Unit-Air-Source) | HH836E2S11 | ADP |  | H,YG36*36+TXV-BLEED | TM9V060B12MP12 | 32600 | 17 | 8.5 | 29000 | 24800 | 85.52% | 2 | 0 | 11 |  |  |  | No | R-454B | 2.7167 | Residential & Commercial | Ducted CEE Tier 1
215726369 | Central HP <5.4 tons | YORK | HRCU-A-CB (Split System: Heat Pump with Remote Outdoor Unit-Air-Source) | HH836E2S11 | ADP |  | H,YG36*36+TXV-BLEED | TM9Y100C16MP11 | 32800 | 19 | 8.5 | 29400 | 23800 | 80.95% | 2 | 0 | 11 |  |  |  | No | R-454B | 2.7333 | Residential & Commercial | Ducted CEE Tier 1
211230822 | Central HP <5.4 tons | KEEPRITE | HRCU-A-CB (Split System: Heat Pump with Remote Outdoor Unit-Air-Source) | DLCURAH36ABK |  |  | FEM4P42**AL |  | 37000 | 16 | 8.1 | 38500 | 34800 | 90.39% | 2 | 0 | 10 |  |  |  | No | R-410A | 3.0833 | Residential & Commercial | Ducted CEE Tier 1
211230656 | Central HP <5.4 tons | KEEPRITE | HRCU-A-CB (Split System: Heat Pump with Remote Outdoor Unit-Air-Source) | DLCURAH36ABK |  |  | EN(A,D)4X48L24** | *95ESN1002120A* | 36800 | 16 | 8.1 | 39500 | 35000 | 88.61% | 2.06 | 0 | 10.5 |  |  |  | No | R-410A | 3.0667 | Residential & Commercial | Ducted CEE Tier 1
211229986 | Central HP <5.4 tons | KEEPRITE | HRCU-A-CB (Split System: Heat Pump with Remote Outdoor Unit-Air-Source) | DLCURAH36ABK |  |  | EN(A,D,W)4X48L21** | *80VSL0451716A* | 35800 | 15.5 | 8.1 | 38500 | 35000 | 90.91% | 2 | 0 | 10 |  |  |  | No | R-410A | 2.9833 | Residential & Commercial | Ducted CEE Tier 1
214239310 | Central HP <5.4 tons | KEEPRITE | HRCU-A-CB (Split System: Heat Pump with Remote Outdoor Unit-Air-Source) | CVH837GKA2* |  |  | EN(A,D)4X48L24**+WALLCON | *80CTL1352422B* | 32400 | 17 | 8.1 | 32600 | 24600 | 75.46% | 1.96 | 0 | 11.7 |  |  |  | No | R-410A | 2.7 | Residential & Commercial | Ducted CEE Tier 1
214239360 | Central HP <5.4 tons | KEEPRITE | HRCU-A-CB (Split System: Heat Pump with Remote Outdoor Unit-Air-Source) | CVH837GKA2* |  |  | EN(A,D,W)4X60L24**+WALLCON | *80CTL0902120B* | 32800 | 17.5 | 8.1 | 32200 | 24600 | 76.4% | 1.96 | 0 | 12 |  |  |  | No | R-410A | 2.7333 | Residential & Commercial | Ducted CEE Tier 1
214239410 | Central HP <5.4 tons | KEEPRITE | HRCU-A-CB (Split System: Heat Pump with Remote Outdoor Unit-Air-Source) | CVH837GKA2* |  |  | EN(A,D,W)4X60L24**+WALLCON | *96CTN1002122B* | 32800 | 17.5 | 8.1 | 32200 | 24600 | 76.4% | 1.96 | 0 | 12 |  |  |  | No | R-410A | 2.7333 | Residential & Commercial | Ducted CEE Tier 1
213161304 | Central HP <5.4 tons | ARMSTRONG AIR | HRCU-A-CB (Split System: Heat Pump with Remote Outdoor Unit-Air-Source) | 4SHP22LX124P-**A | ADP |  | PL36H***P449+AEFE3A* |  | 23200 | 20 | 8.7 | 20600 | 15700 | 76.21% | 2.26 | 0 | 13.5 |  |  |  | No | R-410A | 1.9333 | Residential & Commercial | Ducted CEE Tier 1
214063863 | Central HP <5.4 tons | BOSCH | HRCU-A-CB (Split System: Heat Pump with Remote Outdoor Unit-Air-Source) | BOVA-36HDN1-M20G | ASPEN |  | D(A,C,E)48A34+TDR | BGH96M080C4B | 31600 | 17.5 | 8.6 | 33800 | 26400 | 78.11% | 2.42 | 0 | 10.9 |  |  |  | No | R-410A | 2.6333 | Residential & Commercial | Ducted CEE Tier 1
214723128 | Central HP <5.4 tons | BOSCH | HRCU-A-CB (Split System: Heat Pump with Remote Outdoor Unit-Air-Source) | BOVA-36HDN1-M20G | ASPEN |  | L(E,F)W30E4 |  | 21600 | 19 | 9 | 23600 | 17600 | 74.58% | 2 | 0 | 11.7 |  |  |  | No | R-410A | 1.8 | Residential & Commercial | Ducted CEE Tier 1
215912386 | Central HP <5.4 tons | YORK | HRCU-A-CB (Split System: Heat Pump with Remote Outdoor Unit-Air-Source) | HH824E2S11 | ASPEN |  | D(A,C,E)36A3K+TDR | TM9V080B12MP12 | 22200 | 17 | 8.1 | 22600 | 18300 | 80.97% | 2 | 0 | 12 |  |  |  | No | R-454B | 1.85 | Residential & Commercial | Ducted CEE Tier 1
204456791 | Central HP <5.4 tons | ARCOAIRE | HRCU-A-CB (Split System: Heat Pump with Remote Outdoor Unit-Air-Source) | HVH825GKA2* |  |  | EA*4X36L21A*+WALLCON | *80CTL0901716A* | 23600 | 17.5 | 8.1 | 21400 | 16600 | 77.57% | 1.96 | 11 | 11 |  |  |  | No | R-410A | 1.9667 | Residential & Commercial | Ducted CEE Tier 1
215726400 | Central HP <5.4 tons | YORK | HRCU-A-CB (Split System: Heat Pump with Remote Outdoor Unit-Air-Source) | HH836E2S11 | ADP |  | H,YG36*36+TXV | Y81E080C20SMPS1 | 34600 | 19 | 8.5 | 30800 | 25400 | 82.47% | 2 | 0 | 11 |  |  |  | No | R-454B | 2.8833 | Residential & Commercial | Ducted CEE Tier 1
215726402 | Central HP <5.4 tons | YORK | HRCU-A-CB (Split System: Heat Pump with Remote Outdoor Unit-Air-Source) | HH836E2S11 | ADP |  | H,YG37*36+TXV | Y81E080C20SMPS1 | 34600 | 19 | 8.5 | 30800 | 25400 | 82.47% | 2 | 0 | 11 |  |  |  | No | R-454B | 2.8833 | Residential & Commercial | Ducted CEE Tier 1
215407211 | Central HP <5.4 tons | YORK | HRCU-A-CB (Split System: Heat Pump with Remote Outdoor Unit-Air-Source) | HH836E2S11 | ADP |  | H,YG36*36+TXV | TM9V060B12MP12 | 32600 | 17 | 8.5 | 29000 | 24800 | 85.52% | 2 | 0 | 11 |  |  |  | No | R-454B | 2.7167 | Residential & Commercial | Ducted CEE Tier 1
213821579 | Central HP <5.4 tons | TEMPSTAR | HRCU-A-CB (Split System: Heat Pump with Remote Outdoor Unit-Air-Source) | DLCURAH36ABK | ASPEN |  | D(A,C,E)42B34+TDR | *80MS(N,L)0901714A* | 35400 | 16.5 | 8.1 | 38500 | 32200 | 83.64% | 2.58 | 0 | 10 |  |  |  | No | R-410A | 2.95 | Residential & Commercial | Ducted CEE Tier 1
213821599 | Central HP <5.4 tons | TEMPSTAR | HRCU-A-CB (Split System: Heat Pump with Remote Outdoor Unit-Air-Source) | DLCURAH36ABK | ASPEN |  | D(A,C,E)36C34+TDR | *80MS(N,L)1552420A* | 35400 | 16.5 | 8.1 | 38500 | 31800 | 82.6% | 2.71 | 0 | 10.5 |  |  |  | No | R-410A | 2.95 | Residential & Commercial | Ducted CEE Tier 1
212590801 | Central HP <5.4 tons | ARMSTRONG AIR | HRCU-A-CB (Split System: Heat Pump with Remote Outdoor Unit-Air-Source) | 4SHP22LX124P-**A | ADP |  | H,A,DD14936 | A96US2V070B12 | 23800 | 21 | 8.5 | 22000 | 15400 | 70% | 1.92 | 0 | 13.5 |  |  |  | No | R-410A | 1.9833 | Residential & Commercial | Ducted CEE Tier 1
214731152 | Central HP <5.4 tons | BRYANT HEATING AND COOLING SYSTEMS | HRCU-A-CB (Split System: Heat Pump with Remote Outdoor Unit-Air-Source) | 38MURAQ18AB3* | ADP |  | H,PG9J936 | 926TC48060V17*** | 17400 | 16 | 8.5 | 16800 | 19100 | 113.7% | 2.34 | 0 | 10.5 |  |  |  | No | R-410A | 1.45 | Residential & Commercial | Ducted CEE Tier 1
212977801 | Central HP <5.4 tons | GRANDAIRE | HRCU-A-CB (Split System: Heat Pump with Remote Outdoor Unit-Air-Source) | WDLCURAH18ABK |  |  | WLNC244AA* | WFE*045A036C* | 17500 | 16.5 | 8.5 | 18400 | 19200 | 104.3% | 2.3 | 0 | 11 |  |  |  | No | R-410A | 1.4583 | Residential & Commercial | Ducted CEE Tier 1
211262717 | Central HP <5.4 tons | GRANDAIRE | HRCU-A-CB (Split System: Heat Pump with Remote Outdoor Unit-Air-Source) | WDLCURAH18ABK |  |  | WLNC244AA* | WFER045A036A* | 18000 | 16 | 8.5 | 18900 | 18700 | 98.94% | 2.26 | 0 | 11 |  |  |  | No | R-410A | 1.5 | Residential & Commercial | Ducted CEE Tier 1
211261424 | Central HP <5.4 tons | GRANDAIRE | HRCU-A-CB (Split System: Heat Pump with Remote Outdoor Unit-Air-Source) | WDLCURAH18ABK |  |  | WLA*304AA* | WFSX026A030A* | 18100 | 15.5 | 8.5 | 18800 | 18500 | 98.4% | 2.22 | 0 | 10.5 |  |  |  | No | R-410A | 1.5083 | Residential & Commercial | Ducted CEE Tier 1
206771085 | Central HP <5.4 tons | ARCOAIRE | HRCU-A-CB (Split System: Heat Pump with Remote Outdoor Unit-Air-Source) | HVH837GKA2* |  |  | EA*4X36L21A*+WALLCON | *96CTN0801714A* | 31400 | 17 | 8.1 | 33400 | 24400 | 73.05% | 1.84 | 11 | 11 |  |  |  | No | R-410A | 2.6167 | Residential & Commercial | Ducted CEE Tier 1
206771049 | Central HP <5.4 tons | ARCOAIRE | HRCU-A-CB (Split System: Heat Pump with Remote Outdoor Unit-Air-Source) | HVH837GKA2* |  |  | EA*4X36L21A*+WALLCON | *80CTL0701716A* | 31400 | 17 | 8.1 | 33400 | 24400 | 73.05% | 1.84 | 11.5 | 11 |  |  |  | No | R-410A | 2.6167 | Residential & Commercial | Ducted CEE Tier 1
211264752 | Central HP <5.4 tons | GRANDAIRE | HRCU-A-CB (Split System: Heat Pump with Remote Outdoor Unit-Air-Source) | WDLCURAH18ABK |  |  | WBHL184*A* |  | 18000 | 15.5 | 8.5 | 19000 | 19100 | 100.5% | 2.28 | 0 | 10.5 |  |  |  | No | R-410A | 1.5 | Residential & Commercial | Ducted CEE Tier 1
215405743 | Central HP <5.4 tons | YORK | HRCU-A-CB (Split System: Heat Pump with Remote Outdoor Unit-Air-Source) | HH836E2S11 | ADP |  | CH368A*C+TXV+AEF36AXP* |  | 33400 | 18 | 8.45 | 29400 | 24600 | 83.67% | 1.98 | 0 | 11.5 |  |  |  | No | R-454B | 2.7833 | Residential & Commercial | Ducted CEE Tier 1
215407214 | Central HP <5.4 tons | YORK | HRCU-A-CB (Split System: Heat Pump with Remote Outdoor Unit-Air-Source) | HH836E2S11 | ADP |  | H,YG36*36+TXV | TM9V080C16MP12 | 33400 | 18 | 8.5 | 29800 | 25000 | 83.89% | 2 | 0 | 11 |  |  |  | No | R-454B | 2.7833 | Residential & Commercial | Ducted CEE Tier 1
204456538 | Central HP <5.4 tons | ARCOAIRE | HRCU-A-CB (Split System: Heat Pump with Remote Outdoor Unit-Air-Source) | HVH825GKA2* |  |  | EA*4X30L17A*+WALLCON | *96CTN0601714A* | 23400 | 16 | 8.1 | 21600 | 16800 | 77.78% | 1.9 | 11 | 10.5 |  |  |  | No | R-410A | 1.95 | Residential & Commercial | Ducted CEE Tier 1
214094102 | Central HP <5.4 tons | BOSCH | HRCU-A-CB (Split System: Heat Pump with Remote Outdoor Unit-Air-Source) | BOVA-24HDN1-M15G | ASPEN |  | AE(D,N,U)+DM24E34+TDR |  | 21600 | 16 | 8.1 | 23400 | 23200 | 99.15% | 2.4 | 0 | 11.5 |  |  |  | No | R-410A | 1.8 | Residential & Commercial | Ducted CEE Tier 1
204456367 | Central HP <5.4 tons | ARCOAIRE | HRCU-A-CB (Split System: Heat Pump with Remote Outdoor Unit-Air-Source) | HVH825GKA2* |  |  | EA*4X24L17A*+WALLCON | *80CTL0451712A* | 23200 | 16 | 8.1 | 22000 | 16900 | 76.82% | 1.88 | 11 | 10.5 |  |  |  | No | R-410A | 1.9333 | Residential & Commercial | Ducted CEE Tier 1
204459406 | Central HP <5.4 tons | ARCOAIRE | HRCU-A-CB (Split System: Heat Pump with Remote Outdoor Unit-Air-Source) | HVH825GKA2* |  |  | EHD4X36AAL+WALLCON | *80CTL0701412A* | 24000 | 16.5 | 8.1 | 21400 | 16600 | 77.57% | 2 | 11.5 | 11 |  |  |  | No | R-410A | 2 | Residential & Commercial | Ducted CEE Tier 1
213885833 | Central HP <5.4 tons | BOSCH | HRCU-A-CB (Split System: Heat Pump with Remote Outdoor Unit-Air-Source) | BOVA-60HDN1-M20G | ASPEN |  | AE(D,N,U)+CM60A34+TDR |  | 43000 | 18.2 | 8.8 | 47000 | 45500 | 96.81% | 2.45 | 0 | 11.6 |  |  |  | No | R-410A | 3.5833 | Residential & Commercial | Ducted CEE Tier 1
212846384 | Central HP <5.4 tons | BOSCH | HRCU-A-CB (Split System: Heat Pump with Remote Outdoor Unit-Air-Source) | BOVA-60HDN1-M20G | ASPEN |  | L(E,G)M48B4 |  | 46000 | 17.5 | 8.5 | 47000 | 44500 | 94.68% | 2.4 | 0 | 11.7 |  |  |  | No | R-410A | 3.8333 | Residential & Commercial | Ducted CEE Tier 1
214064088 | Central HP <5.4 tons | BOSCH | HRCU-A-CB (Split System: Heat Pump with Remote Outdoor Unit-Air-Source) | BOVB-60HDN1-M20G | ASPEN |  | D(A,C,E)48D44+TDR | BGH96M100C5A | 44000 | 17.5 | 8.8 | 46500 | 39000 | 83.87% | 2.35 | 0 | 11.7 |  |  |  | No | R-410A | 3.6667 | Residential & Commercial | Ducted CEE Tier 1
214064104 | Central HP <5.4 tons | BOSCH | HRCU-A-CB (Split System: Heat Pump with Remote Outdoor Unit-Air-Source) | BOVB-60HDN1-M20G | ASPEN |  | D(A,C,E)48D44+TDR | BGH96M120D5A | 44500 | 17.5 | 9 | 47000 | 38500 | 81.91% | 2.32 | 0 | 11.7 |  |  |  | No | R-410A | 3.7083 | Residential & Commercial | Ducted CEE Tier 1
214331789 | Central HP <5.4 tons | BOSCH | HRCU-A-CB (Split System: Heat Pump with Remote Outdoor Unit-Air-Source) | BOVA-60HDN1-M20G | ASPEN |  | D(A,C,E)48D4G+TXV+TDR | BGH96M120D5A | 44500 | 17.5 | 9 | 47000 | 38500 | 81.91% | 2.32 | 0 | 11.7 |  |  |  | No | R-410A | 3.7083 | Residential & Commercial | Ducted CEE Tier 1
214331919 | Central HP <5.4 tons | BOSCH | HRCU-A-CB (Split System: Heat Pump with Remote Outdoor Unit-Air-Source) | BOVB-60HDN1-M20G | ASPEN |  | D(A,C,E)48A3G+TXV+TDR | BGH96M080B3B | 39500 | 17 | 8.5 | 43000 | 39000 | 90.7% | 2.33 | 0 | 11.4 |  |  |  | No | R-410A | 3.2917 | Residential & Commercial | Ducted CEE Tier 1
213080454 | Central HP <5.4 tons | KEEPRITE | HRCU-A-CB (Split System: Heat Pump with Remote Outdoor Unit-Air-Source) | DLCURAH36ABK |  |  | EN(A,D)4X48L24** | *96MSN1002122A* | 36000 | 16.5 | 8.1 | 38500 | 34800 | 90.39% | 2.02 | 0 | 10 |  |  |  | No | R-410A | 3 | Residential & Commercial | Ducted CEE Tier 1
213077172 | Central HP <5.4 tons | KEEPRITE | HRCU-A-CB (Split System: Heat Pump with Remote Outdoor Unit-Air-Source) | DLCURAH36ABK |  |  | EA*4X42L24A* | *96VSN1002120B* | 35400 | 16 | 8.1 | 38500 | 35200 | 91.43% | 1.88 | 0 | 10 |  |  |  | No | R-410A | 2.95 | Residential & Commercial | Ducted CEE Tier 1
211262739 | Central HP <5.4 tons | GRANDAIRE | HRCU-A-CB (Split System: Heat Pump with Remote Outdoor Unit-Air-Source) | WDLCURAH18ABK |  |  | WLNC244AA* | WFAX060A036A* | 18100 | 16 | 8.5 | 19000 | 18600 | 97.89% | 2.24 | 0 | 11 |  |  |  | No | R-410A | 1.5083 | Residential & Commercial | Ducted CEE Tier 1
214229185 | Central HP <5.4 tons | KEEPRITE | HRCU-A-CB (Split System: Heat Pump with Remote Outdoor Unit-Air-Source) | DLCURAH24ABK |  |  | EN(A,D)4X24L17** | *80MSU0601716A* | 23200 | 16.5 | 8.5 | 26800 | 23600 | 88.06% | 1.96 | 0 | 10 |  |  |  | No | R-410A | 1.9333 | Residential & Commercial | Ducted CEE Tier 1
211263821 | Central HP <5.4 tons | GRANDAIRE | HRCU-A-CB (Split System: Heat Pump with Remote Outdoor Unit-Air-Source) | WDLCURAH18ABK |  |  | WLNC304AA* | WFAX060A036A* | 18200 | 16 | 8.5 | 18700 | 18300 | 97.86% | 2.22 | 0 | 11 |  |  |  | No | R-410A | 1.5167 | Residential & Commercial | Ducted CEE Tier 1
211264340 | Central HP <5.4 tons | GRANDAIRE | HRCU-A-CB (Split System: Heat Pump with Remote Outdoor Unit-Air-Source) | WDLCURAH18ABK |  |  | WLNC304BA* | WFSX060A036A* | 18000 | 16 | 8.5 | 18500 | 18400 | 99.46% | 2.22 | 0 | 11 |  |  |  | No | R-410A | 1.5 | Residential & Commercial | Ducted CEE Tier 1
211264441 | Central HP <5.4 tons | GRANDAIRE | HRCU-A-CB (Split System: Heat Pump with Remote Outdoor Unit-Air-Source) | WDLCURAH18ABK |  |  | WLNC304BA* | WFSX026A030A* | 18200 | 15.5 | 8.5 | 18800 | 18400 | 97.87% | 2.2 | 0 | 11 |  |  |  | No | R-410A | 1.5167 | Residential & Commercial | Ducted CEE Tier 1
215399932 | Central HP <5.4 tons | FRASER-JOHNSTON | HRCU-A-C (Split System: Heat Pump with Remote Outdoor Unit with No Indoor Fan --Air Source) | HH836E2S11 | ASPEN |  | D(A,C,E)36A4K+TDR |  | 30400 | 15.2 | 8.1 | 31000 | 31600 | 101.9% | 2.54 | 0 | 10.5 |  |  |  | No | R-454B | 2.5333 | Residential & Commercial | Ducted CEE Tier 1
213077122 | Central HP <5.4 tons | KEEPRITE | HRCU-A-CB (Split System: Heat Pump with Remote Outdoor Unit-Air-Source) | DLCURAH36ABK |  |  | EN(A,D,W)4X48L21** | *96VSN0802120B* | 35600 | 16.5 | 8.1 | 38500 | 34800 | 90.39% | 1.98 | 0 | 10 |  |  |  | No | R-410A | 2.9667 | Residential & Commercial | Ducted CEE Tier 1
204456412 | Central HP <5.4 tons | ARCOAIRE | HRCU-A-CB (Split System: Heat Pump with Remote Outdoor Unit-Air-Source) | HVH825GKA2* |  |  | EA*4X24L17A*+WALLCON | *97CMN0801714A* | 23200 | 16 | 8.1 | 22000 | 16900 | 76.82% | 1.88 | 11 | 10.5 |  |  |  | No | R-410A | 1.9333 | Residential & Commercial | Ducted CEE Tier 1
214094118 | Central HP <5.4 tons | BOSCH | HRCU-A-CB (Split System: Heat Pump with Remote Outdoor Unit-Air-Source) | BOVB-36HDN1-M20G | ASPEN |  | DM36A34+TDR | BGH96M080B3A | 29400 | 18 | 8.5 | 33800 | 27400 | 81.07% | 2.38 | 0 | 10.8 |  |  |  | No | R-410A | 2.45 | Residential & Commercial | Ducted CEE Tier 1
214064008 | Central HP <5.4 tons | BOSCH | HRCU-A-CB (Split System: Heat Pump with Remote Outdoor Unit-Air-Source) | BOVB-36HDN1-M20G | ASPEN |  | D(A,C,E)36D34+TDR | BGH96M080B3B | 23000 | 18 | 9 | 24000 | 22200 | 92.5% | 2.28 | 0 | 12 |  |  |  | No | R-410A | 1.9167 | Residential & Commercial | Ducted CEE Tier 1
214331921 | Central HP <5.4 tons | BOSCH | HRCU-A-CB (Split System: Heat Pump with Remote Outdoor Unit-Air-Source) | BOVB-60HDN1-M20G | ASPEN |  | D(A,C,E)48D4G+TXV+TDR | BGH96M080B3B | 41500 | 17 | 8.8 | 43500 | 39500 | 90.8% | 2.4 | 0 | 11.7 |  |  |  | No | R-410A | 3.4583 | Residential & Commercial | Ducted CEE Tier 1
214331936 | Central HP <5.4 tons | BOSCH | HRCU-A-CB (Split System: Heat Pump with Remote Outdoor Unit-Air-Source) | BOVB-60HDN1-M20G | ASPEN |  | D(A,C,E)48B4G+TXV+TDR | BGH96M100C5B | 43000 | 17.5 | 8.8 | 46500 | 39000 | 83.87% | 2.35 | 0 | 11.6 |  |  |  | No | R-410A | 3.5833 | Residential & Commercial | Ducted CEE Tier 1
215375397 | Central HP <5.4 tons | BOSCH | HRCU-A-CB (Split System: Heat Pump with Remote Outdoor Unit-Air-Source) | BOVA-60HDN1-M20G | ASPEN |  | D(A,C,E)48A36+TDR | BGH96M120D5B | 42000 | 17.5 | 8.7 | 46500 | 35400 | 76.13% | 2.27 | 0 | 11.4 |  |  |  | No | R-410A | 3.5 | Residential & Commercial | Ducted CEE Tier 1
213356128 | Central HP <5.4 tons | BRYANT HEATING AND COOLING SYSTEMS | HRCU-A-CB (Split System: Heat Pump with Remote Outdoor Unit-Air-Source) | 38MURAQ18AB3* | ADP |  | A24VBA+TXV+CBPE3A* |  | 17800 | 15.5 | 9 | 17100 | 19400 | 113.5% | 2.4 | 0 | 10.5 |  |  |  | No | R-410A | 1.4833 | Residential & Commercial | Ducted CEE Tier 1
212498560 | Central HP <5.4 tons | BRYANT HEATING AND COOLING SYSTEMS | HRCU-A-CB (Split System: Heat Pump with Remote Outdoor Unit-Air-Source) | 38MURAQ24AB3* | ADP |  | CP2903A+TXV+TD |  | 23000 | 16 | 8.5 | 24800 | 22600 | 91.13% | 1.84 | 0 | 10 |  |  |  | No | R-410A | 1.9167 | Residential & Commercial | Ducted CEE Tier 1
211245958 | Central HP <5.4 tons | GRANDAIRE | HRCU-A-CB (Split System: Heat Pump with Remote Outdoor Unit-Air-Source) | WDLCURAH24ABK |  |  | FM(C,U)4Z30**AL* |  | 24200 | 18 | 9 | 26600 | 23000 | 86.47% | 1.92 | 0 | 10.5 |  |  |  | No | R-410A | 2.0167 | Residential & Commercial | Ducted CEE Tier 1
204300583 | Central HP <5.4 tons | ARCOAIRE | HRCU-A-CB (Split System: Heat Pump with Remote Outdoor Unit-Air-Source) | HVH837GKA** |  |  | EHD4X48AAL+WALLCON | *80CTL0901716A* | 32800 | 17.5 | 8.1 | 33000 | 24800 | 75.15% | 1.98 | 12 | 11.5 |  |  |  | No | R-410A | 2.7333 | Residential & Commercial | Ducted CEE Tier 1
204300083 | Central HP <5.4 tons | ARCOAIRE | HRCU-A-CB (Split System: Heat Pump with Remote Outdoor Unit-Air-Source) | HVH837GKA** |  |  | EHD4X36AAL+WALLCON | *80CTL1352422A* | 32200 | 16.5 | 8.1 | 33200 | 24600 | 74.1% | 1.94 | 11 | 11 |  |  |  | No | R-410A | 2.6833 | Residential & Commercial | Ducted CEE Tier 1
214094136 | Central HP <5.4 tons | BOSCH | HRCU-A-CB (Split System: Heat Pump with Remote Outdoor Unit-Air-Source) | BOVB-60HDN1-M18M | ASPEN |  | DM42B34+TDR | BGH96M060B3B | 32000 | 16.5 | 8.1 | 34000 | 26000 | 76.47% | 2.23 | 0 | 11.5 |  |  |  | No | R-410A | 2.6667 | Residential & Commercial | Ducted CEE Tier 1
215726617 | Central HP <5.4 tons | YORK | HRCU-A-CB (Split System: Heat Pump with Remote Outdoor Unit-Air-Source) | HH860E2S11 | ADP |  | H,YG48*48+TXV-BLEED | Y81E080C16SMPS1 | 44500 | 18 | 8.5 | 42500 | 33000 | 77.65% | 2 | 0 | 12 |  |  |  | No | R-454B | 3.7083 | Residential & Commercial | Ducted CEE Tier 1
215726618 | Central HP <5.4 tons | YORK | HRCU-A-CB (Split System: Heat Pump with Remote Outdoor Unit-Air-Source) | HH860E2S11 | ADP |  | H,YG48*60+TXV-BLEED | Y81E080C16SMPS1 | 44500 | 18 | 8.5 | 42500 | 33000 | 77.65% | 2 | 0 | 12 |  |  |  | No | R-454B | 3.7083 | Residential & Commercial | Ducted CEE Tier 1
215726635 | Central HP <5.4 tons | YORK | HRCU-A-CB (Split System: Heat Pump with Remote Outdoor Unit-Air-Source) | HH860E2S11 | ADP |  | H,YG86*60+TXV | Y81E080C16SMPS1 | 44500 | 18 | 8.5 | 42500 | 33000 | 77.65% | 2 | 0 | 12 |  |  |  | No | R-454B | 3.7083 | Residential & Commercial | Ducted CEE Tier 1
215726652 | Central HP <5.4 tons | YORK | HRCU-A-CB (Split System: Heat Pump with Remote Outdoor Unit-Air-Source) | HH860E2S11 | ADP |  | H,YG88*60+TXV | Y81E080C20SMPS1 | 53000 | 19 | 8.5 | 52000 | 38500 | 74.04% | 2 | 0 | 11 |  |  |  | No | R-454B | 4.4167 | Residential & Commercial | Ducted CEE Tier 1
215726667 | Central HP <5.4 tons | YORK | HRCU-A-CB (Split System: Heat Pump with Remote Outdoor Unit-Air-Source) | HH860E2S11 | ADP |  | H,YG52*60+TXV-BLEED | Y81E100C16SMPS1 | 44000 | 18 | 8.5 | 42000 | 32800 | 78.1% | 2 | 0 | 12 |  |  |  | No | R-454B | 3.6667 | Residential & Commercial | Ducted CEE Tier 1
215726669 | Central HP <5.4 tons | YORK | HRCU-A-CB (Split System: Heat Pump with Remote Outdoor Unit-Air-Source) | HH860E2S11 | ADP |  | H,YG84*48+TXV-BLEED | Y81E100C16SMPS1 | 44000 | 18 | 8.5 | 42000 | 32800 | 78.1% | 2 | 0 | 12 |  |  |  | No | R-454B | 3.6667 | Residential & Commercial | Ducted CEE Tier 1
215726718 | Central HP <5.4 tons | YORK | HRCU-A-CB (Split System: Heat Pump with Remote Outdoor Unit-Air-Source) | HH860E2S11 | ADP |  | H,YG50*60+TXV-BLEED | Y81E120C20SMPS1 | 52500 | 19 | 8.5 | 51500 | 38000 | 73.79% | 2 | 0 | 11.7 |  |  |  | No | R-454B | 4.375 | Residential & Commercial | Ducted CEE Tier 1
215726717 | Central HP <5.4 tons | YORK | HRCU-A-CB (Split System: Heat Pump with Remote Outdoor Unit-Air-Source) | HH860E2S11 | ADP |  | H,YG49*60+TXV | Y81E120C20SMPS1 | 52500 | 19 | 8.5 | 51500 | 38000 | 73.79% | 2 | 0 | 11.7 |  |  |  | No | R-454B | 4.375 | Residential & Commercial | Ducted CEE Tier 1
211243397 | Central HP <5.4 tons | KEEPRITE | HRCU-A-CB (Split System: Heat Pump with Remote Outdoor Unit-Air-Source) | DLCURAH24ABK |  |  | EA*4X37L21A* | *80VTL0902120A* | 24600 | 17 | 8.5 | 25400 | 21200 | 83.46% | 1.78 | 0 | 10.5 |  |  |  | No | R-410A | 2.05 | Residential & Commercial | Ducted CEE Tier 1
215031177 | Central HP <5.4 tons | DAIKIN | HRCU-A-CB (Split System: Heat Pump with Remote Outdoor Unit-Air-Source) | DZ9VCA3610A* | ASPEN |  | CH48B34+TDR | D*80VC0804C*A* | 31600 | 19 | 8.1 | 34000 | 24400 | 71.76% | 1.8 | 0 | 11.9 |  |  |  | No | R-410A | 2.6333 | Residential & Commercial | Ducted CEE Tier 1
211243047 | Central HP <5.4 tons | KEEPRITE | HRCU-A-CB (Split System: Heat Pump with Remote Outdoor Unit-Air-Source) | DLCURAH24ABK |  |  | EA*4X37L17A* | *80ES(N,L)0701712A* | 24800 | 16.5 | 8.5 | 25800 | 21400 | 82.95% | 1.78 | 0 | 10 |  |  |  | No | R-410A | 2.0667 | Residential & Commercial | Ducted CEE Tier 1
211264533 | Central HP <5.4 tons | GRANDAIRE | HRCU-A-CB (Split System: Heat Pump with Remote Outdoor Unit-Air-Source) | WDLCURAH18ABK |  |  | WLNC304BA* | WFEL070B036B* | 18200 | 16.5 | 8.5 | 18700 | 18300 | 97.86% | 2.22 | 0 | 11 |  |  |  | No | R-410A | 1.5167 | Residential & Commercial | Ducted CEE Tier 1
211263363 | Central HP <5.4 tons | GRANDAIRE | HRCU-A-CB (Split System: Heat Pump with Remote Outdoor Unit-Air-Source) | WDLCURAH18ABK |  |  | WLNC244BA* | WFER070B036A* | 18000 | 16 | 8.5 | 18900 | 18700 | 98.94% | 2.26 | 0 | 11 |  |  |  | No | R-410A | 1.5 | Residential & Commercial | Ducted CEE Tier 1
211262693 | Central HP <5.4 tons | GRANDAIRE | HRCU-A-CB (Split System: Heat Pump with Remote Outdoor Unit-Air-Source) | WDLCURAH18ABK |  |  | WLNC244AA* | WFSX026A030A* | 18000 | 15.5 | 8.5 | 19000 | 18700 | 98.42% | 2.24 | 0 | 10.5 |  |  |  | No | R-410A | 1.5 | Residential & Commercial | Ducted CEE Tier 1
212975647 | Central HP <5.4 tons | KEEPRITE | HRCU-A-CB (Split System: Heat Pump with Remote Outdoor Unit-Air-Source) | DLCURAH24ABK |  |  | EA*4X24L17A* | *96VTN0601412B* | 23200 | 16.5 | 8.5 | 26800 | 26800 | 100% | 2.28 | 0 | 10 |  |  |  | No | R-410A | 1.9333 | Residential & Commercial | Ducted CEE Tier 1
214271784 | Central HP <5.4 tons | CARRIER | HRCU-A-CB (Split System: Heat Pump with Remote Outdoor Unit-Air-Source) | 25VNA448A*031* | ADP |  | V,C60H210P179 | 58TN*B110C21**20 | 45000 | 21 | 9.5 | 43500 | 35600 | 81.84% | 2.36 | 0 | 12 |  |  |  | No | R-410A | 3.75 | Residential & Commercial | Ducted CEE Tier 1
211174251 | Central HP <5.4 tons | COMFORT-AIRE | HRCU-A-CB (Split System: Heat Pump with Remote Outdoor Unit-Air-Source) | HRG1548S1R-**A | ASPEN |  | C(A,C,D,E)48D34+TDR | GUH97M090C3M | 45000 | 15.2 | 8.1 | 45000 | 31600 | 70.22% | 2.8 | 0 | 12.3 |  |  |  | No | R-410A | 3.75 | Residential & Commercial | Ducted CEE Tier 1
215375428 | Central HP <5.4 tons | BOSCH | HRCU-A-CB (Split System: Heat Pump with Remote Outdoor Unit-Air-Source) | BOVD-36HDN1-M20G | ASPEN |  | D(A,C,E)30B36+TDR | BGH96M060B3B | 22400 | 18.4 | 8.7 | 19900 | 20000 | 100.5% | 2.9 | 0 | 11.8 |  |  |  | No | R-410A | 1.8667 | Residential & Commercial | Ducted CEE Tier 1
215057523 | Central HP <5.4 tons | BOSCH | HRCU-A-CB (Split System: Heat Pump with Remote Outdoor Unit-Air-Source) | BOVD-36HDN1-M20G | ASPEN |  | L(E,G)M48K4 |  | 30800 | 19 | 9.5 | 33000 | 24000 | 72.73% | 1.9 | 0 | 12 |  |  |  | No | R-410A | 2.5667 | Residential & Commercial | Ducted CEE Tier 1
204300183 | Central HP <5.4 tons | ARCOAIRE | HRCU-A-CB (Split System: Heat Pump with Remote Outdoor Unit-Air-Source) | HVH837GKA** |  |  | EHD4X36AAL+WALLCON | *96CTN1002122A* | 32200 | 16.5 | 8.1 | 33200 | 24800 | 74.7% | 1.94 | 11.5 | 11 |  |  |  | No | R-410A | 2.6833 | Residential & Commercial | Ducted CEE Tier 1
204300383 | Central HP <5.4 tons | ARCOAIRE | HRCU-A-CB (Split System: Heat Pump with Remote Outdoor Unit-Air-Source) | HVH837GKA** |  |  | EHD4X42AAL+WALLCON | *80CTL0701412A* | 32400 | 17 | 8.1 | 33200 | 25000 | 75.3% | 1.94 | 11.5 | 11 |  |  |  | No | R-410A | 2.7 | Residential & Commercial | Ducted CEE Tier 1
204299379 | Central HP <5.4 tons | ARCOAIRE | HRCU-A-CB (Split System: Heat Pump with Remote Outdoor Unit-Air-Source) | HVH837GKA** |  |  | EA*4X48L24A*+WALLCON | *96CTN1202422A* | 32400 | 17.5 | 8.5 | 32400 | 24800 | 76.54% | 2 | 12 | 11.7 |  |  |  | No | R-410A | 2.7 | Residential & Commercial | Ducted CEE Tier 1
204299229 | Central HP <5.4 tons | ARCOAIRE | HRCU-A-CB (Split System: Heat Pump with Remote Outdoor Unit-Air-Source) | HVH837GKA** |  |  | EA*4X48L21A*+WALLCON | *80CTL0902120A* | 32200 | 17.5 | 8.5 | 32600 | 25000 | 76.69% | 1.98 | 12 | 11.7 |  |  |  | No | R-410A | 2.6833 | Residential & Commercial | Ducted CEE Tier 1
213206270 | Central HP <5.4 tons | CARRIER | HRCU-A-CB (Split System: Heat Pump with Remote Outdoor Unit-Air-Source) | 38MURAQ24AB3* | ASPEN |  | D(A,C,E)36C34+TDR | 58S(B,C)*A070E17**12 | 23400 | 17 | 8.1 | 25600 | 20000 | 78.12% | 2.87 | 0 | 10 |  |  |  | No | R-410A | 1.95 | Residential & Commercial | Ducted CEE Tier 1
215463873 | Central HP <5.4 tons | 1HVAC | HRCU-A-CB (Split System: Heat Pump with Remote Outdoor Unit-Air-Source) | EZ-36-HP |  |  | EZ-36-AH |  | 36000 | 16 | 9.5 | 40000 | 34600 | 86.5% | 1.95 | 10.95 | 10 |  |  |  | No | R-410A | 3 | Residential & Commercial | Ducted CEE Tier 1
211168134 | Central HP <5.4 tons | AMERICAN STANDARD | HRCU-A-CB (Split System: Heat Pump with Remote Outdoor Unit-Air-Source) | 4A6V0X24A1 | ASPEN |  | 4PXFH003AZ3+TDR | *DHMB080ACV3 | 23200 | 18 | 8.5 | 20200 | 19300 | 95.54% | 2.48 | 0 | 12 |  |  |  | No | R-410A | 1.9333 | Residential & Commercial | Ducted CEE Tier 1
204456421 | Central HP <5.4 tons | ARCOAIRE | HRCU-A-CB (Split System: Heat Pump with Remote Outdoor Unit-Air-Source) | HVH825GKA2* |  |  | EA*4X24L17A*+WALLCON | *80CTL0701412A* | 23400 | 17 | 8.1 | 22000 | 16700 | 75.91% | 1.9 | 11 | 11 |  |  |  | No | R-410A | 1.95 | Residential & Commercial | Ducted CEE Tier 1
204456718 | Central HP <5.4 tons | ARCOAIRE | HRCU-A-CB (Split System: Heat Pump with Remote Outdoor Unit-Air-Source) | HVH825GKA2* |  |  | EA*4X36L21A*+WALLCON | *97CMN0601714A* | 23400 | 16 | 8.1 | 21600 | 16800 | 77.78% | 1.92 | 11 | 10.5 |  |  |  | No | R-410A | 1.95 | Residential & Commercial | Ducted CEE Tier 1
213612044 | Central HP <5.4 tons | RUUD | HRCU-A-CB (Split System: Heat Pump with Remote Outdoor Unit-Air-Source) | RP15AZ30AJ2N | ASPEN |  | D(A,C,E)36A34+TDR | R802V1004A17UH | 27400 | 15.4 | 8.1 | 28400 | 20800 | 73.24% | 2.63 | 0 | 11.7 |  |  |  | No | R-410A | 2.2833 | Residential & Commercial | Ducted CEE Tier 1
214272332 | Central HP <5.4 tons | CARRIER | HRCU-A-CB (Split System: Heat Pump with Remote Outdoor Unit-Air-Source) | 25VNA837A*030* | ADP |  | PL36H210P299 | 59TN6C080C17**14 | 32800 | 17 | 8.5 | 31400 | 25000 | 79.62% | 1.98 | 0 | 11 |  |  |  | No | R-410A | 2.7333 | Residential & Commercial | Ducted CEE Tier 1
213206369 | Central HP <5.4 tons | CARRIER | HRCU-A-CB (Split System: Heat Pump with Remote Outdoor Unit-Air-Source) | 38MURAQ24AB3* | ASPEN |  | D(A,C,E)30C44+TDR | 58TP*A090V17**16 | 23800 | 17 | 8.1 | 26000 | 20200 | 77.69% | 2.82 | 0 | 10 |  |  |  | No | R-410A | 1.9833 | Residential & Commercial | Ducted CEE Tier 1
211245619 | Central HP <5.4 tons | GRANDAIRE | HRCU-A-CB (Split System: Heat Pump with Remote Outdoor Unit-Air-Source) | WDLCURAH24ABK |  |  | WLNC364CA* | WFER070C048A* | 24200 | 17 | 8.1 | 26200 | 22800 | 87.02% | 1.9 | 0 | 10.5 |  |  |  | No | R-410A | 2.0167 | Residential & Commercial | Ducted CEE Tier 1
211260382 | Central HP <5.4 tons | KEEPRITE | HRCU-A-CB (Split System: Heat Pump with Remote Outdoor Unit-Air-Source) | DLCURAH18ABK |  |  | EA*4X24L17A* | *80ESU0401712A* | 18400 | 16.5 | 9 | 19200 | 18700 | 97.4% | 2.26 | 0 | 11 |  |  |  | No | R-410A | 1.5333 | Residential & Commercial | Ducted CEE Tier 1
211260657 | Central HP <5.4 tons | KEEPRITE | HRCU-A-CB (Split System: Heat Pump with Remote Outdoor Unit-Air-Source) | DLCURAH18ABK |  |  | EA*4X24L17A* | OMV098J12* | 18200 | 16 | 9 | 19200 | 18800 | 97.92% | 2.26 | 0 | 10.5 |  |  |  | No | R-410A | 1.5167 | Residential & Commercial | Ducted CEE Tier 1
211260209 | Central HP <5.4 tons | KEEPRITE | HRCU-A-CB (Split System: Heat Pump with Remote Outdoor Unit-Air-Source) | DLCURAH18ABK |  |  | EA*4X24L14A* | *92ESN0601412A* | 18100 | 16 | 9 | 18900 | 18900 | 100% | 2.28 | 0 | 10.5 |  |  |  | No | R-410A | 1.5083 | Residential & Commercial | Ducted CEE Tier 1
211262104 | Central HP <5.4 tons | KEEPRITE | HRCU-A-CB (Split System: Heat Pump with Remote Outdoor Unit-Air-Source) | DLCURAH18ABK |  |  | EA*4X30L17A* | *92ESN0601714A* | 17900 | 16.5 | 8.5 | 18300 | 18500 | 101.1% | 2.22 | 0 | 10.5 |  |  |  | No | R-410A | 1.4917 | Residential & Commercial | Ducted CEE Tier 1
211260957 | Central HP <5.4 tons | KEEPRITE | HRCU-A-CB (Split System: Heat Pump with Remote Outdoor Unit-Air-Source) | DLCURAH18ABK |  |  | EA*4X25L17A* | *95ESN0261410A* | 18600 | 16 | 8.5 | 18500 | 17400 | 94.05% | 2.12 | 0 | 11 |  |  |  | No | R-410A | 1.55 | Residential & Commercial | Ducted CEE Tier 1
211260984 | Central HP <5.4 tons | KEEPRITE | HRCU-A-CB (Split System: Heat Pump with Remote Outdoor Unit-Air-Source) | DLCURAH18ABK |  |  | EA*4X25L17A* | *80ES(N,L)0451412A* | 18600 | 16.5 | 8.5 | 18400 | 17400 | 94.57% | 2.12 | 0 | 11 |  |  |  | No | R-410A | 1.55 | Residential & Commercial | Ducted CEE Tier 1
211261234 | Central HP <5.4 tons | KEEPRITE | HRCU-A-CB (Split System: Heat Pump with Remote Outdoor Unit-Air-Source) | DLCURAH18ABK |  |  | EA*4X25L17A* | OMV112K14A | 18700 | 15.5 | 8.5 | 18700 | 17400 | 93.05% | 2.12 | 0 | 11 |  |  |  | No | R-410A | 1.5583 | Residential & Commercial | Ducted CEE Tier 1
213613386 | Central HP <5.4 tons | CARRIER | HRCU-A-CB (Split System: Heat Pump with Remote Outdoor Unit-Air-Source) | 38MURAQ24AB3* | ASPEN |  | L(E,G)M24I4 |  | 24000 | 16 | 9 | 26400 | 23400 | 88.64% | 1.92 | 0 | 10 |  |  |  | No | R-410A | 2 | Residential & Commercial | Ducted CEE Tier 1
213613387 | Central HP <5.4 tons | CARRIER | HRCU-A-CB (Split System: Heat Pump with Remote Outdoor Unit-Air-Source) | 38MURAQ24AB3* | ASPEN |  | L(E,G)M24J4 |  | 24000 | 16 | 9 | 26400 | 23400 | 88.64% | 1.92 | 0 | 10 |  |  |  | No | R-410A | 2 | Residential & Commercial | Ducted CEE Tier 1
211245655 | Central HP <5.4 tons | GRANDAIRE | HRCU-A-CB (Split System: Heat Pump with Remote Outdoor Unit-Air-Source) | WDLCURAH24ABK |  |  | WLNC364CA* | WFER110C060A* | 24800 | 16 | 8.5 | 26800 | 22200 | 82.84% | 1.82 | 0 | 10.5 |  |  |  | No | R-410A | 2.0667 | Residential & Commercial | Ducted CEE Tier 1
214731158 | Central HP <5.4 tons | BRYANT HEATING AND COOLING SYSTEMS | HRCU-A-CB (Split System: Heat Pump with Remote Outdoor Unit-Air-Source) | 38MURAQ24AB3* | ADP |  | H,PG35936 | 916SA48060M17*** | 23600 | 17 | 9 | 24200 | 23200 | 95.87% | 1.96 | 0 | 10 |  |  |  | No | R-410A | 1.9667 | Residential & Commercial | Ducted CEE Tier 1
213771612 | Central HP <5.4 tons | KEEPRITE | HRCU-A-CB (Split System: Heat Pump with Remote Outdoor Unit-Air-Source) | CVH825GKA2* |  |  | EA*4X48L21A*+WALLCON | *95CSU0601716B* | 24000 | 16.5 | 8.1 | 21000 | 16500 | 78.57% | 2 | 0 | 10.5 |  |  |  | No | R-410A | 2 | Residential & Commercial | Ducted CEE Tier 1
214607209 | Central HP <5.4 tons | LENNOX | HRCU-A-CB (Split System: Heat Pump with Remote Outdoor Unit-Air-Source) | SL25XPV-024-230A** | ADP |  | LH18/37D9+LEFE3A* |  | 21600 | 21 | 8.95 | 20600 | 20800 | 101% | 1.84 | 0 | 14 |  |  |  | No | R-410A | 1.8 | Residential & Commercial | Ducted CEE Tier 1
204456442 | Central HP <5.4 tons | KEEPRITE | HRCU-A-CB (Split System: Heat Pump with Remote Outdoor Unit-Air-Source) | CVH825GKA2* |  |  | EA*4X25L17A*+WALLCON | *80CTL0451712A* | 24200 | 16.5 | 8.1 | 21400 | 16800 | 78.5% | 2 | 11 | 11 |  |  |  | No | R-410A | 2.0167 | Residential & Commercial | Ducted CEE Tier 1
204459247 | Central HP <5.4 tons | KEEPRITE | HRCU-A-CB (Split System: Heat Pump with Remote Outdoor Unit-Air-Source) | CVH825GKA2* |  |  | EHD4X30AAL+WALLCON | *80CTL0901716A* | 23800 | 16 | 8.1 | 21800 | 16700 | 76.61% | 1.98 | 11 | 10.5 |  |  |  | No | R-410A | 1.9833 | Residential & Commercial | Ducted CEE Tier 1
215935601 | Central HP <5.4 tons | KEEPRITE | HRCU-A-CB (Split System: Heat Pump with Remote Outdoor Unit-Air-Source) | C5H3V36*K*AAA* |  |  | EVD5X36M21A*+WALLCON | *80CSU0601716A* | 34400 | 21 | 8.5 | 38500 | 28200 | 73.25% | 2.04 | 0 | 11.7 |  |  |  | No | R-454B | 2.8667 | Residential & Commercial | Ducted CEE Tier 1
214389974 | Central HP <5.4 tons | CARRIER | HRCU-A-CB (Split System: Heat Pump with Remote Outdoor Unit-Air-Source) | 25VNA837A*031* | ADP |  | H,PG53936 | 58TN*B090C21**20 | 32400 | 18 | 8.5 | 30400 | 24400 | 80.26% | 2 | 0 | 11.5 |  |  |  | No | R-410A | 2.7 | Residential & Commercial | Ducted CEE Tier 1
215935731 | Central HP <5.4 tons | KEEPRITE | HRCU-A-CB (Split System: Heat Pump with Remote Outdoor Unit-Air-Source) | C5H3V36*K*AAA* |  |  | EVD5X36M21A*+WALLCON | *97CMN0801714B* | 34200 | 20.5 | 8.5 | 39000 | 28600 | 73.33% | 2.02 | 0 | 11.5 |  |  |  | No | R-454B | 2.85 | Residential & Commercial | Ducted CEE Tier 1
215935781 | Central HP <5.4 tons | KEEPRITE | HRCU-A-CB (Split System: Heat Pump with Remote Outdoor Unit-Air-Source) | C5H3V36*K*AAA* |  |  | EVD5X36M21A*+WALLCON | *96CTN1002122B* | 34400 | 21 | 8.5 | 38500 | 28000 | 72.73% | 2.06 | 0 | 12 |  |  |  | No | R-454B | 2.8667 | Residential & Commercial | Ducted CEE Tier 1
212383313 | Central HP <5.4 tons | GRANDAIRE | HRCU-A-CB (Split System: Heat Pump with Remote Outdoor Unit-Air-Source) | WDLCURAH36ABK |  |  | WLA*364CA* | WFER090C048A* | 35600 | 16 | 8.1 | 39500 | 35200 | 89.11% | 1.84 | 0 | 10 |  |  |  | No | R-410A | 2.9667 | Residential & Commercial | Ducted CEE Tier 1
213614477 | Central HP <5.4 tons | YORK | HRCU-A-CB (Split System: Heat Pump with Remote Outdoor Unit-Air-Source) | YZT48B21 | ASPEN |  | D(A,C,E)60D44+TDR | TM9Y080C16MP11 | 23800 | 16 | 8.5 | 47500 | 34600 | 72.84% | 3.1 | 0 | 12.6 |  |  |  | No | R-410A | 1.9833 | Residential & Commercial | Ducted CEE Tier 1
213080691 | Central HP <5.4 tons | GRANDAIRE | HRCU-A-CB (Split System: Heat Pump with Remote Outdoor Unit-Air-Source) | WDLCURAH36ABK |  |  | WLA*374CA* | WFSU060B048B* | 36600 | 16 | 8.5 | 38500 | 35000 | 90.91% | 1.86 | 0 | 10 |  |  |  | No | R-410A | 3.05 | Residential & Commercial | Ducted CEE Tier 1
213080074 | Central HP <5.4 tons | GRANDAIRE | HRCU-A-CB (Split System: Heat Pump with Remote Outdoor Unit-Air-Source) | WDLCURAH36ABK |  |  | WLA*484CA* | WFSX080B048B* | 35800 | 15.5 | 8.5 | 38000 | 35400 | 93.16% | 1.78 | 0 | 10 |  |  |  | No | R-410A | 2.9833 | Residential & Commercial | Ducted CEE Tier 1
213205532 | Central HP <5.4 tons | TEMPSTAR | HRCU-A-CB (Split System: Heat Pump with Remote Outdoor Unit-Air-Source) | DLCURAH36ABK | ASPEN |  | D(A,C,E)42B34+TDR | *80ES(N,L)0902116A* | 35400 | 16 | 8.1 | 38500 | 31800 | 82.6% | 2.72 | 0 | 10.5 |  |  |  | No | R-410A | 2.95 | Residential & Commercial | Ducted CEE Tier 1
213080263 | Central HP <5.4 tons | KEEPRITE | HRCU-A-CB (Split System: Heat Pump with Remote Outdoor Unit-Air-Source) | DLCURAH36ABK |  |  | EN(A,D)4X48L24** | *96MSN0802120A* | 36200 | 16 | 8.1 | 38500 | 35000 | 90.91% | 2.02 | 0 | 10 |  |  |  | No | R-410A | 3.0167 | Residential & Commercial | Ducted CEE Tier 1
212841209 | Central HP <5.4 tons | BOSCH | HRCU-A-CB (Split System: Heat Pump with Remote Outdoor Unit-Air-Source) | BOVB-60HDN1-M20G | ASPEN |  | A(E,F)M604+TDR |  | 46500 | 18 | 9 | 47500 | 45000 | 94.74% | 2.47 | 0 | 11.7 |  |  |  | No | R-410A | 3.875 | Residential & Commercial | Ducted CEE Tier 1
215726735 | Central HP <5.4 tons | YORK | HRCU-A-CB (Split System: Heat Pump with Remote Outdoor Unit-Air-Source) | HH860E2S11 | ADP |  | H,YG52*60+TXV-BLEED | Y81E130D20SMPS1 | 54000 | 19 | 8.5 | 52500 | 39000 | 74.29% | 2 | 0 | 11.7 |  |  |  | No | R-454B | 4.5 | Residential & Commercial | Ducted CEE Tier 1
215407225 | Central HP <5.4 tons | YORK | HRCU-A-CB (Split System: Heat Pump with Remote Outdoor Unit-Air-Source) | HH860E2S11 | ADP |  | H,YG48*60+TXV | TM9V120D20MP12 | 44000 | 18 | 8.5 | 42500 | 33000 | 77.65% | 2 | 0 | 11.7 |  |  |  | No | R-454B | 3.6667 | Residential & Commercial | Ducted CEE Tier 1
216055863 | Central HP <5.4 tons | CHAMPION HEATING AND COOLING | HRCU-A-CB (Split System: Heat Pump with Remote Outdoor Unit-Air-Source) | HH860E2S11 | ASPEN |  | C(A,C,D,E)60A3K+TDR | TM8E100C16MP11 | 41000 | 18 | 8.5 | 45000 | 34200 | 76% | 2 | 0 | 10.5 |  |  |  | No | R-454B | 3.4167 | Residential & Commercial | Ducted CEE Tier 1
216055864 | Central HP <5.4 tons | CHAMPION HEATING AND COOLING | HRCU-A-CB (Split System: Heat Pump with Remote Outdoor Unit-Air-Source) | HH860E2S11 | ASPEN |  | D(A,C,E)60A3K+TDR | TM8E100C16MP11 | 41000 | 18 | 8.5 | 45000 | 34200 | 76% | 2 | 0 | 10.5 |  |  |  | No | R-454B | 3.4167 | Residential & Commercial | Ducted CEE Tier 1
212509291 | Central HP <5.4 tons | CARRIER | HRCU-A-CB (Split System: Heat Pump with Remote Outdoor Unit-Air-Source) | 25VNA424A*031* | ADP |  | C24A***L039 | 58TN*A070C14**12 | 22600 | 21 | 9 | 25400 | 19600 | 77.17% | 2.32 | 0 | 12.5 |  |  |  | No | R-410A | 1.8833 | Residential & Commercial | Ducted CEE Tier 1
214776504 | Central HP <5.4 tons | YORK | HRCU-A-CB (Split System: Heat Pump with Remote Outdoor Unit-Air-Source) | HH860E2S11 | ADP |  | CV481**C+TXV | TM9E100C16MP12 | 43500 | 17 | 8.3 | 44000 | 34000 | 77.27% | 1.96 | 0 | 10.5 |  |  |  | No | R-454B | 3.625 | Residential & Commercial | Ducted CEE Tier 1
214239660 | Central HP <5.4 tons | KEEPRITE | HRCU-A-CB (Split System: Heat Pump with Remote Outdoor Unit-Air-Source) | CVH837GKA** |  |  | END4X42L17**+WALLCON | *80CTL0701716B* | 32000 | 16.5 | 8.1 | 33000 | 24800 | 75.15% | 1.9 | 0 | 11 |  |  |  | No | R-410A | 2.6667 | Residential & Commercial | Ducted CEE Tier 1
211242494 | Central HP <5.4 tons | KEEPRITE | HRCU-A-CB (Split System: Heat Pump with Remote Outdoor Unit-Air-Source) | DLCURAH24ABK |  |  | EA*4X36L21A* | *80VTL0701716A* | 24400 | 17 | 8.5 | 26200 | 22400 | 85.5% | 1.88 | 0 | 10 |  |  |  | No | R-410A | 2.0333 | Residential & Commercial | Ducted CEE Tier 1
211241995 | Central HP <5.4 tons | KEEPRITE | HRCU-A-CB (Split System: Heat Pump with Remote Outdoor Unit-Air-Source) | DLCURAH24ABK |  |  | EA*4X36L17A* | *80VTL0701716A* | 24200 | 17 | 8.5 | 26000 | 22600 | 86.92% | 1.88 | 0 | 10 |  |  |  | No | R-410A | 2.0167 | Residential & Commercial | Ducted CEE Tier 1
211242079 | Central HP <5.4 tons | KEEPRITE | HRCU-A-CB (Split System: Heat Pump with Remote Outdoor Unit-Air-Source) | DLCURAH24ABK |  |  | EA*4X36L17A* | *80ES(N,L)0451412A* | 24600 | 16 | 8.5 | 26600 | 22200 | 83.46% | 1.82 | 0 | 10 |  |  |  | No | R-410A | 2.05 | Residential & Commercial | Ducted CEE Tier 1
211240780 | Central HP <5.4 tons | KEEPRITE | HRCU-A-CB (Split System: Heat Pump with Remote Outdoor Unit-Air-Source) | DLCURAH24ABK |  |  | EA*4X24L17A* | OMV098J12* | 23400 | 16.5 | 8.5 | 26600 | 25000 | 93.98% | 2.08 | 0 | 10 |  |  |  | No | R-410A | 1.95 | Residential & Commercial | Ducted CEE Tier 1
213356137 | Central HP <5.4 tons | BRYANT HEATING AND COOLING SYSTEMS | HRCU-A-CB (Split System: Heat Pump with Remote Outdoor Unit-Air-Source) | 38MURAQ24AB3* | ADP |  | A36VCA+TXV+CBPE3A* |  | 24000 | 18 | 8.85 | 25000 | 22600 | 90.4% | 1.9 | 0 | 10.5 |  |  |  | No | R-410A | 2 | Residential & Commercial | Ducted CEE Tier 1
213206371 | Central HP <5.4 tons | CARRIER | HRCU-A-CB (Split System: Heat Pump with Remote Outdoor Unit-Air-Source) | 38MURAQ24AB3* | ASPEN |  | D(A,C,E)36B34+TDR | 58TP*A090V17**16 | 23800 | 17 | 8.1 | 26000 | 20200 | 77.69% | 2.82 | 0 | 10 |  |  |  | No | R-410A | 1.9833 | Residential & Commercial | Ducted CEE Tier 1
206767225 | Central HP <5.4 tons | ARCOAIRE | HRCU-A-CB (Split System: Heat Pump with Remote Outdoor Unit-Air-Source) | HVH825GKA3* |  |  | EA*4X37L21A*+WALLCON | *80CSU1002120A* | 24400 | 16.5 | 8.1 | 21200 | 16700 | 78.77% | 2.02 | 11.5 | 10.5 |  |  |  | No | R-410A | 2.0333 | Residential & Commercial | Ducted CEE Tier 1
213076113 | Central HP <5.4 tons | GRANDAIRE | HRCU-A-CB (Split System: Heat Pump with Remote Outdoor Unit-Air-Source) | WDLCURAH24ABK |  |  | WLA*374CA* | WFSU100C060B* | 24400 | 17 | 8.5 | 25200 | 24000 | 95.24% | 2 | 0 | 10.5 |  |  |  | No | R-410A | 2.0333 | Residential & Commercial | Ducted CEE Tier 1
214279928 | Central HP <5.4 tons | GRANDAIRE | HRCU-A-CB (Split System: Heat Pump with Remote Outdoor Unit-Air-Source) | WDLCURAH24ABK |  |  | WLA*364CA* | WFSX060B048B* | 23600 | 17 | 9 | 25800 | 23600 | 91.47% | 1.96 | 0 | 10 |  |  |  | No | R-410A | 1.9667 | Residential & Commercial | Ducted CEE Tier 1
214229188 | Central HP <5.4 tons | GRANDAIRE | HRCU-A-CB (Split System: Heat Pump with Remote Outdoor Unit-Air-Source) | WDLCURAH24ABK |  |  | WLNC244BA* | WFEU060B048B* | 23200 | 16.5 | 8.5 | 26800 | 23600 | 88.06% | 1.96 | 0 | 10 |  |  |  | No | R-410A | 1.9333 | Residential & Commercial | Ducted CEE Tier 1
213770722 | Central HP <5.4 tons | KEEPRITE | HRCU-A-CB (Split System: Heat Pump with Remote Outdoor Unit-Air-Source) | CVH825GKA2* |  |  | EA*4X30L17A*+WALLCON | *80CTL0701412B* | 23600 | 16.5 | 8.1 | 21600 | 16700 | 77.31% | 1.92 | 0 | 10.5 |  |  |  | No | R-410A | 1.9667 | Residential & Commercial | Ducted CEE Tier 1
213770572 | Central HP <5.4 tons | KEEPRITE | HRCU-A-CB (Split System: Heat Pump with Remote Outdoor Unit-Air-Source) | CVH825GKA2* |  |  | EA*4X24L17A*+WALLCON | *96CTN0601714B* | 23200 | 16 | 8.1 | 22000 | 16900 | 76.82% | 1.88 | 0 | 10.5 |  |  |  | No | R-410A | 1.9333 | Residential & Commercial | Ducted CEE Tier 1
213771422 | Central HP <5.4 tons | KEEPRITE | HRCU-A-CB (Split System: Heat Pump with Remote Outdoor Unit-Air-Source) | CVH825GKA2* |  |  | EA*4X42L24A*+WALLCON | *96CTN1002122B* | 23800 | 16.5 | 8.1 | 21400 | 16600 | 77.57% | 1.96 | 0 | 11 |  |  |  | No | R-410A | 1.9833 | Residential & Commercial | Ducted CEE Tier 1
214776506 | Central HP <5.4 tons | YORK | HRCU-A-CB (Split System: Heat Pump with Remote Outdoor Unit-Air-Source) | HH860E2S11 | ADP |  | CH604**C+TXV | TM9E100C16MP12 | 44500 | 18 | 8.5 | 44000 | 34000 | 77.27% | 2 | 0 | 11 |  |  |  | No | R-454B | 3.7083 | Residential & Commercial | Ducted CEE Tier 1
214776539 | Central HP <5.4 tons | YORK | HRCU-A-CB (Split System: Heat Pump with Remote Outdoor Unit-Air-Source) | HH860E2S11 | ADP |  | CX601C*35+TXV | TM9E120D20MP12 | 53000 | 19 | 8.5 | 52500 | 39000 | 74.29% | 2 | 0 | 11 |  |  |  | No | R-454B | 4.4167 | Residential & Commercial | Ducted CEE Tier 1
214776555 | Central HP <5.4 tons | YORK | HRCU-A-CB (Split System: Heat Pump with Remote Outdoor Unit-Air-Source) | HH860E2S11 | ADP |  | CV601**C+TXV | TM9V080C16MP12 | 43500 | 17 | 8.5 | 42000 | 33000 | 78.57% | 2 | 0 | 11 |  |  |  | No | R-454B | 3.625 | Residential & Commercial | Ducted CEE Tier 1
214776557 | Central HP <5.4 tons | YORK | HRCU-A-CB (Split System: Heat Pump with Remote Outdoor Unit-Air-Source) | HH860E2S11 | ADP |  | CH605D*C+TXV | TM9V080C16MP12 | 43500 | 18 | 8.5 | 42000 | 33000 | 78.57% | 2 | 0 | 11 |  |  |  | No | R-454B | 3.625 | Residential & Commercial | Ducted CEE Tier 1
214776573 | Central HP <5.4 tons | YORK | HRCU-A-CB (Split System: Heat Pump with Remote Outdoor Unit-Air-Source) | HH860E2S11 | ADP |  | CX601C*35+TXV | TM9V100C16MP12 | 43500 | 18 | 8.5 | 42000 | 32800 | 78.1% | 2 | 0 | 11.7 |  |  |  | No | R-454B | 3.625 | Residential & Commercial | Ducted CEE Tier 1
214776574 | Central HP <5.4 tons | YORK | HRCU-A-CB (Split System: Heat Pump with Remote Outdoor Unit-Air-Source) | HH860E2S11 | ADP |  | CH605D*C+TXV | TM9V100C16MP12 | 43500 | 18 | 8.5 | 42000 | 32800 | 78.1% | 2 | 0 | 11.7 |  |  |  | No | R-454B | 3.625 | Residential & Commercial | Ducted CEE Tier 1
214776589 | Central HP <5.4 tons | YORK | HRCU-A-CB (Split System: Heat Pump with Remote Outdoor Unit-Air-Source) | HH860E2S11 | ADP |  | CV605**C+TXV | TM9V100C20MP12 | 44000 | 18 | 8.5 | 42500 | 33200 | 78.12% | 2 | 0 | 11.7 |  |  |  | No | R-454B | 3.6667 | Residential & Commercial | Ducted CEE Tier 1
214776638 | Central HP <5.4 tons | YORK | HRCU-A-CB (Split System: Heat Pump with Remote Outdoor Unit-Air-Source) | HH860E2S11 | ADP |  | CV609**A+TXV | TMLE080C20MP11 | 53500 | 19 | 8.5 | 53000 | 39500 | 74.53% | 2 | 0 | 11 |  |  |  | No | R-454B | 4.4583 | Residential & Commercial | Ducted CEE Tier 1
215937911 | Central HP <5.4 tons | KEEPRITE | HRCU-A-CB (Split System: Heat Pump with Remote Outdoor Unit-Air-Source) | C5H3V48*K*AAA* |  |  | EVD5X48M24A*+WALLCON | *80CTL1352422B* | 45000 | 20.5 | 8.1 | 52000 | 38000 | 73.08% | 1.95 | 0 | 11.5 |  |  |  | No | R-454B | 3.75 | Residential & Commercial | Ducted CEE Tier 1
215937991 | Central HP <5.4 tons | KEEPRITE | HRCU-A-CB (Split System: Heat Pump with Remote Outdoor Unit-Air-Source) | C5H3V48*K*AAA* |  |  | EVD5X48M24A*+WALLCON | *96CTN1202422B* | 45000 | 20.5 | 8.1 | 52000 | 38000 | 73.08% | 1.9 | 0 | 11 |  |  |  | No | R-454B | 3.75 | Residential & Commercial | Ducted CEE Tier 1
215937841 | Central HP <5.4 tons | KEEPRITE | HRCU-A-CB (Split System: Heat Pump with Remote Outdoor Unit-Air-Source) | C5H3V48*K*AAA* |  |  | EVD5X48M21A*+WALLCON | *97CMN1002122B* | 44500 | 20 | 8.1 | 52000 | 38500 | 74.04% | 2 | 0 | 11 |  |  |  | No | R-454B | 3.7083 | Residential & Commercial | Ducted CEE Tier 1
214064028 | Central HP <5.4 tons | BOSCH | HRCU-A-CB (Split System: Heat Pump with Remote Outdoor Unit-Air-Source) | BOVB-36HDN1-M20G | ASPEN |  | D(A,C,E)36D34+TDR | BGH96M100C5B | 31000 | 18.5 | 9 | 34200 | 27600 | 80.7% | 2.51 | 0 | 11.8 |  |  |  | No | R-410A | 2.5833 | Residential & Commercial | Ducted CEE Tier 1
214063846 | Central HP <5.4 tons | BOSCH | HRCU-A-CB (Split System: Heat Pump with Remote Outdoor Unit-Air-Source) | BOVA-36HDN1-M20G | ASPEN |  | D(A,C,E)36D34+TDR | BGH96M060B3B | 23000 | 18 | 9 | 24000 | 22200 | 92.5% | 2.28 | 0 | 12 |  |  |  | No | R-410A | 1.9167 | Residential & Commercial | Ducted CEE Tier 1
214723127 | Central HP <5.4 tons | BOSCH | HRCU-A-CB (Split System: Heat Pump with Remote Outdoor Unit-Air-Source) | BOVA-36HDN1-M20G | ASPEN |  | L(E,F)W30D4 |  | 21400 | 18 | 8.5 | 23600 | 17600 | 74.58% | 2 | 0 | 11.7 |  |  |  | No | R-410A | 1.7833 | Residential & Commercial | Ducted CEE Tier 1
214331703 | Central HP <5.4 tons | BOSCH | HRCU-A-CB (Split System: Heat Pump with Remote Outdoor Unit-Air-Source) | BOVA-36HDN1-M20G | ASPEN |  | D(A,C,E)36C4G+TXV+TDR | BGH96M080C4A | 32600 | 17.5 | 9 | 34200 | 26600 | 77.78% | 2.51 | 0 | 11 |  |  |  | No | R-410A | 2.7167 | Residential & Commercial | Ducted CEE Tier 1
214331853 | Central HP <5.4 tons | BOSCH | HRCU-A-CB (Split System: Heat Pump with Remote Outdoor Unit-Air-Source) | BOVB-36HDN1-M20G | ASPEN |  | D(A,C,E)36D3G+TXV+TDR | BGH96M080B3B | 23000 | 18 | 9 | 24000 | 22200 | 92.5% | 2.28 | 0 | 12 |  |  |  | No | R-410A | 1.9167 | Residential & Commercial | Ducted CEE Tier 1
213238569 | Central HP <5.4 tons | CHAMPION HEATING AND COOLING | HRCU-A-CB (Split System: Heat Pump with Remote Outdoor Unit-Air-Source) | THF2B48T21 | ASPEN |  | D(A,C,E)48B44+TDR | TM9E080C20MP12 | 43000 | 16 | 8.2 | 44500 | 31600 | 71.01% | 3.07 | 0 | 11.5 |  |  |  | No | R-410A | 3.5833 | Residential & Commercial | Ducted CEE Tier 1
212927226 | Central HP <5.4 tons | LENNOX | HRCU-A-CB (Split System: Heat Pump with Remote Outdoor Unit-Air-Source) | EL22XPV-024-230A** | ADP |  | LH29/36F9 | SLP98UH070XV36B* | 23800 | 21 | 8.5 | 22000 | 15400 | 70% | 1.92 | 0 | 13.5 |  |  |  | No | R-410A | 1.9833 | Residential & Commercial | Ducted CEE Tier 1
213238547 | Central HP <5.4 tons | CHAMPION HEATING AND COOLING | HRCU-A-CB (Split System: Heat Pump with Remote Outdoor Unit-Air-Source) | THF2B48T21 | ASPEN |  | D(A,C,E)48B44+TDR | TM8V100C16MP12 | 42500 | 15.9 | 8.2 | 44000 | 30800 | 70% | 3.13 | 0 | 11.5 |  |  |  | No | R-410A | 3.5417 | Residential & Commercial | Ducted CEE Tier 1
213147043 | Central HP <5.4 tons | CARRIER | HRCU-A-CB (Split System: Heat Pump with Remote Outdoor Unit-Air-Source) | 38MURAQ36AB3* | ADP |  | C36A***L159+AEFE4B* |  | 37000 | 16 | 8.1 | 36800 | 34400 | 93.48% | 2 | 0 | 10 |  |  |  | No | R-410A | 3.0833 | Residential & Commercial | Ducted CEE Tier 1
216032222 | Central HP <5.4 tons | 1HVAC | HRCU-A-CB (Split System: Heat Pump with Remote Outdoor Unit-Air-Source) | ACIQ-24-EHPD |  |  | ACIQ-24-AHD |  | 24000 | 18.1 | 9.7 | 26000 | 21600 | 83.08% | 1.87 | 0 | 11 |  |  |  | No | R-454B | 2 | Residential & Commercial | Ducted CEE Tier 1
214271885 | Central HP <5.4 tons | CARRIER | HRCU-A-CB (Split System: Heat Pump with Remote Outdoor Unit-Air-Source) | 25VNA825A*032* | ADP |  | PL36H175P159 | 58TN*B045C17**12 | 23800 | 16 | 8.1 | 19400 | 16200 | 83.51% | 2 | 0 | 10.5 |  |  |  | No | R-410A | 1.9833 | Residential & Commercial | Ducted CEE Tier 1
213079727 | Central HP <5.4 tons | KEEPRITE | HRCU-A-CB (Split System: Heat Pump with Remote Outdoor Unit-Air-Source) | DLCURAH36ABK |  |  | EN(A,D)4X48L24** | *92MSN0802120A* | 35800 | 16.5 | 8.1 | 38500 | 34800 | 90.39% | 2 | 0 | 10 |  |  |  | No | R-410A | 2.9833 | Residential & Commercial | Ducted CEE Tier 1
213885828 | Central HP <5.4 tons | BOSCH | HRCU-A-CB (Split System: Heat Pump with Remote Outdoor Unit-Air-Source) | BOVA-36HDN1-M20G | ASPEN |  | AE(D,N,U)+CM30B34+TDR |  | 22400 | 19.9 | 9.1 | 23800 | 26800 | 112.6% | 2.5 | 0 | 12.7 |  |  |  | No | R-410A | 1.8667 | Residential & Commercial | Ducted CEE Tier 1
213885826 | Central HP <5.4 tons | BOSCH | HRCU-A-CB (Split System: Heat Pump with Remote Outdoor Unit-Air-Source) | BOVA-36HDN1-M20G | ASPEN |  | AE(D,N,U)+CM24A34+TDR |  | 21600 | 19.5 | 8.8 | 23600 | 27000 | 114.4% | 2.42 | 0 | 12.5 |  |  |  | No | R-410A | 1.8 | Residential & Commercial | Ducted CEE Tier 1
215935831 | Central HP <5.4 tons | KEEPRITE | HRCU-A-CB (Split System: Heat Pump with Remote Outdoor Unit-Air-Source) | C5H3V36*K*AAA* |  |  | EVD5X38M17A*+WALLCON | *80CTL0451712B* | 35000 | 21 | 8.5 | 39000 | 29600 | 75.9% | 2 | 0 | 11.5 |  |  |  | No | R-454B | 2.9167 | Residential & Commercial | Ducted CEE Tier 1
215935581 | Central HP <5.4 tons | KEEPRITE | HRCU-A-CB (Split System: Heat Pump with Remote Outdoor Unit-Air-Source) | C5H3V36*K*AAA* |  |  | EVD5X36M17A*+WALLCON | *96CTN0601714B* | 34000 | 20 | 8.1 | 38000 | 27200 | 71.58% | 2 | 0 | 11 |  |  |  | No | R-454B | 2.8333 | Residential & Commercial | Ducted CEE Tier 1
215936471 | Central HP <5.4 tons | KEEPRITE | HRCU-A-CB (Split System: Heat Pump with Remote Outdoor Unit-Air-Source) | C5H3V36*K*AAA* |  |  | EVD5X49M24A*+WALLCON | *80CTL1352422B* | 35600 | 22 | 8.5 | 38000 | 28400 | 74.74% | 2.04 | 0 | 12.5 |  |  |  | No | R-454B | 2.9667 | Residential & Commercial | Ducted CEE Tier 1
215935971 | Central HP <5.4 tons | KEEPRITE | HRCU-A-CB (Split System: Heat Pump with Remote Outdoor Unit-Air-Source) | C5H3V36*K*AAA* |  |  | EVD5X42M21A*+WALLCON | *80CSU1002120A* | 34400 | 20.5 | 8.5 | 38500 | 28200 | 73.25% | 2.04 | 0 | 11.7 |  |  |  | No | R-454B | 2.8667 | Residential & Commercial | Ducted CEE Tier 1
216032235 | Central HP <5.4 tons | 1HVAC | HRCU-A-CB (Split System: Heat Pump with Remote Outdoor Unit-Air-Source) | ACIQ-24-HPD |  |  | ACIQ-24-PAH |  | 24000 | 18.6 | 10 | 24000 | 20600 | 85.83% | 2.14 | 0 | 12 |  |  |  | No | R-454B | 2 | Residential & Commercial | Ducted CEE Tier 1
214272378 | Central HP <5.4 tons | CARRIER | HRCU-A-CB (Split System: Heat Pump with Remote Outdoor Unit-Air-Source) | 25VNA837A*031* | ADP |  | PL36H175P159 | 59TN6C080C17**14 | 32000 | 17 | 8.1 | 31200 | 24800 | 79.49% | 1.96 | 0 | 11 |  |  |  | No | R-410A | 2.6667 | Residential & Commercial | Ducted CEE Tier 1
214272380 | Central HP <5.4 tons | CARRIER | HRCU-A-CB (Split System: Heat Pump with Remote Outdoor Unit-Air-Source) | 25VNA837A*031* | ADP |  | C36A***L539 | 59TN6C080C17**14 | 32800 | 17 | 8.5 | 31200 | 24800 | 79.49% | 1.98 | 0 | 11 |  |  |  | No | R-410A | 2.7333 | Residential & Commercial | Ducted CEE Tier 1
214272308 | Central HP <5.4 tons | CARRIER | HRCU-A-CB (Split System: Heat Pump with Remote Outdoor Unit-Air-Source) | 25VNA837A*030* | ADP |  | C36A***L539 | 58TN*B110C21**20 | 32800 | 18 | 8.5 | 30200 | 24400 | 80.79% | 2 | 0 | 11.5 |  |  |  | No | R-410A | 2.7333 | Residential & Commercial | Ducted CEE Tier 1
214272324 | Central HP <5.4 tons | CARRIER | HRCU-A-CB (Split System: Heat Pump with Remote Outdoor Unit-Air-Source) | 25VNA837A*030* | ADP |  | C36A***L539 | 59MN7C100C21**22 | 32400 | 18 | 8.5 | 30400 | 24400 | 80.26% | 2 | 0 | 11.5 |  |  |  | No | R-410A | 2.7 | Residential & Commercial | Ducted CEE Tier 1
211168169 | Central HP <5.4 tons | AMERICAN STANDARD | HRCU-A-CB (Split System: Heat Pump with Remote Outdoor Unit-Air-Source) | 4A6L9048A1 | ASPEN |  | 4PXFH009AZ3+TDR | *UD2C080ACV4 | 48000 | 19 | 8.7 | 42500 | 34000 | 80% | 2.73 | 0 | 11.7 |  |  |  | No | R-410A | 4 | Residential & Commercial | Ducted CEE Tier 1
214776655 | Central HP <5.4 tons | YORK | HRCU-A-CB (Split System: Heat Pump with Remote Outdoor Unit-Air-Source) | HH860E2S11 | ADP |  | CV602D*A+TXV | TMLE100C16MP11 | 44500 | 18 | 8.5 | 43500 | 33800 | 77.7% | 2 | 0 | 11 |  |  |  | No | R-454B | 3.7083 | Residential & Commercial | Ducted CEE Tier 1
214776773 | Central HP <5.4 tons | YORK | HRCU-A-CB (Split System: Heat Pump with Remote Outdoor Unit-Air-Source) | HH860E2S11 | ADP |  | CV609**A+TXV | Y81E100C20SMPS1 | 53000 | 19 | 8.5 | 51500 | 38000 | 73.79% | 2 | 0 | 11.7 |  |  |  | No | R-454B | 4.4167 | Residential & Commercial | Ducted CEE Tier 1
214776840 | Central HP <5.4 tons | YORK | HRCU-A-CB (Split System: Heat Pump with Remote Outdoor Unit-Air-Source) | HH860E2S11 | ADP |  | CV600**C+TXV | YPLC080C16MP13 | 43000 | 17 | 8.4 | 42000 | 32800 | 78.1% | 1.98 | 0 | 11.5 |  |  |  | No | R-454B | 3.5833 | Residential & Commercial | Ducted CEE Tier 1
214776875 | Central HP <5.4 tons | YORK | HRCU-A-CB (Split System: Heat Pump with Remote Outdoor Unit-Air-Source) | HH860E2S11 | ADP |  | CV602D*A+TXV | YPLC100C20MP13 | 53000 | 19 | 8.5 | 52000 | 38500 | 74.04% | 2 | 0 | 11 |  |  |  | No | R-454B | 4.4167 | Residential & Commercial | Ducted CEE Tier 1
214776889 | Central HP <5.4 tons | YORK | HRCU-A-CB (Split System: Heat Pump with Remote Outdoor Unit-Air-Source) | HH860E2S11 | ADP |  | CV601**C+TXV | YPLC120C20MP13 | 52000 | 18 | 8.35 | 52000 | 38500 | 74.04% | 1.98 | 0 | 10.5 |  |  |  | No | R-454B | 4.3333 | Residential & Commercial | Ducted CEE Tier 1
214776905 | Central HP <5.4 tons | YORK | HRCU-A-CB (Split System: Heat Pump with Remote Outdoor Unit-Air-Source) | HH860E2S11 | ADP |  | CV609**A+TXV | YPLC120C20MP13 | 53000 | 19 | 8.5 | 52000 | 38500 | 74.04% | 2 | 0 | 11 |  |  |  | No | R-454B | 4.4167 | Residential & Commercial | Ducted CEE Tier 1
214776956 | Central HP <5.4 tons | YORK | HRCU-A-CB (Split System: Heat Pump with Remote Outdoor Unit-Air-Source) | HH860E2S11 | ADP |  | CV482C*C+TXV+AEF60CXP* |  | 46000 | 19 | 8.9 | 44000 | 33600 | 76.36% | 2.08 | 0 | 12 |  |  |  | No | R-454B | 3.8333 | Residential & Commercial | Ducted CEE Tier 1
215731374 | Central HP <5.4 tons | YORK | HRCU-A-CB (Split System: Heat Pump with Remote Outdoor Unit-Air-Source) | HH860E2S11 | ADP |  | H,YG37*60+TXV | TM8V100C16MP12 | 43500 | 17 | 8.5 | 42000 | 32800 | 78.1% | 2 | 0 | 11.7 |  |  |  | No | R-454B | 3.625 | Residential & Commercial | Ducted CEE Tier 1
213500936 | Central HP <5.4 tons | 1HVAC | HRCU-A-CB (Split System: Heat Pump with Remote Outdoor Unit-Air-Source) | ACIQ-36-HPC |  |  | ACIQ-36-AHB* |  | 35000 | 16.3 | 9.5 | 39000 | 38000 | 97.44% | 1.8 | 0 | 11.7 |  |  |  | No | R-410A | 2.9167 | Residential & Commercial | Ducted CEE Tier 1
210597120 | Central HP <5.4 tons | KEEPRITE | HRCU-A-CB (Split System: Heat Pump with Remote Outdoor Unit-Air-Source) | CVH825GKA2* |  |  | EN(A,D,W)4X48L21**+WALLCON | *97CMN0801714A* | 24000 | 16.5 | 8.1 | 21400 | 16700 | 78.04% | 2 | 0 | 11 |  |  |  | No | R-410A | 2 | Residential & Commercial | Ducted CEE Tier 1
215726452 | Central HP <5.4 tons | YORK | HRCU-A-CB (Split System: Heat Pump with Remote Outdoor Unit-Air-Source) | HH836E2S11 | ADP |  | H,YG80*36+TXV | Y82E080B12LMPS1 | 32800 | 19 | 8.5 | 28400 | 24400 | 85.92% | 2 | 0 | 11.7 |  |  |  | No | R-454B | 2.7333 | Residential & Commercial | Ducted CEE Tier 1
216032228 | Central HP <5.4 tons | 1HVAC | HRCU-A-CB (Split System: Heat Pump with Remote Outdoor Unit-Air-Source) | ACIQ-24-HPD |  |  | ACIQ-24-AHD |  | 23000 | 18.3 | 10 | 24000 | 21600 | 90% | 1.87 | 0 | 11.7 |  |  |  | No | R-454B | 1.9167 | Residential & Commercial | Ducted CEE Tier 1
210279122 | Central HP <5.4 tons | MRCOOL | HRCU-A-CB (Split System: Heat Pump with Remote Outdoor Unit-Air-Source) | CENTRAL-36-HP-C-230A00 |  |  | CENTRAL-36-HP-MUAH230A00 |  | 36000 | 16 | 9.5 | 40000 | 34600 | 86.5% | 1.95 | 10.95 | 10 |  |  |  | No | R-410A | 3 | Residential & Commercial | Ducted CEE Tier 1
214609720 | Central HP <5.4 tons | AMERICAN STANDARD | HRCU-A-CB (Split System: Heat Pump with Remote Outdoor Unit-Air-Source) | 4A6V0X48A1 | ADP |  | H,TG74960 | S9V2C080U5PSB+RP | 46500 | 19 | 8.5 | 40000 | 28000 | 70% | 1.8 | 0 | 11.7 |  |  |  | No | R-410A | 3.875 | Residential & Commercial | Ducted CEE Tier 1
216032538 | Central HP <5.4 tons | MRCOOL | HRCU-A-CB (Split System: Heat Pump with Remote Outdoor Unit-Air-Source) | MVP-36-HP-C-230A00-O |  |  | MVP-36-HP-MUAH-230A00-O |  | 36000 | 16.2 | 8.7 | 36000 | 27000 | 75% | 2 | 0 | 10 |  |  |  | No | R-454B | 3 | Residential & Commercial | Ducted CEE Tier 1
211240714 | Central HP <5.4 tons | KEEPRITE | HRCU-A-CB (Split System: Heat Pump with Remote Outdoor Unit-Air-Source) | DLCURAH24ABK |  |  | EA*4X24L17A* | *95ESN0601714A* | 24400 | 15.5 | 8.5 | 27200 | 23200 | 85.29% | 1.9 | 0 | 10 |  |  |  | No | R-410A | 2.0333 | Residential & Commercial | Ducted CEE Tier 1
211241139 | Central HP <5.4 tons | KEEPRITE | HRCU-A-CB (Split System: Heat Pump with Remote Outdoor Unit-Air-Source) | DLCURAH24ABK |  |  | EA*4X25L17A* | *92ESN0801716A* | 25000 | 17.5 | 8.5 | 25600 | 21000 | 82.03% | 1.78 | 0 | 10.5 |  |  |  | No | R-410A | 2.0833 | Residential & Commercial | Ducted CEE Tier 1
211240360 | Central HP <5.4 tons | KEEPRITE | HRCU-A-CB (Split System: Heat Pump with Remote Outdoor Unit-Air-Source) | DLCURAH24ABK |  |  | EA*4X24L14A* | *80ES(N,L)0701412A* | 24000 | 16.5 | 8.5 | 26800 | 24000 | 89.55% | 1.98 | 0 | 10 |  |  |  | No | R-410A | 2 | Residential & Commercial | Ducted CEE Tier 1
212985047 | Central HP <5.4 tons | KEEPRITE | HRCU-A-CB (Split System: Heat Pump with Remote Outdoor Unit-Air-Source) | DLCURAH24ABK |  |  | EA*4X37L21A* | *92MSN0802120A* | 24800 | 17.5 | 8.5 | 25600 | 21400 | 83.59% | 1.8 | 0 | 10.5 |  |  |  | No | R-410A | 2.0667 | Residential & Commercial | Ducted CEE Tier 1
215731390 | Central HP <5.4 tons | YORK | HRCU-A-CB (Split System: Heat Pump with Remote Outdoor Unit-Air-Source) | HH860E2S11 | ADP |  | H,YG54*60+TXV-BLEED | TM8V100C16MP12 | 43500 | 18 | 8.5 | 42000 | 32800 | 78.1% | 2 | 0 | 11.7 |  |  |  | No | R-454B | 3.625 | Residential & Commercial | Ducted CEE Tier 1
215731422 | Central HP <5.4 tons | YORK | HRCU-A-CB (Split System: Heat Pump with Remote Outdoor Unit-Air-Source) | HH860E2S11 | ADP |  | H,YG86*48+TXV-BLEED | TM8V100C16MP12 | 43500 | 18 | 8.5 | 42000 | 32800 | 78.1% | 2 | 0 | 11.7 |  |  |  | No | R-454B | 3.625 | Residential & Commercial | Ducted CEE Tier 1
215731424 | Central HP <5.4 tons | YORK | HRCU-A-CB (Split System: Heat Pump with Remote Outdoor Unit-Air-Source) | HH860E2S11 | ADP |  | H,YG86*48+TXV | TM8V100C16MP12 | 43500 | 18 | 8.5 | 42000 | 32800 | 78.1% | 2 | 0 | 11.7 |  |  |  | No | R-454B | 3.625 | Residential & Commercial | Ducted CEE Tier 1
215731508 | Central HP <5.4 tons | YORK | HRCU-A-CB (Split System: Heat Pump with Remote Outdoor Unit-Air-Source) | HH860E2S11 | ADP |  | H,YG3K*60+TXV-BLEED | TM9Y080C16MP11 | 44000 | 16 | 8.5 | 42500 | 33400 | 78.59% | 2 | 0 | 11 |  |  |  | No | R-454B | 3.6667 | Residential & Commercial | Ducted CEE Tier 1
215731539 | Central HP <5.4 tons | YORK | HRCU-A-CB (Split System: Heat Pump with Remote Outdoor Unit-Air-Source) | HH860E2S11 | ADP |  | H,YG72*48+TXV | TM9Y100C16MP11 | 44000 | 17 | 8.5 | 42500 | 33400 | 78.59% | 2 | 0 | 11 |  |  |  | No | R-454B | 3.6667 | Residential & Commercial | Ducted CEE Tier 1
215731556 | Central HP <5.4 tons | YORK | HRCU-A-CB (Split System: Heat Pump with Remote Outdoor Unit-Air-Source) | HH860E2S11 | ADP |  | H,YG51*60+TXV-BLEED | TM9Y100C16MP11 | 44000 | 17 | 8.5 | 42500 | 33400 | 78.59% | 2 | 0 | 11 |  |  |  | No | R-454B | 3.6667 | Residential & Commercial | Ducted CEE Tier 1
215731557 | Central HP <5.4 tons | YORK | HRCU-A-CB (Split System: Heat Pump with Remote Outdoor Unit-Air-Source) | HH860E2S11 | ADP |  | H,YG51*48+TXV | TM9Y100C16MP11 | 44000 | 17 | 8.5 | 42500 | 33400 | 78.59% | 2 | 0 | 11 |  |  |  | No | R-454B | 3.6667 | Residential & Commercial | Ducted CEE Tier 1
215731558 | Central HP <5.4 tons | YORK | HRCU-A-CB (Split System: Heat Pump with Remote Outdoor Unit-Air-Source) | HH860E2S11 | ADP |  | H,YG51*60+TXV | TM9Y100C16MP11 | 44000 | 17 | 8.5 | 42500 | 33400 | 78.59% | 2 | 0 | 11 |  |  |  | No | R-454B | 3.6667 | Residential & Commercial | Ducted CEE Tier 1
204456628 | Central HP <5.4 tons | ARCOAIRE | HRCU-A-CB (Split System: Heat Pump with Remote Outdoor Unit-Air-Source) | HVH825GKA2* |  |  | EA*4X36L17A*+WALLCON | *97CMN0601714A* | 23400 | 16 | 8.1 | 21600 | 16800 | 77.78% | 1.92 | 11 | 10.5 |  |  |  | No | R-410A | 1.95 | Residential & Commercial | Ducted CEE Tier 1
215425718 | Central HP <5.4 tons | YORK | HRCU-A-CB (Split System: Heat Pump with Remote Outdoor Unit-Air-Source) | HH824E2S11 | ADP |  | H,YE32*30+TXV | TM9E060B12MP12 | 22800 | 16 | 8.9 | 21400 | 17900 | 83.64% | 1.98 | 0 | 11.5 |  |  |  | No | R-454B | 1.9 | Residential & Commercial | Ducted CEE Tier 1
215425720 | Central HP <5.4 tons | YORK | HRCU-A-CB (Split System: Heat Pump with Remote Outdoor Unit-Air-Source) | HH824E2S11 | ADP |  | H,YE7J*24+TXV | TM9E060B12MP12 | 23000 | 16 | 9 | 21400 | 17900 | 83.64% | 2 | 0 | 11.7 |  |  |  | No | R-454B | 1.9167 | Residential & Commercial | Ducted CEE Tier 1
215425733 | Central HP <5.4 tons | YORK | HRCU-A-CB (Split System: Heat Pump with Remote Outdoor Unit-Air-Source) | HH824E2S11 | ADP |  | H,YE33*30+TXV | TM9V040A10MP12 | 22400 | 16 | 8.8 | 21400 | 17100 | 79.91% | 1.96 | 0 | 10.5 |  |  |  | No | R-454B | 1.8667 | Residential & Commercial | Ducted CEE Tier 1
215731607 | Central HP <5.4 tons | YORK | HRCU-A-CB (Split System: Heat Pump with Remote Outdoor Unit-Air-Source) | HH860E2S11 | ADP |  | H,YG3K*48+TXV-BLEED | Y81E080C16SMPS1 | 44500 | 18 | 8.5 | 42500 | 33000 | 77.65% | 2 | 0 | 12 |  |  |  | No | R-454B | 3.7083 | Residential & Commercial | Ducted CEE Tier 1
215731623 | Central HP <5.4 tons | YORK | HRCU-A-CB (Split System: Heat Pump with Remote Outdoor Unit-Air-Source) | HH860E2S11 | ADP |  | H,YG51*48+TXV | Y81E080C16SMPS1 | 44500 | 18 | 8.5 | 42500 | 33000 | 77.65% | 2 | 0 | 12 |  |  |  | No | R-454B | 3.7083 | Residential & Commercial | Ducted CEE Tier 1
215731641 | Central HP <5.4 tons | YORK | HRCU-A-CB (Split System: Heat Pump with Remote Outdoor Unit-Air-Source) | HH860E2S11 | ADP |  | H,YG3K*60+TXV-BLEED | Y81E080C20SMPS1 | 52500 | 18 | 8.45 | 52000 | 38500 | 74.04% | 1.98 | 0 | 10.5 |  |  |  | No | R-454B | 4.375 | Residential & Commercial | Ducted CEE Tier 1
215731689 | Central HP <5.4 tons | YORK | HRCU-A-CB (Split System: Heat Pump with Remote Outdoor Unit-Air-Source) | HH860E2S11 | ADP |  | H,YG72*48+TXV | Y81E100C20SMPS1 | 44500 | 18 | 8.5 | 42500 | 33000 | 77.65% | 2 | 0 | 12 |  |  |  | No | R-454B | 3.7083 | Residential & Commercial | Ducted CEE Tier 1
215731707 | Central HP <5.4 tons | YORK | HRCU-A-CB (Split System: Heat Pump with Remote Outdoor Unit-Air-Source) | HH860E2S11 | ADP |  | H,YG72*48+TXV | Y81E120C16SMPS1 | 44000 | 18 | 8.5 | 41500 | 32600 | 78.55% | 2 | 0 | 12 |  |  |  | No | R-454B | 3.6667 | Residential & Commercial | Ducted CEE Tier 1
215731722 | Central HP <5.4 tons | YORK | HRCU-A-CB (Split System: Heat Pump with Remote Outdoor Unit-Air-Source) | HH860E2S11 | ADP |  | H,YG53*48+TXV | Y81E120C16SMPS1 | 44000 | 18 | 8.5 | 42000 | 32600 | 77.62% | 2 | 0 | 12 |  |  |  | No | R-454B | 3.6667 | Residential & Commercial | Ducted CEE Tier 1
215423461 | Central HP <5.4 tons | YORK | HRCU-A-CB (Split System: Heat Pump with Remote Outdoor Unit-Air-Source) | HH860E2S11 | ADP |  | H,YE74*48+TXV | TL9E080C16UH11 | 44500 | 18 | 8.5 | 44000 | 34000 | 77.27% | 2 | 0 | 11 |  |  |  | No | R-454B | 3.7083 | Residential & Commercial | Ducted CEE Tier 1
215423494 | Central HP <5.4 tons | YORK | HRCU-A-CB (Split System: Heat Pump with Remote Outdoor Unit-Air-Source) | HH860E2S11 | ADP |  | H,YE36*60+TXV-BLEED | TM8E080C20MP11 | 52000 | 18 | 8.3 | 53000 | 39500 | 74.53% | 1.96 | 0 | 10.5 |  |  |  | No | R-454B | 4.3333 | Residential & Commercial | Ducted CEE Tier 1
214588347 | Central HP <5.4 tons | BRYANT HEATING AND COOLING SYSTEMS | HRCU-A-CB (Split System: Heat Pump with Remote Outdoor Unit-Air-Source) | 38MURAQ36AB3* | ADP |  | C36A***L159 | 926TC66100V21*** | 35000 | 17 | 8.1 | 36800 | 34400 | 93.48% | 2 | 0 | 10 |  |  |  | No | R-410A | 2.9167 | Residential & Commercial | Ducted CEE Tier 1
211708423 | Central HP <5.4 tons | COLEMAN | HRCU-A-CB (Split System: Heat Pump with Remote Outdoor Unit-Air-Source) | THF2B48T21 | ASPEN |  | D(A,C,E)48D36+TDR | TL9E080C16UH11 | 45000 | 16 | 8.2 | 44000 | 31200 | 70.91% | 3.1 | 0 | 11.9 |  |  |  | No | R-410A | 3.75 | Residential & Commercial | Ducted CEE Tier 1
211708506 | Central HP <5.4 tons | COLEMAN | HRCU-A-CB (Split System: Heat Pump with Remote Outdoor Unit-Air-Source) | THF2B48T21 | ASPEN |  | D(A,C,E)48D34+TDR | TMLE100C20MP11 | 46000 | 16 | 8.2 | 44500 | 31600 | 71.01% | 3.08 | 0 | 11.9 |  |  |  | No | R-410A | 3.8333 | Residential & Commercial | Ducted CEE Tier 1
211708508 | Central HP <5.4 tons | COLEMAN | HRCU-A-CB (Split System: Heat Pump with Remote Outdoor Unit-Air-Source) | THF2B48T21 | ASPEN |  | D(A,C,E)48D34+TDR | TMLE120C16MP11 | 45500 | 16 | 8.2 | 44000 | 31200 | 70.91% | 3.13 | 0 | 11.9 |  |  |  | No | R-410A | 3.7917 | Residential & Commercial | Ducted CEE Tier 1
215389823 | Central HP <5.4 tons | GRANDAIRE | HRCU-A-CB (Split System: Heat Pump with Remote Outdoor Unit-Air-Source) | WDLCURAH36ABK |  |  | WLNC424BA* | WFST060B048A* | 35400 | 15.5 | 8.5 | 38500 | 35000 | 90.91% | 1.94 | 0 | 10 |  |  |  | No | R-410A | 2.95 | Residential & Commercial | Ducted CEE Tier 1
214239090 | Central HP <5.4 tons | KEEPRITE | HRCU-A-CB (Split System: Heat Pump with Remote Outdoor Unit-Air-Source) | CVH837GKA2* |  |  | EN(A,D,W)4X42L21**+WALLCON | *80CTL1102120B* | 31800 | 17 | 8.1 | 33000 | 24400 | 73.94% | 1.88 | 0 | 11 |  |  |  | No | R-410A | 2.65 | Residential & Commercial | Ducted CEE Tier 1
211230746 | Central HP <5.4 tons | KEEPRITE | HRCU-A-CB (Split System: Heat Pump with Remote Outdoor Unit-Air-Source) | DLCURAH36ABK |  |  | EN(A,D)4X48L24** | *95ESU1002122A* | 37400 | 15.5 | 8.5 | 39500 | 35000 | 88.61% | 2.08 | 0 | 10.5 |  |  |  | No | R-410A | 3.1167 | Residential & Commercial | Ducted CEE Tier 1
211230933 | Central HP <5.4 tons | KEEPRITE | HRCU-A-CB (Split System: Heat Pump with Remote Outdoor Unit-Air-Source) | DLCURAH36ABK |  |  | FXM4X48**AL |  | 36800 | 16 | 8.5 | 38500 | 34600 | 89.87% | 2.08 | 0 | 10 |  |  |  | No | R-410A | 3.0667 | Residential & Commercial | Ducted CEE Tier 1
212979130 | Central HP <5.4 tons | GRANDAIRE | HRCU-A-CB (Split System: Heat Pump with Remote Outdoor Unit-Air-Source) | WDLCURAH24ABK |  |  | WLA*244BA* | WFE*070B048C* | 23400 | 17 | 9 | 26800 | 21800 | 81.34% | 1.82 | 0 | 10 |  |  |  | No | R-410A | 1.95 | Residential & Commercial | Ducted CEE Tier 1
212979832 | Central HP <5.4 tons | GRANDAIRE | HRCU-A-CB (Split System: Heat Pump with Remote Outdoor Unit-Air-Source) | WDLCURAH24ABK |  |  | WLA*254BA* | WFE*090B042C* | 24200 | 17 | 8.5 | 25200 | 24600 | 97.62% | 2.04 | 0 | 10 |  |  |  | No | R-410A | 2.0167 | Residential & Commercial | Ducted CEE Tier 1
211245210 | Central HP <5.4 tons | GRANDAIRE | HRCU-A-CB (Split System: Heat Pump with Remote Outdoor Unit-Air-Source) | WDLCURAH24ABK |  |  | WLN(C,W)364BA* | WFSX080B048A* | 24600 | 15.5 | 8.1 | 26800 | 22200 | 82.84% | 1.82 | 0 | 10 |  |  |  | No | R-410A | 2.05 | Residential & Commercial | Ducted CEE Tier 1
213147022 | Central HP <5.4 tons | CARRIER | HRCU-A-CB (Split System: Heat Pump with Remote Outdoor Unit-Air-Source) | 38MURAQ24AB3* | ADP |  | C36A***L129+AEFE4B* |  | 23600 | 18 | 8.65 | 24800 | 22600 | 91.13% | 1.86 | 0 | 10 |  |  |  | No | R-410A | 1.9667 | Residential & Commercial | Ducted CEE Tier 1
211245479 | Central HP <5.4 tons | GRANDAIRE | HRCU-A-CB (Split System: Heat Pump with Remote Outdoor Unit-Air-Source) | WDLCURAH24ABK |  |  | WLNC364CA* | WFEU040B036A* | 24000 | 17 | 8.1 | 26000 | 23200 | 89.23% | 1.92 | 0 | 10.5 |  |  |  | No | R-410A | 2 | Residential & Commercial | Ducted CEE Tier 1
206136128 | Central HP <5.4 tons | ARCOAIRE | HRCU-A-CB (Split System: Heat Pump with Remote Outdoor Unit-Air-Source) | HVH837GKA** |  |  | EA*4X42L24A*+WALLCON | *95CSU1002122A* | 31800 | 17.5 | 8.1 | 33000 | 24400 | 73.94% | 1.9 | 11.5 | 11 |  |  |  | No | R-410A | 2.65 | Residential & Commercial | Ducted CEE Tier 1
206136008 | Central HP <5.4 tons | ARCOAIRE | HRCU-A-CB (Split System: Heat Pump with Remote Outdoor Unit-Air-Source) | HVH837GKA** |  |  | EHD4X48AAL+WALLCON | *80CSU0401712A* | 32600 | 16.5 | 8.1 | 33000 | 24800 | 75.15% | 1.96 | 11.5 | 11 |  |  |  | No | R-410A | 2.7167 | Residential & Commercial | Ducted CEE Tier 1
215425734 | Central HP <5.4 tons | YORK | HRCU-A-CB (Split System: Heat Pump with Remote Outdoor Unit-Air-Source) | HH824E2S11 | ADP |  | H,YE7J*24+TXV | TM9V040A10MP12 | 22400 | 16 | 8.8 | 21400 | 17100 | 79.91% | 1.96 | 0 | 10.5 |  |  |  | No | R-454B | 1.8667 | Residential & Commercial | Ducted CEE Tier 1
215425750 | Central HP <5.4 tons | YORK | HRCU-A-CB (Split System: Heat Pump with Remote Outdoor Unit-Air-Source) | HH824E2S11 | ADP |  | H,YE24*36+TXV | TM9Y040A10MP11 | 22200 | 16 | 8.1 | 20800 | 16900 | 81.25% | 1.92 | 0 | 10.5 |  |  |  | No | R-454B | 1.85 | Residential & Commercial | Ducted CEE Tier 1
215425751 | Central HP <5.4 tons | YORK | HRCU-A-CB (Split System: Heat Pump with Remote Outdoor Unit-Air-Source) | HH824E2S11 | ADP |  | H,YE32*30+TXV-BLEED | TM9Y040A10MP11 | 22200 | 16 | 8.2 | 20800 | 16900 | 81.25% | 1.94 | 0 | 10.5 |  |  |  | No | R-454B | 1.85 | Residential & Commercial | Ducted CEE Tier 1
215425768 | Central HP <5.4 tons | YORK | HRCU-A-CB (Split System: Heat Pump with Remote Outdoor Unit-Air-Source) | HH824E2S11 | ADP |  | H,YE33*30+TXV | TM9Y080B12MP11 | 23000 | 17 | 9 | 21400 | 18100 | 84.58% | 2 | 0 | 11.7 |  |  |  | No | R-454B | 1.9167 | Residential & Commercial | Ducted CEE Tier 1
215425784 | Central HP <5.4 tons | YORK | HRCU-A-CB (Split System: Heat Pump with Remote Outdoor Unit-Air-Source) | HH824E2S11 | ADP |  | H,YE32*30+TXV-BLEED | Y81E100B12SMPS1 | 23000 | 17 | 8.95 | 21400 | 18200 | 85.05% | 1.98 | 0 | 12 |  |  |  | No | R-454B | 1.9167 | Residential & Commercial | Ducted CEE Tier 1
215849840 | Central HP <5.4 tons | COLEMAN | HRCU-A-CB (Split System: Heat Pump with Remote Outdoor Unit-Air-Source) | HH824E2S11 | ASPEN |  | C(A,C,D,E)24C3K+TDR | TM8E060A12MP11 | 20600 | 17.5 | 9 | 23000 | 17900 | 77.83% | 2 | 0 | 11.2 |  |  |  | No | R-454B | 1.7167 | Residential & Commercial | Ducted CEE Tier 1
215849907 | Central HP <5.4 tons | COLEMAN | HRCU-A-CB (Split System: Heat Pump with Remote Outdoor Unit-Air-Source) | HH824E2S11 | ASPEN |  | D(A,C,E)36A3K+TDR | TM8Y080B12MP11 | 22200 | 17 | 8.1 | 22600 | 18300 | 80.97% | 2 | 0 | 12 |  |  |  | No | R-454B | 1.85 | Residential & Commercial | Ducted CEE Tier 1
211242591 | Central HP <5.4 tons | KEEPRITE | HRCU-A-CB (Split System: Heat Pump with Remote Outdoor Unit-Air-Source) | DLCURAH24ABK |  |  | EA*4X36L21A* | *80ES(N,L)0901714A* | 24800 | 17 | 8.5 | 26400 | 22000 | 83.33% | 1.84 | 0 | 10 |  |  |  | No | R-410A | 2.0667 | Residential & Commercial | Ducted CEE Tier 1
211242725 | Central HP <5.4 tons | KEEPRITE | HRCU-A-CB (Split System: Heat Pump with Remote Outdoor Unit-Air-Source) | DLCURAH24ABK |  |  | EA*4X36L21A* | OMV098J12* | 23600 | 16.5 | 8.5 | 25800 | 23200 | 89.92% | 1.94 | 0 | 10 |  |  |  | No | R-410A | 1.9667 | Residential & Commercial | Ducted CEE Tier 1
211242091 | Central HP <5.4 tons | KEEPRITE | HRCU-A-CB (Split System: Heat Pump with Remote Outdoor Unit-Air-Source) | DLCURAH24ABK |  |  | EA*4X36L17A* | *80ES(N,L)0451712A* | 24200 | 16.5 | 8.5 | 26200 | 22600 | 86.26% | 1.88 | 0 | 10 |  |  |  | No | R-410A | 2.0167 | Residential & Commercial | Ducted CEE Tier 1
212984645 | Central HP <5.4 tons | KEEPRITE | HRCU-A-CB (Split System: Heat Pump with Remote Outdoor Unit-Air-Source) | DLCURAH24ABK |  |  | EA*4X37L21A* | *92MSN0801716A* | 24200 | 17.5 | 8.5 | 25000 | 21400 | 85.6% | 1.8 | 0 | 10.5 |  |  |  | No | R-410A | 2.0167 | Residential & Commercial | Ducted CEE Tier 1
212984045 | Central HP <5.4 tons | KEEPRITE | HRCU-A-CB (Split System: Heat Pump with Remote Outdoor Unit-Air-Source) | DLCURAH24ABK |  |  | EA*4X25L17A* | *92MSN0601714A* | 24200 | 17 | 8.5 | 25200 | 21800 | 86.51% | 1.82 | 0 | 10 |  |  |  | No | R-410A | 2.0167 | Residential & Commercial | Ducted CEE Tier 1
212984093 | Central HP <5.4 tons | KEEPRITE | HRCU-A-CB (Split System: Heat Pump with Remote Outdoor Unit-Air-Source) | DLCURAH24ABK |  |  | EA*4X37L17A* | *92MSN0601714A* | 24000 | 17 | 8.5 | 25600 | 22400 | 87.5% | 1.88 | 0 | 10 |  |  |  | No | R-410A | 2 | Residential & Commercial | Ducted CEE Tier 1
212984129 | Central HP <5.4 tons | KEEPRITE | HRCU-A-CB (Split System: Heat Pump with Remote Outdoor Unit-Air-Source) | DLCURAH24ABK |  |  | EN(A,D)4X30L17** | *92MSN0601714A* | 23600 | 17 | 8.5 | 26400 | 24400 | 92.42% | 2.02 | 0 | 10.5 |  |  |  | No | R-410A | 1.9667 | Residential & Commercial | Ducted CEE Tier 1
211263503 | Central HP <5.4 tons | GRANDAIRE | HRCU-A-CB (Split System: Heat Pump with Remote Outdoor Unit-Air-Source) | WDLCURAH18ABK |  |  | WLNC244BA* | WFER070A036A* | 17500 | 16 | 8.5 | 18400 | 18800 | 102.2% | 2.26 | 0 | 11 |  |  |  | No | R-410A | 1.4583 | Residential & Commercial | Ducted CEE Tier 1
215423527 | Central HP <5.4 tons | YORK | HRCU-A-CB (Split System: Heat Pump with Remote Outdoor Unit-Air-Source) | HH860E2S11 | ADP |  | H,YE2K*60+TXV | TM8E100C20MP11 | 52500 | 18 | 8.35 | 53000 | 39500 | 74.53% | 1.96 | 0 | 10.5 |  |  |  | No | R-454B | 4.375 | Residential & Commercial | Ducted CEE Tier 1
215423546 | Central HP <5.4 tons | YORK | HRCU-A-CB (Split System: Heat Pump with Remote Outdoor Unit-Air-Source) | HH860E2S11 | ADP |  | H,YE48*60+TXV | TM8E120C16MP11 | 44500 | 18 | 8.5 | 43500 | 33800 | 77.7% | 2 | 0 | 11 |  |  |  | No | R-454B | 3.7083 | Residential & Commercial | Ducted CEE Tier 1
215423595 | Central HP <5.4 tons | YORK | HRCU-A-CB (Split System: Heat Pump with Remote Outdoor Unit-Air-Source) | HH860E2S11 | ADP |  | H,YE86*60+TXV | TM8V080C16MP12 | 43500 | 18 | 8.5 | 42000 | 32800 | 78.1% | 2 | 0 | 11.7 |  |  |  | No | R-454B | 3.625 | Residential & Commercial | Ducted CEE Tier 1
215423611 | Central HP <5.4 tons | YORK | HRCU-A-CB (Split System: Heat Pump with Remote Outdoor Unit-Air-Source) | HH860E2S11 | ADP |  | H,YE74*48+TXV | TM8V100C16MP12 | 43500 | 18 | 8.5 | 42000 | 32800 | 78.1% | 2 | 0 | 11.7 |  |  |  | No | R-454B | 3.625 | Residential & Commercial | Ducted CEE Tier 1
215423630 | Central HP <5.4 tons | YORK | HRCU-A-CB (Split System: Heat Pump with Remote Outdoor Unit-Air-Source) | HH860E2S11 | ADP |  | H,YE2K*60+TXV | TM8V120C20MP12 | 52000 | 18 | 8.35 | 52000 | 38500 | 74.04% | 1.96 | 0 | 10.5 |  |  |  | No | R-454B | 4.3333 | Residential & Commercial | Ducted CEE Tier 1
215423664 | Central HP <5.4 tons | YORK | HRCU-A-CB (Split System: Heat Pump with Remote Outdoor Unit-Air-Source) | HH860E2S11 | ADP |  | H,YE2K*60+TXV | TM8Y100C16MP11 | 43500 | 17 | 8.45 | 42000 | 33000 | 78.57% | 2 | 0 | 11.5 |  |  |  | No | R-454B | 3.625 | Residential & Commercial | Ducted CEE Tier 1
215423695 | Central HP <5.4 tons | YORK | HRCU-A-CB (Split System: Heat Pump with Remote Outdoor Unit-Air-Source) | HH860E2S11 | ADP |  | H,YE48*48+TXV | TM8Y120C20MP11 | 44500 | 18 | 8.5 | 43000 | 33400 | 77.67% | 2 | 0 | 11.7 |  |  |  | No | R-454B | 3.7083 | Residential & Commercial | Ducted CEE Tier 1
215423697 | Central HP <5.4 tons | YORK | HRCU-A-CB (Split System: Heat Pump with Remote Outdoor Unit-Air-Source) | HH860E2S11 | ADP |  | H,YE54*60+TXV | TM8Y120C20MP11 | 53500 | 19 | 8.5 | 53000 | 39500 | 74.53% | 2 | 0 | 11 |  |  |  | No | R-454B | 4.4583 | Residential & Commercial | Ducted CEE Tier 1
213274575 | Central HP <5.4 tons | COLEMAN | HRCU-A-CB (Split System: Heat Pump with Remote Outdoor Unit-Air-Source) | THF2B48T21 | ASPEN |  | D(A,C,E)60A44+TDR | TPLC100C16MP13 | 43000 | 16 | 8.2 | 44000 | 31200 | 70.91% | 3.16 | 0 | 11.5 |  |  |  | No | R-410A | 3.5833 | Residential & Commercial | Ducted CEE Tier 1
214731220 | Central HP <5.4 tons | BRYANT HEATING AND COOLING SYSTEMS | HRCU-A-CB (Split System: Heat Pump with Remote Outdoor Unit-Air-Source) | 38MURAQ36AB3* | ADP |  | H,PG9J936 | 926TC60100V21*** | 35400 | 16 | 8.1 | 36800 | 34600 | 94.02% | 1.88 | 0 | 10 |  |  |  | No | R-410A | 2.95 | Residential & Commercial | Ducted CEE Tier 1
204300563 | Central HP <5.4 tons | ARCOAIRE | HRCU-A-CB (Split System: Heat Pump with Remote Outdoor Unit-Air-Source) | HVH837GKA** |  |  | EHD4X48AAL+WALLCON | *96CTN1002122A* | 32600 | 17 | 8.1 | 33000 | 24800 | 75.15% | 1.98 | 12 | 11 |  |  |  | No | R-410A | 2.7167 | Residential & Commercial | Ducted CEE Tier 1
211245688 | Central HP <5.4 tons | GRANDAIRE | HRCU-A-CB (Split System: Heat Pump with Remote Outdoor Unit-Air-Source) | WDLCURAH24ABK |  |  | WLNC364CA* | WFAX080C060A* | 24800 | 16.5 | 8.5 | 26800 | 22200 | 82.84% | 1.84 | 0 | 10.5 |  |  |  | No | R-410A | 2.0667 | Residential & Commercial | Ducted CEE Tier 1
206136118 | Central HP <5.4 tons | ARCOAIRE | HRCU-A-CB (Split System: Heat Pump with Remote Outdoor Unit-Air-Source) | HVH837GKA** |  |  | EA*4X42L24A*+WALLCON | *95CSU0802120A* | 31800 | 17.5 | 8.1 | 33000 | 24400 | 73.94% | 1.9 | 11.5 | 11 |  |  |  | No | R-410A | 2.65 | Residential & Commercial | Ducted CEE Tier 1
206135968 | Central HP <5.4 tons | ARCOAIRE | HRCU-A-CB (Split System: Heat Pump with Remote Outdoor Unit-Air-Source) | HVH837GKA** |  |  | EHD4X42AAL+WALLCON | *80CSU0401712A* | 32400 | 16.5 | 8.1 | 33200 | 24800 | 74.7% | 1.94 | 11.5 | 11 |  |  |  | No | R-410A | 2.7 | Residential & Commercial | Ducted CEE Tier 1
206135686 | Central HP <5.4 tons | ARCOAIRE | HRCU-A-CB (Split System: Heat Pump with Remote Outdoor Unit-Air-Source) | HVH837GKA** |  |  | EA*4X42L21A*+WALLCON | *80CSU0601716A* | 31800 | 17 | 8.1 | 33200 | 24400 | 73.49% | 1.86 | 11.5 | 11 |  |  |  | No | R-410A | 2.65 | Residential & Commercial | Ducted CEE Tier 1
213307165 | Central HP <5.4 tons | YORK | HRCU-A-CB (Split System: Heat Pump with Remote Outdoor Unit-Air-Source) | HMH72B341 | ASPEN |  | AE(D,N,U)+DM36A34+TDR |  | 31400 | 18.3 | 8.4 | 33000 | 26200 | 79.39% | 2.65 | 0 | 10.3 |  |  |  | No | R-410A | 2.6167 | Residential & Commercial | Ducted CEE Tier 1
215731290 | Central HP <5.4 tons | YORK | HRCU-A-CB (Split System: Heat Pump with Remote Outdoor Unit-Air-Source) | HH836E2S11 | ADP |  | H,YG48*36+TXV | TM8V100C16MP12 | 33600 | 18 | 8.5 | 29600 | 25000 | 84.46% | 2 | 0 | 11 |  |  |  | No | R-454B | 2.8 | Residential & Commercial | Ducted CEE Tier 1
211230435 | Central HP <5.4 tons | KEEPRITE | HRCU-A-CB (Split System: Heat Pump with Remote Outdoor Unit-Air-Source) | DLCURAH36ABK |  |  | EN(A,D)4X48L24** | *80ES(N,L)0902120A* | 36600 | 16 | 8.1 | 39500 | 34800 | 88.1% | 2.04 | 0 | 10.5 |  |  |  | No | R-410A | 3.05 | Residential & Commercial | Ducted CEE Tier 1
211230794 | Central HP <5.4 tons | KEEPRITE | HRCU-A-CB (Split System: Heat Pump with Remote Outdoor Unit-Air-Source) | DLCURAH36ABK |  |  | EN(A,D)4X48L24** | OLV112A16A | 36000 | 15.5 | 8.1 | 38500 | 35000 | 90.91% | 2.02 | 0 | 10 |  |  |  | No | R-410A | 3 | Residential & Commercial | Ducted CEE Tier 1
211230803 | Central HP <5.4 tons | KEEPRITE | HRCU-A-CB (Split System: Heat Pump with Remote Outdoor Unit-Air-Source) | DLCURAH36ABK |  |  | EN(A,D)4X48L24** | OLV154F20A | 37400 | 15.2 | 8.5 | 39500 | 35200 | 89.11% | 2.1 | 0 | 10.5 |  |  |  | No | R-410A | 3.1167 | Residential & Commercial | Ducted CEE Tier 1
211229915 | Central HP <5.4 tons | KEEPRITE | HRCU-A-CB (Split System: Heat Pump with Remote Outdoor Unit-Air-Source) | DLCURAH36ABK |  |  | EN(A,D,W)4X48L21** | *80ES(N,L)0701712A* | 36200 | 15.5 | 8.1 | 38500 | 35000 | 90.91% | 2.02 | 0 | 10 |  |  |  | No | R-410A | 3.0167 | Residential & Commercial | Ducted CEE Tier 1
208480450 | Central HP <5.4 tons | Honeywell | HRCU-A-CB (Split System: Heat Pump with Remote Outdoor Unit-Air-Source) | HSH17S-36AAA |  |  | HVTAN-24SA |  | 24000 | 17 | 9 | 24000 | 22000 | 91.67% | 1.8 | 12.5 | 12 |  |  |  | No | R-410A | 2 | Residential & Commercial | Ducted CEE Tier 1
213079233 | Central HP <5.4 tons | KEEPRITE | HRCU-A-CB (Split System: Heat Pump with Remote Outdoor Unit-Air-Source) | DLCURAH36ABK |  |  | EA*4X42L21A* | *80MSU0802120A* | 35000 | 16.5 | 8.1 | 38500 | 35000 | 90.91% | 1.9 | 0 | 10 |  |  |  | No | R-410A | 2.9167 | Residential & Commercial | Ducted CEE Tier 1
213078472 | Central HP <5.4 tons | KEEPRITE | HRCU-A-CB (Split System: Heat Pump with Remote Outdoor Unit-Air-Source) | DLCURAH36ABK |  |  | EN(A,D,W)4X48L21** | *80MS(N,L)0902116A* | 35800 | 16.5 | 8.1 | 38500 | 34800 | 90.39% | 2 | 0 | 10 |  |  |  | No | R-410A | 2.9833 | Residential & Commercial | Ducted CEE Tier 1
213080371 | Central HP <5.4 tons | KEEPRITE | HRCU-A-CB (Split System: Heat Pump with Remote Outdoor Unit-Air-Source) | DLCURAH36ABK |  |  | EN(A,D)4X48L24** | *96MSN1002120A* | 36000 | 16.5 | 8.1 | 38500 | 34800 | 90.39% | 2.02 | 0 | 10 |  |  |  | No | R-410A | 3 | Residential & Commercial | Ducted CEE Tier 1
215850058 | Central HP <5.4 tons | COLEMAN | HRCU-A-CB (Split System: Heat Pump with Remote Outdoor Unit-Air-Source) | HH824E2S11 | ASPEN |  | C(A,C,D,E)24A3K+TDR | TMLE060A12MP11 | 20200 | 17.5 | 8.5 | 22600 | 17900 | 79.2% | 2 | 0 | 11.2 |  |  |  | No | R-454B | 1.6833 | Residential & Commercial | Ducted CEE Tier 1
216017533 | Central HP <5.4 tons | YORK | HRCU-A-C (Split System: Heat Pump with Remote Outdoor Unit with No Indoor Fan --Air Source) | HH824E2S11 | ADP |  | H,YG8J*36+TXV-BLEED+TD |  | 23000 | 15.2 | 8.5 | 21400 | 17000 | 79.44% | 2 | 0 | 11 |  |  |  | No | R-454B | 1.9167 | Residential & Commercial | Ducted CEE Tier 1
216010681 | Central HP <5.4 tons | YORK | HRCU-A-CB (Split System: Heat Pump with Remote Outdoor Unit-Air-Source) | HH824E2S11 | ADP |  | FE*G32*24+TXV |  | 24000 | 19 | 9.4 | 22400 | 16600 | 74.11% | 2.08 | 0 | 12 |  |  |  | No | R-454B | 2 | Residential & Commercial | Ducted CEE Tier 1
215405738 | Central HP <5.4 tons | YORK | HRCU-A-CB (Split System: Heat Pump with Remote Outdoor Unit-Air-Source) | HH824E2S11 | ADP |  | CH240A*C+TXV+AEF36AXP* |  | 24000 | 19 | 9.45 | 22400 | 16600 | 74.11% | 2.1 | 0 | 12 |  |  |  | No | R-454B | 2 | Residential & Commercial | Ducted CEE Tier 1
211244719 | Central HP <5.4 tons | GRANDAIRE | HRCU-A-CB (Split System: Heat Pump with Remote Outdoor Unit-Air-Source) | WDLCURAH24ABK |  |  | WLNC304BA* | WFER090B042A* | 24600 | 16.5 | 8.1 | 26400 | 22600 | 85.61% | 1.86 | 0 | 10.5 |  |  |  | No | R-410A | 2.05 | Residential & Commercial | Ducted CEE Tier 1
206135716 | Central HP <5.4 tons | ARCOAIRE | HRCU-A-CB (Split System: Heat Pump with Remote Outdoor Unit-Air-Source) | HVH837GKA** |  |  | EA*4X42L24A*+WALLCON | *80CSU1002120A* | 31800 | 17 | 8.1 | 33200 | 24400 | 73.49% | 1.88 | 11.5 | 11 |  |  |  | No | R-410A | 2.65 | Residential & Commercial | Ducted CEE Tier 1
206135736 | Central HP <5.4 tons | ARCOAIRE | HRCU-A-CB (Split System: Heat Pump with Remote Outdoor Unit-Air-Source) | HVH837GKA** |  |  | EA*4X43L21A*+WALLCON | *80CSU0601716A* | 32800 | 17 | 8.5 | 33000 | 25200 | 76.36% | 1.96 | 12 | 11 |  |  |  | No | R-410A | 2.7333 | Residential & Commercial | Ducted CEE Tier 1
211260596 | Central HP <5.4 tons | KEEPRITE | HRCU-A-CB (Split System: Heat Pump with Remote Outdoor Unit-Air-Source) | DLCURAH18ABK |  |  | EA*4X24L17A* | *92ESN0601714A* | 17700 | 16.5 | 8.5 | 18500 | 19100 | 103.2% | 2.3 | 0 | 10.5 |  |  |  | No | R-410A | 1.475 | Residential & Commercial | Ducted CEE Tier 1
211260412 | Central HP <5.4 tons | KEEPRITE | HRCU-A-CB (Split System: Heat Pump with Remote Outdoor Unit-Air-Source) | DLCURAH18ABK |  |  | EA*4X24L17A* | *96VTN0401712A* | 17700 | 15.5 | 8.5 | 18700 | 19100 | 102.1% | 2.28 | 0 | 10.5 |  |  |  | No | R-410A | 1.475 | Residential & Commercial | Ducted CEE Tier 1
215423713 | Central HP <5.4 tons | YORK | HRCU-A-CB (Split System: Heat Pump with Remote Outdoor Unit-Air-Source) | HH860E2S11 | ADP |  | H,YE54*48+TXV | TM9E080C16MP12 | 44500 | 18 | 8.5 | 43500 | 34000 | 78.16% | 2 | 0 | 11 |  |  |  | No | R-454B | 3.7083 | Residential & Commercial | Ducted CEE Tier 1
215423731 | Central HP <5.4 tons | YORK | HRCU-A-CB (Split System: Heat Pump with Remote Outdoor Unit-Air-Source) | HH860E2S11 | ADP |  | H,YE86*60+TXV | TM9E080C20MP12 | 53500 | 19 | 8.5 | 53000 | 39500 | 74.53% | 2 | 0 | 11 |  |  |  | No | R-454B | 4.4583 | Residential & Commercial | Ducted CEE Tier 1
215423762 | Central HP <5.4 tons | YORK | HRCU-A-CB (Split System: Heat Pump with Remote Outdoor Unit-Air-Source) | HH860E2S11 | ADP |  | H,YE36*60+TXV-BLEED | TM9E120D20MP12 | 51500 | 18 | 8.3 | 52500 | 39000 | 74.29% | 1.96 | 0 | 10.5 |  |  |  | No | R-454B | 4.2917 | Residential & Commercial | Ducted CEE Tier 1
215423764 | Central HP <5.4 tons | YORK | HRCU-A-CB (Split System: Heat Pump with Remote Outdoor Unit-Air-Source) | HH860E2S11 | ADP |  | H,YE37*60+TXV | TM9E120D20MP12 | 52000 | 18 | 8.35 | 52500 | 39000 | 74.29% | 1.98 | 0 | 10.5 |  |  |  | No | R-454B | 4.3333 | Residential & Commercial | Ducted CEE Tier 1
215423779 | Central HP <5.4 tons | YORK | HRCU-A-CB (Split System: Heat Pump with Remote Outdoor Unit-Air-Source) | HH860E2S11 | ADP |  | H,YE2K*48+TXV | TM9V080C16MP12 | 43000 | 17 | 8.45 | 42000 | 33000 | 78.57% | 2 | 0 | 10.5 |  |  |  | No | R-454B | 3.5833 | Residential & Commercial | Ducted CEE Tier 1
215423795 | Central HP <5.4 tons | YORK | HRCU-A-CB (Split System: Heat Pump with Remote Outdoor Unit-Air-Source) | HH860E2S11 | ADP |  | H,YE36*60+TXV | TM9V100C16MP12 | 43000 | 17 | 8.4 | 42000 | 32800 | 78.1% | 1.98 | 0 | 11.5 |  |  |  | No | R-454B | 3.5833 | Residential & Commercial | Ducted CEE Tier 1
215423813 | Central HP <5.4 tons | YORK | HRCU-A-CB (Split System: Heat Pump with Remote Outdoor Unit-Air-Source) | HH860E2S11 | ADP |  | H,YE2K*60+TXV | TM9V100C20MP12 | 51000 | 18 | 8.35 | 51500 | 38000 | 73.79% | 1.96 | 0 | 10.5 |  |  |  | No | R-454B | 4.25 | Residential & Commercial | Ducted CEE Tier 1
215423815 | Central HP <5.4 tons | YORK | HRCU-A-CB (Split System: Heat Pump with Remote Outdoor Unit-Air-Source) | HH860E2S11 | ADP |  | H,YE48*60+TXV-BLEED | TM9V100C20MP12 | 44000 | 18 | 8.5 | 42500 | 33200 | 78.12% | 2 | 0 | 11.7 |  |  |  | No | R-454B | 3.6667 | Residential & Commercial | Ducted CEE Tier 1
211260194 | Central HP <5.4 tons | KEEPRITE | HRCU-A-CB (Split System: Heat Pump with Remote Outdoor Unit-Air-Source) | DLCURAH18ABK |  |  | EA*4X24L14A* | *80ES(N,L)0451412A* | 18000 | 16 | 8.5 | 18900 | 18900 | 100% | 2.28 | 0 | 10.5 |  |  |  | No | R-410A | 1.5 | Residential & Commercial | Ducted CEE Tier 1
211259911 | Central HP <5.4 tons | KEEPRITE | HRCU-A-CB (Split System: Heat Pump with Remote Outdoor Unit-Air-Source) | DLCURAH18ABK |  |  | EA*4X19L17A* | *80ES(N,L)0451712A* | 19100 | 16 | 9 | 19100 | 17400 | 91.1% | 2.14 | 0 | 11 |  |  |  | No | R-410A | 1.5917 | Residential & Commercial | Ducted CEE Tier 1
211259925 | Central HP <5.4 tons | KEEPRITE | HRCU-A-CB (Split System: Heat Pump with Remote Outdoor Unit-Air-Source) | DLCURAH18ABK |  |  | EA*4X19L17A* | *80ES(N,L)0701712A* | 18600 | 16.5 | 8.5 | 18400 | 17500 | 95.11% | 2.14 | 0 | 11 |  |  |  | No | R-410A | 1.55 | Residential & Commercial | Ducted CEE Tier 1
211259942 | Central HP <5.4 tons | KEEPRITE | HRCU-A-CB (Split System: Heat Pump with Remote Outdoor Unit-Air-Source) | DLCURAH18ABK |  |  | EA*4X19L17A* | *92ESN0601412A* | 18700 | 16.5 | 8.5 | 18600 | 17500 | 94.09% | 2.14 | 0 | 11 |  |  |  | No | R-410A | 1.5583 | Residential & Commercial | Ducted CEE Tier 1
204299159 | Central HP <5.4 tons | ARCOAIRE | HRCU-A-CB (Split System: Heat Pump with Remote Outdoor Unit-Air-Source) | HVH837GKA** |  |  | EA*4X42L24A*+WALLCON | *97CMN0602120A* | 31600 | 17 | 8.1 | 33400 | 24600 | 73.65% | 1.88 | 11.5 | 11 |  |  |  | No | R-410A | 2.6333 | Residential & Commercial | Ducted CEE Tier 1
216032531 | Central HP <5.4 tons | MRCOOL | HRCU-A-CB (Split System: Heat Pump with Remote Outdoor Unit-Air-Source) | CENTRAL-30-HP-C-230B00-O |  |  | MVP-30-HP-MUAH-230A00-O |  | 30000 | 16.8 | 10 | 34000 | 32600 | 95.88% | 1.96 | 0 | 11.7 |  |  |  | No | R-454B | 2.5 | Residential & Commercial | Ducted CEE Tier 1
212984729 | Central HP <5.4 tons | KEEPRITE | HRCU-A-CB (Split System: Heat Pump with Remote Outdoor Unit-Air-Source) | DLCURAH18ABK |  |  | EA*4X25L17A* | *92MSN0801716A* | 18300 | 16.5 | 8.5 | 18100 | 17600 | 97.24% | 2.14 | 0 | 11 |  |  |  | No | R-410A | 1.525 | Residential & Commercial | Ducted CEE Tier 1
211264822 | Central HP <5.4 tons | GRANDAIRE | HRCU-A-CB (Split System: Heat Pump with Remote Outdoor Unit-Air-Source) | WDLCURAH18ABK |  |  | WAHL184B* |  | 17400 | 16 | 8.5 | 18300 | 19400 | 106% | 2.34 | 0 | 10.5 |  |  |  | No | R-410A | 1.45 | Residential & Commercial | Ducted CEE Tier 1
211264875 | Central HP <5.4 tons | GRANDAIRE | HRCU-A-CB (Split System: Heat Pump with Remote Outdoor Unit-Air-Source) | WDLCURAH18ABK |  |  | WAXL184A* |  | 17800 | 16.5 | 8.5 | 18300 | 18500 | 101.1% | 2.22 | 0 | 10.5 |  |  |  | No | R-410A | 1.4833 | Residential & Commercial | Ducted CEE Tier 1
211263526 | Central HP <5.4 tons | GRANDAIRE | HRCU-A-CB (Split System: Heat Pump with Remote Outdoor Unit-Air-Source) | WDLCURAH18ABK |  |  | WLNC244BA* | WFEU060B048A* | 18500 | 16 | 8.5 | 19400 | 18500 | 95.36% | 2.24 | 0 | 11 |  |  |  | No | R-410A | 1.5417 | Residential & Commercial | Ducted CEE Tier 1
206773611 | Central HP <5.4 tons | ARCOAIRE | HRCU-A-CB (Split System: Heat Pump with Remote Outdoor Unit-Air-Source) | HVH837GKA2* |  |  | EN(A,D,W)4X48L21**+WALLCON | *95CSU1002122A* | 32400 | 17.5 | 8.1 | 32800 | 24600 | 75% | 1.98 | 12 | 11.7 |  |  |  | No | R-410A | 2.7 | Residential & Commercial | Ducted CEE Tier 1
206773645 | Central HP <5.4 tons | ARCOAIRE | HRCU-A-CB (Split System: Heat Pump with Remote Outdoor Unit-Air-Source) | HVH837GKA2* |  |  | EHD4X36AAL+WALLCON | *95CSU1002122A* | 32200 | 16.5 | 8.1 | 33200 | 24600 | 74.1% | 1.94 | 11.5 | 11 |  |  |  | No | R-410A | 2.6833 | Residential & Commercial | Ducted CEE Tier 1
211708525 | Central HP <5.4 tons | COLEMAN | HRCU-A-CB (Split System: Heat Pump with Remote Outdoor Unit-Air-Source) | THF2B48T21 | ASPEN |  | D(A,C,E)48D36+TDR | TP9C100C20MP13 | 45500 | 16 | 8.2 | 44000 | 31200 | 70.91% | 3.13 | 0 | 11.9 |  |  |  | No | R-410A | 3.7917 | Residential & Commercial | Ducted CEE Tier 1
211708473 | Central HP <5.4 tons | COLEMAN | HRCU-A-CB (Split System: Heat Pump with Remote Outdoor Unit-Air-Source) | THF2B48T21 | ASPEN |  | D(A,C,E)48D36+TDR | TM9E100C20MP12 | 46000 | 16 | 8.2 | 44500 | 31600 | 71.01% | 3.08 | 0 | 11.9 |  |  |  | No | R-410A | 3.8333 | Residential & Commercial | Ducted CEE Tier 1
211708439 | Central HP <5.4 tons | COLEMAN | HRCU-A-CB (Split System: Heat Pump with Remote Outdoor Unit-Air-Source) | THF2B48T21 | ASPEN |  | D(A,C,E)48D36+TDR | TM8E120C16MP11 | 45500 | 16 | 8.2 | 44000 | 31200 | 70.91% | 3.13 | 0 | 11.9 |  |  |  | No | R-410A | 3.7917 | Residential & Commercial | Ducted CEE Tier 1
212394314 | Central HP <5.4 tons | 1HVAC | HRCU-A-C (Split System: Heat Pump with Remote Outdoor Unit with No Indoor Fan --Air Source) | ACIQ-36-HPB |  |  | ACIQ-36-ACL |  | 35000 | 15.2 | 10 | 39000 | 32000 | 82.05% | 2 | 10.2 | 10 |  |  |  | No | R-410A | 2.9167 | Residential & Commercial | Ducted CEE Tier 1
211230868 | Central HP <5.4 tons | KEEPRITE | HRCU-A-CB (Split System: Heat Pump with Remote Outdoor Unit-Air-Source) | DLCURAH36ABK |  |  | FM(C,U)4Z36**AL* |  | 36000 | 16.5 | 8.1 | 40000 | 35400 | 88.5% | 1.82 | 0 | 10 |  |  |  | No | R-410A | 3 | Residential & Commercial | Ducted CEE Tier 1
215731305 | Central HP <5.4 tons | YORK | HRCU-A-CB (Split System: Heat Pump with Remote Outdoor Unit-Air-Source) | HH836E2S11 | ADP |  | H,YG48*36+TXV | Y81E100B12SMPS1 | 33000 | 18 | 8.5 | 28800 | 24400 | 84.72% | 2 | 0 | 11.7 |  |  |  | No | R-454B | 2.75 | Residential & Commercial | Ducted CEE Tier 1
215423230 | Central HP <5.4 tons | YORK | HRCU-A-CB (Split System: Heat Pump with Remote Outdoor Unit-Air-Source) | HH836E2S11 | ADP |  | H,YE80*36+TXV | TM8E100C20MP11 | 34000 | 17 | 8.5 | 30600 | 25400 | 83.01% | 2 | 0 | 11 |  |  |  | No | R-454B | 2.8333 | Residential & Commercial | Ducted CEE Tier 1
215423246 | Central HP <5.4 tons | YORK | HRCU-A-CB (Split System: Heat Pump with Remote Outdoor Unit-Air-Source) | HH836E2S11 | ADP |  | H,YE34*36+TXV | TM8V080C16MP12 | 33200 | 17 | 8.4 | 30000 | 25200 | 84% | 1.98 | 0 | 10.5 |  |  |  | No | R-454B | 2.7667 | Residential & Commercial | Ducted CEE Tier 1
215423260 | Central HP <5.4 tons | YORK | HRCU-A-CB (Split System: Heat Pump with Remote Outdoor Unit-Air-Source) | HH836E2S11 | ADP |  | H,YE80*36+TXV | TM8Y080B12MP11 | 33000 | 18 | 8.5 | 29200 | 24800 | 84.93% | 2 | 0 | 11 |  |  |  | No | R-454B | 2.75 | Residential & Commercial | Ducted CEE Tier 1
215423280 | Central HP <5.4 tons | YORK | HRCU-A-CB (Split System: Heat Pump with Remote Outdoor Unit-Air-Source) | HH836E2S11 | ADP |  | H,YE80*36+TXV | TM8Y120C20MP11 | 34000 | 19 | 8.5 | 30600 | 25400 | 83.01% | 2 | 0 | 11 |  |  |  | No | R-454B | 2.8333 | Residential & Commercial | Ducted CEE Tier 1
215423329 | Central HP <5.4 tons | YORK | HRCU-A-CB (Split System: Heat Pump with Remote Outdoor Unit-Air-Source) | HH836E2S11 | ADP |  | H,YE9J*36+TXV | TM9V100C16MP12 | 33400 | 17 | 8.5 | 29400 | 24800 | 84.35% | 2 | 0 | 11 |  |  |  | No | R-454B | 2.7833 | Residential & Commercial | Ducted CEE Tier 1
215423377 | Central HP <5.4 tons | YORK | HRCU-A-CB (Split System: Heat Pump with Remote Outdoor Unit-Air-Source) | HH836E2S11 | ADP |  | H,YE35*36+TXV | Y81E100B12SMPS1 | 33000 | 18 | 8.5 | 28800 | 24400 | 84.72% | 2 | 0 | 11.7 |  |  |  | No | R-454B | 2.75 | Residential & Commercial | Ducted CEE Tier 1
214384815 | Central HP <5.4 tons | YORK | HRCU-A-CB (Split System: Heat Pump with Remote Outdoor Unit-Air-Source) | HMH72B341 | ASPEN |  | AE(D,N,U)+CM36B34+TDR |  | 32000 | 18.5 | 8.7 | 33200 | 26400 | 79.52% | 2.73 | 0 | 10.4 |  |  |  | No | R-410A | 2.6667 | Residential & Commercial | Ducted CEE Tier 1
215425803 | Central HP <5.4 tons | YORK | HRCU-A-CB (Split System: Heat Pump with Remote Outdoor Unit-Air-Source) | HH824E2S11 | ADP |  | H,YE24*24+TXV | Y91E026A08SMPS1 | 22000 | 17 | 8.1 | 21200 | 16900 | 79.72% | 1.92 | 0 | 11 |  |  |  | No | R-454B | 1.8333 | Residential & Commercial | Ducted CEE Tier 1
215425817 | Central HP <5.4 tons | YORK | HRCU-A-CB (Split System: Heat Pump with Remote Outdoor Unit-Air-Source) | HH824E2S11 | ADP |  | H,YE24*24+TXV | Y91E060A10SMPS1 | 21800 | 17 | 8.1 | 21200 | 17200 | 81.13% | 1.92 | 0 | 11 |  |  |  | No | R-454B | 1.8167 | Residential & Commercial | Ducted CEE Tier 1
215735533 | Central HP <5.4 tons | YORK | HRCU-A-CB (Split System: Heat Pump with Remote Outdoor Unit-Air-Source) | HH824E2S11 | ADP |  | H,YE31*30+TXV-BLEED | TM9V040A10MP12 | 21800 | 16 | 8.5 | 21200 | 17100 | 80.66% | 1.9 | 0 | 10 |  |  |  | No | R-454B | 1.8167 | Residential & Commercial | Ducted CEE Tier 1
215424531 | Central HP <5.4 tons | YORK | HRCU-A-CB (Split System: Heat Pump with Remote Outdoor Unit-Air-Source) | HH824E2S11 | ADP |  | H,YE7J*36+TXV-BLEED | TM9E060B12MP12 | 23000 | 16 | 9 | 21400 | 17900 | 83.64% | 2 | 0 | 11.7 |  |  |  | No | R-454B | 1.9167 | Residential & Commercial | Ducted CEE Tier 1
204456827 | Central HP <5.4 tons | ARCOAIRE | HRCU-A-CB (Split System: Heat Pump with Remote Outdoor Unit-Air-Source) | HVH825GKA2* |  |  | EA*4X37L17A*+WALLCON | *80CTL0701716A* | 24200 | 16.5 | 8.1 | 21400 | 16700 | 78.04% | 2 | 11 | 11 |  |  |  | No | R-410A | 2.0167 | Residential & Commercial | Ducted CEE Tier 1
215912437 | Central HP <5.4 tons | YORK | HRCU-A-CB (Split System: Heat Pump with Remote Outdoor Unit-Air-Source) | HH824E2S11 | ASPEN |  | D(A,C,E)36A4K+TDR | YPLC080B12MP13 | 22600 | 17 | 8.5 | 22600 | 17700 | 78.32% | 2 | 0 | 12 |  |  |  | No | R-454B | 1.8833 | Residential & Commercial | Ducted CEE Tier 1
210598027 | Central HP <5.4 tons | ARCOAIRE | HRCU-A-CB (Split System: Heat Pump with Remote Outdoor Unit-Air-Source) | HVH825GKA2* |  |  | EA*4X48L21A*+WALLCON | *95CSU0802120A* | 24200 | 17 | 8.1 | 21000 | 16500 | 78.57% | 2.02 | 0 | 11 |  |  |  | No | R-410A | 2.0167 | Residential & Commercial | Ducted CEE Tier 1
210598043 | Central HP <5.4 tons | ARCOAIRE | HRCU-A-CB (Split System: Heat Pump with Remote Outdoor Unit-Air-Source) | HVH825GKA2* |  |  | EA*4X48L21A*+WALLCON | *96CTN1002122A* | 24000 | 16.5 | 8.1 | 21000 | 16500 | 78.57% | 2.02 | 0 | 11 |  |  |  | No | R-410A | 2 | Residential & Commercial | Ducted CEE Tier 1
215424548 | Central HP <5.4 tons | YORK | HRCU-A-CB (Split System: Heat Pump with Remote Outdoor Unit-Air-Source) | HH824E2S11 | ADP |  | H,YE33*36+TXV | TM9V040A10MP12 | 22400 | 16 | 8.8 | 21400 | 17100 | 79.91% | 1.96 | 0 | 10.5 |  |  |  | No | R-454B | 1.8667 | Residential & Commercial | Ducted CEE Tier 1
215424567 | Central HP <5.4 tons | YORK | HRCU-A-CB (Split System: Heat Pump with Remote Outdoor Unit-Air-Source) | HH824E2S11 | ADP |  | H,YE7J*36+TXV-BLEED | TM9V080B12MP12 | 22400 | 17 | 8.8 | 21400 | 17300 | 80.84% | 1.96 | 0 | 11.5 |  |  |  | No | R-454B | 1.8667 | Residential & Commercial | Ducted CEE Tier 1
212498557 | Central HP <5.4 tons | BRYANT HEATING AND COOLING SYSTEMS | HRCU-A-CB (Split System: Heat Pump with Remote Outdoor Unit-Air-Source) | 38MURAQ18AB3* | ADP |  | CP2403A+TXV+TD |  | 17400 | 15.2 | 8.7 | 17000 | 19400 | 114.1% | 2.32 | 0 | 10.5 |  |  |  | No | R-410A | 1.45 | Residential & Commercial | Ducted CEE Tier 1
213771662 | Central HP <5.4 tons | KEEPRITE | HRCU-A-CB (Split System: Heat Pump with Remote Outdoor Unit-Air-Source) | CVH825GKA2* |  |  | EA*4X48L21A*+WALLCON | *96CTN0801714B* | 24000 | 16.5 | 8.1 | 21000 | 16500 | 78.57% | 2.02 | 0 | 11 |  |  |  | No | R-410A | 2 | Residential & Commercial | Ducted CEE Tier 1
213771192 | Central HP <5.4 tons | KEEPRITE | HRCU-A-CB (Split System: Heat Pump with Remote Outdoor Unit-Air-Source) | CVH825GKA2* |  |  | EA*4X37L21A*+WALLCON | *97CMN0601714B* | 24200 | 16 | 8.1 | 21200 | 16700 | 78.77% | 2.02 | 0 | 10.5 |  |  |  | No | R-410A | 2.0167 | Residential & Commercial | Ducted CEE Tier 1
215424580 | Central HP <5.4 tons | YORK | HRCU-A-CB (Split System: Heat Pump with Remote Outdoor Unit-Air-Source) | HH824E2S11 | ADP |  | H,YE8J*36+TXV | TM9Y040A10MP11 | 22600 | 16 | 8.45 | 21000 | 16900 | 80.48% | 1.98 | 0 | 10.5 |  |  |  | No | R-454B | 1.8833 | Residential & Commercial | Ducted CEE Tier 1
215424630 | Central HP <5.4 tons | YORK | HRCU-A-CB (Split System: Heat Pump with Remote Outdoor Unit-Air-Source) | HH824E2S11 | ADP |  | H,YE7J*36+TXV-BLEED | Y82E060A12LMPS1 | 22400 | 18 | 8.8 | 21400 | 17300 | 80.84% | 1.96 | 0 | 11.5 |  |  |  | No | R-454B | 1.8667 | Residential & Commercial | Ducted CEE Tier 1
215424650 | Central HP <5.4 tons | YORK | HRCU-A-CB (Split System: Heat Pump with Remote Outdoor Unit-Air-Source) | HH824E2S11 | ADP |  | H,YE7J*36+TXV | Y91E026A08SMPS1 | 22400 | 17 | 8.3 | 21400 | 16900 | 78.97% | 1.96 | 0 | 11.5 |  |  |  | No | R-454B | 1.8667 | Residential & Commercial | Ducted CEE Tier 1
215424664 | Central HP <5.4 tons | YORK | HRCU-A-CB (Split System: Heat Pump with Remote Outdoor Unit-Air-Source) | HH824E2S11 | ADP |  | H,YE32*36+TXV | Y91E060A10SMPS1 | 22200 | 17 | 8.2 | 21200 | 17200 | 81.13% | 1.94 | 0 | 11.5 |  |  |  | No | R-454B | 1.85 | Residential & Commercial | Ducted CEE Tier 1
215424667 | Central HP <5.4 tons | YORK | HRCU-A-CB (Split System: Heat Pump with Remote Outdoor Unit-Air-Source) | HH824E2S11 | ADP |  | H,YE7J*30+TXV | Y91E060A10SMPS1 | 22400 | 17 | 8.3 | 21400 | 17200 | 80.37% | 1.96 | 0 | 11.5 |  |  |  | No | R-454B | 1.8667 | Residential & Commercial | Ducted CEE Tier 1
215424682 | Central HP <5.4 tons | YORK | HRCU-A-CB (Split System: Heat Pump with Remote Outdoor Unit-Air-Source) | HH824E2S11 | ADP |  | H,YE32*36+TXV | Y91E080B12SMPS1 | 22200 | 17 | 8.65 | 21200 | 17400 | 82.08% | 1.94 | 0 | 11.5 |  |  |  | No | R-454B | 1.85 | Residential & Commercial | Ducted CEE Tier 1
215424700 | Central HP <5.4 tons | YORK | HRCU-A-CB (Split System: Heat Pump with Remote Outdoor Unit-Air-Source) | HH824E2S11 | ADP |  | H,YE32*36+TXV | YP9C080B12MP13 | 22200 | 17 | 8.65 | 21200 | 17300 | 81.6% | 1.94 | 0 | 11.5 |  |  |  | No | R-454B | 1.85 | Residential & Commercial | Ducted CEE Tier 1
215423862 | Central HP <5.4 tons | YORK | HRCU-A-CB (Split System: Heat Pump with Remote Outdoor Unit-Air-Source) | HH860E2S11 | ADP |  | H,YE48*60+TXV-BLEED | TM9Y100C16MP11 | 44000 | 17 | 8.5 | 42500 | 33400 | 78.59% | 2 | 0 | 11 |  |  |  | No | R-454B | 3.6667 | Residential & Commercial | Ducted CEE Tier 1
215423863 | Central HP <5.4 tons | YORK | HRCU-A-CB (Split System: Heat Pump with Remote Outdoor Unit-Air-Source) | HH860E2S11 | ADP |  | H,YE48*48+TXV | TM9Y100C16MP11 | 44000 | 17 | 8.5 | 42500 | 33400 | 78.59% | 2 | 0 | 11 |  |  |  | No | R-454B | 3.6667 | Residential & Commercial | Ducted CEE Tier 1
215423865 | Central HP <5.4 tons | YORK | HRCU-A-CB (Split System: Heat Pump with Remote Outdoor Unit-Air-Source) | HH860E2S11 | ADP |  | H,YE54*48+TXV | TM9Y100C16MP11 | 44000 | 17 | 8.5 | 42500 | 33400 | 78.59% | 2 | 0 | 11 |  |  |  | No | R-454B | 3.6667 | Residential & Commercial | Ducted CEE Tier 1
215423881 | Central HP <5.4 tons | YORK | HRCU-A-CB (Split System: Heat Pump with Remote Outdoor Unit-Air-Source) | HH860E2S11 | ADP |  | H,YE49*60+TXV | TM9Y100C20MP11 | 52500 | 18 | 8.5 | 52500 | 39000 | 74.29% | 2 | 0 | 11 |  |  |  | No | R-454B | 4.375 | Residential & Commercial | Ducted CEE Tier 1
215423898 | Central HP <5.4 tons | YORK | HRCU-A-CB (Split System: Heat Pump with Remote Outdoor Unit-Air-Source) | HH860E2S11 | ADP |  | H,YE36*60+TXV-BLEED | Y81E080C16SMPS1 | 44000 | 17 | 8.4 | 42500 | 33000 | 77.65% | 1.98 | 0 | 11.7 |  |  |  | No | R-454B | 3.6667 | Residential & Commercial | Ducted CEE Tier 1
215423915 | Central HP <5.4 tons | YORK | HRCU-A-CB (Split System: Heat Pump with Remote Outdoor Unit-Air-Source) | HH860E2S11 | ADP |  | H,YE36*60+TXV-BLEED | Y81E080C20SMPS1 | 51500 | 18 | 8.3 | 52000 | 38500 | 74.04% | 1.96 | 0 | 10.5 |  |  |  | No | R-454B | 4.2917 | Residential & Commercial | Ducted CEE Tier 1
215423931 | Central HP <5.4 tons | YORK | HRCU-A-CB (Split System: Heat Pump with Remote Outdoor Unit-Air-Source) | HH860E2S11 | ADP |  | H,YE36*60+TXV | Y81E100C16SMPS1 | 43500 | 17 | 8.4 | 42000 | 32800 | 78.1% | 1.98 | 0 | 11.7 |  |  |  | No | R-454B | 3.625 | Residential & Commercial | Ducted CEE Tier 1
215423932 | Central HP <5.4 tons | YORK | HRCU-A-CB (Split System: Heat Pump with Remote Outdoor Unit-Air-Source) | HH860E2S11 | ADP |  | H,YE37*60+TXV | Y81E100C16SMPS1 | 44000 | 17 | 8.5 | 42000 | 32800 | 78.1% | 2 | 0 | 12 |  |  |  | No | R-454B | 3.6667 | Residential & Commercial | Ducted CEE Tier 1
212987035 | Central HP <5.4 tons | KEEPRITE | HRCU-A-CB (Split System: Heat Pump with Remote Outdoor Unit-Air-Source) | DLCURAH18ABK |  |  | EA*4X30L17A* | *96MSN0601412A* | 17500 | 16.5 | 8.5 | 18100 | 18700 | 103.3% | 2.26 | 0 | 10.5 |  |  |  | No | R-410A | 1.4583 | Residential & Commercial | Ducted CEE Tier 1
204298579 | Central HP <5.4 tons | ARCOAIRE | HRCU-A-CB (Split System: Heat Pump with Remote Outdoor Unit-Air-Source) | HVH837GKA** |  |  | EA*4X36L17A*+WALLCON | *80CTL0701716A* | 31400 | 17 | 8.1 | 33400 | 24400 | 73.05% | 1.84 | 11 | 11 |  |  |  | No | R-410A | 2.6167 | Residential & Commercial | Ducted CEE Tier 1
211261027 | Central HP <5.4 tons | KEEPRITE | HRCU-A-CB (Split System: Heat Pump with Remote Outdoor Unit-Air-Source) | DLCURAH18ABK |  |  | EA*4X25L17A* | *92ESN0601412A* | 18700 | 16.5 | 8.5 | 18500 | 17400 | 94.05% | 2.12 | 0 | 11 |  |  |  | No | R-410A | 1.5583 | Residential & Commercial | Ducted CEE Tier 1
211261750 | Central HP <5.4 tons | KEEPRITE | HRCU-A-CB (Split System: Heat Pump with Remote Outdoor Unit-Air-Source) | DLCURAH18ABK |  |  | EA*4X30L17A* | *80ESU0401712A* | 18600 | 16.5 | 9 | 19000 | 18200 | 95.79% | 2.22 | 0 | 11 |  |  |  | No | R-410A | 1.55 | Residential & Commercial | Ducted CEE Tier 1
211262082 | Central HP <5.4 tons | KEEPRITE | HRCU-A-CB (Split System: Heat Pump with Remote Outdoor Unit-Air-Source) | DLCURAH18ABK |  |  | EA*4X30L17A* | *92ESN0601412A* | 18300 | 16.5 | 8.5 | 18800 | 18400 | 97.87% | 2.22 | 0 | 10.5 |  |  |  | No | R-410A | 1.525 | Residential & Commercial | Ducted CEE Tier 1
214836554 | Central HP <5.4 tons | YORK | HRCU-A-CB (Split System: Heat Pump with Remote Outdoor Unit-Air-Source) | HMH72B341 | ASPEN |  | D(A,C,E)36A36+TDR | Y91E060B12SMPS1 | 30800 | 16.4 | 8.5 | 32000 | 22400 | 70% | 1.8 | 0 | 10 |  |  |  | No | R-410A | 2.5667 | Residential & Commercial | Ducted CEE Tier 1
215726409 | Central HP <5.4 tons | YORK | HRCU-A-CB (Split System: Heat Pump with Remote Outdoor Unit-Air-Source) | HH836E2S11 | ADP |  | H,YG37*36+TXV-BLEED | Y81E100B12SMPS1 | 33000 | 18 | 8.5 | 28800 | 24400 | 84.72% | 2 | 0 | 11.7 |  |  |  | No | R-454B | 2.75 | Residential & Commercial | Ducted CEE Tier 1
215726424 | Central HP <5.4 tons | YORK | HRCU-A-CB (Split System: Heat Pump with Remote Outdoor Unit-Air-Source) | HH836E2S11 | ADP |  | H,YG36*36+TXV | Y81E100C20SMPS1 | 33800 | 19 | 8.5 | 30000 | 25000 | 83.33% | 2 | 0 | 11 |  |  |  | No | R-454B | 2.8167 | Residential & Commercial | Ducted CEE Tier 1
208106639 | Central HP <5.4 tons | 1HVAC | HRCU-A-CB (Split System: Heat Pump with Remote Outdoor Unit-Air-Source) | ACIQ-36-HPB |  |  | ACIQ-36-AHB |  | 36000 | 16 | 9.5 | 40000 | 34400 | 86% | 1.97 | 10.5 | 10 |  |  |  | No | R-410A | 3 | Residential & Commercial | Ducted CEE Tier 1
211230067 | Central HP <5.4 tons | KEEPRITE | HRCU-A-CB (Split System: Heat Pump with Remote Outdoor Unit-Air-Source) | DLCURAH36ABK |  |  | EN(A,D,W)4X48L21** | *80VTL0701716A* | 36000 | 16 | 8.1 | 38500 | 34800 | 90.39% | 2.02 | 0 | 10 |  |  |  | No | R-410A | 3 | Residential & Commercial | Ducted CEE Tier 1
211230158 | Central HP <5.4 tons | KEEPRITE | HRCU-A-CB (Split System: Heat Pump with Remote Outdoor Unit-Air-Source) | DLCURAH36ABK |  |  | EN(A,D,W)4X48L21** | *92ESN1002122A* | 37600 | 15.5 | 8.5 | 39500 | 35000 | 88.61% | 2.08 | 0 | 10.5 |  |  |  | No | R-410A | 3.1333 | Residential & Commercial | Ducted CEE Tier 1
214271727 | Central HP <5.4 tons | CARRIER | HRCU-A-CB (Split System: Heat Pump with Remote Outdoor Unit-Air-Source) | 25VNA448A*031* | ADP |  | PL48H175P159 | 58TN*B070C17**16 | 43500 | 20 | 9 | 44500 | 36200 | 81.35% | 2.3 | 0 | 10.5 |  |  |  | No | R-410A | 3.625 | Residential & Commercial | Ducted CEE Tier 1
215425650 | Central HP <5.4 tons | YORK | HRCU-A-CB (Split System: Heat Pump with Remote Outdoor Unit-Air-Source) | HH824E2S11 | ADP |  | H,YE7J*24+TXV | TL9E060B12UH11 | 22400 | 17 | 8.8 | 21400 | 17700 | 82.71% | 1.96 | 0 | 11 |  |  |  | No | R-454B | 1.8667 | Residential & Commercial | Ducted CEE Tier 1
215407229 | Central HP <5.4 tons | YORK | HRCU-A-CB (Split System: Heat Pump with Remote Outdoor Unit-Air-Source) | HH824E2S11 | ADP |  | H,YG8J*36+TXV | TM9V060B12MP12 | 23000 | 17 | 9 | 21400 | 17600 | 82.24% | 2 | 0 | 12 |  |  |  | No | R-454B | 1.9167 | Residential & Commercial | Ducted CEE Tier 1
216438264 | Central HP <5.4 tons | YORK | HRCU-A-CB (Split System: Heat Pump with Remote Outdoor Unit-Air-Source) | HH824E2S11 | ADP |  | SM7*25+TXV-BLEED |  | 23000 | 19 | 9.45 | 22400 | 16600 | 74.11% | 2.08 | 0 | 12 |  |  |  | No | R-454B | 1.9167 | Residential & Commercial | Ducted CEE Tier 1
215405741 | Central HP <5.4 tons | YORK | HRCU-A-CB (Split System: Heat Pump with Remote Outdoor Unit-Air-Source) | HH824E2S11 | ADP |  | CH368A*C+TXV+AEF36AXP* |  | 24000 | 19 | 9.5 | 22400 | 16600 | 74.11% | 2.1 | 0 | 12 |  |  |  | No | R-454B | 2 | Residential & Commercial | Ducted CEE Tier 1
210598295 | Central HP <5.4 tons | ARCOAIRE | HRCU-A-CB (Split System: Heat Pump with Remote Outdoor Unit-Air-Source) | HVH825GKA2* |  |  | EHD4X48AAL+WALLCON | *96CTN1202422A* | 24200 | 16.5 | 8.1 | 21200 | 16600 | 78.3% | 2.02 | 0 | 11 |  |  |  | No | R-410A | 2.0167 | Residential & Commercial | Ducted CEE Tier 1
210597859 | Central HP <5.4 tons | ARCOAIRE | HRCU-A-CB (Split System: Heat Pump with Remote Outdoor Unit-Air-Source) | HVH825GKA2* |  |  | EA*4X42L21A*+WALLCON | *95CSU0601716A* | 23600 | 16.5 | 8.1 | 21400 | 16700 | 78.04% | 1.94 | 0 | 10.5 |  |  |  | No | R-410A | 1.9667 | Residential & Commercial | Ducted CEE Tier 1
210597875 | Central HP <5.4 tons | ARCOAIRE | HRCU-A-CB (Split System: Heat Pump with Remote Outdoor Unit-Air-Source) | HVH825GKA2* |  |  | EA*4X42L21A*+WALLCON | *96CTN0801714A* | 23600 | 16.5 | 8.1 | 21400 | 16700 | 78.04% | 1.96 | 0 | 11 |  |  |  | No | R-410A | 1.9667 | Residential & Commercial | Ducted CEE Tier 1
214272285 | Central HP <5.4 tons | CARRIER | HRCU-A-CB (Split System: Heat Pump with Remote Outdoor Unit-Air-Source) | 25VNA837A*030* | ADP |  | PL36H210P299 | 58TN*B070C17**16 | 32400 | 17 | 8.5 | 30600 | 24600 | 80.39% | 1.98 | 0 | 11.5 |  |  |  | No | R-410A | 2.7 | Residential & Commercial | Ducted CEE Tier 1
214272337 | Central HP <5.4 tons | CARRIER | HRCU-A-CB (Split System: Heat Pump with Remote Outdoor Unit-Air-Source) | 25VNA837A*030* | ADP |  | PL36H210P299 | 59TN6C100C21**22 | 32400 | 18 | 8.5 | 30400 | 24400 | 80.26% | 2 | 0 | 11.5 |  |  |  | No | R-410A | 2.7 | Residential & Commercial | Ducted CEE Tier 1
214389932 | Central HP <5.4 tons | CARRIER | HRCU-A-CB (Split System: Heat Pump with Remote Outdoor Unit-Air-Source) | 25VNA837A*030* | ADP |  | H,PG53936 | 58TN*B090C21**20 | 32400 | 18 | 8.5 | 30400 | 24400 | 80.26% | 2 | 0 | 11.5 |  |  |  | No | R-410A | 2.7 | Residential & Commercial | Ducted CEE Tier 1
214272280 | Central HP <5.4 tons | CARRIER | HRCU-A-CB (Split System: Heat Pump with Remote Outdoor Unit-Air-Source) | 25VNA837A*030* | ADP |  | PL36H175P159 | 58TN*B070C14**12 | 32400 | 17 | 8.1 | 31600 | 24600 | 77.85% | 1.94 | 0 | 11 |  |  |  | No | R-410A | 2.7 | Residential & Commercial | Ducted CEE Tier 1
214271860 | Central HP <5.4 tons | CARRIER | HRCU-A-CB (Split System: Heat Pump with Remote Outdoor Unit-Air-Source) | 25VNA825A*031* | ADP |  | PL36H210P749 | 58TN*B045C17**12 | 23600 | 16 | 8.1 | 20000 | 16300 | 81.5% | 1.94 | 0 | 10.5 |  |  |  | No | R-410A | 1.9667 | Residential & Commercial | Ducted CEE Tier 1
206773672 | Central HP <5.4 tons | ARCOAIRE | HRCU-A-CB (Split System: Heat Pump with Remote Outdoor Unit-Air-Source) | HVH837GKA2* |  |  | EHD4X48AAL+WALLCON | *95CSU0802120A* | 32600 | 17 | 8.1 | 33000 | 24800 | 75.15% | 1.98 | 11.5 | 11 |  |  |  | No | R-410A | 2.7167 | Residential & Commercial | Ducted CEE Tier 1
206772850 | Central HP <5.4 tons | ARCOAIRE | HRCU-A-CB (Split System: Heat Pump with Remote Outdoor Unit-Air-Source) | HVH837GKA2* |  |  | EHD4X42AAL+WALLCON | *97CMN0602120A* | 32400 | 16.5 | 8.1 | 33400 | 25200 | 75.45% | 1.94 | 11.5 | 10.5 |  |  |  | No | R-410A | 2.7 | Residential & Commercial | Ducted CEE Tier 1
206773129 | Central HP <5.4 tons | ARCOAIRE | HRCU-A-CB (Split System: Heat Pump with Remote Outdoor Unit-Air-Source) | HVH837GKA2* |  |  | EA*4X43L21A*+WALLCON | *80CSU1002120A* | 32800 | 17 | 8.5 | 33000 | 25200 | 76.36% | 1.98 | 12 | 11 |  |  |  | No | R-410A | 2.7333 | Residential & Commercial | Ducted CEE Tier 1
206773386 | Central HP <5.4 tons | ARCOAIRE | HRCU-A-CB (Split System: Heat Pump with Remote Outdoor Unit-Air-Source) | HVH837GKA2* |  |  | EHD4X48AAL+WALLCON | *80CSU1002120A* | 32600 | 16.5 | 8.1 | 33000 | 25000 | 75.76% | 1.96 | 11.5 | 11 |  |  |  | No | R-410A | 2.7167 | Residential & Commercial | Ducted CEE Tier 1
211241591 | Central HP <5.4 tons | KEEPRITE | HRCU-A-CB (Split System: Heat Pump with Remote Outdoor Unit-Air-Source) | DLCURAH24ABK |  |  | EA*4X30L17A* | *95ESN0601412A* | 24400 | 15.5 | 8.5 | 26600 | 22800 | 85.71% | 1.86 | 0 | 10 |  |  |  | No | R-410A | 2.0333 | Residential & Commercial | Ducted CEE Tier 1
211240919 | Central HP <5.4 tons | KEEPRITE | HRCU-A-CB (Split System: Heat Pump with Remote Outdoor Unit-Air-Source) | DLCURAH24ABK |  |  | EA*4X25L17A* | *80VSL0701716A* | 24400 | 17 | 8.5 | 25400 | 21400 | 84.25% | 1.8 | 0 | 10 |  |  |  | No | R-410A | 2.0333 | Residential & Commercial | Ducted CEE Tier 1
215031197 | Central HP <5.4 tons | DAIKIN | HRCU-A-CB (Split System: Heat Pump with Remote Outdoor Unit-Air-Source) | DZ9VCA3610A* | ASPEN |  | CH48B34+TDR | D*80VC0805C*A* | 31600 | 19 | 8.1 | 34000 | 24400 | 71.76% | 1.8 | 0 | 11.9 |  |  |  | No | R-410A | 2.6333 | Residential & Commercial | Ducted CEE Tier 1
211240843 | Central HP <5.4 tons | KEEPRITE | HRCU-A-CB (Split System: Heat Pump with Remote Outdoor Unit-Air-Source) | DLCURAH24ABK |  |  | EA*4X25L17A* | *96VSN0401712A* | 23800 | 16 | 8.1 | 25200 | 21800 | 86.51% | 1.82 | 0 | 10 |  |  |  | No | R-410A | 1.9833 | Residential & Commercial | Ducted CEE Tier 1
211240474 | Central HP <5.4 tons | KEEPRITE | HRCU-A-CB (Split System: Heat Pump with Remote Outdoor Unit-Air-Source) | DLCURAH24ABK |  |  | EA*4X24L17A* | *80VSL0451716A* | 23800 | 16 | 8.5 | 26800 | 24000 | 89.55% | 1.98 | 0 | 10 |  |  |  | No | R-410A | 1.9833 | Residential & Commercial | Ducted CEE Tier 1
211241929 | Central HP <5.4 tons | KEEPRITE | HRCU-A-CB (Split System: Heat Pump with Remote Outdoor Unit-Air-Source) | DLCURAH24ABK |  |  | EA*4X36L17A* | *80VSL0701716A* | 24000 | 16.5 | 8.5 | 26000 | 22800 | 87.69% | 1.9 | 0 | 10 |  |  |  | No | R-410A | 2 | Residential & Commercial | Ducted CEE Tier 1
213238574 | Central HP <5.4 tons | CHAMPION HEATING AND COOLING | HRCU-A-CB (Split System: Heat Pump with Remote Outdoor Unit-Air-Source) | THF2B48T21 | ASPEN |  | D(A,C,E)48D44+TDR | TM9E100C20MP12 | 44500 | 16.3 | 8.5 | 45000 | 31600 | 70.22% | 3.16 | 0 | 11.7 |  |  |  | No | R-410A | 3.7083 | Residential & Commercial | Ducted CEE Tier 1
213238591 | Central HP <5.4 tons | CHAMPION HEATING AND COOLING | HRCU-A-CB (Split System: Heat Pump with Remote Outdoor Unit-Air-Source) | THF2B48T21 | ASPEN |  | D(A,C,E)48B44+TDR | TM9Y100C16MP11 | 42000 | 15.9 | 8.2 | 44000 | 31200 | 70.91% | 3.12 | 0 | 11.5 |  |  |  | No | R-410A | 3.5 | Residential & Commercial | Ducted CEE Tier 1
213238597 | Central HP <5.4 tons | CHAMPION HEATING AND COOLING | HRCU-A-CB (Split System: Heat Pump with Remote Outdoor Unit-Air-Source) | THF2B48T21 | ASPEN |  | D(A,C,E)48B44+TDR | TPLC080C16MP13 | 42500 | 15.9 | 8.2 | 44000 | 30800 | 70% | 3.13 | 0 | 11.5 |  |  |  | No | R-410A | 3.5417 | Residential & Commercial | Ducted CEE Tier 1
212927227 | Central HP <5.4 tons | LENNOX | HRCU-A-CB (Split System: Heat Pump with Remote Outdoor Unit-Air-Source) | EL22XPV-024-230A** | ADP |  | LH35/36X9 | SLP98UH070XV36B* | 23800 | 21 | 8.5 | 22000 | 15400 | 70% | 1.92 | 0 | 13.5 |  |  |  | No | R-410A | 1.9833 | Residential & Commercial | Ducted CEE Tier 1
208480448 | Central HP <5.4 tons | Honeywell | HRCU-A-CB (Split System: Heat Pump with Remote Outdoor Unit-Air-Source) | HSH17S-60AAA |  |  | HVTAN-48SA |  | 48000 | 17 | 9 | 48000 | 39000 | 81.25% | 1.8 | 11.5 | 11 |  |  |  | No | R-410A | 4 | Residential & Commercial | Ducted CEE Tier 1
214731216 | Central HP <5.4 tons | BRYANT HEATING AND COOLING SYSTEMS | HRCU-A-CB (Split System: Heat Pump with Remote Outdoor Unit-Air-Source) | 38MURAQ36AB3* | ADP |  | H,PG81936 | 926TC60080V21*** | 36200 | 16 | 8.5 | 36400 | 34400 | 94.51% | 2.04 | 0 | 10 |  |  |  | No | R-410A | 3.0167 | Residential & Commercial | Ducted CEE Tier 1
211644118 | Central HP <5.4 tons | MRCOOL | HRCU-A-CB (Split System: Heat Pump with Remote Outdoor Unit-Air-Source) | MVP-24-HP-C-230-25 |  |  | MVP-24-HP-MUAH-230-25 |  | 24000 | 16.7 | 9.1 | 24000 | 18100 | 75.42% | 2.29 | 12.5 | 11.7 |  |  |  | No | R-410A | 2 | Residential & Commercial | Ducted CEE Tier 1
213274511 | Central HP <5.4 tons | COLEMAN | HRCU-A-CB (Split System: Heat Pump with Remote Outdoor Unit-Air-Source) | THF2B48T21 | ASPEN |  | D(A,C,E)60A44+TDR | CP9C100C16MP13 | 43000 | 16 | 8.2 | 44000 | 31200 | 70.91% | 3.16 | 0 | 11.5 |  |  |  | No | R-410A | 3.5833 | Residential & Commercial | Ducted CEE Tier 1
213274534 | Central HP <5.4 tons | COLEMAN | HRCU-A-CB (Split System: Heat Pump with Remote Outdoor Unit-Air-Source) | THF2B48T21 | ASPEN |  | D(A,C,E)60A44+TDR | TM8V100C20MP12 | 43500 | 16 | 8.3 | 45000 | 31600 | 70.22% | 3.09 | 0 | 11 |  |  |  | No | R-410A | 3.625 | Residential & Commercial | Ducted CEE Tier 1
215423946 | Central HP <5.4 tons | YORK | HRCU-A-CB (Split System: Heat Pump with Remote Outdoor Unit-Air-Source) | HH860E2S11 | ADP |  | H,YE36*60+TXV-BLEED | Y81E100C20SMPS1 | 51500 | 18 | 8.3 | 51500 | 38000 | 73.79% | 1.96 | 0 | 11 |  |  |  | No | R-454B | 4.2917 | Residential & Commercial | Ducted CEE Tier 1
215423962 | Central HP <5.4 tons | YORK | HRCU-A-CB (Split System: Heat Pump with Remote Outdoor Unit-Air-Source) | HH860E2S11 | ADP |  | H,YE36*60+TXV | Y81E120C16SMPS1 | 43500 | 17 | 8.4 | 41500 | 32600 | 78.55% | 1.98 | 0 | 11.7 |  |  |  | No | R-454B | 3.625 | Residential & Commercial | Ducted CEE Tier 1
215423965 | Central HP <5.4 tons | YORK | HRCU-A-CB (Split System: Heat Pump with Remote Outdoor Unit-Air-Source) | HH860E2S11 | ADP |  | H,YE2K*60+TXV | Y81E120C16SMPS1 | 43500 | 17 | 8.45 | 42000 | 32600 | 77.62% | 2 | 0 | 11.7 |  |  |  | No | R-454B | 3.625 | Residential & Commercial | Ducted CEE Tier 1
215423979 | Central HP <5.4 tons | YORK | HRCU-A-CB (Split System: Heat Pump with Remote Outdoor Unit-Air-Source) | HH860E2S11 | ADP |  | H,YE37*60+TXV | Y81E120C20SMPS1 | 51500 | 18 | 8.35 | 51500 | 38000 | 73.79% | 1.98 | 0 | 11 |  |  |  | No | R-454B | 4.2917 | Residential & Commercial | Ducted CEE Tier 1
215423995 | Central HP <5.4 tons | YORK | HRCU-A-CB (Split System: Heat Pump with Remote Outdoor Unit-Air-Source) | HH860E2S11 | ADP |  | H,YE48*48+TXV | Y81E130D20SMPS1 | 45000 | 18 | 9 | 43000 | 33200 | 77.21% | 2 | 0 | 12 |  |  |  | No | R-454B | 3.75 | Residential & Commercial | Ducted CEE Tier 1
215424015 | Central HP <5.4 tons | YORK | HRCU-A-CB (Split System: Heat Pump with Remote Outdoor Unit-Air-Source) | HH860E2S11 | ADP |  | H,YE55*60+TXV | Y91E080C16SMPS1 | 45000 | 18 | 8.5 | 45000 | 33400 | 74.22% | 2 | 0 | 11.7 |  |  |  | No | R-454B | 3.75 | Residential & Commercial | Ducted CEE Tier 1
215424032 | Central HP <5.4 tons | YORK | HRCU-A-CB (Split System: Heat Pump with Remote Outdoor Unit-Air-Source) | HH860E2S11 | ADP |  | H,YE54*60+TXV | Y91E080C20SMPS1 | 44500 | 18 | 8.5 | 44500 | 33000 | 74.16% | 2 | 0 | 12 |  |  |  | No | R-454B | 3.7083 | Residential & Commercial | Ducted CEE Tier 1
215424063 | Central HP <5.4 tons | YORK | HRCU-A-CB (Split System: Heat Pump with Remote Outdoor Unit-Air-Source) | HH860E2S11 | ADP |  | H,YE3K*60+TXV | Y91E100C20SMPS1 | 45500 | 18 | 8.5 | 45000 | 33600 | 74.67% | 2 | 0 | 11.7 |  |  |  | No | R-454B | 3.7917 | Residential & Commercial | Ducted CEE Tier 1
215424130 | Central HP <5.4 tons | YORK | HRCU-A-CB (Split System: Heat Pump with Remote Outdoor Unit-Air-Source) | HH860E2S11 | ADP |  | H,YE3K*60+TXV | YP9C100C20MP13 | 44000 | 18 | 8.5 | 43000 | 33400 | 77.67% | 2 | 0 | 11 |  |  |  | No | R-454B | 3.6667 | Residential & Commercial | Ducted CEE Tier 1
215424131 | Central HP <5.4 tons | YORK | HRCU-A-CB (Split System: Heat Pump with Remote Outdoor Unit-Air-Source) | HH860E2S11 | ADP |  | H,YE48*60+TXV-BLEED | YP9C100C20MP13 | 44000 | 18 | 8.5 | 42500 | 33200 | 78.12% | 2 | 0 | 11.7 |  |  |  | No | R-454B | 3.6667 | Residential & Commercial | Ducted CEE Tier 1
215425519 | Central HP <5.4 tons | YORK | HRCU-A-CB (Split System: Heat Pump with Remote Outdoor Unit-Air-Source) | HH860E2S11 | ADP |  | H,YE74*60+TXV | TM9Y120D20MP11 | 53000 | 19 | 8.5 | 52500 | 39000 | 74.29% | 2 | 0 | 11 |  |  |  | No | R-454B | 4.4167 | Residential & Commercial | Ducted CEE Tier 1
215726593 | Central HP <5.4 tons | YORK | HRCU-A-CB (Split System: Heat Pump with Remote Outdoor Unit-Air-Source) | HH860E2S11 | ADP |  | H,YG50*60+TXV | TM9Y100C20MP11 | 52500 | 18 | 8.5 | 52500 | 39000 | 74.29% | 2 | 0 | 11 |  |  |  | No | R-454B | 4.375 | Residential & Commercial | Ducted CEE Tier 1
215726641 | Central HP <5.4 tons | YORK | HRCU-A-CB (Split System: Heat Pump with Remote Outdoor Unit-Air-Source) | HH860E2S11 | ADP |  | H,YG48*60+TXV | Y81E080C20SMPS1 | 44000 | 18 | 8.5 | 42500 | 33000 | 77.65% | 2 | 0 | 12 |  |  |  | No | R-454B | 3.6667 | Residential & Commercial | Ducted CEE Tier 1
215726659 | Central HP <5.4 tons | YORK | HRCU-A-CB (Split System: Heat Pump with Remote Outdoor Unit-Air-Source) | HH860E2S11 | ADP |  | H,YG49*48+TXV-BLEED | Y81E100C16SMPS1 | 44000 | 18 | 8.5 | 42000 | 32800 | 78.1% | 2 | 0 | 12 |  |  |  | No | R-454B | 3.6667 | Residential & Commercial | Ducted CEE Tier 1
215726678 | Central HP <5.4 tons | YORK | HRCU-A-CB (Split System: Heat Pump with Remote Outdoor Unit-Air-Source) | HH860E2S11 | ADP |  | H,YG48*48+TXV | Y81E100C20SMPS1 | 44500 | 18 | 8.5 | 42500 | 33000 | 77.65% | 2 | 0 | 12 |  |  |  | No | R-454B | 3.7083 | Residential & Commercial | Ducted CEE Tier 1
215425552 | Central HP <5.4 tons | YORK | HRCU-A-CB (Split System: Heat Pump with Remote Outdoor Unit-Air-Source) | HH860E2S11 | ADP |  | H,YE3K*48+TXV | Y81E120C16SMPS1 | 44000 | 17 | 8.5 | 41500 | 32600 | 78.55% | 2 | 0 | 12 |  |  |  | No | R-454B | 3.6667 | Residential & Commercial | Ducted CEE Tier 1
210597943 | Central HP <5.4 tons | ARCOAIRE | HRCU-A-CB (Split System: Heat Pump with Remote Outdoor Unit-Air-Source) | HVH825GKA2* |  |  | EA*4X43L21A*+WALLCON | *80CSU1002120A* | 24400 | 16.5 | 8.1 | 21200 | 16700 | 78.77% | 2.02 | 0 | 11 |  |  |  | No | R-410A | 2.0333 | Residential & Commercial | Ducted CEE Tier 1
215850173 | Central HP <5.4 tons | COLEMAN | HRCU-A-CB (Split System: Heat Pump with Remote Outdoor Unit-Air-Source) | HH824E2S11 | ASPEN |  | C(A,C,D,E)24C3K+TDR | Z8ES100B12SMPS1 | 20600 | 18.8 | 9.5 | 22800 | 18000 | 78.95% | 2 | 0 | 11.2 |  |  |  | No | R-454B | 1.7167 | Residential & Commercial | Ducted CEE Tier 1
215850188 | Central HP <5.4 tons | COLEMAN | HRCU-A-CB (Split System: Heat Pump with Remote Outdoor Unit-Air-Source) | HH824E2S11 | ASPEN |  | D(A,C,E)24C3K+TDR | Z9ES026A08SMPS1 | 21000 | 17.5 | 8.1 | 23000 | 17300 | 75.22% | 2 | 0 | 11.7 |  |  |  | No | R-454B | 1.75 | Residential & Commercial | Ducted CEE Tier 1
215850190 | Central HP <5.4 tons | COLEMAN | HRCU-A-CB (Split System: Heat Pump with Remote Outdoor Unit-Air-Source) | HH824E2S11 | ASPEN |  | C(A,C,D,E)24A3K+TDR | Z9ES040A10SMPS1 | 20200 | 17.5 | 8.1 | 22600 | 17800 | 78.76% | 2 | 0 | 11.2 |  |  |  | No | R-454B | 1.6833 | Residential & Commercial | Ducted CEE Tier 1
215849773 | Central HP <5.4 tons | COLEMAN | HRCU-A-CB (Split System: Heat Pump with Remote Outdoor Unit-Air-Source) | HH824E2S11 | ASPEN |  | C(A,C,D,E)24C3K+TDR | CP9C080B12MP13 | 22200 | 17 | 9 | 22800 | 18300 | 80.26% | 2 | 0 | 12 |  |  |  | No | R-454B | 1.85 | Residential & Commercial | Ducted CEE Tier 1
204456529 | Central HP <5.4 tons | ARCOAIRE | HRCU-A-CB (Split System: Heat Pump with Remote Outdoor Unit-Air-Source) | HVH825GKA2* |  |  | EA*4X30L17A*+WALLCON | *80CTL0701716A* | 23400 | 16.5 | 8.1 | 21600 | 16700 | 77.31% | 1.92 | 11 | 11 |  |  |  | No | R-410A | 1.95 | Residential & Commercial | Ducted CEE Tier 1
204459244 | Central HP <5.4 tons | ARCOAIRE | HRCU-A-CB (Split System: Heat Pump with Remote Outdoor Unit-Air-Source) | HVH825GKA2* |  |  | EHD4X30AAL+WALLCON | *80CTL0901716A* | 23800 | 16 | 8.1 | 21800 | 16700 | 76.61% | 1.98 | 11 | 10.5 |  |  |  | No | R-410A | 1.9833 | Residential & Commercial | Ducted CEE Tier 1
206133800 | Central HP <5.4 tons | ARCOAIRE | HRCU-A-CB (Split System: Heat Pump with Remote Outdoor Unit-Air-Source) | HVH825GKA2* |  |  | EA*4X37L17A*+WALLCON | *95CSU0601716A* | 24200 | 16.5 | 8.1 | 21400 | 16800 | 78.5% | 1.98 | 11 | 10.5 |  |  |  | No | R-410A | 2.0167 | Residential & Commercial | Ducted CEE Tier 1
204456430 | Central HP <5.4 tons | ARCOAIRE | HRCU-A-CB (Split System: Heat Pump with Remote Outdoor Unit-Air-Source) | HVH825GKA2* |  |  | EA*4X24L17A*+WALLCON | *80CTL0901716A* | 23400 | 17 | 8.1 | 21800 | 16700 | 76.61% | 1.9 | 11.5 | 11 |  |  |  | No | R-410A | 1.95 | Residential & Commercial | Ducted CEE Tier 1
204456873 | Central HP <5.4 tons | ARCOAIRE | HRCU-A-CB (Split System: Heat Pump with Remote Outdoor Unit-Air-Source) | HVH825GKA2* |  |  | EA*4X37L17A*+WALLCON | *80CTL0701412A* | 24200 | 17 | 8.1 | 21400 | 16600 | 77.57% | 2 | 11 | 11 |  |  |  | No | R-410A | 2.0167 | Residential & Commercial | Ducted CEE Tier 1
215407227 | Central HP <5.4 tons | YORK | HRCU-A-CB (Split System: Heat Pump with Remote Outdoor Unit-Air-Source) | HH824E2S11 | ADP |  | H,YG8J*36+TXV | TM9V040A10MP12 | 22600 | 16 | 8.9 | 21400 | 17100 | 79.91% | 1.98 | 0 | 10.5 |  |  |  | No | R-454B | 1.8833 | Residential & Commercial | Ducted CEE Tier 1
204456731 | Central HP <5.4 tons | ARCOAIRE | HRCU-A-CB (Split System: Heat Pump with Remote Outdoor Unit-Air-Source) | HVH825GKA2* |  |  | EA*4X36L21A*+WALLCON | *97CMN0801714A* | 23600 | 16.5 | 8.1 | 21600 | 16700 | 77.31% | 1.92 | 11.5 | 11 |  |  |  | No | R-410A | 1.9667 | Residential & Commercial | Ducted CEE Tier 1
204300573 | Central HP <5.4 tons | ARCOAIRE | HRCU-A-CB (Split System: Heat Pump with Remote Outdoor Unit-Air-Source) | HVH837GKA** |  |  | EHD4X48AAL+WALLCON | *80CTL0701412A* | 32600 | 17 | 8.1 | 33200 | 25000 | 75.3% | 1.96 | 11.5 | 11 |  |  |  | No | R-410A | 2.7167 | Residential & Commercial | Ducted CEE Tier 1
206136168 | Central HP <5.4 tons | ARCOAIRE | HRCU-A-CB (Split System: Heat Pump with Remote Outdoor Unit-Air-Source) | HVH837GKA** |  |  | EA*4X48L21A*+WALLCON | *95CSU0802120A* | 32400 | 17.5 | 8.5 | 32600 | 25000 | 76.69% | 1.98 | 12 | 11.5 |  |  |  | No | R-410A | 2.7 | Residential & Commercial | Ducted CEE Tier 1
206135666 | Central HP <5.4 tons | ARCOAIRE | HRCU-A-CB (Split System: Heat Pump with Remote Outdoor Unit-Air-Source) | HVH837GKA** |  |  | EA*4X37L21A*+WALLCON | *80CSU0601716A* | 32800 | 17 | 8.5 | 33000 | 25200 | 76.36% | 1.96 | 12 | 11 |  |  |  | No | R-410A | 2.7333 | Residential & Commercial | Ducted CEE Tier 1
206135766 | Central HP <5.4 tons | ARCOAIRE | HRCU-A-CB (Split System: Heat Pump with Remote Outdoor Unit-Air-Source) | HVH837GKA** |  |  | EA*4X48L21A*+WALLCON | *80CSU0401712A* | 32400 | 17.5 | 8.1 | 32600 | 25000 | 76.69% | 1.96 | 12 | 11 |  |  |  | No | R-410A | 2.7 | Residential & Commercial | Ducted CEE Tier 1
206135816 | Central HP <5.4 tons | ARCOAIRE | HRCU-A-CB (Split System: Heat Pump with Remote Outdoor Unit-Air-Source) | HVH837GKA** |  |  | EA*4X48L24A*+WALLCON | *80CSU1002120A* | 32200 | 17 | 8.1 | 32600 | 25000 | 76.69% | 1.96 | 12 | 11 |  |  |  | No | R-410A | 2.6833 | Residential & Commercial | Ducted CEE Tier 1
204300153 | Central HP <5.4 tons | ARCOAIRE | HRCU-A-CB (Split System: Heat Pump with Remote Outdoor Unit-Air-Source) | HVH837GKA** |  |  | EHD4X36AAL+WALLCON | *97CMN1002122A* | 32200 | 16.5 | 8.1 | 33200 | 24800 | 74.7% | 1.94 | 11.5 | 11 |  |  |  | No | R-410A | 2.6833 | Residential & Commercial | Ducted CEE Tier 1
214440986 | Central HP <5.4 tons | CARRIER | HRCU-A-CB (Split System: Heat Pump with Remote Outdoor Unit-Air-Source) | 25VNA436A*031* | ADP |  | H,PG53936 | 59TN6C100C21**22 | 33800 | 20 | 9 | 34800 | 27000 | 77.59% | 2.06 | 0 | 12.5 |  |  |  | No | R-410A | 2.8167 | Residential & Commercial | Ducted CEE Tier 1
213927829 | Central HP <5.4 tons | YORK | HRCU-A-CB (Split System: Heat Pump with Remote Outdoor Unit-Air-Source) | HMH72B341 | ASPEN |  | D(A,C,E)36D3G+TXV+TDR | TM9E100C20MP12 | 32800 | 15.5 | 8.1 | 33200 | 27000 | 81.33% | 2.5 | 0 | 10 |  |  |  | No | R-410A | 2.7333 | Residential & Commercial | Ducted CEE Tier 1
215423396 | Central HP <5.4 tons | YORK | HRCU-A-CB (Split System: Heat Pump with Remote Outdoor Unit-Air-Source) | HH836E2S11 | ADP |  | H,YE34*36+TXV | Y81E120C20SMPS1 | 33000 | 18 | 8.35 | 30000 | 25000 | 83.33% | 1.98 | 0 | 10.5 |  |  |  | No | R-454B | 2.75 | Residential & Commercial | Ducted CEE Tier 1
215423414 | Central HP <5.4 tons | YORK | HRCU-A-CB (Split System: Heat Pump with Remote Outdoor Unit-Air-Source) | HH836E2S11 | ADP |  | H,YE9J*36+TXV | Y91E080C20SMPS1 | 34200 | 17 | 8.1 | 30400 | 23800 | 78.29% | 2 | 0 | 10.5 |  |  |  | No | R-454B | 2.85 | Residential & Commercial | Ducted CEE Tier 1
215425284 | Central HP <5.4 tons | YORK | HRCU-A-CB (Split System: Heat Pump with Remote Outdoor Unit-Air-Source) | HH836E2S11 | ADP |  | H,YE1K*36+TXV | TM8V100C16MP12 | 33600 | 18 | 8.5 | 30000 | 25200 | 84% | 2 | 0 | 11 |  |  |  | No | R-454B | 2.8 | Residential & Commercial | Ducted CEE Tier 1
215425300 | Central HP <5.4 tons | YORK | HRCU-A-CB (Split System: Heat Pump with Remote Outdoor Unit-Air-Source) | HH836E2S11 | ADP |  | H,YE1K*36+TXV | TM9V100C20MP12 | 33800 | 18 | 8.5 | 30600 | 25400 | 83.01% | 2 | 0 | 11 |  |  |  | No | R-454B | 2.8167 | Residential & Commercial | Ducted CEE Tier 1
214092983 | Central HP <5.4 tons | LUXAIRE | HRCU-A-CB (Split System: Heat Pump with Remote Outdoor Unit-Air-Source) | HMH72B341 | ASPEN |  | D(A,C,E)42A46+TDR | TM8E080C16MP11 | 33000 | 18 | 8.3 | 32400 | 45000 | 138.9% | 3.11 | 0 | 10 |  |  |  | No | R-410A | 2.75 | Residential & Commercial | Ducted CEE Tier 1
214093065 | Central HP <5.4 tons | LUXAIRE | HRCU-A-CB (Split System: Heat Pump with Remote Outdoor Unit-Air-Source) | HMH72B341 | ASPEN |  | D(A,C,E)48B36+TDR | TM9V100C16MP12 | 32600 | 17.5 | 8.5 | 32400 | 44000 | 135.8% | 3.14 | 0 | 10 |  |  |  | No | R-410A | 2.7167 | Residential & Commercial | Ducted CEE Tier 1
214093082 | Central HP <5.4 tons | LUXAIRE | HRCU-A-CB (Split System: Heat Pump with Remote Outdoor Unit-Air-Source) | HMH72B341 | ASPEN |  | D(A,C,E)42A46+TDR | TM9Y100C16MP11 | 32800 | 18 | 8.1 | 32400 | 45000 | 138.9% | 3.09 | 0 | 10 |  |  |  | No | R-410A | 2.7333 | Residential & Commercial | Ducted CEE Tier 1
215375434 | Central HP <5.4 tons | BOSCH | HRCU-A-CB (Split System: Heat Pump with Remote Outdoor Unit-Air-Source) | BOVD-36HDN1-M20G | ASPEN |  | D(A,C,E)36A36+TDR | BGH96M080B3B | 22400 | 18.4 | 8.5 | 19900 | 20000 | 100.5% | 2.92 | 0 | 11.8 |  |  |  | No | R-410A | 1.8667 | Residential & Commercial | Ducted CEE Tier 1
211242280 | Central HP <5.4 tons | KEEPRITE | HRCU-A-CB (Split System: Heat Pump with Remote Outdoor Unit-Air-Source) | DLCURAH24ABK |  |  | EA*4X36L21A* | *96VSN0601714A* | 23600 | 16.5 | 8.5 | 25600 | 23600 | 92.19% | 1.96 | 0 | 10 |  |  |  | No | R-410A | 1.9667 | Residential & Commercial | Ducted CEE Tier 1
211242347 | Central HP <5.4 tons | KEEPRITE | HRCU-A-CB (Split System: Heat Pump with Remote Outdoor Unit-Air-Source) | DLCURAH24ABK |  |  | EA*4X36L21A* | *96VTN1002122A* | 23800 | 17 | 8.5 | 25800 | 23200 | 89.92% | 1.92 | 0 | 10 |  |  |  | No | R-410A | 1.9833 | Residential & Commercial | Ducted CEE Tier 1
211241294 | Central HP <5.4 tons | KEEPRITE | HRCU-A-CB (Split System: Heat Pump with Remote Outdoor Unit-Air-Source) | DLCURAH24ABK |  |  | EA*4X30L14A* | *95ESN0601412A* | 24200 | 15.5 | 8.5 | 26600 | 22800 | 85.71% | 1.86 | 0 | 10 |  |  |  | No | R-410A | 2.0167 | Residential & Commercial | Ducted CEE Tier 1
211241493 | Central HP <5.4 tons | KEEPRITE | HRCU-A-CB (Split System: Heat Pump with Remote Outdoor Unit-Air-Source) | DLCURAH24ABK |  |  | EA*4X30L17A* | *80VSL0701716A* | 23800 | 16.5 | 8.5 | 26200 | 23400 | 89.31% | 1.94 | 0 | 10 |  |  |  | No | R-410A | 1.9833 | Residential & Commercial | Ducted CEE Tier 1
211240669 | Central HP <5.4 tons | KEEPRITE | HRCU-A-CB (Split System: Heat Pump with Remote Outdoor Unit-Air-Source) | DLCURAH24ABK |  |  | EA*4X24L17A* | *80ES(N,L)0901714A* | 24200 | 16.5 | 8.5 | 27000 | 23400 | 86.67% | 1.94 | 0 | 10 |  |  |  | No | R-410A | 2.0167 | Residential & Commercial | Ducted CEE Tier 1
211240251 | Central HP <5.4 tons | KEEPRITE | HRCU-A-CB (Split System: Heat Pump with Remote Outdoor Unit-Air-Source) | DLCURAH24ABK |  |  | EA*4X24L14A* | *96VSN0601412A* | 23200 | 16 | 8.5 | 26400 | 25600 | 96.97% | 2.14 | 0 | 10 |  |  |  | No | R-410A | 1.9333 | Residential & Commercial | Ducted CEE Tier 1
206772661 | Central HP <5.4 tons | ARCOAIRE | HRCU-A-CB (Split System: Heat Pump with Remote Outdoor Unit-Air-Source) | HVH837GKA2* |  |  | EHD4X36AAL+WALLCON | *80CTL0901716A* | 32400 | 17 | 8.1 | 33200 | 24600 | 74.1% | 1.94 | 12 | 11 |  |  |  | No | R-410A | 2.7 | Residential & Commercial | Ducted CEE Tier 1
215935501 | Central HP <5.4 tons | KEEPRITE | HRCU-A-CB (Split System: Heat Pump with Remote Outdoor Unit-Air-Source) | C5H3V36*K*AAA* |  |  | EVM5X61M24A*+WALLCON | *97CMN0602120B* | 35800 | 21.5 | 8.5 | 38000 | 28600 | 75.26% | 2.06 | 0 | 12 |  |  |  | No | R-454B | 2.9833 | Residential & Commercial | Ducted CEE Tier 1
215387235 | Central HP <5.4 tons | 1HVAC | HRCU-A-CB (Split System: Heat Pump with Remote Outdoor Unit-Air-Source) | ACIQ-36-HP32 |  |  | ACIQ-36-AH32 |  | 34000 | 16.5 | 9.5 | 34000 | 32000 | 94.12% | 1.8 | 0 | 11.7 |  |  |  | No | R-32 | 2.8333 | Residential & Commercial | Ducted CEE Tier 1
206772075 | Central HP <5.4 tons | ARCOAIRE | HRCU-A-CB (Split System: Heat Pump with Remote Outdoor Unit-Air-Source) | HVH837GKA2* |  |  | END4X42L17**+WALLCON | *80CTL0901716A* | 32200 | 17.5 | 8.1 | 33000 | 24600 | 74.55% | 1.92 | 11 | 11.7 |  |  |  | No | R-410A | 2.6833 | Residential & Commercial | Ducted CEE Tier 1
211240871 | Central HP <5.4 tons | KEEPRITE | HRCU-A-CB (Split System: Heat Pump with Remote Outdoor Unit-Air-Source) | DLCURAH24ABK |  |  | EA*4X25L17A* | *95ESU0401712A* | 24200 | 17 | 8.5 | 25200 | 21600 | 85.71% | 1.8 | 0 | 10 |  |  |  | No | R-410A | 2.0167 | Residential & Commercial | Ducted CEE Tier 1
212969733 | Central HP <5.4 tons | KEEPRITE | HRCU-A-CB (Split System: Heat Pump with Remote Outdoor Unit-Air-Source) | DLCURAH24ABK |  |  | EA*4X24L14A* | *80VSL0451412B* | 23200 | 17 | 9.5 | 26800 | 27200 | 101.5% | 2.32 | 0 | 10 |  |  |  | No | R-410A | 1.9333 | Residential & Commercial | Ducted CEE Tier 1
213088484 | Central HP <5.4 tons | TEMPSTAR | HRCU-A-CB (Split System: Heat Pump with Remote Outdoor Unit-Air-Source) | DLCURAH24ABK | ADP |  | V,R36H***P449+AEFE3A* |  | 24200 | 18 | 9 | 25000 | 22600 | 90.4% | 1.92 | 0 | 10.5 |  |  |  | No | R-410A | 2.0167 | Residential & Commercial | Ducted CEE Tier 1
216032541 | Central HP <5.4 tons | MRCOOL | HRCU-A-CB (Split System: Heat Pump with Remote Outdoor Unit-Air-Source) | DIY-24-HP-C-230D25-O |  |  | DIY-24-HP-MUAH-230D00-O |  | 24000 | 19.4 | 9.1 | 24000 | 18000 | 75% | 2.1 | 0 | 11.7 |  |  |  | No | R-454B | 2 | Residential & Commercial | Ducted CEE Tier 1
204300273 | Central HP <5.4 tons | ARCOAIRE | HRCU-A-CB (Split System: Heat Pump with Remote Outdoor Unit-Air-Source) | HVH837GKA** |  |  | EHD4X42AAL+WALLCON | *80CTL1352422A* | 32600 | 17 | 8.1 | 33000 | 24800 | 75.15% | 1.96 | 11 | 11 |  |  |  | No | R-410A | 2.7167 | Residential & Commercial | Ducted CEE Tier 1
204300453 | Central HP <5.4 tons | ARCOAIRE | HRCU-A-CB (Split System: Heat Pump with Remote Outdoor Unit-Air-Source) | HVH837GKA** |  |  | EHD4X48AAL+WALLCON | *80CTL0902120A* | 32600 | 17 | 8.1 | 33000 | 25000 | 75.76% | 1.98 | 12 | 11 |  |  |  | No | R-410A | 2.7167 | Residential & Commercial | Ducted CEE Tier 1
204298919 | Central HP <5.4 tons | ARCOAIRE | HRCU-A-CB (Split System: Heat Pump with Remote Outdoor Unit-Air-Source) | HVH837GKA** |  |  | EA*4X42L21A*+WALLCON | *80CTL0701716A* | 31800 | 17 | 8.1 | 33200 | 24600 | 74.1% | 1.88 | 11 | 11 |  |  |  | No | R-410A | 2.65 | Residential & Commercial | Ducted CEE Tier 1
204298999 | Central HP <5.4 tons | ARCOAIRE | HRCU-A-CB (Split System: Heat Pump with Remote Outdoor Unit-Air-Source) | HVH837GKA** |  |  | EA*4X42L21A*+WALLCON | *97CMN1002122A* | 31800 | 17 | 8.1 | 33000 | 24400 | 73.94% | 1.9 | 11.5 | 11.5 |  |  |  | No | R-410A | 2.65 | Residential & Commercial | Ducted CEE Tier 1
212984132 | Central HP <5.4 tons | GRANDAIRE | HRCU-A-CB (Split System: Heat Pump with Remote Outdoor Unit-Air-Source) | WDLCURAH24ABK |  |  | WLNC304BA* | WFAX060B042B* | 23600 | 17 | 8.5 | 26400 | 24400 | 92.42% | 2.02 | 0 | 10.5 |  |  |  | No | R-410A | 1.9667 | Residential & Commercial | Ducted CEE Tier 1
216032234 | Central HP <5.4 tons | 1HVAC | HRCU-A-CB (Split System: Heat Pump with Remote Outdoor Unit-Air-Source) | ACIQ-18-HPD |  |  | ACIQ-18-PAH |  | 18000 | 19 | 10.1 | 18000 | 18600 | 103.3% | 2.12 | 0 | 12.5 |  |  |  | No | R-454B | 1.5 | Residential & Commercial | Ducted CEE Tier 1
211241892 | Central HP <5.4 tons | KEEPRITE | HRCU-A-CB (Split System: Heat Pump with Remote Outdoor Unit-Air-Source) | DLCURAH24ABK |  |  | EA*4X36L17A* | *80ES(N,L)0701716A* | 25000 | 16 | 8.5 | 26800 | 21800 | 81.34% | 1.8 | 0 | 10 |  |  |  | No | R-410A | 2.0833 | Residential & Commercial | Ducted CEE Tier 1
211241399 | Central HP <5.4 tons | KEEPRITE | HRCU-A-CB (Split System: Heat Pump with Remote Outdoor Unit-Air-Source) | DLCURAH24ABK |  |  | EA*4X30L17A* | *96VSN0601714A* | 23400 | 16.5 | 8.5 | 25800 | 24200 | 93.8% | 2.02 | 0 | 10 |  |  |  | No | R-410A | 1.95 | Residential & Commercial | Ducted CEE Tier 1
211241633 | Central HP <5.4 tons | KEEPRITE | HRCU-A-CB (Split System: Heat Pump with Remote Outdoor Unit-Air-Source) | DLCURAH24ABK |  |  | EA*4X30L17A* | *96VTN0601714A* | 23800 | 16.5 | 8.5 | 26200 | 23400 | 89.31% | 1.92 | 0 | 10 |  |  |  | No | R-410A | 1.9833 | Residential & Commercial | Ducted CEE Tier 1
211241790 | Central HP <5.4 tons | KEEPRITE | HRCU-A-CB (Split System: Heat Pump with Remote Outdoor Unit-Air-Source) | DLCURAH24ABK |  |  | EA*4X30L17A* | OMV098J12* | 23600 | 16.5 | 8.5 | 26000 | 23800 | 91.54% | 1.98 | 0 | 10 |  |  |  | No | R-410A | 1.9667 | Residential & Commercial | Ducted CEE Tier 1
211230190 | Central HP <5.4 tons | KEEPRITE | HRCU-A-CB (Split System: Heat Pump with Remote Outdoor Unit-Air-Source) | DLCURAH36ABK |  |  | EN(A,D,W)4X48L21** | *95ESN0802120A* | 36800 | 15.5 | 8.1 | 39500 | 35000 | 88.61% | 2.06 | 0 | 10.5 |  |  |  | No | R-410A | 3.0667 | Residential & Commercial | Ducted CEE Tier 1
211229313 | Central HP <5.4 tons | KEEPRITE | HRCU-A-CB (Split System: Heat Pump with Remote Outdoor Unit-Air-Source) | DLCURAH36ABK |  |  | EA*4X48L24A* | *80ES(N,L)1102420A* | 35800 | 16.5 | 8.5 | 37800 | 34600 | 91.53% | 2.06 | 0 | 10 |  |  |  | No | R-410A | 2.9833 | Residential & Commercial | Ducted CEE Tier 1
211229608 | Central HP <5.4 tons | KEEPRITE | HRCU-A-CB (Split System: Heat Pump with Remote Outdoor Unit-Air-Source) | DLCURAH36ABK |  |  | EA*4X48L24A* | *96VTN1002120A* | 36400 | 15.5 | 8.5 | 38500 | 34800 | 90.39% | 2.08 | 0 | 10 |  |  |  | No | R-410A | 3.0333 | Residential & Commercial | Ducted CEE Tier 1
211228756 | Central HP <5.4 tons | KEEPRITE | HRCU-A-CB (Split System: Heat Pump with Remote Outdoor Unit-Air-Source) | DLCURAH36ABK |  |  | EA*4X48L21A* | *80ES(N,L)0701712A* | 36000 | 15.5 | 8.5 | 38500 | 34800 | 90.39% | 2.06 | 0 | 10 |  |  |  | No | R-410A | 3 | Residential & Commercial | Ducted CEE Tier 1
211228886 | Central HP <5.4 tons | KEEPRITE | HRCU-A-CB (Split System: Heat Pump with Remote Outdoor Unit-Air-Source) | DLCURAH36ABK |  |  | EA*4X48L21A* | *80ESU0802120A | 37400 | 15.5 | 8.5 | 38500 | 35000 | 90.91% | 2.14 | 0 | 10 |  |  |  | No | R-410A | 3.1167 | Residential & Commercial | Ducted CEE Tier 1
211230901 | Central HP <5.4 tons | KEEPRITE | HRCU-A-CB (Split System: Heat Pump with Remote Outdoor Unit-Air-Source) | DLCURAH36ABK |  |  | FVM4X48***L |  | 36200 | 17 | 8.5 | 37600 | 34400 | 91.49% | 2.06 | 0 | 10 |  |  |  | No | R-410A | 3.0167 | Residential & Commercial | Ducted CEE Tier 1
208480447 | Central HP <5.4 tons | Honeywell | HRCU-A-CB (Split System: Heat Pump with Remote Outdoor Unit-Air-Source) | HSH17S-36AAA |  |  | HVTAN-36SA |  | 34000 | 16 | 9 | 35000 | 28000 | 80% | 1.8 | 10 | 10 |  |  |  | No | R-410A | 2.8333 | Residential & Commercial | Ducted CEE Tier 1
204456700 | Central HP <5.4 tons | ARCOAIRE | HRCU-A-CB (Split System: Heat Pump with Remote Outdoor Unit-Air-Source) | HVH825GKA2* |  |  | EA*4X36L21A*+WALLCON | *96CTN0601714A* | 23400 | 16.5 | 8.1 | 21600 | 16700 | 77.31% | 1.92 | 11 | 10.5 |  |  |  | No | R-410A | 1.95 | Residential & Commercial | Ducted CEE Tier 1
204456448 | Central HP <5.4 tons | ARCOAIRE | HRCU-A-CB (Split System: Heat Pump with Remote Outdoor Unit-Air-Source) | HVH825GKA2* |  |  | EA*4X25L17A*+WALLCON | *80CTL0701716A* | 24400 | 16.5 | 8.1 | 21200 | 16600 | 78.3% | 2.02 | 11 | 11 |  |  |  | No | R-410A | 2.0333 | Residential & Commercial | Ducted CEE Tier 1
204456484 | Central HP <5.4 tons | ARCOAIRE | HRCU-A-CB (Split System: Heat Pump with Remote Outdoor Unit-Air-Source) | HVH825GKA2* |  |  | EA*4X25L17A*+WALLCON | *97CMN0801714A* | 24200 | 16.5 | 8.1 | 21400 | 16700 | 78.04% | 2 | 11 | 11 |  |  |  | No | R-410A | 2.0167 | Residential & Commercial | Ducted CEE Tier 1
208480449 | Central HP <5.4 tons | Honeywell | HRCU-A-CB (Split System: Heat Pump with Remote Outdoor Unit-Air-Source) | HSH17S-60AAA |  |  | HVTAN-60SA |  | 54000 | 16 | 9 | 54000 | 41000 | 75.93% | 1.8 | 10.5 | 10 |  |  |  | No | R-410A | 4.5 | Residential & Commercial | Ducted CEE Tier 1
213274571 | Central HP <5.4 tons | COLEMAN | HRCU-A-CB (Split System: Heat Pump with Remote Outdoor Unit-Air-Source) | THF2B48T21 | ASPEN |  | D(A,C,E)60A44+TDR | TP9C100C16MP13 | 43000 | 16 | 8.2 | 44000 | 31200 | 70.91% | 3.16 | 0 | 11.5 |  |  |  | No | R-410A | 3.5833 | Residential & Commercial | Ducted CEE Tier 1
213279272 | Central HP <5.4 tons | COLEMAN | HRCU-A-CB (Split System: Heat Pump with Remote Outdoor Unit-Air-Source) | THF2B48T21 | ASPEN |  | D(A,C,E)60A46+TDR | TM9Y100C16MP11 | 42500 | 16 | 8.2 | 44000 | 31400 | 71.36% | 3.13 | 0 | 11.5 |  |  |  | No | R-410A | 3.5417 | Residential & Commercial | Ducted CEE Tier 1
211240446 | Central HP <5.4 tons | KEEPRITE | HRCU-A-CB (Split System: Heat Pump with Remote Outdoor Unit-Air-Source) | DLCURAH24ABK |  |  | EA*4X24L17A* | *80ES(N,L)0701716A* | 24600 | 16 | 8.5 | 27400 | 23000 | 83.94% | 1.88 | 0 | 10 |  |  |  | No | R-410A | 2.05 | Residential & Commercial | Ducted CEE Tier 1
211241128 | Central HP <5.4 tons | KEEPRITE | HRCU-A-CB (Split System: Heat Pump with Remote Outdoor Unit-Air-Source) | DLCURAH24ABK |  |  | EA*4X25L17A* | *92ESN0601714A* | 25000 | 17 | 8.5 | 25600 | 21000 | 82.03% | 1.78 | 0 | 10.5 |  |  |  | No | R-410A | 2.0833 | Residential & Commercial | Ducted CEE Tier 1
211241348 | Central HP <5.4 tons | KEEPRITE | HRCU-A-CB (Split System: Heat Pump with Remote Outdoor Unit-Air-Source) | DLCURAH24ABK |  |  | EA*4X30L14A* | *92ESN0601412A* | 23400 | 16.5 | 8.5 | 25800 | 24400 | 94.57% | 2.02 | 0 | 10 |  |  |  | No | R-410A | 1.95 | Residential & Commercial | Ducted CEE Tier 1
211242307 | Central HP <5.4 tons | KEEPRITE | HRCU-A-CB (Split System: Heat Pump with Remote Outdoor Unit-Air-Source) | DLCURAH24ABK |  |  | EA*4X36L21A* | *96VSN0401712A* | 23400 | 16 | 8.5 | 25800 | 23600 | 91.47% | 1.94 | 0 | 10 |  |  |  | No | R-410A | 1.95 | Residential & Commercial | Ducted CEE Tier 1
212972430 | Central HP <5.4 tons | KEEPRITE | HRCU-A-CB (Split System: Heat Pump with Remote Outdoor Unit-Air-Source) | DLCURAH24ABK |  |  | EN(A,D)4X36L21** | *80VTL1102122B* | 23800 | 17 | 8.5 | 26400 | 24000 | 90.91% | 1.98 | 0 | 10.5 |  |  |  | No | R-410A | 1.9833 | Residential & Commercial | Ducted CEE Tier 1
212971728 | Central HP <5.4 tons | KEEPRITE | HRCU-A-CB (Split System: Heat Pump with Remote Outdoor Unit-Air-Source) | DLCURAH24ABK |  |  | EN(A,D,W)4X36L17** | *80VTL0701716B* | 23600 | 17 | 8.5 | 26400 | 24200 | 91.67% | 2.02 | 0 | 10.5 |  |  |  | No | R-410A | 1.9667 | Residential & Commercial | Ducted CEE Tier 1
214093101 | Central HP <5.4 tons | LUXAIRE | HRCU-A-CB (Split System: Heat Pump with Remote Outdoor Unit-Air-Source) | HMH72B341 | ASPEN |  | D(A,C,E)48B36+TDR | TMLE080C16MP11 | 33000 | 18 | 8.2 | 32400 | 45000 | 138.9% | 3.11 | 0 | 10 |  |  |  | No | R-410A | 2.75 | Residential & Commercial | Ducted CEE Tier 1
214588209 | Central HP <5.4 tons | BRYANT HEATING AND COOLING SYSTEMS | HRCU-A-CB (Split System: Heat Pump with Remote Outdoor Unit-Air-Source) | 38MURAQ18AB3* | ADP |  | C36A***L139 | 926TC30040V14*** | 17100 | 16 | 8.5 | 16600 | 19000 | 114.5% | 2.34 | 0 | 10 |  |  |  | No | R-410A | 1.425 | Residential & Commercial | Ducted CEE Tier 1
214588218 | Central HP <5.4 tons | BRYANT HEATING AND COOLING SYSTEMS | HRCU-A-CB (Split System: Heat Pump with Remote Outdoor Unit-Air-Source) | 38MURAQ18AB3* | ADP |  | PL36H175P149 | 926TC36040V17*** | 17200 | 16 | 8.5 | 16600 | 19000 | 114.5% | 2.34 | 0 | 10.5 |  |  |  | No | R-410A | 1.4333 | Residential & Commercial | Ducted CEE Tier 1
213356129 | Central HP <5.4 tons | BRYANT HEATING AND COOLING SYSTEMS | HRCU-A-CB (Split System: Heat Pump with Remote Outdoor Unit-Air-Source) | 38MURAQ18AB3* | ADP |  | A36VCA+TXV+CBPE3A* |  | 17800 | 15.5 | 9 | 17100 | 19400 | 113.5% | 2.4 | 0 | 10.5 |  |  |  | No | R-410A | 1.4833 | Residential & Commercial | Ducted CEE Tier 1
214588224 | Central HP <5.4 tons | BRYANT HEATING AND COOLING SYSTEMS | HRCU-A-CB (Split System: Heat Pump with Remote Outdoor Unit-Air-Source) | 38MURAQ18AB3* | ADP |  | V,C36H175P139 | 926TC36040V17*** | 17100 | 16 | 8.5 | 16600 | 19000 | 114.5% | 2.34 | 0 | 10.5 |  |  |  | No | R-410A | 1.425 | Residential & Commercial | Ducted CEE Tier 1
213279274 | Central HP <5.4 tons | COLEMAN | HRCU-A-CB (Split System: Heat Pump with Remote Outdoor Unit-Air-Source) | THF2B48T21 | ASPEN |  | D(A,C,E)60A46+TDR | TM9Y120D20MP11 | 43000 | 16 | 8.2 | 44000 | 31400 | 71.36% | 3.11 | 0 | 11 |  |  |  | No | R-410A | 3.5833 | Residential & Commercial | Ducted CEE Tier 1
213279250 | Central HP <5.4 tons | COLEMAN | HRCU-A-CB (Split System: Heat Pump with Remote Outdoor Unit-Air-Source) | THF2B48T21 | ASPEN |  | D(A,C,E)60A46+TDR | TM8V100C16MP12 | 43000 | 16 | 8.2 | 44000 | 31200 | 70.91% | 3.16 | 0 | 11.5 |  |  |  | No | R-410A | 3.5833 | Residential & Commercial | Ducted CEE Tier 1
213279289 | Central HP <5.4 tons | COLEMAN | HRCU-A-CB (Split System: Heat Pump with Remote Outdoor Unit-Air-Source) | THF2B48T21 | ASPEN |  | D(A,C,E)60A46+TDR | TP9C100C20MP13 | 43000 | 16 | 8.2 | 44000 | 31400 | 71.36% | 3.14 | 0 | 11.5 |  |  |  | No | R-410A | 3.5833 | Residential & Commercial | Ducted CEE Tier 1
215425567 | Central HP <5.4 tons | YORK | HRCU-A-CB (Split System: Heat Pump with Remote Outdoor Unit-Air-Source) | HH860E2S11 | ADP |  | H,YE72*48+TXV | Y91E080C16SMPS1 | 45000 | 18 | 8.5 | 45000 | 33400 | 74.22% | 2 | 0 | 11.7 |  |  |  | No | R-454B | 3.75 | Residential & Commercial | Ducted CEE Tier 1
215425570 | Central HP <5.4 tons | YORK | HRCU-A-CB (Split System: Heat Pump with Remote Outdoor Unit-Air-Source) | HH860E2S11 | ADP |  | H,YE1K*48+TXV | Y91E080C16SMPS1 | 44500 | 17 | 8.45 | 45000 | 33400 | 74.22% | 1.98 | 0 | 11.5 |  |  |  | No | R-454B | 3.7083 | Residential & Commercial | Ducted CEE Tier 1
215425584 | Central HP <5.4 tons | YORK | HRCU-A-CB (Split System: Heat Pump with Remote Outdoor Unit-Air-Source) | HH860E2S11 | ADP |  | H,YE49*48+TXV | Y91E080C20SMPS1 | 44500 | 18 | 8.5 | 44500 | 33000 | 74.16% | 2 | 0 | 12 |  |  |  | No | R-454B | 3.7083 | Residential & Commercial | Ducted CEE Tier 1
215425601 | Central HP <5.4 tons | YORK | HRCU-A-CB (Split System: Heat Pump with Remote Outdoor Unit-Air-Source) | HH860E2S11 | ADP |  | H,YE72*60+TXV | Y91E100C20SMPS1 | 45500 | 18 | 8.5 | 45000 | 33600 | 74.67% | 2 | 0 | 11.7 |  |  |  | No | R-454B | 3.7917 | Residential & Commercial | Ducted CEE Tier 1
215425602 | Central HP <5.4 tons | YORK | HRCU-A-CB (Split System: Heat Pump with Remote Outdoor Unit-Air-Source) | HH860E2S11 | ADP |  | H,YE3K*48+TXV | Y91E100C20SMPS1 | 45500 | 18 | 8.5 | 45000 | 33600 | 74.67% | 2 | 0 | 11.7 |  |  |  | No | R-454B | 3.7917 | Residential & Commercial | Ducted CEE Tier 1
215438153 | Central HP <5.4 tons | YORK | HRCU-A-CB (Split System: Heat Pump with Remote Outdoor Unit-Air-Source) | HH860E2S11 | ADP |  | AX480C*C+TXV |  | 46000 | 18 | 9 | 44000 | 33600 | 76.36% | 2.1 | 0 | 12 |  |  |  | No | R-454B | 3.8333 | Residential & Commercial | Ducted CEE Tier 1
215870973 | Central HP <5.4 tons | YORK | HRCU-A-CB (Split System: Heat Pump with Remote Outdoor Unit-Air-Source) | HH860E2S11 | ADP |  | CH604**C+TXV | Y91E100C20SMPS1 | 45500 | 18 | 8.5 | 45000 | 33600 | 74.67% | 2 | 0 | 11.7 |  |  |  | No | R-454B | 3.7917 | Residential & Commercial | Ducted CEE Tier 1
216054425 | Central HP <5.4 tons | YORK | HRCU-A-CB (Split System: Heat Pump with Remote Outdoor Unit-Air-Source) | HH860E2S11 | ADP |  | H,YE1K*48+TXV+JMVT16CC2N1 |  | 44500 | 18 | 8.95 | 42500 | 32800 | 77.18% | 1.98 | 0 | 11.7 |  |  |  | No | R-454B | 3.7083 | Residential & Commercial | Ducted CEE Tier 1
215425332 | Central HP <5.4 tons | YORK | HRCU-A-CB (Split System: Heat Pump with Remote Outdoor Unit-Air-Source) | HH860E2S11 | ADP |  | H,YE84*48+TXV | TL9E080C16UH11 | 44500 | 18 | 8.5 | 44000 | 34000 | 77.27% | 2 | 0 | 11 |  |  |  | No | R-454B | 3.7083 | Residential & Commercial | Ducted CEE Tier 1
215425334 | Central HP <5.4 tons | YORK | HRCU-A-CB (Split System: Heat Pump with Remote Outdoor Unit-Air-Source) | HH860E2S11 | ADP |  | H,YE72*60+TXV | TL9E100C20UH11 | 52000 | 18 | 8.5 | 51500 | 38000 | 73.79% | 2 | 0 | 11 |  |  |  | No | R-454B | 4.3333 | Residential & Commercial | Ducted CEE Tier 1
215425336 | Central HP <5.4 tons | YORK | HRCU-A-CB (Split System: Heat Pump with Remote Outdoor Unit-Air-Source) | HH860E2S11 | ADP |  | H,YE74*60+TXV | TL9E100C20UH11 | 52000 | 19 | 8.5 | 51500 | 38000 | 73.79% | 2 | 0 | 11 |  |  |  | No | R-454B | 4.3333 | Residential & Commercial | Ducted CEE Tier 1
215425351 | Central HP <5.4 tons | YORK | HRCU-A-CB (Split System: Heat Pump with Remote Outdoor Unit-Air-Source) | HH860E2S11 | ADP |  | H,YE72*48+TXV | TM8E100C16MP11 | 44500 | 18 | 8.5 | 43500 | 33800 | 77.7% | 2 | 0 | 11 |  |  |  | No | R-454B | 3.7083 | Residential & Commercial | Ducted CEE Tier 1
215425352 | Central HP <5.4 tons | YORK | HRCU-A-CB (Split System: Heat Pump with Remote Outdoor Unit-Air-Source) | HH860E2S11 | ADP |  | H,YE72*60+TXV | TM8E100C16MP11 | 44500 | 18 | 8.5 | 43500 | 33800 | 77.7% | 2 | 0 | 11 |  |  |  | No | R-454B | 3.7083 | Residential & Commercial | Ducted CEE Tier 1
215425401 | Central HP <5.4 tons | YORK | HRCU-A-CB (Split System: Heat Pump with Remote Outdoor Unit-Air-Source) | HH860E2S11 | ADP |  | H,YE72*60+TXV | TM8V100C20MP12 | 44000 | 18 | 8.5 | 42500 | 33200 | 78.12% | 2 | 0 | 11.7 |  |  |  | No | R-454B | 3.6667 | Residential & Commercial | Ducted CEE Tier 1
215425402 | Central HP <5.4 tons | YORK | HRCU-A-CB (Split System: Heat Pump with Remote Outdoor Unit-Air-Source) | HH860E2S11 | ADP |  | H,YE3K*48+TXV | TM8V100C20MP12 | 44500 | 18 | 8.5 | 43000 | 33400 | 77.67% | 2 | 0 | 11 |  |  |  | No | R-454B | 3.7083 | Residential & Commercial | Ducted CEE Tier 1
215726696 | Central HP <5.4 tons | YORK | HRCU-A-CB (Split System: Heat Pump with Remote Outdoor Unit-Air-Source) | HH860E2S11 | ADP |  | H,YG48*60+TXV | Y81E120C16SMPS1 | 44000 | 18 | 8.5 | 42000 | 32600 | 77.62% | 2 | 0 | 12 |  |  |  | No | R-454B | 3.6667 | Residential & Commercial | Ducted CEE Tier 1
205750729 | Central HP <5.4 tons | ARCOAIRE | HRCU-A-CB (Split System: Heat Pump with Remote Outdoor Unit-Air-Source) | HVH825GKA2* |  |  | EA*4X37L21A*+WALLCON | *80CTL0901716A* | 24600 | 17.5 | 8.5 | 21000 | 16500 | 78.57% | 2.04 | 12 | 11.7 |  |  |  | No | R-410A | 2.05 | Residential & Commercial | Ducted CEE Tier 1
204456583 | Central HP <5.4 tons | ARCOAIRE | HRCU-A-CB (Split System: Heat Pump with Remote Outdoor Unit-Air-Source) | HVH825GKA2* |  |  | EA*4X30L17A*+WALLCON | *80CTL0901716A* | 23600 | 17 | 8.1 | 21400 | 16600 | 77.57% | 1.92 | 11 | 11 |  |  |  | No | R-410A | 1.9667 | Residential & Commercial | Ducted CEE Tier 1
204456466 | Central HP <5.4 tons | ARCOAIRE | HRCU-A-CB (Split System: Heat Pump with Remote Outdoor Unit-Air-Source) | HVH825GKA2* |  |  | EA*4X25L17A*+WALLCON | *96CTN0801714A* | 24200 | 16.5 | 8.1 | 21400 | 16700 | 78.04% | 2 | 11 | 11 |  |  |  | No | R-410A | 2.0167 | Residential & Commercial | Ducted CEE Tier 1
204456610 | Central HP <5.4 tons | ARCOAIRE | HRCU-A-CB (Split System: Heat Pump with Remote Outdoor Unit-Air-Source) | HVH825GKA2* |  |  | EA*4X36L17A*+WALLCON | *96CTN0601714A* | 23400 | 16 | 8.1 | 21600 | 16800 | 77.78% | 1.92 | 11 | 10.5 |  |  |  | No | R-410A | 1.95 | Residential & Commercial | Ducted CEE Tier 1
204456655 | Central HP <5.4 tons | ARCOAIRE | HRCU-A-CB (Split System: Heat Pump with Remote Outdoor Unit-Air-Source) | HVH825GKA2* |  |  | EA*4X36L17A*+WALLCON | *80CTL0901716A* | 23600 | 17 | 8.1 | 21400 | 16600 | 77.57% | 1.94 | 11.5 | 11 |  |  |  | No | R-410A | 1.9667 | Residential & Commercial | Ducted CEE Tier 1
214389934 | Central HP <5.4 tons | CARRIER | HRCU-A-CB (Split System: Heat Pump with Remote Outdoor Unit-Air-Source) | 25VNA837A*030* | ADP |  | H,PG53936 | 58TN*B135C24**22 | 32800 | 18 | 8.5 | 30200 | 24400 | 80.79% | 2 | 0 | 11.7 |  |  |  | No | R-410A | 2.7333 | Residential & Commercial | Ducted CEE Tier 1
212927225 | Central HP <5.4 tons | LENNOX | HRCU-A-CB (Split System: Heat Pump with Remote Outdoor Unit-Air-Source) | EL22XPV-024-230A** | ADP |  | LH29/36X9 | SLP98UH070XV36B* | 23800 | 21 | 8.5 | 22000 | 15400 | 70% | 1.92 | 0 | 13.5 |  |  |  | No | R-410A | 1.9833 | Residential & Commercial | Ducted CEE Tier 1
213279249 | Central HP <5.4 tons | COLEMAN | HRCU-A-CB (Split System: Heat Pump with Remote Outdoor Unit-Air-Source) | THF2B48T21 | ASPEN |  | D(A,C,E)60A46+TDR | TM8V080C16MP12 | 43000 | 16 | 8.2 | 44000 | 31200 | 70.91% | 3.16 | 0 | 11.5 |  |  |  | No | R-410A | 3.5833 | Residential & Commercial | Ducted CEE Tier 1
213279292 | Central HP <5.4 tons | COLEMAN | HRCU-A-CB (Split System: Heat Pump with Remote Outdoor Unit-Air-Source) | THF2B48T21 | ASPEN |  | D(A,C,E)60A46+TDR | TPLC100C16MP13 | 43000 | 16 | 8.2 | 44000 | 31200 | 70.91% | 3.16 | 0 | 11.5 |  |  |  | No | R-410A | 3.5833 | Residential & Commercial | Ducted CEE Tier 1
213274528 | Central HP <5.4 tons | COLEMAN | HRCU-A-CB (Split System: Heat Pump with Remote Outdoor Unit-Air-Source) | THF2B48T21 | ASPEN |  | D(A,C,E)60A44+TDR | TM8E100C20MP11 | 43500 | 16 | 8.3 | 45000 | 31600 | 70.22% | 3.11 | 0 | 11 |  |  |  | No | R-410A | 3.625 | Residential & Commercial | Ducted CEE Tier 1
213274562 | Central HP <5.4 tons | COLEMAN | HRCU-A-CB (Split System: Heat Pump with Remote Outdoor Unit-Air-Source) | THF2B48T21 | ASPEN |  | D(A,C,E)60A44+TDR | TMLE100C16MP11 | 42500 | 16 | 8.2 | 44000 | 31400 | 71.36% | 3.13 | 0 | 11.5 |  |  |  | No | R-410A | 3.5417 | Residential & Commercial | Ducted CEE Tier 1
213274567 | Central HP <5.4 tons | COLEMAN | HRCU-A-CB (Split System: Heat Pump with Remote Outdoor Unit-Air-Source) | THF2B48T21 | ASPEN |  | D(A,C,E)60A44+TDR | TMLV100C16MP12 | 43000 | 16 | 8.2 | 44000 | 31200 | 70.91% | 3.16 | 0 | 11.5 |  |  |  | No | R-410A | 3.5833 | Residential & Commercial | Ducted CEE Tier 1
215849757 | Central HP <5.4 tons | COLEMAN | HRCU-A-CB (Split System: Heat Pump with Remote Outdoor Unit-Air-Source) | HH824E2S11 | ASPEN |  | C(A,C,D,E)24A3K+TDR | CP9C060B12MP13 | 21600 | 17 | 8.5 | 22600 | 18000 | 79.65% | 2 | 0 | 12 |  |  |  | No | R-454B | 1.8 | Residential & Commercial | Ducted CEE Tier 1
215849837 | Central HP <5.4 tons | COLEMAN | HRCU-A-CB (Split System: Heat Pump with Remote Outdoor Unit-Air-Source) | HH824E2S11 | ASPEN |  | C(A,C,D,E)24A3K+TDR | TM8E060A12MP11 | 20200 | 17.5 | 8.5 | 22600 | 17900 | 79.2% | 2 | 0 | 11.2 |  |  |  | No | R-454B | 1.6833 | Residential & Commercial | Ducted CEE Tier 1
215849889 | Central HP <5.4 tons | COLEMAN | HRCU-A-CB (Split System: Heat Pump with Remote Outdoor Unit-Air-Source) | HH824E2S11 | ASPEN |  | C(A,C,D,E)24C3K+TDR | TM8Y060A12MP11 | 20600 | 17.5 | 9 | 22800 | 18400 | 80.7% | 2 | 0 | 10.5 |  |  |  | No | R-454B | 1.7167 | Residential & Commercial | Ducted CEE Tier 1
215849904 | Central HP <5.4 tons | COLEMAN | HRCU-A-CB (Split System: Heat Pump with Remote Outdoor Unit-Air-Source) | HH824E2S11 | ASPEN |  | D(A,C,E)24C3K+TDR | TM8Y080B12MP11 | 22400 | 17 | 8.5 | 22800 | 18300 | 80.26% | 2 | 0 | 12 |  |  |  | No | R-454B | 1.8667 | Residential & Commercial | Ducted CEE Tier 1
215849990 | Central HP <5.4 tons | COLEMAN | HRCU-A-CB (Split System: Heat Pump with Remote Outdoor Unit-Air-Source) | HH824E2S11 | ASPEN |  | D(A,C,E)24C3K+TDR | TM9V060B12MP12 | 22400 | 17 | 8.5 | 22600 | 18000 | 79.65% | 2 | 0 | 12 |  |  |  | No | R-454B | 1.8667 | Residential & Commercial | Ducted CEE Tier 1
215850005 | Central HP <5.4 tons | COLEMAN | HRCU-A-CB (Split System: Heat Pump with Remote Outdoor Unit-Air-Source) | HH824E2S11 | ASPEN |  | D(A,C,E)36A3K+TDR | TM9V080B12MP12 | 22200 | 17 | 8.1 | 22600 | 18300 | 80.97% | 2 | 0 | 12 |  |  |  | No | R-454B | 1.85 | Residential & Commercial | Ducted CEE Tier 1
215850139 | Central HP <5.4 tons | COLEMAN | HRCU-A-CB (Split System: Heat Pump with Remote Outdoor Unit-Air-Source) | HH824E2S11 | ASPEN |  | D(A,C,E)24C3K+TDR | Z8ES040A12SMPS1 | 20800 | 17.5 | 9.5 | 22800 | 18100 | 79.39% | 2 | 0 | 11.2 |  |  |  | No | R-454B | 1.7333 | Residential & Commercial | Ducted CEE Tier 1
215850029 | Central HP <5.4 tons | COLEMAN | HRCU-A-CB (Split System: Heat Pump with Remote Outdoor Unit-Air-Source) | HH824E2S11 | ASPEN |  | D(A,C,E)36A3K+TDR | TM9Y060B12MP11 | 22200 | 17 | 8.1 | 22600 | 18400 | 81.42% | 2 | 0 | 11.7 |  |  |  | No | R-454B | 1.85 | Residential & Commercial | Ducted CEE Tier 1
215850061 | Central HP <5.4 tons | COLEMAN | HRCU-A-CB (Split System: Heat Pump with Remote Outdoor Unit-Air-Source) | HH824E2S11 | ASPEN |  | C(A,C,D,E)24C3K+TDR | TMLE060A12MP11 | 20600 | 17.5 | 9 | 23000 | 17900 | 77.83% | 2 | 0 | 11.2 |  |  |  | No | R-454B | 1.7167 | Residential & Commercial | Ducted CEE Tier 1
213492127 | Central HP <5.4 tons | 1HVAC | HRCU-A-C (Split System: Heat Pump with Remote Outdoor Unit with No Indoor Fan --Air Source) | ACIQ-36-HPB |  |  | ACIQ-36-ACL-17 |  | 35000 | 15.5 | 8.6 | 38000 | 31600 | 83.16% | 1.85 | 0 | 10 |  |  |  | No | R-410A | 2.9167 | Residential & Commercial | Ducted CEE Tier 1
211717281 | Central HP <5.4 tons | 1HVAC | HRCU-A-CB (Split System: Heat Pump with Remote Outdoor Unit-Air-Source) | SC-2436-HP |  |  | SC-24-AH |  | 24000 | 17 | 9 | 24000 | 22000 | 91.67% | 1.8 | 12.5 | 12 |  |  |  | No | R-410A | 2 | Residential & Commercial | Ducted CEE Tier 1
211230247 | Central HP <5.4 tons | KEEPRITE | HRCU-A-CB (Split System: Heat Pump with Remote Outdoor Unit-Air-Source) | DLCURAH36ABK |  |  | EN(A,D,W)4X48L21** | *96VSN0802120A* | 36200 | 16 | 8.1 | 38500 | 34800 | 90.39% | 2.02 | 0 | 10 |  |  |  | No | R-410A | 3.0167 | Residential & Commercial | Ducted CEE Tier 1
211228643 | Central HP <5.4 tons | KEEPRITE | HRCU-A-CB (Split System: Heat Pump with Remote Outdoor Unit-Air-Source) | DLCURAH36ABK |  |  | EA*4X43L21A* | *96VTN0802120A* | 37000 | 15.5 | 8.5 | 38500 | 35000 | 90.91% | 2.1 | 0 | 10 |  |  |  | No | R-410A | 3.0833 | Residential & Commercial | Ducted CEE Tier 1
211229445 | Central HP <5.4 tons | KEEPRITE | HRCU-A-CB (Split System: Heat Pump with Remote Outdoor Unit-Air-Source) | DLCURAH36ABK |  |  | EA*4X48L24A* | *92ESN0802120A* | 35800 | 16.5 | 8.5 | 37800 | 34600 | 91.53% | 2.04 | 0 | 10 |  |  |  | No | R-410A | 2.9833 | Residential & Commercial | Ducted CEE Tier 1
211229529 | Central HP <5.4 tons | KEEPRITE | HRCU-A-CB (Split System: Heat Pump with Remote Outdoor Unit-Air-Source) | DLCURAH36ABK |  |  | EA*4X48L24A* | *95ESN1402422A* | 37400 | 15.2 | 8.5 | 39500 | 35000 | 88.61% | 2.12 | 0 | 10 |  |  |  | No | R-410A | 3.1167 | Residential & Commercial | Ducted CEE Tier 1
211229645 | Central HP <5.4 tons | KEEPRITE | HRCU-A-CB (Split System: Heat Pump with Remote Outdoor Unit-Air-Source) | DLCURAH36ABK |  |  | EA*4X48L24A* | OLV154F20A | 37400 | 15.2 | 8.5 | 39000 | 35000 | 89.74% | 2.14 | 0 | 10 |  |  |  | No | R-410A | 3.1167 | Residential & Commercial | Ducted CEE Tier 1
204456376 | Central HP <5.4 tons | ARCOAIRE | HRCU-A-CB (Split System: Heat Pump with Remote Outdoor Unit-Air-Source) | HVH825GKA2* |  |  | EA*4X24L17A*+WALLCON | *80CTL0701716A* | 23200 | 16.5 | 8.1 | 22000 | 16800 | 76.36% | 1.9 | 11 | 10.5 |  |  |  | No | R-410A | 1.9333 | Residential & Commercial | Ducted CEE Tier 1
204456764 | Central HP <5.4 tons | ARCOAIRE | HRCU-A-CB (Split System: Heat Pump with Remote Outdoor Unit-Air-Source) | HVH825GKA2* |  |  | EA*4X36L21A*+WALLCON | *97CMN1002122A* | 23600 | 16.5 | 8.1 | 21400 | 16600 | 77.57% | 1.94 | 11 | 11 |  |  |  | No | R-410A | 1.9667 | Residential & Commercial | Ducted CEE Tier 1
215849787 | Central HP <5.4 tons | COLEMAN | HRCU-A-CB (Split System: Heat Pump with Remote Outdoor Unit-Air-Source) | HH824E2S11 | ASPEN |  | C(A,C,D,E)24C3K+TDR | CPLC080B12MP13 | 22200 | 17 | 8.5 | 22800 | 17700 | 77.63% | 2 | 0 | 12 |  |  |  | No | R-454B | 1.85 | Residential & Commercial | Ducted CEE Tier 1
206133830 | Central HP <5.4 tons | ARCOAIRE | HRCU-A-CB (Split System: Heat Pump with Remote Outdoor Unit-Air-Source) | HVH825GKA2* |  |  | EA*4X37L21A*+WALLCON | *95CSU1002122A* | 24400 | 17 | 8.5 | 21200 | 16600 | 78.3% | 2.04 | 11.5 | 11 |  |  |  | No | R-410A | 2.0333 | Residential & Commercial | Ducted CEE Tier 1
212970878 | Central HP <5.4 tons | KEEPRITE | HRCU-A-CB (Split System: Heat Pump with Remote Outdoor Unit-Air-Source) | DLCURAH18ABK |  |  | EA*4X24L17A* | *80VTL0451412B* | 17700 | 16.5 | 8.5 | 18600 | 19300 | 103.8% | 2.32 | 0 | 10.5 |  |  |  | No | R-410A | 1.475 | Residential & Commercial | Ducted CEE Tier 1
212969983 | Central HP <5.4 tons | KEEPRITE | HRCU-A-CB (Split System: Heat Pump with Remote Outdoor Unit-Air-Source) | DLCURAH18ABK |  |  | EA*4X24L17A* | *80VSL0701716B* | 17300 | 16 | 8.5 | 18200 | 19400 | 106.6% | 2.34 | 0 | 10.5 |  |  |  | No | R-410A | 1.4417 | Residential & Commercial | Ducted CEE Tier 1
204300493 | Central HP <5.4 tons | ARCOAIRE | HRCU-A-CB (Split System: Heat Pump with Remote Outdoor Unit-Air-Source) | HVH837GKA** |  |  | EHD4X48AAL+WALLCON | *96CTN1202422A* | 32600 | 17 | 8.1 | 33000 | 24800 | 75.15% | 1.98 | 11 | 11 |  |  |  | No | R-410A | 2.7167 | Residential & Commercial | Ducted CEE Tier 1
206135756 | Central HP <5.4 tons | ARCOAIRE | HRCU-A-CB (Split System: Heat Pump with Remote Outdoor Unit-Air-Source) | HVH837GKA** |  |  | EA*4X43L21A*+WALLCON | *80CSU1002120A* | 32800 | 17 | 8.5 | 33000 | 25200 | 76.36% | 1.98 | 12 | 11 |  |  |  | No | R-410A | 2.7333 | Residential & Commercial | Ducted CEE Tier 1
213356135 | Central HP <5.4 tons | BRYANT HEATING AND COOLING SYSTEMS | HRCU-A-CB (Split System: Heat Pump with Remote Outdoor Unit-Air-Source) | 38MURAQ24AB3* | ADP |  | A24VBA+TXV+CBPE3A* |  | 23600 | 18 | 8.7 | 24800 | 22600 | 91.13% | 1.86 | 0 | 10 |  |  |  | No | R-410A | 1.9667 | Residential & Commercial | Ducted CEE Tier 1
204299399 | Central HP <5.4 tons | ARCOAIRE | HRCU-A-CB (Split System: Heat Pump with Remote Outdoor Unit-Air-Source) | HVH837GKA** |  |  | EA*4X48L24A*+WALLCON | *97CMN1002122A* | 32400 | 17.5 | 8.5 | 32600 | 24800 | 76.07% | 2 | 12 | 11.7 |  |  |  | No | R-410A | 2.7 | Residential & Commercial | Ducted CEE Tier 1
211708509 | Central HP <5.4 tons | COLEMAN | HRCU-A-CB (Split System: Heat Pump with Remote Outdoor Unit-Air-Source) | THF2B48T21 | ASPEN |  | D(A,C,E)48D36+TDR | TMLE120C16MP11 | 45500 | 16 | 8.2 | 44000 | 31200 | 70.91% | 3.13 | 0 | 11.9 |  |  |  | No | R-410A | 3.7917 | Residential & Commercial | Ducted CEE Tier 1
211708529 | Central HP <5.4 tons | COLEMAN | HRCU-A-CB (Split System: Heat Pump with Remote Outdoor Unit-Air-Source) | THF2B48T21 | ASPEN |  | D(A,C,E)48D36+TDR | TPLC080C16MP13 | 45500 | 16 | 8.2 | 44000 | 30800 | 70% | 3.14 | 0 | 11.9 |  |  |  | No | R-410A | 3.7917 | Residential & Commercial | Ducted CEE Tier 1
204299449 | Central HP <5.4 tons | ARCOAIRE | HRCU-A-CB (Split System: Heat Pump with Remote Outdoor Unit-Air-Source) | HVH837GKA** |  |  | EA*4X48L24A*+WALLCON | *97CMN0602120A* | 32200 | 17 | 8.1 | 32800 | 25200 | 76.83% | 1.96 | 11.5 | 11 |  |  |  | No | R-410A | 2.6833 | Residential & Commercial | Ducted CEE Tier 1
204299079 | Central HP <5.4 tons | ARCOAIRE | HRCU-A-CB (Split System: Heat Pump with Remote Outdoor Unit-Air-Source) | HVH837GKA** |  |  | EA*4X42L24A*+WALLCON | *80CTL1352422A* | 31800 | 17.5 | 8.1 | 33000 | 24400 | 73.94% | 1.9 | 12 | 11.5 |  |  |  | No | R-410A | 2.65 | Residential & Commercial | Ducted CEE Tier 1
212498600 | Central HP <5.4 tons | BRYANT HEATING AND COOLING SYSTEMS | HRCU-A-CB (Split System: Heat Pump with Remote Outdoor Unit-Air-Source) | 38MURAQ24AB3* | ADP |  | CE2403A+TXV |  | 23800 | 17 | 8.85 | 25600 | 25400 | 99.22% | 2.14 | 0 | 10 |  |  |  | No | R-410A | 1.9833 | Residential & Commercial | Ducted CEE Tier 1
211245802 | Central HP <5.4 tons | GRANDAIRE | HRCU-A-CB (Split System: Heat Pump with Remote Outdoor Unit-Air-Source) | WDLCURAH24ABK |  |  | WAPL304A* |  | 24000 | 17 | 8.5 | 26200 | 23400 | 89.31% | 1.94 | 0 | 10 |  |  |  | No | R-410A | 2 | Residential & Commercial | Ducted CEE Tier 1
216032236 | Central HP <5.4 tons | 1HVAC | HRCU-A-CB (Split System: Heat Pump with Remote Outdoor Unit-Air-Source) | ACIQ-30-HPD |  |  | ACIQ-30-PAH |  | 30000 | 17.2 | 10.8 | 33000 | 33200 | 100.6% | 1.97 | 0 | 12 |  |  |  | No | R-454B | 2.5 | Residential & Commercial | Ducted CEE Tier 1
211257341 | Central HP <5.4 tons | KEEPRITE | HRCU-A-CB (Split System: Heat Pump with Remote Outdoor Unit-Air-Source) | DLCURAH18ABK |  |  | FJMA4*24L*B* |  | 18500 | 15.5 | 9 | 19300 | 18300 | 94.82% | 2.2 | 0 | 10.5 |  |  |  | No | R-410A | 1.5417 | Residential & Commercial | Ducted CEE Tier 1
212970003 | Central HP <5.4 tons | KEEPRITE | HRCU-A-CB (Split System: Heat Pump with Remote Outdoor Unit-Air-Source) | DLCURAH18ABK |  |  | EA*4X30L17A* | *80VSL0701716B* | 17500 | 16.5 | 8.5 | 18000 | 18700 | 103.9% | 2.26 | 0 | 10.5 |  |  |  | No | R-410A | 1.4583 | Residential & Commercial | Ducted CEE Tier 1
212969583 | Central HP <5.4 tons | KEEPRITE | HRCU-A-CB (Split System: Heat Pump with Remote Outdoor Unit-Air-Source) | DLCURAH18ABK |  |  | EN(A,D)4X24L17** | *80VSL0451412B* | 17700 | 16.5 | 8.5 | 18700 | 19100 | 102.1% | 2.3 | 0 | 11 |  |  |  | No | R-410A | 1.475 | Residential & Commercial | Ducted CEE Tier 1
212970962 | Central HP <5.4 tons | KEEPRITE | HRCU-A-CB (Split System: Heat Pump with Remote Outdoor Unit-Air-Source) | DLCURAH18ABK |  |  | EN(A,D)4X30L17** | *80VTL0451412B* | 17400 | 16.5 | 8.1 | 17900 | 18600 | 103.9% | 2.24 | 0 | 11 |  |  |  | No | R-410A | 1.45 | Residential & Commercial | Ducted CEE Tier 1
212975108 | Central HP <5.4 tons | KEEPRITE | HRCU-A-CB (Split System: Heat Pump with Remote Outdoor Unit-Air-Source) | DLCURAH18ABK |  |  | EA*4X30L17A* | *96VTN0401712B* | 17400 | 16 | 8.5 | 18000 | 18800 | 104.4% | 2.24 | 0 | 10.5 |  |  |  | No | R-410A | 1.45 | Residential & Commercial | Ducted CEE Tier 1
211261582 | Central HP <5.4 tons | KEEPRITE | HRCU-A-CB (Split System: Heat Pump with Remote Outdoor Unit-Air-Source) | DLCURAH18ABK |  |  | EA*4X30L17A* | *96VSN0401410A* | 17500 | 16 | 8.5 | 18100 | 18600 | 102.8% | 2.24 | 0 | 10.5 |  |  |  | No | R-410A | 1.4583 | Residential & Commercial | Ducted CEE Tier 1
211261834 | Central HP <5.4 tons | KEEPRITE | HRCU-A-CB (Split System: Heat Pump with Remote Outdoor Unit-Air-Source) | DLCURAH18ABK |  |  | EA*4X30L17A* | *80VTL0701716A* | 17500 | 16.5 | 8.5 | 17900 | 18600 | 103.9% | 2.24 | 0 | 10.5 |  |  |  | No | R-410A | 1.4583 | Residential & Commercial | Ducted CEE Tier 1
211261198 | Central HP <5.4 tons | KEEPRITE | HRCU-A-CB (Split System: Heat Pump with Remote Outdoor Unit-Air-Source) | DLCURAH18ABK |  |  | EA*4X25L17A* | OMV098J12* | 18800 | 16 | 8.5 | 18700 | 17300 | 92.51% | 2.12 | 0 | 11 |  |  |  | No | R-410A | 1.5667 | Residential & Commercial | Ducted CEE Tier 1
215726730 | Central HP <5.4 tons | YORK | HRCU-A-CB (Split System: Heat Pump with Remote Outdoor Unit-Air-Source) | HH860E2S11 | ADP |  | H,YG48*60+TXV | Y81E130D20SMPS1 | 45000 | 18 | 9 | 43000 | 33200 | 77.21% | 2 | 0 | 12 |  |  |  | No | R-454B | 3.75 | Residential & Commercial | Ducted CEE Tier 1
215850804 | Central HP <5.4 tons | COLEMAN | HRCU-A-CB (Split System: Heat Pump with Remote Outdoor Unit-Air-Source) | HH860E2S11 | ASPEN |  | C(A,C,D,E)60A3K+TDR | TM8V080C16MP12 | 40500 | 16.5 | 8.1 | 43500 | 33400 | 76.78% | 2 | 0 | 11.2 |  |  |  | No | R-454B | 3.375 | Residential & Commercial | Ducted CEE Tier 1
215850854 | Central HP <5.4 tons | COLEMAN | HRCU-A-CB (Split System: Heat Pump with Remote Outdoor Unit-Air-Source) | HH860E2S11 | ASPEN |  | C(A,C,D,E)60A3K+TDR | TM8Y100C16MP11 | 41000 | 17 | 8.1 | 43500 | 33400 | 76.78% | 2 | 0 | 11 |  |  |  | No | R-454B | 3.4167 | Residential & Commercial | Ducted CEE Tier 1
215726705 | Central HP <5.4 tons | YORK | HRCU-A-CB (Split System: Heat Pump with Remote Outdoor Unit-Air-Source) | HH860E2S11 | ADP |  | H,YG52*60+TXV-BLEED | Y81E120C16SMPS1 | 44000 | 18 | 8.5 | 41500 | 32600 | 78.55% | 2 | 0 | 12 |  |  |  | No | R-454B | 3.6667 | Residential & Commercial | Ducted CEE Tier 1
215850613 | Central HP <5.4 tons | COLEMAN | HRCU-A-CB (Split System: Heat Pump with Remote Outdoor Unit-Air-Source) | HH860E2S11 | ASPEN |  | C(A,C,D,E)48A3K+TDR | CP9C080C16MP13 | 39500 | 16.5 | 8.1 | 44000 | 33600 | 76.36% | 2 | 0 | 10.5 |  |  |  | No | R-454B | 3.2917 | Residential & Commercial | Ducted CEE Tier 1
213492124 | Central HP <5.4 tons | 1HVAC | HRCU-A-C (Split System: Heat Pump with Remote Outdoor Unit with No Indoor Fan --Air Source) | ACIQ-30-HPB |  |  | ACIQ-36-ACL |  | 30000 | 15.5 | 9.7 | 33000 | 27000 | 81.82% | 1.85 | 10.7 | 10.5 |  |  |  | No | R-410A | 2.5 | Residential & Commercial | Ducted CEE Tier 1
215850629 | Central HP <5.4 tons | COLEMAN | HRCU-A-CB (Split System: Heat Pump with Remote Outdoor Unit-Air-Source) | HH860E2S11 | ASPEN |  | D(A,C,E)60A3K+TDR | CP9C100C16MP13 | 40500 | 16.5 | 8.5 | 44000 | 33200 | 75.45% | 2 | 0 | 11.2 |  |  |  | No | R-454B | 3.375 | Residential & Commercial | Ducted CEE Tier 1
215726738 | Central HP <5.4 tons | YORK | HRCU-A-CB (Split System: Heat Pump with Remote Outdoor Unit-Air-Source) | HH860E2S11 | ADP |  | H,YG86*60+TXV-BLEED | Y81E130D20SMPS1 | 54000 | 19 | 8.5 | 52500 | 39000 | 74.29% | 2 | 0 | 11.7 |  |  |  | No | R-454B | 4.5 | Residential & Commercial | Ducted CEE Tier 1
213307333 | Central HP <5.4 tons | YORK | HRCU-A-CB (Split System: Heat Pump with Remote Outdoor Unit-Air-Source) | HMH72B341 | ASPEN |  | AE(D,N,U)+DM36A36+TDR |  | 31400 | 18.3 | 8.4 | 33000 | 26200 | 79.39% | 2.65 | 0 | 10.3 |  |  |  | No | R-410A | 2.6167 | Residential & Commercial | Ducted CEE Tier 1
213492123 | Central HP <5.4 tons | 1HVAC | HRCU-A-C (Split System: Heat Pump with Remote Outdoor Unit with No Indoor Fan --Air Source) | ACIQ-24-HPB |  |  | ACIQ-24-ACL-14 |  | 24000 | 16.1 | 9.8 | 25000 | 20000 | 80% | 2 | 0 | 10.7 |  |  |  | No | R-410A | 2 | Residential & Commercial | Ducted CEE Tier 1
212394556 | Central HP <5.4 tons | YORK | HRCU-A-CB (Split System: Heat Pump with Remote Outdoor Unit-Air-Source) | HMH72B341 | ADP |  | H,YE32936 | TM9E080C16MP12 | 33000 | 18 | 8.5 | 32400 | 22800 | 70.37% | 2.04 | 0 | 10 |  |  |  | No | R-410A | 2.75 | Residential & Commercial | Ducted CEE Tier 1
215850586 | Central HP <5.4 tons | COLEMAN | HRCU-A-CB (Split System: Heat Pump with Remote Outdoor Unit-Air-Source) | HH836E2S11 | ASPEN |  | C(A,C,D,E)48A3K+TDR | Z8ES100C20SMPS1 | 31800 | 18 | 8.5 | 31600 | 25400 | 80.38% | 2 | 0 | 10.5 |  |  |  | No | R-454B | 2.65 | Residential & Commercial | Ducted CEE Tier 1
215850595 | Central HP <5.4 tons | COLEMAN | HRCU-A-CB (Split System: Heat Pump with Remote Outdoor Unit-Air-Source) | HH836E2S11 | ASPEN |  | C(A,C,D,E)48A3K+TDR | Z8ES120C20SMPS1 | 31600 | 18 | 8.5 | 31400 | 25400 | 80.89% | 2 | 0 | 10.5 |  |  |  | No | R-454B | 2.6333 | Residential & Commercial | Ducted CEE Tier 1
206133378 | Central HP <5.4 tons | ARCOAIRE | HRCU-A-CB (Split System: Heat Pump with Remote Outdoor Unit-Air-Source) | HVH825GKA2* |  |  | EA*4X36L21A*+WALLCON | *80CSU0401712A* | 23600 | 17 | 8.1 | 21400 | 16600 | 77.57% | 1.94 | 11.5 | 11 |  |  |  | No | R-410A | 1.9667 | Residential & Commercial | Ducted CEE Tier 1
204456782 | Central HP <5.4 tons | ARCOAIRE | HRCU-A-CB (Split System: Heat Pump with Remote Outdoor Unit-Air-Source) | HVH825GKA2* |  |  | EA*4X36L21A*+WALLCON | *96CTN1002122A* | 23600 | 16.5 | 8.1 | 21400 | 16600 | 77.57% | 1.94 | 11 | 11 |  |  |  | No | R-410A | 1.9667 | Residential & Commercial | Ducted CEE Tier 1
204456565 | Central HP <5.4 tons | ARCOAIRE | HRCU-A-CB (Split System: Heat Pump with Remote Outdoor Unit-Air-Source) | HVH825GKA2* |  |  | EA*4X30L17A*+WALLCON | *97CMN0801714A* | 23400 | 16 | 8.1 | 21600 | 16800 | 77.78% | 1.9 | 11 | 10.5 |  |  |  | No | R-410A | 1.95 | Residential & Commercial | Ducted CEE Tier 1
206133780 | Central HP <5.4 tons | ARCOAIRE | HRCU-A-CB (Split System: Heat Pump with Remote Outdoor Unit-Air-Source) | HVH825GKA2* |  |  | EA*4X36L21A*+WALLCON | *95CSU0802120A* | 23600 | 16.5 | 8.1 | 21400 | 16600 | 77.57% | 1.94 | 11 | 11 |  |  |  | No | R-410A | 1.9667 | Residential & Commercial | Ducted CEE Tier 1
215850086 | Central HP <5.4 tons | COLEMAN | HRCU-A-CB (Split System: Heat Pump with Remote Outdoor Unit-Air-Source) | HH824E2S11 | ASPEN |  | C(A,C,D,E)24C3K+TDR | TMLE100B12MP11 | 22200 | 17 | 8.5 | 22800 | 18000 | 78.95% | 2 | 0 | 12 |  |  |  | No | R-454B | 1.85 | Residential & Commercial | Ducted CEE Tier 1
215850104 | Central HP <5.4 tons | COLEMAN | HRCU-A-CB (Split System: Heat Pump with Remote Outdoor Unit-Air-Source) | HH824E2S11 | ASPEN |  | D(A,C,E)36A3K+TDR | TP9C060B12MP13 | 22400 | 17 | 8.1 | 22600 | 18000 | 79.65% | 2 | 0 | 12 |  |  |  | No | R-454B | 1.8667 | Residential & Commercial | Ducted CEE Tier 1
206771328 | Central HP <5.4 tons | ARCOAIRE | HRCU-A-CB (Split System: Heat Pump with Remote Outdoor Unit-Air-Source) | HVH837GKA2* |  |  | EA*4X37L21A*+WALLCON | *97CMN1002122A* | 33000 | 17.5 | 8.5 | 33000 | 25200 | 76.36% | 2 | 12 | 11.7 |  |  |  | No | R-410A | 2.75 | Residential & Commercial | Ducted CEE Tier 1
206772228 | Central HP <5.4 tons | ARCOAIRE | HRCU-A-CB (Split System: Heat Pump with Remote Outdoor Unit-Air-Source) | HVH837GKA2* |  |  | EN(A,D,W)4X48L21**+WALLCON | *80CTL0701716A* | 32400 | 17.5 | 8.1 | 33000 | 25000 | 75.76% | 1.94 | 12 | 11.5 |  |  |  | No | R-410A | 2.7 | Residential & Commercial | Ducted CEE Tier 1
211242627 | Central HP <5.4 tons | KEEPRITE | HRCU-A-CB (Split System: Heat Pump with Remote Outdoor Unit-Air-Source) | DLCURAH24ABK |  |  | EA*4X36L21A* | *92ESN0601714A* | 24600 | 17 | 8.5 | 26200 | 22200 | 84.73% | 1.86 | 0 | 10 |  |  |  | No | R-410A | 2.05 | Residential & Commercial | Ducted CEE Tier 1
211242693 | Central HP <5.4 tons | KEEPRITE | HRCU-A-CB (Split System: Heat Pump with Remote Outdoor Unit-Air-Source) | DLCURAH24ABK |  |  | EA*4X36L21A* | *92ESN0401712A* | 23800 | 16 | 8.5 | 26000 | 23000 | 88.46% | 1.88 | 0 | 10 |  |  |  | No | R-410A | 1.9833 | Residential & Commercial | Ducted CEE Tier 1
215850889 | Central HP <5.4 tons | COLEMAN | HRCU-A-CB (Split System: Heat Pump with Remote Outdoor Unit-Air-Source) | HH860E2S11 | ASPEN |  | D(A,C,E)60A3K+TDR | TM9E080C16MP12 | 41000 | 18 | 8.5 | 45000 | 34400 | 76.44% | 2 | 0 | 10.5 |  |  |  | No | R-454B | 3.4167 | Residential & Commercial | Ducted CEE Tier 1
215850923 | Central HP <5.4 tons | COLEMAN | HRCU-A-CB (Split System: Heat Pump with Remote Outdoor Unit-Air-Source) | HH860E2S11 | ASPEN |  | C(A,C,D,E)48A3K+TDR | TM9E120D20MP12 | 40500 | 16.5 | 8.1 | 46000 | 35000 | 76.09% | 2 | 0 | 10.5 |  |  |  | No | R-454B | 3.375 | Residential & Commercial | Ducted CEE Tier 1
215851014 | Central HP <5.4 tons | COLEMAN | HRCU-A-CB (Split System: Heat Pump with Remote Outdoor Unit-Air-Source) | HH860E2S11 | ASPEN |  | C(A,C,D,E)48A3K+TDR | TMLE080C16MP11 | 40000 | 17.5 | 8.1 | 45000 | 34200 | 76% | 2 | 0 | 10.5 |  |  |  | No | R-454B | 3.3333 | Residential & Commercial | Ducted CEE Tier 1
215726734 | Central HP <5.4 tons | YORK | HRCU-A-CB (Split System: Heat Pump with Remote Outdoor Unit-Air-Source) | HH860E2S11 | ADP |  | H,YG50*60+TXV | Y81E130D20SMPS1 | 54000 | 19 | 8.5 | 52500 | 39000 | 74.29% | 2 | 0 | 11.7 |  |  |  | No | R-454B | 4.5 | Residential & Commercial | Ducted CEE Tier 1
213492126 | Central HP <5.4 tons | 1HVAC | HRCU-A-C (Split System: Heat Pump with Remote Outdoor Unit with No Indoor Fan --Air Source) | ACIQ-30-HPB |  |  | ACIQ-36-ACL-17 |  | 29000 | 15.2 | 8.5 | 31000 | 22600 | 72.9% | 1.8 | 0 | 10 |  |  |  | No | R-410A | 2.4167 | Residential & Commercial | Ducted CEE Tier 1
213433231 | Central HP <5.4 tons | 1HVAC | HRCU-A-CB (Split System: Heat Pump with Remote Outdoor Unit-Air-Source) | ACIQ-30-HPB |  |  | ACIQ-30W-WM |  | 30000 | 16.9 | 9 | 31000 | 25000 | 80.65% | 1.8 | 0 | 10 |  |  |  | No | R-410A | 2.5 | Residential & Commercial | Ducted CEE Tier 1
213433235 | Central HP <5.4 tons | 1HVAC | HRCU-A-CB (Split System: Heat Pump with Remote Outdoor Unit-Air-Source) | ACIQ-30-HPB |  |  | ACIQ-30W-P |  | 28000 | 18.2 | 8.8 | 30000 | 26000 | 86.67% | 1.8 | 0 | 11.7 |  |  |  | No | R-410A | 2.3333 | Residential & Commercial | Ducted CEE Tier 1
215405744 | Central HP <5.4 tons | YORK | HRCU-A-CB (Split System: Heat Pump with Remote Outdoor Unit-Air-Source) | HH860E2S11 | ADP |  | CH480C*C+TXV+AEF60CXP* |  | 45500 | 19 | 8.8 | 44000 | 33600 | 76.36% | 2.06 | 0 | 11.7 |  |  |  | No | R-454B | 3.7917 | Residential & Commercial | Ducted CEE Tier 1
211260395 | Central HP <5.4 tons | KEEPRITE | HRCU-A-CB (Split System: Heat Pump with Remote Outdoor Unit-Air-Source) | DLCURAH18ABK |  |  | EA*4X24L17A* | *80VTL0451412A* | 17600 | 16.5 | 8.5 | 18500 | 19100 | 103.2% | 2.3 | 0 | 10.5 |  |  |  | No | R-410A | 1.4667 | Residential & Commercial | Ducted CEE Tier 1
212984072 | Central HP <5.4 tons | GRANDAIRE | HRCU-A-CB (Split System: Heat Pump with Remote Outdoor Unit-Air-Source) | WDLCURAH24ABK |  |  | WLA*364BA* | WFAX060B042B* | 23800 | 17 | 8.5 | 26200 | 23600 | 90.08% | 1.96 | 0 | 10 |  |  |  | No | R-410A | 1.9833 | Residential & Commercial | Ducted CEE Tier 1
204299249 | Central HP <5.4 tons | ARCOAIRE | HRCU-A-CB (Split System: Heat Pump with Remote Outdoor Unit-Air-Source) | HVH837GKA** |  |  | EA*4X48L21A*+WALLCON | *96CTN0801714A* | 32200 | 17 | 8.1 | 32800 | 25200 | 76.83% | 1.96 | 11.5 | 11 |  |  |  | No | R-410A | 2.6833 | Residential & Commercial | Ducted CEE Tier 1
204299749 | Central HP <5.4 tons | ARCOAIRE | HRCU-A-CB (Split System: Heat Pump with Remote Outdoor Unit-Air-Source) | HVH837GKA** |  |  | EN(A,D,W)4X48L21**+WALLCON | *80CTL0902120A* | 32400 | 17.5 | 8.1 | 33000 | 24800 | 75.15% | 1.96 | 12 | 11.7 |  |  |  | No | R-410A | 2.7 | Residential & Commercial | Ducted CEE Tier 1
206135726 | Central HP <5.4 tons | ARCOAIRE | HRCU-A-CB (Split System: Heat Pump with Remote Outdoor Unit-Air-Source) | HVH837GKA** |  |  | EA*4X43L21A*+WALLCON | *80CSU0401712A* | 33000 | 17.5 | 8.5 | 33000 | 25000 | 75.76% | 1.98 | 12 | 11 |  |  |  | No | R-410A | 2.75 | Residential & Commercial | Ducted CEE Tier 1
206773422 | Central HP <5.4 tons | ARCOAIRE | HRCU-A-CB (Split System: Heat Pump with Remote Outdoor Unit-Air-Source) | HVH837GKA2* |  |  | EA*4X37L21A*+WALLCON | *95CSU0802120A* | 33000 | 17.5 | 8.5 | 32800 | 25000 | 76.22% | 2 | 12 | 11.5 |  |  |  | No | R-410A | 2.75 | Residential & Commercial | Ducted CEE Tier 1
206773057 | Central HP <5.4 tons | ARCOAIRE | HRCU-A-CB (Split System: Heat Pump with Remote Outdoor Unit-Air-Source) | HVH837GKA2* |  |  | EA*4X37L21A*+WALLCON | *80CSU1002120A* | 32800 | 17 | 8.5 | 33000 | 25200 | 76.36% | 1.96 | 12 | 11 |  |  |  | No | R-410A | 2.7333 | Residential & Commercial | Ducted CEE Tier 1
206773323 | Central HP <5.4 tons | ARCOAIRE | HRCU-A-CB (Split System: Heat Pump with Remote Outdoor Unit-Air-Source) | HVH837GKA2* |  |  | EHD4X42AAL+WALLCON | *80CSU0401712A* | 32400 | 16.5 | 8.1 | 33200 | 24800 | 74.7% | 1.94 | 11.5 | 11 |  |  |  | No | R-410A | 2.7 | Residential & Commercial | Ducted CEE Tier 1
213353774 | Central HP <5.4 tons | KEEPRITE | HRCU-A-CB (Split System: Heat Pump with Remote Outdoor Unit-Air-Source) | DLCURAH24ABK |  |  | F5MA4*24L*B* |  | 24400 | 17 | 9.5 | 26600 | 22800 | 85.71% | 1.9 | 0 | 10 |  |  |  | No | R-410A | 2.0333 | Residential & Commercial | Ducted CEE Tier 1
206771562 | Central HP <5.4 tons | ARCOAIRE | HRCU-A-CB (Split System: Heat Pump with Remote Outdoor Unit-Air-Source) | HVH837GKA2* |  |  | EA*4X42L24A*+WALLCON | *97CMN1002122A* | 31800 | 17.5 | 8.1 | 33000 | 24400 | 73.94% | 1.9 | 12 | 11.5 |  |  |  | No | R-410A | 2.65 | Residential & Commercial | Ducted CEE Tier 1
206767509 | Central HP <5.4 tons | ARCOAIRE | HRCU-A-CB (Split System: Heat Pump with Remote Outdoor Unit-Air-Source) | HVH825GKA3* |  |  | EA*4X36L21A*+WALLCON | *95CSU0802120A* | 23600 | 16.5 | 8.1 | 21400 | 16600 | 77.57% | 1.94 | 11 | 11 |  |  |  | No | R-410A | 1.9667 | Residential & Commercial | Ducted CEE Tier 1
206765452 | Central HP <5.4 tons | ARCOAIRE | HRCU-A-CB (Split System: Heat Pump with Remote Outdoor Unit-Air-Source) | HVH825GKA3* |  |  | EA*4X24L17A*+WALLCON | *97CMN0601714A* | 23000 | 16 | 8.1 | 22000 | 17000 | 77.27% | 1.88 | 11 | 10.5 |  |  |  | No | R-410A | 1.9167 | Residential & Commercial | Ducted CEE Tier 1
204300603 | Central HP <5.4 tons | ARCOAIRE | HRCU-A-CB (Split System: Heat Pump with Remote Outdoor Unit-Air-Source) | HVH837GKA** |  |  | EHD4X48AAL+WALLCON | *97CMN0602120A* | 32400 | 16.5 | 8.1 | 33200 | 25200 | 75.9% | 1.94 | 11.5 | 11 |  |  |  | No | R-410A | 2.7 | Residential & Commercial | Ducted CEE Tier 1
212969993 | Central HP <5.4 tons | KEEPRITE | HRCU-A-CB (Split System: Heat Pump with Remote Outdoor Unit-Air-Source) | DLCURAH18ABK |  |  | EA*4X25L17A* | *80VSL0701716B* | 17800 | 16.5 | 8.1 | 17700 | 17700 | 100% | 2.14 | 0 | 10.5 |  |  |  | No | R-410A | 1.4833 | Residential & Commercial | Ducted CEE Tier 1
212969593 | Central HP <5.4 tons | KEEPRITE | HRCU-A-CB (Split System: Heat Pump with Remote Outdoor Unit-Air-Source) | DLCURAH18ABK |  |  | EN(A,D)4X30L14** | *80VSL0451412B* | 17400 | 16.5 | 8.1 | 17900 | 18600 | 103.9% | 2.24 | 0 | 11 |  |  |  | No | R-410A | 1.45 | Residential & Commercial | Ducted CEE Tier 1
213353734 | Central HP <5.4 tons | KEEPRITE | HRCU-A-CB (Split System: Heat Pump with Remote Outdoor Unit-Air-Source) | DLCURAH18ABK |  |  | F5MA4*18L*A* |  | 18200 | 16 | 9 | 19200 | 19100 | 99.48% | 2.3 | 0 | 10.5 |  |  |  | No | R-410A | 1.5167 | Residential & Commercial | Ducted CEE Tier 1
211260645 | Central HP <5.4 tons | KEEPRITE | HRCU-A-CB (Split System: Heat Pump with Remote Outdoor Unit-Air-Source) | DLCURAH18ABK |  |  | EA*4X24L17A* | *80ESU0601716A | 18500 | 16 | 9 | 19400 | 18600 | 95.88% | 2.26 | 0 | 10.5 |  |  |  | No | R-410A | 1.5417 | Residential & Commercial | Ducted CEE Tier 1
206771625 | Central HP <5.4 tons | ARCOAIRE | HRCU-A-CB (Split System: Heat Pump with Remote Outdoor Unit-Air-Source) | HVH837GKA2* |  |  | EA*4X43L21A*+WALLCON | *80CTL0701716A* | 32800 | 17.5 | 8.5 | 33000 | 25200 | 76.36% | 1.98 | 11 | 11.7 |  |  |  | No | R-410A | 2.7333 | Residential & Commercial | Ducted CEE Tier 1
206771643 | Central HP <5.4 tons | ARCOAIRE | HRCU-A-CB (Split System: Heat Pump with Remote Outdoor Unit-Air-Source) | HVH837GKA2* |  |  | EA*4X43L21A*+WALLCON | *80CTL0902120A* | 32800 | 17.5 | 8.5 | 33000 | 25200 | 76.36% | 2 | 12 | 11.7 |  |  |  | No | R-410A | 2.7333 | Residential & Commercial | Ducted CEE Tier 1
206773431 | Central HP <5.4 tons | ARCOAIRE | HRCU-A-CB (Split System: Heat Pump with Remote Outdoor Unit-Air-Source) | HVH837GKA2* |  |  | EA*4X37L21A*+WALLCON | *95CSU1002122A* | 33000 | 17.5 | 8.5 | 32800 | 25000 | 76.22% | 2 | 12 | 11.5 |  |  |  | No | R-410A | 2.75 | Residential & Commercial | Ducted CEE Tier 1
206773332 | Central HP <5.4 tons | ARCOAIRE | HRCU-A-CB (Split System: Heat Pump with Remote Outdoor Unit-Air-Source) | HVH837GKA2* |  |  | EHD4X42AAL+WALLCON | *80CSU0601716A* | 32400 | 16.5 | 8.1 | 33200 | 24800 | 74.7% | 1.94 | 11.5 | 11 |  |  |  | No | R-410A | 2.7 | Residential & Commercial | Ducted CEE Tier 1
206773183 | Central HP <5.4 tons | ARCOAIRE | HRCU-A-CB (Split System: Heat Pump with Remote Outdoor Unit-Air-Source) | HVH837GKA2* |  |  | EA*4X48L24A*+WALLCON | *80CSU1002120A* | 32200 | 17 | 8.1 | 32600 | 25000 | 76.69% | 1.96 | 12 | 11 |  |  |  | No | R-410A | 2.6833 | Residential & Commercial | Ducted CEE Tier 1
206772832 | Central HP <5.4 tons | ARCOAIRE | HRCU-A-CB (Split System: Heat Pump with Remote Outdoor Unit-Air-Source) | HVH837GKA2* |  |  | EHD4X42AAL+WALLCON | *80CTL0901716A* | 32600 | 17 | 8.1 | 33000 | 24800 | 75.15% | 1.96 | 12 | 11 |  |  |  | No | R-410A | 2.7167 | Residential & Commercial | Ducted CEE Tier 1
206772381 | Central HP <5.4 tons | ARCOAIRE | HRCU-A-CB (Split System: Heat Pump with Remote Outdoor Unit-Air-Source) | HVH837GKA2* |  |  | EN(A,D)4X48L24**+WALLCON | *96CTN1202422A* | 32400 | 17.5 | 8.1 | 32800 | 24800 | 75.61% | 1.96 | 12 | 11.7 |  |  |  | No | R-410A | 2.7 | Residential & Commercial | Ducted CEE Tier 1
213492122 | Central HP <5.4 tons | 1HVAC | HRCU-A-C (Split System: Heat Pump with Remote Outdoor Unit with No Indoor Fan --Air Source) | ACIQ-18-HPB |  |  | ACIQ-24-ACL |  | 18000 | 16.1 | 9.5 | 19000 | 15000 | 78.95% | 2.2 | 11.6 | 11.7 |  |  |  | No | R-410A | 1.5 | Residential & Commercial | Ducted CEE Tier 1
212394560 | Central HP <5.4 tons | YORK | HRCU-A-CB (Split System: Heat Pump with Remote Outdoor Unit-Air-Source) | HMH72B341 | ADP |  | H,YE32936 | TM9E100C16MP12 | 33000 | 17 | 8.5 | 32400 | 22800 | 70.37% | 2.04 | 0 | 10 |  |  |  | No | R-410A | 2.75 | Residential & Commercial | Ducted CEE Tier 1
212394563 | Central HP <5.4 tons | YORK | HRCU-A-CB (Split System: Heat Pump with Remote Outdoor Unit-Air-Source) | HMH72B341 | ADP |  | H,YE35936 | TM9E100C16MP12 | 34000 | 18 | 8.5 | 32000 | 23400 | 73.12% | 2.08 | 0 | 10 |  |  |  | No | R-410A | 2.8333 | Residential & Commercial | Ducted CEE Tier 1
215387234 | Central HP <5.4 tons | 1HVAC | HRCU-A-CB (Split System: Heat Pump with Remote Outdoor Unit-Air-Source) | ACIQ-24-HP32 |  |  | ACIQ-24-AH32 |  | 24000 | 16 | 9.5 | 24000 | 24000 | 100% | 1.8 | 0 | 11.7 |  |  |  | No | R-32 | 2 | Residential & Commercial | Ducted CEE Tier 1
215407221 | Central HP <5.4 tons | YORK | HRCU-A-CB (Split System: Heat Pump with Remote Outdoor Unit-Air-Source) | HH860E2S11 | ADP |  | H,YG48*60+TXV | TM9V100C16MP12 | 43500 | 18 | 8.5 | 42000 | 32800 | 78.1% | 2 | 0 | 11.7 |  |  |  | No | R-454B | 3.625 | Residential & Commercial | Ducted CEE Tier 1
215407223 | Central HP <5.4 tons | YORK | HRCU-A-CB (Split System: Heat Pump with Remote Outdoor Unit-Air-Source) | HH860E2S11 | ADP |  | H,YG48*60+TXV | TM9V100C20MP12 | 44000 | 18 | 8.5 | 42500 | 33200 | 78.12% | 2 | 0 | 11.7 |  |  |  | No | R-454B | 3.6667 | Residential & Commercial | Ducted CEE Tier 1
215726714 | Central HP <5.4 tons | YORK | HRCU-A-CB (Split System: Heat Pump with Remote Outdoor Unit-Air-Source) | HH860E2S11 | ADP |  | H,YG48*60+TXV-BLEED | Y81E120C20SMPS1 | 52500 | 18 | 8.5 | 51500 | 38000 | 73.79% | 2 | 0 | 11.7 |  |  |  | No | R-454B | 4.375 | Residential & Commercial | Ducted CEE Tier 1
215726732 | Central HP <5.4 tons | YORK | HRCU-A-CB (Split System: Heat Pump with Remote Outdoor Unit-Air-Source) | HH860E2S11 | ADP |  | H,YG49*60+TXV | Y81E130D20SMPS1 | 54000 | 19 | 8.5 | 52500 | 39000 | 74.29% | 2 | 0 | 11.7 |  |  |  | No | R-454B | 4.5 | Residential & Commercial | Ducted CEE Tier 1
215726739 | Central HP <5.4 tons | YORK | HRCU-A-CB (Split System: Heat Pump with Remote Outdoor Unit-Air-Source) | HH860E2S11 | ADP |  | H,YG86*60+TXV | Y81E130D20SMPS1 | 54000 | 19 | 8.5 | 52500 | 39000 | 74.29% | 2 | 0 | 11.7 |  |  |  | No | R-454B | 4.5 | Residential & Commercial | Ducted CEE Tier 1
215936201 | Central HP <5.4 tons | KEEPRITE | HRCU-A-CB (Split System: Heat Pump with Remote Outdoor Unit-Air-Source) | C5H3V36*K*AAA* |  |  | EVD5X42M24A*+WALLCON | *95CSU0802120B* | 35400 | 21.5 | 8.5 | 38000 | 28600 | 75.26% | 2.04 | 0 | 12 |  |  |  | No | R-454B | 2.95 | Residential & Commercial | Ducted CEE Tier 1
214440929 | Central HP <5.4 tons | CARRIER | HRCU-A-CB (Split System: Heat Pump with Remote Outdoor Unit-Air-Source) | 25VNA424A*031* | ADP |  | H,PG53936 | 59TN6C040C14**10 | 23600 | 18 | 10.5 | 25200 | 19800 | 78.57% | 2.42 | 0 | 12 |  |  |  | No | R-410A | 1.9667 | Residential & Commercial | Ducted CEE Tier 1
215850897 | Central HP <5.4 tons | COLEMAN | HRCU-A-CB (Split System: Heat Pump with Remote Outdoor Unit-Air-Source) | HH860E2S11 | ASPEN |  | C(A,C,D,E)60B3K+TDR | TM9E080C20MP12 | 43000 | 17 | 8.5 | 46500 | 35000 | 75.27% | 2 | 0 | 11 |  |  |  | No | R-454B | 3.5833 | Residential & Commercial | Ducted CEE Tier 1
215851154 | Central HP <5.4 tons | COLEMAN | HRCU-A-CB (Split System: Heat Pump with Remote Outdoor Unit-Air-Source) | HH860E2S11 | ASPEN |  | D(A,C,E)60A3K+TDR | TP9C100C20MP13 | 41000 | 18 | 8.5 | 44500 | 33800 | 75.96% | 2 | 0 | 10.5 |  |  |  | No | R-454B | 3.4167 | Residential & Commercial | Ducted CEE Tier 1
215851256 | Central HP <5.4 tons | COLEMAN | HRCU-A-CB (Split System: Heat Pump with Remote Outdoor Unit-Air-Source) | HH860E2S11 | ASPEN |  | C(A,C,D,E)60A3K+TDR | Z8ES100C16SMPS1 | 41000 | 17 | 8.5 | 43500 | 33200 | 76.32% | 2 | 0 | 11.7 |  |  |  | No | R-454B | 3.4167 | Residential & Commercial | Ducted CEE Tier 1
215851315 | Central HP <5.4 tons | COLEMAN | HRCU-A-CB (Split System: Heat Pump with Remote Outdoor Unit-Air-Source) | HH860E2S11 | ASPEN |  | D(A,C,E)60B3K+TDR | Z8ES130D20SMPS1 | 42000 | 18 | 9 | 44500 | 33600 | 75.51% | 2 | 0 | 11.7 |  |  |  | No | R-454B | 3.5 | Residential & Commercial | Ducted CEE Tier 1
215850645 | Central HP <5.4 tons | COLEMAN | HRCU-A-CB (Split System: Heat Pump with Remote Outdoor Unit-Air-Source) | HH860E2S11 | ASPEN |  | C(A,C,D,E)60A3K+TDR | CP9C120D20MP13 | 41000 | 17.5 | 8.1 | 44500 | 33400 | 75.06% | 2 | 0 | 11.2 |  |  |  | No | R-454B | 3.4167 | Residential & Commercial | Ducted CEE Tier 1
215850679 | Central HP <5.4 tons | COLEMAN | HRCU-A-CB (Split System: Heat Pump with Remote Outdoor Unit-Air-Source) | HH860E2S11 | ASPEN |  | D(A,C,E)60A3K+TDR | CPLC100C20MP13 | 41000 | 18 | 8.5 | 45000 | 33800 | 75.11% | 2 | 0 | 10.5 |  |  |  | No | R-454B | 3.4167 | Residential & Commercial | Ducted CEE Tier 1
215850727 | Central HP <5.4 tons | COLEMAN | HRCU-A-CB (Split System: Heat Pump with Remote Outdoor Unit-Air-Source) | HH860E2S11 | ASPEN |  | C(A,C,D,E)60B3K+TDR | TL9E100C20UH11 | 41500 | 17 | 8.5 | 44000 | 33400 | 75.91% | 2 | 0 | 11.7 |  |  |  | No | R-454B | 3.4583 | Residential & Commercial | Ducted CEE Tier 1
215850729 | Central HP <5.4 tons | COLEMAN | HRCU-A-CB (Split System: Heat Pump with Remote Outdoor Unit-Air-Source) | HH860E2S11 | ASPEN |  | D(A,C,E)60A3K+TDR | TL9E100C20UH11 | 41000 | 17 | 8.1 | 44000 | 33400 | 75.91% | 2 | 0 | 11 |  |  |  | No | R-454B | 3.4167 | Residential & Commercial | Ducted CEE Tier 1
215850893 | Central HP <5.4 tons | COLEMAN | HRCU-A-CB (Split System: Heat Pump with Remote Outdoor Unit-Air-Source) | HH860E2S11 | ASPEN |  | C(A,C,D,E)48A3K+TDR | TM9E080C20MP12 | 41500 | 16.5 | 8.1 | 46000 | 35000 | 76.09% | 2 | 0 | 10.5 |  |  |  | No | R-454B | 3.4583 | Residential & Commercial | Ducted CEE Tier 1
215850940 | Central HP <5.4 tons | COLEMAN | HRCU-A-CB (Split System: Heat Pump with Remote Outdoor Unit-Air-Source) | HH860E2S11 | ASPEN |  | D(A,C,E)60A3K+TDR | TM9V080C16MP12 | 40500 | 17 | 8.5 | 43500 | 33600 | 77.24% | 2 | 0 | 10.5 |  |  |  | No | R-454B | 3.375 | Residential & Commercial | Ducted CEE Tier 1
215851094 | Central HP <5.4 tons | COLEMAN | HRCU-A-CB (Split System: Heat Pump with Remote Outdoor Unit-Air-Source) | HH860E2S11 | ASPEN |  | C(A,C,D,E)60A3K+TDR | TMLV100C16MP12 | 40500 | 16.5 | 8.1 | 43500 | 33400 | 76.78% | 2 | 0 | 11.2 |  |  |  | No | R-454B | 3.375 | Residential & Commercial | Ducted CEE Tier 1
215851178 | Central HP <5.4 tons | COLEMAN | HRCU-A-CB (Split System: Heat Pump with Remote Outdoor Unit-Air-Source) | HH860E2S11 | ASPEN |  | D(A,C,E)60A3K+TDR | TPLC080C16MP13 | 40500 | 16.5 | 8.1 | 43500 | 33400 | 76.78% | 2 | 0 | 11.5 |  |  |  | No | R-454B | 3.375 | Residential & Commercial | Ducted CEE Tier 1
215850752 | Central HP <5.4 tons | COLEMAN | HRCU-A-CB (Split System: Heat Pump with Remote Outdoor Unit-Air-Source) | HH860E2S11 | ASPEN |  | C(A,C,D,E)48A3K+TDR | TM8E100C16MP11 | 40000 | 17.5 | 8.1 | 45000 | 34200 | 76% | 2 | 0 | 10.5 |  |  |  | No | R-454B | 3.3333 | Residential & Commercial | Ducted CEE Tier 1
215850754 | Central HP <5.4 tons | COLEMAN | HRCU-A-CB (Split System: Heat Pump with Remote Outdoor Unit-Air-Source) | HH860E2S11 | ASPEN |  | C(A,C,D,E)60A3K+TDR | TM8E100C16MP11 | 41000 | 18 | 8.5 | 45000 | 34200 | 76% | 2 | 0 | 10.5 |  |  |  | No | R-454B | 3.4167 | Residential & Commercial | Ducted CEE Tier 1
215850770 | Central HP <5.4 tons | COLEMAN | HRCU-A-CB (Split System: Heat Pump with Remote Outdoor Unit-Air-Source) | HH860E2S11 | ASPEN |  | D(A,C,E)60B3K+TDR | TM8E100C20MP11 | 42500 | 17 | 8.5 | 46500 | 35000 | 75.27% | 2 | 0 | 11 |  |  |  | No | R-454B | 3.5417 | Residential & Commercial | Ducted CEE Tier 1
215850913 | Central HP <5.4 tons | COLEMAN | HRCU-A-CB (Split System: Heat Pump with Remote Outdoor Unit-Air-Source) | HH860E2S11 | ASPEN |  | C(A,C,D,E)48A3K+TDR | TM9E100C20MP12 | 41000 | 16.5 | 8.1 | 46000 | 35000 | 76.09% | 2 | 0 | 10.5 |  |  |  | No | R-454B | 3.4167 | Residential & Commercial | Ducted CEE Tier 1
215850954 | Central HP <5.4 tons | COLEMAN | HRCU-A-CB (Split System: Heat Pump with Remote Outdoor Unit-Air-Source) | HH860E2S11 | ASPEN |  | C(A,C,D,E)48A3K+TDR | TM9V100C20MP12 | 40000 | 17.5 | 8.1 | 44500 | 33800 | 75.96% | 2 | 0 | 10.5 |  |  |  | No | R-454B | 3.3333 | Residential & Commercial | Ducted CEE Tier 1
215850986 | Central HP <5.4 tons | COLEMAN | HRCU-A-CB (Split System: Heat Pump with Remote Outdoor Unit-Air-Source) | HH860E2S11 | ASPEN |  | C(A,C,D,E)60A3K+TDR | TM9Y100C16MP11 | 40500 | 17 | 8.5 | 44000 | 33800 | 76.82% | 2 | 0 | 10.5 |  |  |  | No | R-454B | 3.375 | Residential & Commercial | Ducted CEE Tier 1
215850990 | Central HP <5.4 tons | COLEMAN | HRCU-A-CB (Split System: Heat Pump with Remote Outdoor Unit-Air-Source) | HH860E2S11 | ASPEN |  | D(A,C,E)60A3K+TDR | TM9Y100C16MP11 | 40500 | 17 | 8.5 | 44000 | 33800 | 76.82% | 2 | 0 | 10.5 |  |  |  | No | R-454B | 3.375 | Residential & Commercial | Ducted CEE Tier 1
215726657 | Central HP <5.4 tons | YORK | HRCU-A-CB (Split System: Heat Pump with Remote Outdoor Unit-Air-Source) | HH860E2S11 | ADP |  | H,YG48*48+TXV | Y81E100C16SMPS1 | 44000 | 18 | 8.5 | 42000 | 32800 | 78.1% | 2 | 0 | 12 |  |  |  | No | R-454B | 3.6667 | Residential & Commercial | Ducted CEE Tier 1
211749858 | Central HP <5.4 tons | AMERISTAR | HRCU-A-CB (Split System: Heat Pump with Remote Outdoor Unit-Air-Source) | E4HL5030A1000A |  |  | E4AH5E36A1J30A |  | 28000 | 15.2 | 8.5 | 28000 | 21000 | 75% | 1.81 | 0 | 11 |  |  |  | No | R-410A | 2.3333 | Residential & Commercial | Ducted CEE Tier 1
215726712 | Central HP <5.4 tons | YORK | HRCU-A-CB (Split System: Heat Pump with Remote Outdoor Unit-Air-Source) | HH860E2S11 | ADP |  | H,YG88*60+TXV-BLEED | Y81E120C16SMPS1 | 44000 | 18 | 8.5 | 41500 | 32600 | 78.55% | 2 | 0 | 12 |  |  |  | No | R-454B | 3.6667 | Residential & Commercial | Ducted CEE Tier 1
215726721 | Central HP <5.4 tons | YORK | HRCU-A-CB (Split System: Heat Pump with Remote Outdoor Unit-Air-Source) | HH860E2S11 | ADP |  | H,YG52*60+TXV | Y81E120C20SMPS1 | 52500 | 19 | 8.5 | 51500 | 38000 | 73.79% | 2 | 0 | 11.7 |  |  |  | No | R-454B | 4.375 | Residential & Commercial | Ducted CEE Tier 1
215851020 | Central HP <5.4 tons | COLEMAN | HRCU-A-CB (Split System: Heat Pump with Remote Outdoor Unit-Air-Source) | HH860E2S11 | ASPEN |  | D(A,C,E)60A3K+TDR | TMLE080C16MP11 | 41000 | 18 | 8.5 | 45000 | 34200 | 76% | 2 | 0 | 10.5 |  |  |  | No | R-454B | 3.4167 | Residential & Commercial | Ducted CEE Tier 1
215851070 | Central HP <5.4 tons | COLEMAN | HRCU-A-CB (Split System: Heat Pump with Remote Outdoor Unit-Air-Source) | HH860E2S11 | ASPEN |  | C(A,C,D,E)60B3K+TDR | TMLE120C20MP11 | 42500 | 17 | 8.5 | 46500 | 35000 | 75.27% | 2 | 0 | 11 |  |  |  | No | R-454B | 3.5417 | Residential & Commercial | Ducted CEE Tier 1
215851213 | Central HP <5.4 tons | COLEMAN | HRCU-A-CB (Split System: Heat Pump with Remote Outdoor Unit-Air-Source) | HH860E2S11 | ASPEN |  | C(A,C,D,E)48A3K+TDR | TPLC120C20MP13 | 40000 | 17.5 | 8.1 | 44500 | 33800 | 75.96% | 2 | 0 | 10.5 |  |  |  | No | R-454B | 3.3333 | Residential & Commercial | Ducted CEE Tier 1
214389866 | Central HP <5.4 tons | CARRIER | HRCU-A-CB (Split System: Heat Pump with Remote Outdoor Unit-Air-Source) | 25VNA424A*031* | ADP |  | H,PG9J936 | 58TN*B045C17**12 | 23400 | 20 | 10.5 | 25000 | 19500 | 78% | 2.42 | 0 | 12.5 |  |  |  | No | R-410A | 1.95 | Residential & Commercial | Ducted CEE Tier 1
214389868 | Central HP <5.4 tons | CARRIER | HRCU-A-CB (Split System: Heat Pump with Remote Outdoor Unit-Air-Source) | 25VNA424A*031* | ADP |  | H,PG24936 | 58TN*B070C14**12 | 23000 | 20 | 10 | 25400 | 19800 | 77.95% | 2.3 | 0 | 13 |  |  |  | No | R-410A | 1.9167 | Residential & Commercial | Ducted CEE Tier 1
214389875 | Central HP <5.4 tons | CARRIER | HRCU-A-CB (Split System: Heat Pump with Remote Outdoor Unit-Air-Source) | 25VNA424A*031* | ADP |  | H,PG34936 | 58TN*B070C17**16 | 23400 | 20 | 10.5 | 25000 | 19400 | 77.6% | 2.46 | 0 | 13 |  |  |  | No | R-410A | 1.95 | Residential & Commercial | Ducted CEE Tier 1
215850663 | Central HP <5.4 tons | COLEMAN | HRCU-A-CB (Split System: Heat Pump with Remote Outdoor Unit-Air-Source) | HH860E2S11 | ASPEN |  | C(A,C,D,E)48A3K+TDR | CPLC100C16MP13 | 39500 | 16.5 | 8.1 | 44000 | 33400 | 75.91% | 2 | 0 | 11.2 |  |  |  | No | R-454B | 3.2917 | Residential & Commercial | Ducted CEE Tier 1
215850786 | Central HP <5.4 tons | COLEMAN | HRCU-A-CB (Split System: Heat Pump with Remote Outdoor Unit-Air-Source) | HH860E2S11 | ASPEN |  | C(A,C,D,E)60B3K+TDR | TM8E120C20MP11 | 42500 | 17 | 8.5 | 46500 | 35000 | 75.27% | 2 | 0 | 11 |  |  |  | No | R-454B | 3.5417 | Residential & Commercial | Ducted CEE Tier 1
215850822 | Central HP <5.4 tons | COLEMAN | HRCU-A-CB (Split System: Heat Pump with Remote Outdoor Unit-Air-Source) | HH860E2S11 | ASPEN |  | C(A,C,D,E)48A3K+TDR | TM8V100C20MP12 | 40000 | 17.5 | 8.1 | 44500 | 33800 | 75.96% | 2 | 0 | 10.5 |  |  |  | No | R-454B | 3.3333 | Residential & Commercial | Ducted CEE Tier 1
215850836 | Central HP <5.4 tons | COLEMAN | HRCU-A-CB (Split System: Heat Pump with Remote Outdoor Unit-Air-Source) | HH860E2S11 | ASPEN |  | C(A,C,D,E)60B3K+TDR | TM8V120C20MP12 | 41500 | 18 | 8.5 | 44500 | 33800 | 75.96% | 2 | 0 | 10.5 |  |  |  | No | R-454B | 3.4583 | Residential & Commercial | Ducted CEE Tier 1
215850872 | Central HP <5.4 tons | COLEMAN | HRCU-A-CB (Split System: Heat Pump with Remote Outdoor Unit-Air-Source) | HH860E2S11 | ASPEN |  | C(A,C,D,E)48A3K+TDR | TM8Y120C20MP11 | 40000 | 17.5 | 8.1 | 44500 | 33800 | 75.96% | 2 | 0 | 11.2 |  |  |  | No | R-454B | 3.3333 | Residential & Commercial | Ducted CEE Tier 1
215850936 | Central HP <5.4 tons | COLEMAN | HRCU-A-CB (Split System: Heat Pump with Remote Outdoor Unit-Air-Source) | HH860E2S11 | ASPEN |  | C(A,C,D,E)60A3K+TDR | TM9V080C16MP12 | 40500 | 17 | 8.5 | 43500 | 33600 | 77.24% | 2 | 0 | 10.5 |  |  |  | No | R-454B | 3.375 | Residential & Commercial | Ducted CEE Tier 1
211708441 | Central HP <5.4 tons | COLEMAN | HRCU-A-CB (Split System: Heat Pump with Remote Outdoor Unit-Air-Source) | THF2B48T21 | ASPEN |  | D(A,C,E)48D36+TDR | TM8E120C20MP11 | 46000 | 16 | 8.2 | 44500 | 31200 | 70.11% | 3.07 | 0 | 11.9 |  |  |  | No | R-410A | 3.8333 | Residential & Commercial | Ducted CEE Tier 1
214602071 | Central HP <5.4 tons | 1HVAC | HRCU-A-CB (Split System: Heat Pump with Remote Outdoor Unit-Air-Source) | ACIQ-12-EHPB |  |  | ACIQ-12-AHB |  | 12000 | 17.5 | 9 | 13000 | 11000 | 84.62% | 2.6 | 0 | 11.7 |  |  |  | No | R-410A | 1 | Residential & Commercial | Ducted CEE Tier 1
214056956 | Central HP <5.4 tons | COLEMAN | HRCU-A-CB (Split System: Heat Pump with Remote Outdoor Unit-Air-Source) | HMH72B341 | ASPEN |  | AE(D,N,U)+DM36A34+TDR |  | 31400 | 18.3 | 8.4 | 33000 | 26200 | 79.39% | 2.65 | 0 | 10.3 |  |  |  | No | R-410A | 2.6167 | Residential & Commercial | Ducted CEE Tier 1
212394558 | Central HP <5.4 tons | YORK | HRCU-A-CB (Split System: Heat Pump with Remote Outdoor Unit-Air-Source) | HMH72B341 | ADP |  | H,YE34936 | TM9E080C16MP12 | 33000 | 18 | 8.5 | 32400 | 22800 | 70.37% | 2.04 | 0 | 10 |  |  |  | No | R-410A | 2.75 | Residential & Commercial | Ducted CEE Tier 1
216032534 | Central HP <5.4 tons | MRCOOL | HRCU-A-CB (Split System: Heat Pump with Remote Outdoor Unit-Air-Source) | CENTRAL-60-HP-C-230B00-O |  |  | MVP-60-HP-MUAH-230A00-O |  | 54000 | 16 | 9 | 56000 | 52000 | 92.86% | 1.8 | 0 | 10 |  |  |  | No | R-454B | 4.5 | Residential & Commercial | Ducted CEE Tier 1
211228290 | Central HP <5.4 tons | KEEPRITE | HRCU-A-CB (Split System: Heat Pump with Remote Outdoor Unit-Air-Source) | DLCURAH36ABK |  |  | EA*4X43L21A* | *80ES(N,L)1102120A* | 37000 | 16 | 8.5 | 38500 | 34800 | 90.39% | 2.12 | 0 | 10 |  |  |  | No | R-410A | 3.0833 | Residential & Commercial | Ducted CEE Tier 1
211230645 | Central HP <5.4 tons | KEEPRITE | HRCU-A-CB (Split System: Heat Pump with Remote Outdoor Unit-Air-Source) | DLCURAH36ABK |  |  | EN(A,D)4X48L24** | *95ESN0802120A* | 36800 | 15.5 | 8.1 | 39500 | 35000 | 88.61% | 2.06 | 0 | 10.5 |  |  |  | No | R-410A | 3.0667 | Residential & Commercial | Ducted CEE Tier 1
211230347 | Central HP <5.4 tons | KEEPRITE | HRCU-A-CB (Split System: Heat Pump with Remote Outdoor Unit-Air-Source) | DLCURAH36ABK |  |  | EN(A,D,W)4X48L21** | *96VTN1002122A* | 36000 | 16.5 | 8.1 | 38500 | 34800 | 90.39% | 2.02 | 0 | 10.5 |  |  |  | No | R-410A | 3 | Residential & Commercial | Ducted CEE Tier 1
211230447 | Central HP <5.4 tons | KEEPRITE | HRCU-A-CB (Split System: Heat Pump with Remote Outdoor Unit-Air-Source) | DLCURAH36ABK |  |  | EN(A,D)4X48L24** | *80ES(N,L)0902420A* | 36200 | 16.5 | 8.1 | 38500 | 34800 | 90.39% | 2.02 | 0 | 10.5 |  |  |  | No | R-410A | 3.0167 | Residential & Commercial | Ducted CEE Tier 1
212988222 | Central HP <5.4 tons | KEEPRITE | HRCU-A-CB (Split System: Heat Pump with Remote Outdoor Unit-Air-Source) | DLCURAH36ABK |  |  | EA*4X48L21A* | *96MSN1002122A* | 35600 | 16 | 8.5 | 37800 | 34600 | 91.53% | 2.04 | 0 | 10 |  |  |  | No | R-410A | 2.9667 | Residential & Commercial | Ducted CEE Tier 1
215850177 | Central HP <5.4 tons | COLEMAN | HRCU-A-CB (Split System: Heat Pump with Remote Outdoor Unit-Air-Source) | HH824E2S11 | ASPEN |  | D(A,C,E)36A3K+TDR | Z8ES100B12SMPS1 | 20600 | 18.8 | 9 | 22600 | 18000 | 79.65% | 2 | 0 | 11.2 |  |  |  | No | R-454B | 1.7167 | Residential & Commercial | Ducted CEE Tier 1
204456619 | Central HP <5.4 tons | ARCOAIRE | HRCU-A-CB (Split System: Heat Pump with Remote Outdoor Unit-Air-Source) | HVH825GKA2* |  |  | EA*4X36L17A*+WALLCON | *96CTN0801714A* | 23600 | 16.5 | 8.1 | 21600 | 16700 | 77.31% | 1.92 | 11.5 | 10.5 |  |  |  | No | R-410A | 1.9667 | Residential & Commercial | Ducted CEE Tier 1
204456664 | Central HP <5.4 tons | ARCOAIRE | HRCU-A-CB (Split System: Heat Pump with Remote Outdoor Unit-Air-Source) | HVH825GKA2* |  |  | EA*4X36L21A*+WALLCON | *80CTL0451712A* | 23400 | 16 | 8.1 | 21600 | 16800 | 77.78% | 1.92 | 11 | 10.5 |  |  |  | No | R-410A | 1.95 | Residential & Commercial | Ducted CEE Tier 1
204456864 | Central HP <5.4 tons | ARCOAIRE | HRCU-A-CB (Split System: Heat Pump with Remote Outdoor Unit-Air-Source) | HVH825GKA2* |  |  | EA*4X37L17A*+WALLCON | *97CMN0801714A* | 24200 | 16 | 8.1 | 21400 | 16800 | 78.5% | 1.98 | 11 | 11 |  |  |  | No | R-410A | 2.0167 | Residential & Commercial | Ducted CEE Tier 1
206133408 | Central HP <5.4 tons | ARCOAIRE | HRCU-A-CB (Split System: Heat Pump with Remote Outdoor Unit-Air-Source) | HVH825GKA2* |  |  | EA*4X36L21A*+WALLCON | *80CSU1002120A* | 23600 | 16.5 | 8.1 | 21400 | 16700 | 78.04% | 1.94 | 11.5 | 10.5 |  |  |  | No | R-410A | 1.9667 | Residential & Commercial | Ducted CEE Tier 1
206133740 | Central HP <5.4 tons | ARCOAIRE | HRCU-A-CB (Split System: Heat Pump with Remote Outdoor Unit-Air-Source) | HVH825GKA2* |  |  | EA*4X25L17A*+WALLCON | *95CSU0601716A* | 24200 | 16.5 | 8.1 | 21400 | 16700 | 78.04% | 2 | 11 | 10.5 |  |  |  | No | R-410A | 2.0167 | Residential & Commercial | Ducted CEE Tier 1
204456637 | Central HP <5.4 tons | ARCOAIRE | HRCU-A-CB (Split System: Heat Pump with Remote Outdoor Unit-Air-Source) | HVH825GKA2* |  |  | EA*4X36L17A*+WALLCON | *97CMN0801714A* | 23400 | 16.5 | 8.1 | 21600 | 16700 | 77.31% | 1.92 | 11 | 10.5 |  |  |  | No | R-410A | 1.95 | Residential & Commercial | Ducted CEE Tier 1
211260678 | Central HP <5.4 tons | KEEPRITE | HRCU-A-CB (Split System: Heat Pump with Remote Outdoor Unit-Air-Source) | DLCURAH18ABK |  |  | EA*4X24L17A* | OMV112K14A | 18100 | 15.5 | 8.5 | 19100 | 18900 | 98.95% | 2.26 | 0 | 10.5 |  |  |  | No | R-410A | 1.5083 | Residential & Commercial | Ducted CEE Tier 1
211259895 | Central HP <5.4 tons | KEEPRITE | HRCU-A-CB (Split System: Heat Pump with Remote Outdoor Unit-Air-Source) | DLCURAH18ABK |  |  | EA*4X19L17A* | *80ES(N,L)0451412A* | 18600 | 16.5 | 8.5 | 18500 | 17500 | 94.59% | 2.14 | 0 | 11 |  |  |  | No | R-410A | 1.55 | Residential & Commercial | Ducted CEE Tier 1
206767180 | Central HP <5.4 tons | ARCOAIRE | HRCU-A-CB (Split System: Heat Pump with Remote Outdoor Unit-Air-Source) | HVH825GKA3* |  |  | EA*4X37L17A*+WALLCON | *80CSU0401712A* | 24200 | 17 | 8.1 | 21400 | 16600 | 77.57% | 2 | 11.5 | 11 |  |  |  | No | R-410A | 2.0167 | Residential & Commercial | Ducted CEE Tier 1
212987045 | Central HP <5.4 tons | KEEPRITE | HRCU-A-CB (Split System: Heat Pump with Remote Outdoor Unit-Air-Source) | DLCURAH18ABK |  |  | EN(A,D)4X18L14** | *96MSN0601412A* | 17400 | 16 | 8.5 | 18600 | 19800 | 106.5% | 2.38 | 0 | 10.5 |  |  |  | No | R-410A | 1.45 | Residential & Commercial | Ducted CEE Tier 1
212986711 | Central HP <5.4 tons | KEEPRITE | HRCU-A-CB (Split System: Heat Pump with Remote Outdoor Unit-Air-Source) | DLCURAH18ABK |  |  | EN(A,D)4X24L17** | *96MSN0401712A* | 17500 | 15.2 | 8.5 | 18700 | 19200 | 102.7% | 2.3 | 0 | 10.5 |  |  |  | No | R-410A | 1.4583 | Residential & Commercial | Ducted CEE Tier 1
212986375 | Central HP <5.4 tons | KEEPRITE | HRCU-A-CB (Split System: Heat Pump with Remote Outdoor Unit-Air-Source) | DLCURAH18ABK |  |  | EN(A,D)4X30L14** | *96MSN0401410A* | 17600 | 16 | 8.1 | 18200 | 18600 | 102.2% | 2.24 | 0 | 10.5 |  |  |  | No | R-410A | 1.4667 | Residential & Commercial | Ducted CEE Tier 1
212985941 | Central HP <5.4 tons | KEEPRITE | HRCU-A-CB (Split System: Heat Pump with Remote Outdoor Unit-Air-Source) | DLCURAH18ABK |  |  | EN(A,D)4X18L14** | *96MSN0261410A* | 17300 | 15.5 | 8.5 | 18600 | 19800 | 106.5% | 2.38 | 0 | 10.5 |  |  |  | No | R-410A | 1.4417 | Residential & Commercial | Ducted CEE Tier 1
213080409 | Central HP <5.4 tons | KEEPRITE | HRCU-A-CB (Split System: Heat Pump with Remote Outdoor Unit-Air-Source) | DLCURAH36ABK |  |  | EA*4X42L24A* | *96MSN1002122A* | 35400 | 16 | 8.5 | 38500 | 35000 | 90.91% | 1.88 | 0 | 10 |  |  |  | No | R-410A | 2.95 | Residential & Commercial | Ducted CEE Tier 1
213080023 | Central HP <5.4 tons | KEEPRITE | HRCU-A-CB (Split System: Heat Pump with Remote Outdoor Unit-Air-Source) | DLCURAH36ABK |  |  | EA*4X37L17A* | *96MSN0801716A* | 35800 | 15.5 | 8.1 | 38500 | 35000 | 90.91% | 2 | 0 | 10 |  |  |  | No | R-410A | 2.9833 | Residential & Commercial | Ducted CEE Tier 1
213079821 | Central HP <5.4 tons | KEEPRITE | HRCU-A-CB (Split System: Heat Pump with Remote Outdoor Unit-Air-Source) | DLCURAH36ABK |  |  | EN(A,D,W)4X48L21** | *92MSN1002120A* | 36000 | 16.5 | 8.1 | 38500 | 34800 | 90.39% | 2 | 0 | 10.5 |  |  |  | No | R-410A | 3 | Residential & Commercial | Ducted CEE Tier 1
213088500 | Central HP <5.4 tons | TEMPSTAR | HRCU-A-CB (Split System: Heat Pump with Remote Outdoor Unit-Air-Source) | DLCURAH36ABK | ADP |  | V,R36H175P159+AEFE4B* |  | 36000 | 16 | 8.1 | 38000 | 35000 | 92.11% | 1.82 | 0 | 10 |  |  |  | No | R-410A | 3 | Residential & Commercial | Ducted CEE Tier 1
213076286 | Central HP <5.4 tons | KEEPRITE | HRCU-A-CB (Split System: Heat Pump with Remote Outdoor Unit-Air-Source) | DLCURAH36ABK |  |  | EA*4X43L21A* | *95MSU1002122A* | 36400 | 16.5 | 8.5 | 38000 | 34800 | 91.58% | 2.06 | 0 | 10 |  |  |  | No | R-410A | 3.0333 | Residential & Commercial | Ducted CEE Tier 1
213076559 | Central HP <5.4 tons | KEEPRITE | HRCU-A-CB (Split System: Heat Pump with Remote Outdoor Unit-Air-Source) | DLCURAH36ABK |  |  | END4X42L17** | *80VTL0701716B* | 35400 | 16 | 8.1 | 38500 | 35000 | 90.91% | 1.94 | 0 | 10 |  |  |  | No | R-410A | 2.95 | Residential & Commercial | Ducted CEE Tier 1
213079871 | Central HP <5.4 tons | KEEPRITE | HRCU-A-CB (Split System: Heat Pump with Remote Outdoor Unit-Air-Source) | DLCURAH36ABK |  |  | EA*4X42L24A* | *92MSN1002122A* | 35400 | 16.5 | 8.1 | 38500 | 35000 | 90.91% | 1.9 | 0 | 10 |  |  |  | No | R-410A | 2.95 | Residential & Commercial | Ducted CEE Tier 1
211241559 | Central HP <5.4 tons | KEEPRITE | HRCU-A-CB (Split System: Heat Pump with Remote Outdoor Unit-Air-Source) | DLCURAH24ABK |  |  | EA*4X30L17A* | *80VTL0701716A* | 24200 | 17 | 8.5 | 26200 | 23000 | 87.79% | 1.92 | 0 | 10 |  |  |  | No | R-410A | 2.0167 | Residential & Commercial | Ducted CEE Tier 1
211240940 | Central HP <5.4 tons | KEEPRITE | HRCU-A-CB (Split System: Heat Pump with Remote Outdoor Unit-Air-Source) | DLCURAH24ABK |  |  | EA*4X25L17A* | *80ESU0401712A* | 24600 | 17.5 | 8.5 | 25400 | 21200 | 83.46% | 1.8 | 0 | 10.5 |  |  |  | No | R-410A | 2.05 | Residential & Commercial | Ducted CEE Tier 1
206773147 | Central HP <5.4 tons | ARCOAIRE | HRCU-A-CB (Split System: Heat Pump with Remote Outdoor Unit-Air-Source) | HVH837GKA2* |  |  | EA*4X48L21A*+WALLCON | *80CSU0601716A* | 32200 | 17 | 8.1 | 32600 | 25000 | 76.69% | 1.96 | 12 | 11 |  |  |  | No | R-410A | 2.6833 | Residential & Commercial | Ducted CEE Tier 1
206771976 | Central HP <5.4 tons | ARCOAIRE | HRCU-A-CB (Split System: Heat Pump with Remote Outdoor Unit-Air-Source) | HVH837GKA2* |  |  | EA*4X48L24A*+WALLCON | *97CMN0602120A* | 32200 | 17 | 8.1 | 32800 | 25200 | 76.83% | 1.96 | 11.5 | 11 |  |  |  | No | R-410A | 2.6833 | Residential & Commercial | Ducted CEE Tier 1
212987395 | Central HP <5.4 tons | KEEPRITE | HRCU-A-CB (Split System: Heat Pump with Remote Outdoor Unit-Air-Source) | DLCURAH24ABK |  |  | EA*4X30L17A* | *96MSN0801716A* | 23600 | 17 | 8.5 | 26400 | 24200 | 91.67% | 2.02 | 0 | 10 |  |  |  | No | R-410A | 1.9667 | Residential & Commercial | Ducted CEE Tier 1
212986895 | Central HP <5.4 tons | KEEPRITE | HRCU-A-CB (Split System: Heat Pump with Remote Outdoor Unit-Air-Source) | DLCURAH24ABK |  |  | EA*4X30L14A* | *96MSN0601412A* | 23400 | 16.5 | 8.5 | 26400 | 24600 | 93.18% | 2.04 | 0 | 10 |  |  |  | No | R-410A | 1.95 | Residential & Commercial | Ducted CEE Tier 1
212986543 | Central HP <5.4 tons | KEEPRITE | HRCU-A-CB (Split System: Heat Pump with Remote Outdoor Unit-Air-Source) | DLCURAH24ABK |  |  | EA*4X25L17A* | *96MSN0401712A* | 24200 | 15.5 | 8.1 | 25400 | 21600 | 85.04% | 1.8 | 0 | 10 |  |  |  | No | R-410A | 2.0167 | Residential & Commercial | Ducted CEE Tier 1
213079221 | Central HP <5.4 tons | KEEPRITE | HRCU-A-CB (Split System: Heat Pump with Remote Outdoor Unit-Air-Source) | DLCURAH36ABK |  |  | EA*4X37L21A* | *80MSU0802120A* | 36600 | 16.5 | 8.5 | 38000 | 34600 | 91.05% | 2.08 | 0 | 10 |  |  |  | No | R-410A | 3.05 | Residential & Commercial | Ducted CEE Tier 1
213080676 | Central HP <5.4 tons | KEEPRITE | HRCU-A-CB (Split System: Heat Pump with Remote Outdoor Unit-Air-Source) | DLCURAH36ABK |  |  | EA*4X37L17A* | *95MSU0601716A* | 36000 | 15.5 | 8.5 | 38500 | 35000 | 90.91% | 2 | 0 | 10 |  |  |  | No | R-410A | 3 | Residential & Commercial | Ducted CEE Tier 1
213078885 | Central HP <5.4 tons | KEEPRITE | HRCU-A-CB (Split System: Heat Pump with Remote Outdoor Unit-Air-Source) | DLCURAH36ABK |  |  | EA*4X43L21A* | *80MSU1002120A* | 36400 | 16 | 8.5 | 38000 | 34800 | 91.58% | 2.1 | 0 | 10 |  |  |  | No | R-410A | 3.0333 | Residential & Commercial | Ducted CEE Tier 1
213078538 | Central HP <5.4 tons | KEEPRITE | HRCU-A-CB (Split System: Heat Pump with Remote Outdoor Unit-Air-Source) | DLCURAH36ABK |  |  | EA*4X43L21A* | *80MS(N,L)0902120A* | 37000 | 16 | 8.5 | 38500 | 35000 | 90.91% | 2.08 | 0 | 10 |  |  |  | No | R-410A | 3.0833 | Residential & Commercial | Ducted CEE Tier 1
213078601 | Central HP <5.4 tons | KEEPRITE | HRCU-A-CB (Split System: Heat Pump with Remote Outdoor Unit-Air-Source) | DLCURAH36ABK |  |  | EN(A,D)4X48L24** | *80MS(N,L)0902420A* | 36000 | 16.5 | 8.1 | 38500 | 34800 | 90.39% | 2.02 | 0 | 10.5 |  |  |  | No | R-410A | 3 | Residential & Commercial | Ducted CEE Tier 1
213078183 | Central HP <5.4 tons | KEEPRITE | HRCU-A-CB (Split System: Heat Pump with Remote Outdoor Unit-Air-Source) | DLCURAH36ABK |  |  | EA*4X37L21A* | *80MS(N,L)0702116A* | 36400 | 16 | 8.5 | 38000 | 34800 | 91.58% | 2.06 | 0 | 10 |  |  |  | No | R-410A | 3.0333 | Residential & Commercial | Ducted CEE Tier 1
214440982 | Central HP <5.4 tons | CARRIER | HRCU-A-CB (Split System: Heat Pump with Remote Outdoor Unit-Air-Source) | 25VNA436A*031* | ADP |  | H,PG34936 | 59TN6C100C21**22 | 32600 | 20 | 9 | 34800 | 27200 | 78.16% | 2.04 | 0 | 12 |  |  |  | No | R-410A | 2.7167 | Residential & Commercial | Ducted CEE Tier 1
212394559 | Central HP <5.4 tons | YORK | HRCU-A-CB (Split System: Heat Pump with Remote Outdoor Unit-Air-Source) | HMH72B341 | ADP |  | H,YE35936 | TM9E080C16MP12 | 34000 | 18 | 8.5 | 32000 | 23400 | 73.12% | 2.08 | 0 | 10 |  |  |  | No | R-410A | 2.8333 | Residential & Commercial | Ducted CEE Tier 1
215297504 | Central HP <5.4 tons | YORK | HRCU-A-CB (Split System: Heat Pump with Remote Outdoor Unit-Air-Source) | HMH72B341 | ADP |  | V,Y36H175P387 | Y81E080B12SMPS1 | 33200 | 18 | 8.5 | 31400 | 23000 | 73.25% | 2.04 | 0 | 10 |  |  |  | No | R-410A | 2.7667 | Residential & Commercial | Ducted CEE Tier 1
215850242 | Central HP <5.4 tons | COLEMAN | HRCU-A-CB (Split System: Heat Pump with Remote Outdoor Unit-Air-Source) | HH836E2S11 | ASPEN |  | C(A,C,D,E)36B3K+TDR | CP9C100C16MP13 | 30800 | 17.5 | 8.1 | 31400 | 25200 | 80.25% | 2 | 0 | 10.5 |  |  |  | No | R-454B | 2.5667 | Residential & Commercial | Ducted CEE Tier 1
215850325 | Central HP <5.4 tons | COLEMAN | HRCU-A-CB (Split System: Heat Pump with Remote Outdoor Unit-Air-Source) | HH836E2S11 | ASPEN |  | C(A,C,D,E)48A3K+TDR | TM8E100C16MP11 | 31400 | 18 | 8.1 | 31200 | 25200 | 80.77% | 2 | 0 | 10.5 |  |  |  | No | R-454B | 2.6167 | Residential & Commercial | Ducted CEE Tier 1
212985841 | Central HP <5.4 tons | KEEPRITE | HRCU-A-CB (Split System: Heat Pump with Remote Outdoor Unit-Air-Source) | DLCURAH24ABK |  |  | EN(A,D)4X24L17** | *96MSN0261410A* | 23200 | 16 | 8.5 | 27000 | 25200 | 93.33% | 2.08 | 0 | 10 |  |  |  | No | R-410A | 1.9333 | Residential & Commercial | Ducted CEE Tier 1
212603104 | Central HP <5.4 tons | DAY & NIGHT | HRCU-A-CB (Split System: Heat Pump with Remote Outdoor Unit-Air-Source) | DLCURAH24ABK | ADP |  | PL36H175P069 | *80ES(N,L)0701716A* | 24800 | 16 | 8.1 | 25200 | 21800 | 86.51% | 1.82 | 0 | 10.5 |  |  |  | No | R-410A | 2.0667 | Residential & Commercial | Ducted CEE Tier 1
206773003 | Central HP <5.4 tons | ARCOAIRE | HRCU-A-CB (Split System: Heat Pump with Remote Outdoor Unit-Air-Source) | HVH837GKA2* |  |  | EHD4X48AAL+WALLCON | *80CTL0901716A* | 32800 | 17.5 | 8.1 | 33000 | 24800 | 75.15% | 1.98 | 12 | 11.5 |  |  |  | No | R-410A | 2.7333 | Residential & Commercial | Ducted CEE Tier 1
212985037 | Central HP <5.4 tons | KEEPRITE | HRCU-A-CB (Split System: Heat Pump with Remote Outdoor Unit-Air-Source) | DLCURAH24ABK |  |  | EA*4X36L21A* | *92MSN0802120A* | 23600 | 17.5 | 8.5 | 26000 | 24000 | 92.31% | 2.02 | 0 | 10 |  |  |  | No | R-410A | 1.9667 | Residential & Commercial | Ducted CEE Tier 1
212984669 | Central HP <5.4 tons | KEEPRITE | HRCU-A-CB (Split System: Heat Pump with Remote Outdoor Unit-Air-Source) | DLCURAH24ABK |  |  | EN(A,D)4X30L17** | *92MSN0801716A* | 23600 | 17.5 | 8.5 | 26200 | 24600 | 93.89% | 2.04 | 0 | 10.5 |  |  |  | No | R-410A | 1.9667 | Residential & Commercial | Ducted CEE Tier 1
212984585 | Central HP <5.4 tons | KEEPRITE | HRCU-A-CB (Split System: Heat Pump with Remote Outdoor Unit-Air-Source) | DLCURAH24ABK |  |  | EA*4X25L17A* | *92MSN0801716A* | 24000 | 17.5 | 8.5 | 25000 | 21800 | 87.2% | 1.84 | 0 | 10 |  |  |  | No | R-410A | 2 | Residential & Commercial | Ducted CEE Tier 1
204299809 | Central HP <5.4 tons | ARCOAIRE | HRCU-A-CB (Split System: Heat Pump with Remote Outdoor Unit-Air-Source) | HVH837GKA** |  |  | EN(A,D,W)4X48L21**+WALLCON | *97CMN1002122A* | 32400 | 17.5 | 8.1 | 33000 | 24800 | 75.15% | 1.96 | 12 | 11.7 |  |  |  | No | R-410A | 2.7 | Residential & Commercial | Ducted CEE Tier 1
204298739 | Central HP <5.4 tons | ARCOAIRE | HRCU-A-CB (Split System: Heat Pump with Remote Outdoor Unit-Air-Source) | HVH837GKA** |  |  | EA*4X36L21A*+WALLCON | *97CMN1002122A* | 31600 | 17 | 8.1 | 33200 | 24200 | 72.89% | 1.86 | 11.5 | 11 |  |  |  | No | R-410A | 2.6333 | Residential & Commercial | Ducted CEE Tier 1
206136148 | Central HP <5.4 tons | ARCOAIRE | HRCU-A-CB (Split System: Heat Pump with Remote Outdoor Unit-Air-Source) | HVH837GKA** |  |  | EA*4X43L21A*+WALLCON | *95CSU1002122A* | 33000 | 17.5 | 8.5 | 32800 | 25000 | 76.22% | 2 | 12 | 11.5 |  |  |  | No | R-410A | 2.75 | Residential & Commercial | Ducted CEE Tier 1
206765801 | Central HP <5.4 tons | ARCOAIRE | HRCU-A-CB (Split System: Heat Pump with Remote Outdoor Unit-Air-Source) | HVH825GKA3* |  |  | EA*4X36L21A*+WALLCON | *97CMN1002122A* | 23600 | 16.5 | 8.1 | 21400 | 16600 | 77.57% | 1.94 | 11 | 11 |  |  |  | No | R-410A | 1.9667 | Residential & Commercial | Ducted CEE Tier 1
206765603 | Central HP <5.4 tons | ARCOAIRE | HRCU-A-CB (Split System: Heat Pump with Remote Outdoor Unit-Air-Source) | HVH825GKA3* |  |  | EA*4X30L17A*+WALLCON | *96CTN0801714A* | 23400 | 16.5 | 8.1 | 21600 | 16800 | 77.78% | 1.9 | 11 | 10.5 |  |  |  | No | R-410A | 1.95 | Residential & Commercial | Ducted CEE Tier 1
206766053 | Central HP <5.4 tons | ARCOAIRE | HRCU-A-CB (Split System: Heat Pump with Remote Outdoor Unit-Air-Source) | HVH825GKA3* |  |  | EA*4X37L21A*+WALLCON | *97CMN0602120A* | 24400 | 16.5 | 8.1 | 21200 | 16700 | 78.77% | 2.02 | 11 | 11 |  |  |  | No | R-410A | 2.0333 | Residential & Commercial | Ducted CEE Tier 1
215850358 | Central HP <5.4 tons | COLEMAN | HRCU-A-CB (Split System: Heat Pump with Remote Outdoor Unit-Air-Source) | HH836E2S11 | ASPEN |  | C(A,C,D,E)36B3K+TDR | TM8V100C16MP12 | 31000 | 18 | 8.5 | 31200 | 25400 | 81.41% | 2 | 0 | 10.5 |  |  |  | No | R-454B | 2.5833 | Residential & Commercial | Ducted CEE Tier 1
214389900 | Central HP <5.4 tons | CARRIER | HRCU-A-CB (Split System: Heat Pump with Remote Outdoor Unit-Air-Source) | 25VNA436A*031* | ADP |  | H,PG53936 | 58TN*B045C17**12 | 33600 | 19 | 9 | 35200 | 27400 | 77.84% | 2.02 | 0 | 11.7 |  |  |  | No | R-410A | 2.8 | Residential & Commercial | Ducted CEE Tier 1
214389902 | Central HP <5.4 tons | CARRIER | HRCU-A-CB (Split System: Heat Pump with Remote Outdoor Unit-Air-Source) | 25VNA436A*031* | ADP |  | H,PG9J936 | 58TN*B070C14**12 | 32600 | 19 | 9 | 35200 | 27400 | 77.84% | 2.04 | 0 | 11.7 |  |  |  | No | R-410A | 2.7167 | Residential & Commercial | Ducted CEE Tier 1
214389918 | Central HP <5.4 tons | CARRIER | HRCU-A-CB (Split System: Heat Pump with Remote Outdoor Unit-Air-Source) | 25VNA436A*031* | ADP |  | H,PG53936 | 58TN*B135C24**22 | 33800 | 20 | 9 | 34200 | 26400 | 77.19% | 2.02 | 0 | 12.5 |  |  |  | No | R-410A | 2.8167 | Residential & Commercial | Ducted CEE Tier 1
211708420 | Central HP <5.4 tons | COLEMAN | HRCU-A-CB (Split System: Heat Pump with Remote Outdoor Unit-Air-Source) | THF2B48T21 | ASPEN |  | D(A,C,E)48D34+TDR | TL9E060B12UH11 | 44500 | 15.5 | 8.1 | 44500 | 31600 | 71.01% | 3.01 | 0 | 11 |  |  |  | No | R-410A | 3.7083 | Residential & Commercial | Ducted CEE Tier 1
211708429 | Central HP <5.4 tons | COLEMAN | HRCU-A-CB (Split System: Heat Pump with Remote Outdoor Unit-Air-Source) | THF2B48T21 | ASPEN |  | D(A,C,E)48D36+TDR | TM8E080C16MP11 | 45000 | 16 | 8.2 | 44000 | 30800 | 70% | 3.11 | 0 | 11.9 |  |  |  | No | R-410A | 3.75 | Residential & Commercial | Ducted CEE Tier 1
211717283 | Central HP <5.4 tons | 1HVAC | HRCU-A-CB (Split System: Heat Pump with Remote Outdoor Unit-Air-Source) | SC-4860-HP |  |  | SC-48-AH |  | 48000 | 17 | 9 | 48000 | 39000 | 81.25% | 1.8 | 11.5 | 11 |  |  |  | No | R-410A | 4 | Residential & Commercial | Ducted CEE Tier 1
213279254 | Central HP <5.4 tons | COLEMAN | HRCU-A-CB (Split System: Heat Pump with Remote Outdoor Unit-Air-Source) | THF2B48T21 | ASPEN |  | D(A,C,E)60A46+TDR | TM8Y080C16MP11 | 43000 | 16 | 8.2 | 44500 | 31600 | 71.01% | 3.11 | 0 | 11.5 |  |  |  | No | R-410A | 3.5833 | Residential & Commercial | Ducted CEE Tier 1
212984153 | Central HP <5.4 tons | KEEPRITE | HRCU-A-CB (Split System: Heat Pump with Remote Outdoor Unit-Air-Source) | DLCURAH24ABK |  |  | EN(A,D)4X36L21** | *92MSN0601714A* | 23600 | 17 | 8.5 | 26400 | 24200 | 91.67% | 2.02 | 0 | 10.5 |  |  |  | No | R-410A | 1.9667 | Residential & Commercial | Ducted CEE Tier 1
206772724 | Central HP <5.4 tons | ARCOAIRE | HRCU-A-CB (Split System: Heat Pump with Remote Outdoor Unit-Air-Source) | HVH837GKA2* |  |  | EHD4X42AAL+WALLCON | *80CTL1352422A* | 32600 | 17 | 8.1 | 33000 | 24800 | 75.15% | 1.96 | 11 | 11 |  |  |  | No | R-410A | 2.7167 | Residential & Commercial | Ducted CEE Tier 1
206772426 | Central HP <5.4 tons | ARCOAIRE | HRCU-A-CB (Split System: Heat Pump with Remote Outdoor Unit-Air-Source) | HVH837GKA2* |  |  | EN(A,D)4X48L24**+WALLCON | *96CTN1002122A* | 32400 | 17.5 | 8.1 | 33000 | 24800 | 75.15% | 1.96 | 12 | 11.7 |  |  |  | No | R-410A | 2.7 | Residential & Commercial | Ducted CEE Tier 1
206773476 | Central HP <5.4 tons | ARCOAIRE | HRCU-A-CB (Split System: Heat Pump with Remote Outdoor Unit-Air-Source) | HVH837GKA2* |  |  | EA*4X43L21A*+WALLCON | *95CSU0802120A* | 33000 | 17.5 | 8.5 | 32800 | 25000 | 76.22% | 2 | 12 | 11.5 |  |  |  | No | R-410A | 2.75 | Residential & Commercial | Ducted CEE Tier 1
206771022 | Central HP <5.4 tons | ARCOAIRE | HRCU-A-CB (Split System: Heat Pump with Remote Outdoor Unit-Air-Source) | HVH837GKA2* |  |  | EA*4X36L17A*+WALLCON | *80CTL0701412A* | 31400 | 17.5 | 8.1 | 33400 | 24400 | 73.05% | 1.84 | 11.5 | 11 |  |  |  | No | R-410A | 2.6167 | Residential & Commercial | Ducted CEE Tier 1
215031142 | Central HP <5.4 tons | DAIKIN | HRCU-A-CB (Split System: Heat Pump with Remote Outdoor Unit-Air-Source) | DZ9VCA3610A* | ASPEN |  | CH48B34+TDR | D*80SC0805CUA* | 31600 | 19 | 8.1 | 34000 | 24400 | 71.76% | 1.8 | 0 | 11.9 |  |  |  | No | R-410A | 2.6333 | Residential & Commercial | Ducted CEE Tier 1
212973929 | Central HP <5.4 tons | KEEPRITE | HRCU-A-CB (Split System: Heat Pump with Remote Outdoor Unit-Air-Source) | DLCURAH24ABK |  |  | EN(A,D)4X36L21** | *96VSN0801716B* | 23400 | 16.5 | 8.1 | 25800 | 24200 | 93.8% | 2 | 0 | 10 |  |  |  | No | R-410A | 1.95 | Residential & Commercial | Ducted CEE Tier 1
212506452 | Central HP <5.4 tons | YORK | HRCU-A-CB (Split System: Heat Pump with Remote Outdoor Unit-Air-Source) | HMH72B341 | ASPEN |  | L(E,G)M48A4 |  | 32400 | 17 | 8.5 | 37200 | 28000 | 75.27% | 2.88 | 0 | 10 |  |  |  | No | R-410A | 2.7 | Residential & Commercial | Ducted CEE Tier 1
216032225 | Central HP <5.4 tons | 1HVAC | HRCU-A-CB (Split System: Heat Pump with Remote Outdoor Unit-Air-Source) | ACIQ-48-EHPD |  |  | ACIQ-48-AHD |  | 48000 | 16 | 8.5 | 48000 | 38000 | 79.17% | 1.85 | 0 | 10 |  |  |  | No | R-454B | 4 | Residential & Commercial | Ducted CEE Tier 1
213077182 | Central HP <5.4 tons | KEEPRITE | HRCU-A-CB (Split System: Heat Pump with Remote Outdoor Unit-Air-Source) | DLCURAH36ABK |  |  | EA*4X43L21A* | *96VSN1002120B* | 36200 | 16 | 8.5 | 38000 | 34800 | 91.58% | 2.04 | 0 | 10 |  |  |  | No | R-410A | 3.0167 | Residential & Commercial | Ducted CEE Tier 1
213077032 | Central HP <5.4 tons | KEEPRITE | HRCU-A-CB (Split System: Heat Pump with Remote Outdoor Unit-Air-Source) | DLCURAH36ABK |  |  | EN(A,D,W)4X48L21** | *96VSN0801716B* | 35600 | 16 | 8.1 | 38500 | 35000 | 90.91% | 1.98 | 0 | 10 |  |  |  | No | R-410A | 2.9667 | Residential & Commercial | Ducted CEE Tier 1
213080203 | Central HP <5.4 tons | KEEPRITE | HRCU-A-CB (Split System: Heat Pump with Remote Outdoor Unit-Air-Source) | DLCURAH36ABK |  |  | EA*4X48L21A* | *96MSN0802120A* | 36000 | 16 | 8.5 | 38000 | 34800 | 91.58% | 2.04 | 0 | 10 |  |  |  | No | R-410A | 3 | Residential & Commercial | Ducted CEE Tier 1
213080712 | Central HP <5.4 tons | KEEPRITE | HRCU-A-CB (Split System: Heat Pump with Remote Outdoor Unit-Air-Source) | DLCURAH36ABK |  |  | EA*4X43L21A* | *95MSU0601716A* | 36600 | 16 | 8.5 | 38500 | 35000 | 90.91% | 2.06 | 0 | 10 |  |  |  | No | R-410A | 3.05 | Residential & Commercial | Ducted CEE Tier 1
213080748 | Central HP <5.4 tons | KEEPRITE | HRCU-A-CB (Split System: Heat Pump with Remote Outdoor Unit-Air-Source) | DLCURAH36ABK |  |  | END4X42L17** | *95MSU0601716A* | 35800 | 15.5 | 8.1 | 38500 | 35200 | 91.43% | 1.96 | 0 | 10 |  |  |  | No | R-410A | 2.9833 | Residential & Commercial | Ducted CEE Tier 1
206771697 | Central HP <5.4 tons | ARCOAIRE | HRCU-A-CB (Split System: Heat Pump with Remote Outdoor Unit-Air-Source) | HVH837GKA2* |  |  | EA*4X43L21A*+WALLCON | *97CMN1002122A* | 33000 | 17.5 | 8.5 | 33000 | 25200 | 76.36% | 2 | 12 | 11.7 |  |  |  | No | R-410A | 2.75 | Residential & Commercial | Ducted CEE Tier 1
206771724 | Central HP <5.4 tons | ARCOAIRE | HRCU-A-CB (Split System: Heat Pump with Remote Outdoor Unit-Air-Source) | HVH837GKA2* |  |  | EA*4X43L21A*+WALLCON | *80CTL0901716A* | 33000 | 18 | 8.5 | 32800 | 25000 | 76.22% | 2 | 12 | 11.7 |  |  |  | No | R-410A | 2.75 | Residential & Commercial | Ducted CEE Tier 1
206773512 | Central HP <5.4 tons | ARCOAIRE | HRCU-A-CB (Split System: Heat Pump with Remote Outdoor Unit-Air-Source) | HVH837GKA2* |  |  | EA*4X48L21A*+WALLCON | *95CSU1002122A* | 32400 | 17.5 | 8.5 | 32600 | 24800 | 76.07% | 2 | 12 | 11.5 |  |  |  | No | R-410A | 2.7 | Residential & Commercial | Ducted CEE Tier 1
206773521 | Central HP <5.4 tons | ARCOAIRE | HRCU-A-CB (Split System: Heat Pump with Remote Outdoor Unit-Air-Source) | HVH837GKA2* |  |  | EA*4X48L24A*+WALLCON | *95CSU0802120A* | 32400 | 17.5 | 8.5 | 32400 | 24800 | 76.54% | 2 | 12 | 11.5 |  |  |  | No | R-410A | 2.7 | Residential & Commercial | Ducted CEE Tier 1
206772958 | Central HP <5.4 tons | ARCOAIRE | HRCU-A-CB (Split System: Heat Pump with Remote Outdoor Unit-Air-Source) | HVH837GKA2* |  |  | EHD4X48AAL+WALLCON | *97CMN1002122A* | 32600 | 17 | 8.1 | 33000 | 24800 | 75.15% | 1.98 | 12 | 11 |  |  |  | No | R-410A | 2.7167 | Residential & Commercial | Ducted CEE Tier 1
206771778 | Central HP <5.4 tons | ARCOAIRE | HRCU-A-CB (Split System: Heat Pump with Remote Outdoor Unit-Air-Source) | HVH837GKA2* |  |  | EA*4X48L21A*+WALLCON | *80CTL0902120A* | 32200 | 17.5 | 8.5 | 32600 | 25000 | 76.69% | 1.98 | 12 | 11.7 |  |  |  | No | R-410A | 2.6833 | Residential & Commercial | Ducted CEE Tier 1
214091963 | Central HP <5.4 tons | YORK | HRCU-A-CB (Split System: Heat Pump with Remote Outdoor Unit-Air-Source) | HMH72B341 | ASPEN |  | D(A,C,E)48B34+TDR | TM8E060A12MP11 | 32800 | 18 | 8.1 | 33800 | 27400 | 81.07% | 2.63 | 0 | 10 |  |  |  | No | R-410A | 2.7333 | Residential & Commercial | Ducted CEE Tier 1
214092281 | Central HP <5.4 tons | LUXAIRE | HRCU-A-CB (Split System: Heat Pump with Remote Outdoor Unit-Air-Source) | HMH72B341 | ASPEN |  | D(A,C,E)36A34+TDR | TM8E040A12MP11 | 32800 | 18 | 8.1 | 32400 | 45000 | 138.9% | 3.01 | 0 | 10 |  |  |  | No | R-410A | 2.7333 | Residential & Commercial | Ducted CEE Tier 1
214092296 | Central HP <5.4 tons | LUXAIRE | HRCU-A-CB (Split System: Heat Pump with Remote Outdoor Unit-Air-Source) | HMH72B341 | ASPEN |  | D(A,C,E)36A34+TDR | TM8E100C16MP11 | 33000 | 18 | 8.1 | 32400 | 45000 | 138.9% | 3.06 | 0 | 10 |  |  |  | No | R-410A | 2.75 | Residential & Commercial | Ducted CEE Tier 1
214092028 | Central HP <5.4 tons | YORK | HRCU-A-CB (Split System: Heat Pump with Remote Outdoor Unit-Air-Source) | HMH72B341 | ASPEN |  | D(A,C,E)48B34+TDR | TM9E080C16MP12 | 33000 | 18 | 8.1 | 33000 | 29000 | 87.88% | 2.71 | 0 | 10 |  |  |  | No | R-410A | 2.75 | Residential & Commercial | Ducted CEE Tier 1
214092030 | Central HP <5.4 tons | YORK | HRCU-A-CB (Split System: Heat Pump with Remote Outdoor Unit-Air-Source) | HMH72B341 | ASPEN |  | D(A,C,E)42A44+TDR | TM9E100C16MP12 | 32600 | 18 | 8.1 | 33600 | 27200 | 80.95% | 2.65 | 0 | 10 |  |  |  | No | R-410A | 2.7167 | Residential & Commercial | Ducted CEE Tier 1
204456385 | Central HP <5.4 tons | ARCOAIRE | HRCU-A-CB (Split System: Heat Pump with Remote Outdoor Unit-Air-Source) | HVH825GKA2* |  |  | EA*4X24L17A*+WALLCON | *96CTN0601714A* | 23200 | 16 | 8.1 | 22000 | 16900 | 76.82% | 1.88 | 11 | 10.5 |  |  |  | No | R-410A | 1.9333 | Residential & Commercial | Ducted CEE Tier 1
206133760 | Central HP <5.4 tons | ARCOAIRE | HRCU-A-CB (Split System: Heat Pump with Remote Outdoor Unit-Air-Source) | HVH825GKA2* |  |  | EA*4X36L17A*+WALLCON | *95CSU0601716A* | 23400 | 16.5 | 8.1 | 21600 | 16800 | 77.78% | 1.92 | 11 | 10.5 |  |  |  | No | R-410A | 1.95 | Residential & Commercial | Ducted CEE Tier 1
204456836 | Central HP <5.4 tons | ARCOAIRE | HRCU-A-CB (Split System: Heat Pump with Remote Outdoor Unit-Air-Source) | HVH825GKA2* |  |  | EA*4X37L17A*+WALLCON | *96CTN0601714A* | 24000 | 16 | 8.1 | 21400 | 16800 | 78.5% | 1.98 | 11 | 11 |  |  |  | No | R-410A | 2 | Residential & Commercial | Ducted CEE Tier 1
204456493 | Central HP <5.4 tons | ARCOAIRE | HRCU-A-CB (Split System: Heat Pump with Remote Outdoor Unit-Air-Source) | HVH825GKA2* |  |  | EA*4X25L17A*+WALLCON | *80CTL0701412A* | 24400 | 17.5 | 8.5 | 21200 | 16600 | 78.3% | 2.02 | 11 | 11.5 |  |  |  | No | R-410A | 2.0333 | Residential & Commercial | Ducted CEE Tier 1
204456547 | Central HP <5.4 tons | ARCOAIRE | HRCU-A-CB (Split System: Heat Pump with Remote Outdoor Unit-Air-Source) | HVH825GKA2* |  |  | EA*4X30L17A*+WALLCON | *96CTN0801714A* | 23400 | 16.5 | 8.1 | 21600 | 16800 | 77.78% | 1.9 | 11 | 10.5 |  |  |  | No | R-410A | 1.95 | Residential & Commercial | Ducted CEE Tier 1
206133448 | Central HP <5.4 tons | ARCOAIRE | HRCU-A-CB (Split System: Heat Pump with Remote Outdoor Unit-Air-Source) | HVH825GKA2* |  |  | EA*4X37L21A*+WALLCON | *80CSU0601716A* | 24400 | 17 | 8.1 | 21200 | 16600 | 78.3% | 2.02 | 11.5 | 11 |  |  |  | No | R-410A | 2.0333 | Residential & Commercial | Ducted CEE Tier 1
214440984 | Central HP <5.4 tons | CARRIER | HRCU-A-CB (Split System: Heat Pump with Remote Outdoor Unit-Air-Source) | 25VNA436A*031* | ADP |  | H,PG9J936 | 59TN6C100C21**22 | 32800 | 20 | 9 | 34800 | 27200 | 78.16% | 2.04 | 0 | 12 |  |  |  | No | R-410A | 2.7333 | Residential & Commercial | Ducted CEE Tier 1
210857354 | Central HP <5.4 tons | 1HVAC | HRCU-A-CB (Split System: Heat Pump with Remote Outdoor Unit-Air-Source) | ACIQ-18ZPL-HP230B |  |  | ACIQ-18AHB-HH-M |  | 18000 | 17.6 | 9.6 | 19000 | 17000 | 89.47% | 2 | 12.5 | 11.7 |  |  |  | No | R-410A | 1.5 | Residential & Commercial | Ducted CEE Tier 1
206767491 | Central HP <5.4 tons | ARCOAIRE | HRCU-A-CB (Split System: Heat Pump with Remote Outdoor Unit-Air-Source) | HVH825GKA3* |  |  | EA*4X36L17A*+WALLCON | *95CSU0601716A* | 23400 | 16.5 | 8.1 | 21600 | 16800 | 77.78% | 1.92 | 11 | 10.5 |  |  |  | No | R-410A | 1.95 | Residential & Commercial | Ducted CEE Tier 1
214588288 | Central HP <5.4 tons | BRYANT HEATING AND COOLING SYSTEMS | HRCU-A-CB (Split System: Heat Pump with Remote Outdoor Unit-Air-Source) | 38MURAQ24AB3* | ADP |  | PL36H***P449 | 926TC36060V14*** | 23600 | 17 | 8.5 | 24600 | 23600 | 95.93% | 2 | 0 | 10 |  |  |  | No | R-410A | 1.9667 | Residential & Commercial | Ducted CEE Tier 1
206766874 | Central HP <5.4 tons | ARCOAIRE | HRCU-A-CB (Split System: Heat Pump with Remote Outdoor Unit-Air-Source) | HVH825GKA3* |  |  | EHD4X30AAL+WALLCON | *80CTL0901716A* | 23800 | 16 | 8.1 | 21800 | 16700 | 76.61% | 1.98 | 11 | 10.5 |  |  |  | No | R-410A | 1.9833 | Residential & Commercial | Ducted CEE Tier 1
211261507 | Central HP <5.4 tons | KEEPRITE | HRCU-A-CB (Split System: Heat Pump with Remote Outdoor Unit-Air-Source) | DLCURAH18ABK |  |  | EA*4X30L14A* | *80ES(N,L)0701412A* | 17700 | 16.5 | 8.5 | 18200 | 18500 | 101.6% | 2.22 | 0 | 10.5 |  |  |  | No | R-410A | 1.475 | Residential & Commercial | Ducted CEE Tier 1
215936351 | Central HP <5.4 tons | KEEPRITE | HRCU-A-CB (Split System: Heat Pump with Remote Outdoor Unit-Air-Source) | C5H3V36*K*AAA* |  |  | EVD5X48M24A*+WALLCON | *95CSU0802120B* | 35000 | 21 | 8.5 | 38500 | 28400 | 73.77% | 2.04 | 0 | 12 |  |  |  | No | R-454B | 2.9167 | Residential & Commercial | Ducted CEE Tier 1
214063090 | Central HP <5.4 tons | TRANE | HRCU-A-CB (Split System: Heat Pump with Remote Outdoor Unit-Air-Source) | 4TWV8X60A1 | ADP |  | FG49960+P0V0D000M50SC+RP |  | 54000 | 18 | 8.2 | 49500 | 38500 | 77.78% | 1.75 | 0 | 12 |  |  |  | No | R-410A | 4.5 | Residential & Commercial | Ducted CEE Tier 1
212394555 | Central HP <5.4 tons | YORK | HRCU-A-CB (Split System: Heat Pump with Remote Outdoor Unit-Air-Source) | HMH72B341 | ADP |  | H,YE35936 | TM9E080B12MP12 | 34000 | 17 | 8.5 | 32200 | 23600 | 73.29% | 2.06 | 0 | 10 |  |  |  | No | R-410A | 2.8333 | Residential & Commercial | Ducted CEE Tier 1
214440971 | Central HP <5.4 tons | CARRIER | HRCU-A-CB (Split System: Heat Pump with Remote Outdoor Unit-Air-Source) | 25VNA436A*031* | ADP |  | H,PG34936 | 59TN6C060C17**14 | 32400 | 19 | 9 | 36400 | 28200 | 77.47% | 1.98 | 0 | 11.7 |  |  |  | No | R-410A | 2.7 | Residential & Commercial | Ducted CEE Tier 1
213079853 | Central HP <5.4 tons | KEEPRITE | HRCU-A-CB (Split System: Heat Pump with Remote Outdoor Unit-Air-Source) | DLCURAH36ABK |  |  | EA*4X37L21A* | *92MSN1002122A* | 36200 | 16.5 | 8.5 | 38000 | 34800 | 91.58% | 2.04 | 0 | 10 |  |  |  | No | R-410A | 3.0167 | Residential & Commercial | Ducted CEE Tier 1
213079937 | Central HP <5.4 tons | KEEPRITE | HRCU-A-CB (Split System: Heat Pump with Remote Outdoor Unit-Air-Source) | DLCURAH36ABK |  |  | EA*4X48L24A* | *92MSN1202420A* | 36200 | 16 | 8.5 | 38000 | 34800 | 91.58% | 2.04 | 0 | 10 |  |  |  | No | R-410A | 3.0167 | Residential & Commercial | Ducted CEE Tier 1
213079419 | Central HP <5.4 tons | KEEPRITE | HRCU-A-CB (Split System: Heat Pump with Remote Outdoor Unit-Air-Source) | DLCURAH36ABK |  |  | EA*4X37L21A* | *92MSN0601714A* | 36600 | 16 | 8.5 | 38500 | 35000 | 90.91% | 2.06 | 0 | 10 |  |  |  | No | R-410A | 3.05 | Residential & Commercial | Ducted CEE Tier 1
213078683 | Central HP <5.4 tons | KEEPRITE | HRCU-A-CB (Split System: Heat Pump with Remote Outdoor Unit-Air-Source) | DLCURAH36ABK |  |  | EA*4X48L24A* | *80MS(N,L)1102120A* | 36200 | 16.5 | 8.5 | 38000 | 34800 | 91.58% | 2.06 | 0 | 10 |  |  |  | No | R-410A | 3.0167 | Residential & Commercial | Ducted CEE Tier 1
213078815 | Central HP <5.4 tons | KEEPRITE | HRCU-A-CB (Split System: Heat Pump with Remote Outdoor Unit-Air-Source) | DLCURAH36ABK |  |  | EN(A,D)4X48L24** | *80MS(N,L)1552420A* | 36200 | 16.5 | 8.1 | 38500 | 35000 | 90.91% | 2.02 | 0 | 10.5 |  |  |  | No | R-410A | 3.0167 | Residential & Commercial | Ducted CEE Tier 1
213078933 | Central HP <5.4 tons | KEEPRITE | HRCU-A-CB (Split System: Heat Pump with Remote Outdoor Unit-Air-Source) | DLCURAH36ABK |  |  | EN(A,D,W)4X42L21** | *80MSU1002120A* | 35400 | 15.5 | 8.5 | 38500 | 35200 | 91.43% | 1.88 | 0 | 10 |  |  |  | No | R-410A | 2.95 | Residential & Commercial | Ducted CEE Tier 1
213079017 | Central HP <5.4 tons | KEEPRITE | HRCU-A-CB (Split System: Heat Pump with Remote Outdoor Unit-Air-Source) | DLCURAH36ABK |  |  | EA*4X43L21A* | *80MSU0401712A* | 36600 | 16 | 8.5 | 38500 | 34800 | 90.39% | 2.08 | 0 | 10 |  |  |  | No | R-410A | 3.05 | Residential & Commercial | Ducted CEE Tier 1
211261040 | Central HP <5.4 tons | KEEPRITE | HRCU-A-CB (Split System: Heat Pump with Remote Outdoor Unit-Air-Source) | DLCURAH18ABK |  |  | EA*4X25L17A* | *92ESN0601714A* | 18300 | 16.5 | 8.5 | 18000 | 17500 | 97.22% | 2.12 | 0 | 11 |  |  |  | No | R-410A | 1.525 | Residential & Commercial | Ducted CEE Tier 1
211260689 | Central HP <5.4 tons | KEEPRITE | HRCU-A-CB (Split System: Heat Pump with Remote Outdoor Unit-Air-Source) | DLCURAH18ABK |  |  | EA*4X25L17A* | *80VSL0451412A* | 18300 | 16.5 | 8.5 | 18100 | 17500 | 96.69% | 2.12 | 0 | 11 |  |  |  | No | R-410A | 1.525 | Residential & Commercial | Ducted CEE Tier 1
206136078 | Central HP <5.4 tons | ARCOAIRE | HRCU-A-CB (Split System: Heat Pump with Remote Outdoor Unit-Air-Source) | HVH837GKA** |  |  | EA*4X37L21A*+WALLCON | *95CSU0802120A* | 33000 | 17.5 | 8.5 | 32800 | 25000 | 76.22% | 2 | 12 | 11.5 |  |  |  | No | R-410A | 2.75 | Residential & Commercial | Ducted CEE Tier 1
206136178 | Central HP <5.4 tons | ARCOAIRE | HRCU-A-CB (Split System: Heat Pump with Remote Outdoor Unit-Air-Source) | HVH837GKA** |  |  | EA*4X48L21A*+WALLCON | *95CSU1002122A* | 32400 | 17.5 | 8.5 | 32600 | 24800 | 76.07% | 2 | 12 | 11.5 |  |  |  | No | R-410A | 2.7 | Residential & Commercial | Ducted CEE Tier 1
206136278 | Central HP <5.4 tons | ARCOAIRE | HRCU-A-CB (Split System: Heat Pump with Remote Outdoor Unit-Air-Source) | HVH837GKA** |  |  | EN(A,D,W)4X48L21**+WALLCON | *95CSU0802120A* | 32400 | 17.5 | 8.1 | 32800 | 24800 | 75.61% | 1.96 | 12 | 11.7 |  |  |  | No | R-410A | 2.7 | Residential & Commercial | Ducted CEE Tier 1
206136344 | Central HP <5.4 tons | ARCOAIRE | HRCU-A-CB (Split System: Heat Pump with Remote Outdoor Unit-Air-Source) | HVH837GKA** |  |  | EHD4X42AAL+WALLCON | *95CSU1002122A* | 32600 | 17 | 8.1 | 33000 | 24800 | 75.15% | 1.96 | 11.5 | 11 |  |  |  | No | R-410A | 2.7167 | Residential & Commercial | Ducted CEE Tier 1
204299319 | Central HP <5.4 tons | ARCOAIRE | HRCU-A-CB (Split System: Heat Pump with Remote Outdoor Unit-Air-Source) | HVH837GKA** |  |  | EA*4X48L21A*+WALLCON | *80CTL0901716A* | 32400 | 18 | 8.5 | 32600 | 24800 | 76.07% | 2 | 12 | 11.7 |  |  |  | No | R-410A | 2.7 | Residential & Commercial | Ducted CEE Tier 1
204299049 | Central HP <5.4 tons | ARCOAIRE | HRCU-A-CB (Split System: Heat Pump with Remote Outdoor Unit-Air-Source) | HVH837GKA** |  |  | EA*4X42L21A*+WALLCON | *97CMN0602120A* | 31600 | 17 | 8.1 | 33400 | 24800 | 74.25% | 1.86 | 11 | 11 |  |  |  | No | R-410A | 2.6333 | Residential & Commercial | Ducted CEE Tier 1
204299119 | Central HP <5.4 tons | ARCOAIRE | HRCU-A-CB (Split System: Heat Pump with Remote Outdoor Unit-Air-Source) | HVH837GKA** |  |  | EA*4X42L24A*+WALLCON | *97CMN1202422A* | 31800 | 17 | 8.1 | 33200 | 24400 | 73.49% | 1.88 | 11.5 | 11 |  |  |  | No | R-410A | 2.65 | Residential & Commercial | Ducted CEE Tier 1
212988813 | Central HP <5.4 tons | KEEPRITE | HRCU-A-CB (Split System: Heat Pump with Remote Outdoor Unit-Air-Source) | DLCURAH18ABK |  |  | EA*4X30L17A* | *95MSU0401712A* | 17400 | 16 | 8.5 | 18000 | 18800 | 104.4% | 2.26 | 0 | 10.5 |  |  |  | No | R-410A | 1.45 | Residential & Commercial | Ducted CEE Tier 1
206136364 | Central HP <5.4 tons | ARCOAIRE | HRCU-A-CB (Split System: Heat Pump with Remote Outdoor Unit-Air-Source) | HVH837GKA** |  |  | EHD4X48AAL+WALLCON | *95CSU1002122A* | 32600 | 17 | 8.1 | 32800 | 24800 | 75.61% | 1.98 | 11.5 | 11 |  |  |  | No | R-410A | 2.7167 | Residential & Commercial | Ducted CEE Tier 1
204299089 | Central HP <5.4 tons | ARCOAIRE | HRCU-A-CB (Split System: Heat Pump with Remote Outdoor Unit-Air-Source) | HVH837GKA** |  |  | EA*4X42L24A*+WALLCON | *96CTN1202422A* | 31800 | 17.5 | 8.1 | 33000 | 24400 | 73.94% | 1.9 | 11 | 11.5 |  |  |  | No | R-410A | 2.65 | Residential & Commercial | Ducted CEE Tier 1
206771859 | Central HP <5.4 tons | ARCOAIRE | HRCU-A-CB (Split System: Heat Pump with Remote Outdoor Unit-Air-Source) | HVH837GKA2* |  |  | EA*4X48L21A*+WALLCON | *80CTL0901716A* | 32400 | 18 | 8.5 | 32600 | 24800 | 76.07% | 2 | 12 | 11.7 |  |  |  | No | R-410A | 2.7 | Residential & Commercial | Ducted CEE Tier 1
206771895 | Central HP <5.4 tons | ARCOAIRE | HRCU-A-CB (Split System: Heat Pump with Remote Outdoor Unit-Air-Source) | HVH837GKA2* |  |  | EA*4X48L24A*+WALLCON | *80CTL0902120A* | 32400 | 17.5 | 8.5 | 32600 | 25000 | 76.69% | 1.98 | 12 | 11.7 |  |  |  | No | R-410A | 2.7 | Residential & Commercial | Ducted CEE Tier 1
206773467 | Central HP <5.4 tons | ARCOAIRE | HRCU-A-CB (Split System: Heat Pump with Remote Outdoor Unit-Air-Source) | HVH837GKA2* |  |  | EA*4X42L24A*+WALLCON | *95CSU1002122A* | 31800 | 17.5 | 8.1 | 33000 | 24400 | 73.94% | 1.9 | 11.5 | 11 |  |  |  | No | R-410A | 2.65 | Residential & Commercial | Ducted CEE Tier 1
214061913 | Central HP <5.4 tons | FRIEDRICH | HRCU-A-C (Split System: Heat Pump with Remote Outdoor Unit with No Indoor Fan --Air Source) | WFPU18Z363C |  |  | DC37A44-210L |  | 30000 | 15.5 | 9.4 | 30000 | 24200 | 80.67% | 2.08 | 0 | 11.3 |  |  |  | No | R-410A | 2.5 | Residential & Commercial | Ducted CEE Tier 1
206771067 | Central HP <5.4 tons | ARCOAIRE | HRCU-A-CB (Split System: Heat Pump with Remote Outdoor Unit-Air-Source) | HVH837GKA2* |  |  | EA*4X36L21A*+WALLCON | *80CTL0902120A* | 31600 | 17 | 8.1 | 33200 | 24200 | 72.89% | 1.86 | 11 | 11 |  |  |  | No | R-410A | 2.6333 | Residential & Commercial | Ducted CEE Tier 1
206771166 | Central HP <5.4 tons | ARCOAIRE | HRCU-A-CB (Split System: Heat Pump with Remote Outdoor Unit-Air-Source) | HVH837GKA2* |  |  | EA*4X36L21A*+WALLCON | *97CMN0602120A* | 31400 | 17 | 8.1 | 33600 | 24600 | 73.21% | 1.84 | 11 | 11 |  |  |  | No | R-410A | 2.6167 | Residential & Commercial | Ducted CEE Tier 1
215850420 | Central HP <5.4 tons | COLEMAN | HRCU-A-CB (Split System: Heat Pump with Remote Outdoor Unit-Air-Source) | HH836E2S11 | ASPEN |  | C(A,C,D,E)36B3K+TDR | TM9E100C16MP12 | 31000 | 18 | 8.5 | 31200 | 25200 | 80.77% | 2 | 0 | 10.5 |  |  |  | No | R-454B | 2.5833 | Residential & Commercial | Ducted CEE Tier 1
215850445 | Central HP <5.4 tons | COLEMAN | HRCU-A-CB (Split System: Heat Pump with Remote Outdoor Unit-Air-Source) | HH836E2S11 | ASPEN |  | C(A,C,D,E)36B3K+TDR | TM9V080C16MP12 | 30800 | 18 | 8.5 | 31400 | 25400 | 80.89% | 2 | 0 | 10.5 |  |  |  | No | R-454B | 2.5667 | Residential & Commercial | Ducted CEE Tier 1
215850597 | Central HP <5.4 tons | COLEMAN | HRCU-A-CB (Split System: Heat Pump with Remote Outdoor Unit-Air-Source) | HH836E2S11 | ASPEN |  | C(A,C,D,E)36B3K+TDR | Z8ET080B12LMPS1 | 30600 | 19 | 8.5 | 30000 | 24800 | 82.67% | 2 | 0 | 11 |  |  |  | No | R-454B | 2.55 | Residential & Commercial | Ducted CEE Tier 1
212394557 | Central HP <5.4 tons | YORK | HRCU-A-CB (Split System: Heat Pump with Remote Outdoor Unit-Air-Source) | HMH72B341 | ADP |  | H,YE33936 | TM9E080C16MP12 | 33000 | 18 | 8.5 | 32400 | 22800 | 70.37% | 2.04 | 0 | 10 |  |  |  | No | R-410A | 2.75 | Residential & Commercial | Ducted CEE Tier 1
214660539 | Central HP <5.4 tons | ECOER | HRCU-A-CB (Split System: Heat Pump with Remote Outdoor Unit-Air-Source) | EODA19H-2436AA* |  |  | EAHATN-24BA* |  | 24000 | 20.5 | 9.5 | 24000 | 19600 | 81.67% | 2.1 | 0 | 13 |  |  |  | No | R-410A | 2 | Residential & Commercial | Ducted CEE Tier 1
213076451 | Central HP <5.4 tons | KEEPRITE | HRCU-A-CB (Split System: Heat Pump with Remote Outdoor Unit-Air-Source) | DLCURAH36ABK |  |  | END4X42L17** | *80VTL0451412B* | 35400 | 16 | 8.1 | 38500 | 35000 | 90.91% | 1.94 | 0 | 10 |  |  |  | No | R-410A | 2.95 | Residential & Commercial | Ducted CEE Tier 1
213076526 | Central HP <5.4 tons | KEEPRITE | HRCU-A-CB (Split System: Heat Pump with Remote Outdoor Unit-Air-Source) | DLCURAH36ABK |  |  | EA*4X43L21A* | *80VTL0701716B* | 36200 | 16 | 8.5 | 38000 | 34800 | 91.58% | 2.04 | 0 | 10 |  |  |  | No | R-410A | 3.0167 | Residential & Commercial | Ducted CEE Tier 1
213080772 | Central HP <5.4 tons | KEEPRITE | HRCU-A-CB (Split System: Heat Pump with Remote Outdoor Unit-Air-Source) | DLCURAH36ABK |  |  | EN(A,D,W)4X48L21** | *95MSU0601716A* | 35600 | 16 | 8.1 | 38500 | 35000 | 90.91% | 1.98 | 0 | 10 |  |  |  | No | R-410A | 2.9667 | Residential & Commercial | Ducted CEE Tier 1
206771571 | Central HP <5.4 tons | ARCOAIRE | HRCU-A-CB (Split System: Heat Pump with Remote Outdoor Unit-Air-Source) | HVH837GKA2* |  |  | EA*4X42L24A*+WALLCON | *97CMN1202422A* | 31800 | 17 | 8.1 | 33200 | 24400 | 73.49% | 1.88 | 11.5 | 11 |  |  |  | No | R-410A | 2.65 | Residential & Commercial | Ducted CEE Tier 1
206772715 | Central HP <5.4 tons | ARCOAIRE | HRCU-A-CB (Split System: Heat Pump with Remote Outdoor Unit-Air-Source) | HVH837GKA2* |  |  | EHD4X42AAL+WALLCON | *80CTL0902120A* | 32400 | 16.5 | 8.1 | 33200 | 24800 | 74.7% | 1.96 | 12 | 11 |  |  |  | No | R-410A | 2.7 | Residential & Commercial | Ducted CEE Tier 1
206772796 | Central HP <5.4 tons | ARCOAIRE | HRCU-A-CB (Split System: Heat Pump with Remote Outdoor Unit-Air-Source) | HVH837GKA2* |  |  | EHD4X42AAL+WALLCON | *97CMN1202422A* | 32400 | 16.5 | 8.1 | 33200 | 25000 | 75.3% | 1.96 | 11.5 | 11 |  |  |  | No | R-410A | 2.7 | Residential & Commercial | Ducted CEE Tier 1
206772580 | Central HP <5.4 tons | ARCOAIRE | HRCU-A-CB (Split System: Heat Pump with Remote Outdoor Unit-Air-Source) | HVH837GKA2* |  |  | EHD4X36AAL+WALLCON | *96CTN1202422A* | 32200 | 16.5 | 8.1 | 33200 | 24600 | 74.1% | 1.94 | 11 | 11 |  |  |  | No | R-410A | 2.6833 | Residential & Commercial | Ducted CEE Tier 1
215851004 | Central HP <5.4 tons | COLEMAN | HRCU-A-CB (Split System: Heat Pump with Remote Outdoor Unit-Air-Source) | HH860E2S11 | ASPEN |  | C(A,C,D,E)48A3K+TDR | TM9Y120D20MP11 | 40000 | 17.5 | 8.1 | 43500 | 33400 | 76.78% | 2 | 0 | 11.2 |  |  |  | No | R-454B | 3.3333 | Residential & Commercial | Ducted CEE Tier 1
215851040 | Central HP <5.4 tons | COLEMAN | HRCU-A-CB (Split System: Heat Pump with Remote Outdoor Unit-Air-Source) | HH860E2S11 | ASPEN |  | D(A,C,E)60A3K+TDR | TMLE100C16MP11 | 41000 | 18 | 8.5 | 45000 | 34200 | 76% | 2 | 0 | 10.5 |  |  |  | No | R-454B | 3.4167 | Residential & Commercial | Ducted CEE Tier 1
215851065 | Central HP <5.4 tons | COLEMAN | HRCU-A-CB (Split System: Heat Pump with Remote Outdoor Unit-Air-Source) | HH860E2S11 | ASPEN |  | C(A,C,D,E)48A3K+TDR | TMLE120C20MP11 | 41000 | 16.5 | 8.1 | 46000 | 35000 | 76.09% | 2 | 0 | 10.5 |  |  |  | No | R-454B | 3.4167 | Residential & Commercial | Ducted CEE Tier 1
215851104 | Central HP <5.4 tons | COLEMAN | HRCU-A-CB (Split System: Heat Pump with Remote Outdoor Unit-Air-Source) | HH860E2S11 | ASPEN |  | C(A,C,D,E)48A3K+TDR | TMLV120C20MP12 | 40000 | 17.5 | 8.1 | 44500 | 33800 | 75.96% | 2 | 0 | 10.5 |  |  |  | No | R-454B | 3.3333 | Residential & Commercial | Ducted CEE Tier 1
215851249 | Central HP <5.4 tons | COLEMAN | HRCU-A-CB (Split System: Heat Pump with Remote Outdoor Unit-Air-Source) | HH860E2S11 | ASPEN |  | D(A,C,E)60A3K+TDR | Z8ES080C20SMPS1 | 41000 | 18 | 8.5 | 44000 | 33400 | 75.91% | 2 | 0 | 11.7 |  |  |  | No | R-454B | 3.4167 | Residential & Commercial | Ducted CEE Tier 1
215851329 | Central HP <5.4 tons | COLEMAN | HRCU-A-CB (Split System: Heat Pump with Remote Outdoor Unit-Air-Source) | HH860E2S11 | ASPEN |  | C(A,C,D,E)48A3K+TDR | Z9ES080C20SMPS1 | 40500 | 17.5 | 8.1 | 46000 | 33400 | 72.61% | 2 | 0 | 11.2 |  |  |  | No | R-454B | 3.375 | Residential & Commercial | Ducted CEE Tier 1
215851347 | Central HP <5.4 tons | COLEMAN | HRCU-A-CB (Split System: Heat Pump with Remote Outdoor Unit-Air-Source) | HH860E2S11 | ASPEN |  | D(A,C,E)60A3K+TDR | Z9ES100C16SMPS1 | 42000 | 18 | 8.5 | 46500 | 34200 | 73.55% | 2 | 0 | 10.5 |  |  |  | No | R-454B | 3.5 | Residential & Commercial | Ducted CEE Tier 1
215851146 | Central HP <5.4 tons | COLEMAN | HRCU-A-CB (Split System: Heat Pump with Remote Outdoor Unit-Air-Source) | HH860E2S11 | ASPEN |  | C(A,C,D,E)48A3K+TDR | TP9C100C20MP13 | 40000 | 17.5 | 8.1 | 44500 | 33800 | 75.96% | 2 | 0 | 10.5 |  |  |  | No | R-454B | 3.3333 | Residential & Commercial | Ducted CEE Tier 1
214092114 | Central HP <5.4 tons | YORK | HRCU-A-CB (Split System: Heat Pump with Remote Outdoor Unit-Air-Source) | HMH72B341 | ASPEN |  | D(A,C,E)42A44+TDR | TP9C100C16MP13 | 32400 | 17.5 | 8.5 | 34000 | 27400 | 80.59% | 2.66 | 0 | 10 |  |  |  | No | R-410A | 2.7 | Residential & Commercial | Ducted CEE Tier 1
212623309 | Central HP <5.4 tons | COLEMAN | HRCU-A-CB (Split System: Heat Pump with Remote Outdoor Unit-Air-Source) | HMH72B341 | ASPEN |  | D(A,C,E)36C34+TDR | CP9C080C16MP13 | 32600 | 17.5 | 8.1 | 33800 | 27400 | 81.07% | 2.45 | 0 | 10 |  |  |  | No | R-410A | 2.7167 | Residential & Commercial | Ducted CEE Tier 1
212623336 | Central HP <5.4 tons | COLEMAN | HRCU-A-CB (Split System: Heat Pump with Remote Outdoor Unit-Air-Source) | HMH72B341 | ASPEN |  | C(A,C,D,E)36C34+TDR | TM9V080C16MP12 | 32600 | 17.5 | 8.5 | 33800 | 27400 | 81.07% | 2.66 | 0 | 10 |  |  |  | No | R-410A | 2.7167 | Residential & Commercial | Ducted CEE Tier 1
211708413 | Central HP <5.4 tons | COLEMAN | HRCU-A-CB (Split System: Heat Pump with Remote Outdoor Unit-Air-Source) | THF2B48T21 | ASPEN |  | D(A,C,E)48D36+TDR | CPLC100C16MP13 | 45500 | 16 | 8.2 | 44000 | 30800 | 70% | 3.14 | 0 | 11.9 |  |  |  | No | R-410A | 3.7917 | Residential & Commercial | Ducted CEE Tier 1
211708416 | Central HP <5.4 tons | COLEMAN | HRCU-A-CB (Split System: Heat Pump with Remote Outdoor Unit-Air-Source) | THF2B48T21 | ASPEN |  | D(A,C,E)48D34+TDR | TL8E080C16UH11 | 45500 | 16 | 8.2 | 44000 | 30800 | 70% | 3.11 | 0 | 11.9 |  |  |  | No | R-410A | 3.7917 | Residential & Commercial | Ducted CEE Tier 1
211708403 | Central HP <5.4 tons | COLEMAN | HRCU-A-CB (Split System: Heat Pump with Remote Outdoor Unit-Air-Source) | THF2B48T21 | ASPEN |  | D(A,C,E)48D36+TDR | CP9C120D20MP13 | 46000 | 16 | 8.2 | 44500 | 31200 | 70.11% | 3.11 | 0 | 11.9 |  |  |  | No | R-410A | 3.8333 | Residential & Commercial | Ducted CEE Tier 1
211708412 | Central HP <5.4 tons | COLEMAN | HRCU-A-CB (Split System: Heat Pump with Remote Outdoor Unit-Air-Source) | THF2B48T21 | ASPEN |  | D(A,C,E)48D34+TDR | CPLC100C16MP13 | 45500 | 16 | 8.2 | 44000 | 30800 | 70% | 3.14 | 0 | 11.9 |  |  |  | No | R-410A | 3.7917 | Residential & Commercial | Ducted CEE Tier 1
211708428 | Central HP <5.4 tons | COLEMAN | HRCU-A-CB (Split System: Heat Pump with Remote Outdoor Unit-Air-Source) | THF2B48T21 | ASPEN |  | D(A,C,E)48D34+TDR | TM8E080C16MP11 | 45000 | 16 | 8.2 | 44000 | 30800 | 70% | 3.11 | 0 | 11.9 |  |  |  | No | R-410A | 3.75 | Residential & Commercial | Ducted CEE Tier 1
214440977 | Central HP <5.4 tons | CARRIER | HRCU-A-CB (Split System: Heat Pump with Remote Outdoor Unit-Air-Source) | 25VNA436A*031* | ADP |  | H,PG34936 | 59TN6C080C17**14 | 32400 | 19 | 9 | 36400 | 28200 | 77.47% | 1.98 | 0 | 11.7 |  |  |  | No | R-410A | 2.7 | Residential & Commercial | Ducted CEE Tier 1
213433229 | Central HP <5.4 tons | 1HVAC | HRCU-A-CB (Split System: Heat Pump with Remote Outdoor Unit-Air-Source) | ACIQ-18-HPB |  |  | ACIQ-18W-WM |  | 18000 | 19.3 | 10.8 | 19000 | 18800 | 98.95% | 2.3 | 0 | 12.1 |  |  |  | No | R-410A | 1.5 | Residential & Commercial | Ducted CEE Tier 1
214440975 | Central HP <5.4 tons | CARRIER | HRCU-A-CB (Split System: Heat Pump with Remote Outdoor Unit-Air-Source) | 25VNA436A*031* | ADP |  | H,PG53936 | 59TN6C060C17**14 | 33600 | 19 | 9 | 35200 | 27400 | 77.84% | 2.02 | 0 | 12 |  |  |  | No | R-410A | 2.8 | Residential & Commercial | Ducted CEE Tier 1
215851173 | Central HP <5.4 tons | COLEMAN | HRCU-A-CB (Split System: Heat Pump with Remote Outdoor Unit-Air-Source) | HH860E2S11 | ASPEN |  | C(A,C,D,E)60A3K+TDR | TPLC080C16MP13 | 40500 | 16.5 | 8.1 | 43500 | 33400 | 76.78% | 2 | 0 | 11.5 |  |  |  | No | R-454B | 3.375 | Residential & Commercial | Ducted CEE Tier 1
215851198 | Central HP <5.4 tons | COLEMAN | HRCU-A-CB (Split System: Heat Pump with Remote Outdoor Unit-Air-Source) | HH860E2S11 | ASPEN |  | C(A,C,D,E)48A3K+TDR | TPLC100C20MP13 | 40000 | 17.5 | 8.1 | 44500 | 33800 | 75.96% | 2 | 0 | 10.5 |  |  |  | No | R-454B | 3.3333 | Residential & Commercial | Ducted CEE Tier 1
215851282 | Central HP <5.4 tons | COLEMAN | HRCU-A-CB (Split System: Heat Pump with Remote Outdoor Unit-Air-Source) | HH860E2S11 | ASPEN |  | C(A,C,D,E)60A3K+TDR | Z8ES120C16SMPS1 | 41000 | 18 | 8.5 | 43000 | 33000 | 76.74% | 2 | 0 | 11.7 |  |  |  | No | R-454B | 3.4167 | Residential & Commercial | Ducted CEE Tier 1
215726524 | Central HP <5.4 tons | YORK | HRCU-A-CB (Split System: Heat Pump with Remote Outdoor Unit-Air-Source) | HH860E2S11 | ADP |  | H,YG52*60+TXV-BLEED | TM8V120C20MP12 | 53000 | 19 | 8.5 | 52000 | 38500 | 74.04% | 2 | 0 | 11 |  |  |  | No | R-454B | 4.4167 | Residential & Commercial | Ducted CEE Tier 1
215850615 | Central HP <5.4 tons | COLEMAN | HRCU-A-CB (Split System: Heat Pump with Remote Outdoor Unit-Air-Source) | HH860E2S11 | ASPEN |  | C(A,C,D,E)60A3K+TDR | CP9C080C16MP13 | 40500 | 17 | 8.5 | 44000 | 33600 | 76.36% | 2 | 0 | 10.5 |  |  |  | No | R-454B | 3.375 | Residential & Commercial | Ducted CEE Tier 1
215850782 | Central HP <5.4 tons | COLEMAN | HRCU-A-CB (Split System: Heat Pump with Remote Outdoor Unit-Air-Source) | HH860E2S11 | ASPEN |  | C(A,C,D,E)48A3K+TDR | TM8E120C20MP11 | 41000 | 16.5 | 8.1 | 46000 | 35000 | 76.09% | 2 | 0 | 10.5 |  |  |  | No | R-454B | 3.4167 | Residential & Commercial | Ducted CEE Tier 1
215850802 | Central HP <5.4 tons | COLEMAN | HRCU-A-CB (Split System: Heat Pump with Remote Outdoor Unit-Air-Source) | HH860E2S11 | ASPEN |  | C(A,C,D,E)48A3K+TDR | TM8V080C16MP12 | 39500 | 16.5 | 8.1 | 43500 | 33400 | 76.78% | 2 | 0 | 11.2 |  |  |  | No | R-454B | 3.2917 | Residential & Commercial | Ducted CEE Tier 1
215850868 | Central HP <5.4 tons | COLEMAN | HRCU-A-CB (Split System: Heat Pump with Remote Outdoor Unit-Air-Source) | HH860E2S11 | ASPEN |  | D(A,C,E)60A3K+TDR | TM8Y100C20MP11 | 41000 | 17.5 | 8.1 | 44500 | 33800 | 75.96% | 2 | 0 | 11.5 |  |  |  | No | R-454B | 3.4167 | Residential & Commercial | Ducted CEE Tier 1
215375441 | Central HP <5.4 tons | BOSCH | HRCU-A-CB (Split System: Heat Pump with Remote Outdoor Unit-Air-Source) | BOVD-36HDN1-M20G | ASPEN |  | D(A,C,E)36C46+TDR | BGH96M100C5B | 31200 | 18.5 | 9 | 25600 | 25600 | 100% | 2.98 | 0 | 11.9 |  |  |  | No | R-410A | 2.6 | Residential & Commercial | Ducted CEE Tier 1
215375427 | Central HP <5.4 tons | BOSCH | HRCU-A-CB (Split System: Heat Pump with Remote Outdoor Unit-Air-Source) | BOVD-36HDN1-M20G | ASPEN |  | D(A,C,E)30B34+TDR | BGH96M080B3B | 22400 | 18.4 | 8.7 | 19900 | 20000 | 100.5% | 2.9 | 0 | 11.8 |  |  |  | No | R-410A | 1.8667 | Residential & Commercial | Ducted CEE Tier 1
213612032 | Central HP <5.4 tons | RUUD | HRCU-A-CB (Split System: Heat Pump with Remote Outdoor Unit-Air-Source) | RP15AZ24AJ2N | ASPEN |  | D(A,C,E)24A34+TDR | R962V0403A17M4S | 22000 | 15.4 | 8.1 | 22800 | 16400 | 71.93% | 2.83 | 0 | 11.8 |  |  |  | No | R-410A | 1.8333 | Residential & Commercial | Ducted CEE Tier 1
215849999 | Central HP <5.4 tons | COLEMAN | HRCU-A-CB (Split System: Heat Pump with Remote Outdoor Unit-Air-Source) | HH824E2S11 | ASPEN |  | C(A,C,D,E)24C3K+TDR | TM9V080B12MP12 | 22200 | 17 | 8.5 | 22800 | 18300 | 80.26% | 2 | 0 | 12 |  |  |  | No | R-454B | 1.85 | Residential & Commercial | Ducted CEE Tier 1
215850149 | Central HP <5.4 tons | COLEMAN | HRCU-A-CB (Split System: Heat Pump with Remote Outdoor Unit-Air-Source) | HH824E2S11 | ASPEN |  | C(A,C,D,E)24C3K+TDR | Z8ES060A12SMPS1 | 20800 | 17.5 | 9 | 22600 | 17300 | 76.55% | 2 | 0 | 11 |  |  |  | No | R-454B | 1.7333 | Residential & Commercial | Ducted CEE Tier 1
215850198 | Central HP <5.4 tons | COLEMAN | HRCU-A-CB (Split System: Heat Pump with Remote Outdoor Unit-Air-Source) | HH824E2S11 | ASPEN |  | C(A,C,D,E)24A3K+TDR | Z9ES060B12SMPS1 | 21600 | 17 | 8.1 | 22400 | 18600 | 83.04% | 2 | 0 | 11.7 |  |  |  | No | R-454B | 1.8 | Residential & Commercial | Ducted CEE Tier 1
215849846 | Central HP <5.4 tons | COLEMAN | HRCU-A-CB (Split System: Heat Pump with Remote Outdoor Unit-Air-Source) | HH824E2S11 | ASPEN |  | D(A,C,E)36A3K+TDR | TM8E060A12MP11 | 20800 | 17.5 | 8.5 | 22800 | 17900 | 78.51% | 2 | 0 | 11.2 |  |  |  | No | R-454B | 1.7333 | Residential & Commercial | Ducted CEE Tier 1
206133418 | Central HP <5.4 tons | ARCOAIRE | HRCU-A-CB (Split System: Heat Pump with Remote Outdoor Unit-Air-Source) | HVH825GKA2* |  |  | EA*4X37L17A*+WALLCON | *80CSU0401712A* | 24200 | 17 | 8.1 | 21400 | 16700 | 78.04% | 2 | 11.5 | 11 |  |  |  | No | R-410A | 2.0167 | Residential & Commercial | Ducted CEE Tier 1
204456457 | Central HP <5.4 tons | ARCOAIRE | HRCU-A-CB (Split System: Heat Pump with Remote Outdoor Unit-Air-Source) | HVH825GKA2* |  |  | EA*4X25L17A*+WALLCON | *96CTN0601714A* | 24200 | 16.5 | 8.1 | 21400 | 16700 | 78.04% | 2 | 11 | 11 |  |  |  | No | R-410A | 2.0167 | Residential & Commercial | Ducted CEE Tier 1
214092716 | Central HP <5.4 tons | YORK | HRCU-A-CB (Split System: Heat Pump with Remote Outdoor Unit-Air-Source) | HMH72B341 | ASPEN |  | D(A,C,E)42A46+TDR | TM8E120C16MP11 | 33200 | 18 | 8.3 | 33000 | 29200 | 88.48% | 2.73 | 0 | 10 |  |  |  | No | R-410A | 2.7667 | Residential & Commercial | Ducted CEE Tier 1
214660550 | Central HP <5.4 tons | ECOER | HRCU-A-CB (Split System: Heat Pump with Remote Outdoor Unit-Air-Source) | EODA19H-2436AA* |  |  | GNC2430BPT | MGH96M080B3A | 24000 | 18.5 | 9 | 24000 | 19400 | 80.83% | 2.1 | 0 | 12 |  |  |  | No | R-410A | 2 | Residential & Commercial | Ducted CEE Tier 1
210599579 | Central HP <5.4 tons | ARCOAIRE | HRCU-A-CB (Split System: Heat Pump with Remote Outdoor Unit-Air-Source) | HVH837GKA** |  |  | EN(A,D,W)4X60L24**+WALLCON | *80CTL0902120A* | 32800 | 18 | 8.1 | 32200 | 24800 | 77.02% | 1.98 | 0 | 12 |  |  |  | No | R-410A | 2.7333 | Residential & Commercial | Ducted CEE Tier 1
210599620 | Central HP <5.4 tons | ARCOAIRE | HRCU-A-CB (Split System: Heat Pump with Remote Outdoor Unit-Air-Source) | HVH837GKA** |  |  | EN(A,D,W)4X60L24**+WALLCON | *97CMN1202422A* | 32800 | 17.5 | 8.1 | 32200 | 24800 | 77.02% | 1.96 | 0 | 11.7 |  |  |  | No | R-410A | 2.7333 | Residential & Commercial | Ducted CEE Tier 1
214588277 | Central HP <5.4 tons | BRYANT HEATING AND COOLING SYSTEMS | HRCU-A-CB (Split System: Heat Pump with Remote Outdoor Unit-Air-Source) | 38MURAQ24AB3* | ADP |  | V,C36H175P159 | 926TC36040V17*** | 23400 | 16 | 8.5 | 24600 | 23800 | 96.75% | 2 | 0 | 10 |  |  |  | No | R-410A | 1.95 | Residential & Commercial | Ducted CEE Tier 1
211245618 | Central HP <5.4 tons | GRANDAIRE | HRCU-A-CB (Split System: Heat Pump with Remote Outdoor Unit-Air-Source) | WDLCURAH24ABK |  |  | WLNC364CA* | WFEL070C048B* | 24200 | 17 | 8.1 | 26200 | 22800 | 87.02% | 1.9 | 0 | 10.5 |  |  |  | No | R-410A | 2.0167 | Residential & Commercial | Ducted CEE Tier 1
206767117 | Central HP <5.4 tons | ARCOAIRE | HRCU-A-CB (Split System: Heat Pump with Remote Outdoor Unit-Air-Source) | HVH825GKA3* |  |  | EA*4X30L17A*+WALLCON | *80CSU0601716A* | 23400 | 16.5 | 8.1 | 21600 | 16700 | 77.31% | 1.9 | 11 | 10.5 |  |  |  | No | R-410A | 1.95 | Residential & Commercial | Ducted CEE Tier 1
213433230 | Central HP <5.4 tons | 1HVAC | HRCU-A-CB (Split System: Heat Pump with Remote Outdoor Unit-Air-Source) | ACIQ-24-HPB |  |  | ACIQ-24W-WM |  | 24000 | 17.5 | 10.5 | 26000 | 24000 | 92.31% | 2 | 0 | 11.7 |  |  |  | No | R-410A | 2 | Residential & Commercial | Ducted CEE Tier 1
212394564 | Central HP <5.4 tons | YORK | HRCU-A-CB (Split System: Heat Pump with Remote Outdoor Unit-Air-Source) | HMH72B341 | ADP |  | H,YE35936 | TM9E100C20MP12 | 34000 | 15.2 | 8.5 | 31600 | 23200 | 73.42% | 2.06 | 0 | 10 |  |  |  | No | R-410A | 2.8333 | Residential & Commercial | Ducted CEE Tier 1
213079761 | Central HP <5.4 tons | KEEPRITE | HRCU-A-CB (Split System: Heat Pump with Remote Outdoor Unit-Air-Source) | DLCURAH36ABK |  |  | EA*4X42L21A* | *92MSN1002120A* | 35200 | 16.5 | 8.1 | 38500 | 35000 | 90.91% | 1.88 | 0 | 10 |  |  |  | No | R-410A | 2.9333 | Residential & Commercial | Ducted CEE Tier 1
213079125 | Central HP <5.4 tons | KEEPRITE | HRCU-A-CB (Split System: Heat Pump with Remote Outdoor Unit-Air-Source) | DLCURAH36ABK |  |  | EA*4X42L24A* | *80MSU0601716A* | 35200 | 16.5 | 8.1 | 38500 | 35000 | 90.91% | 1.88 | 0 | 10 |  |  |  | No | R-410A | 2.9333 | Residential & Commercial | Ducted CEE Tier 1
213076702 | Central HP <5.4 tons | KEEPRITE | HRCU-A-CB (Split System: Heat Pump with Remote Outdoor Unit-Air-Source) | DLCURAH36ABK |  |  | EN(A,D,W)4X42L21** | *80VTL0902120B* | 35600 | 15.5 | 8.1 | 39000 | 35200 | 90.26% | 1.9 | 0 | 10 |  |  |  | No | R-410A | 2.9667 | Residential & Commercial | Ducted CEE Tier 1
213077581 | Central HP <5.4 tons | KEEPRITE | HRCU-A-CB (Split System: Heat Pump with Remote Outdoor Unit-Air-Source) | DLCURAH36ABK |  |  | EN(A,D)4X48L24** | *96VTN0802120B* | 35600 | 16.5 | 8.1 | 38500 | 34800 | 90.39% | 1.98 | 0 | 10 |  |  |  | No | R-410A | 2.9667 | Residential & Commercial | Ducted CEE Tier 1
213077606 | Central HP <5.4 tons | KEEPRITE | HRCU-A-CB (Split System: Heat Pump with Remote Outdoor Unit-Air-Source) | DLCURAH36ABK |  |  | EA*4X37L21A* | *96VTN1002120B* | 36200 | 16.5 | 8.5 | 38000 | 34800 | 91.58% | 2.04 | 0 | 10 |  |  |  | No | R-410A | 3.0167 | Residential & Commercial | Ducted CEE Tier 1
206772363 | Central HP <5.4 tons | ARCOAIRE | HRCU-A-CB (Split System: Heat Pump with Remote Outdoor Unit-Air-Source) | HVH837GKA2* |  |  | EN(A,D)4X48L24**+WALLCON | *80CTL0902120A* | 32400 | 17.5 | 8.1 | 33000 | 24800 | 75.15% | 1.96 | 12 | 11.7 |  |  |  | No | R-410A | 2.7 | Residential & Commercial | Ducted CEE Tier 1
213076367 | Central HP <5.4 tons | KEEPRITE | HRCU-A-CB (Split System: Heat Pump with Remote Outdoor Unit-Air-Source) | DLCURAH24ABK |  |  | EN(A,D)4X36L21** | *95MSU1002122A* | 23400 | 17 | 8.5 | 26200 | 24600 | 93.89% | 2.06 | 0 | 10.5 |  |  |  | No | R-410A | 1.95 | Residential & Commercial | Ducted CEE Tier 1
206773359 | Central HP <5.4 tons | ARCOAIRE | HRCU-A-CB (Split System: Heat Pump with Remote Outdoor Unit-Air-Source) | HVH837GKA2* |  |  | EHD4X48AAL+WALLCON | *80CSU0401712A* | 32600 | 16.5 | 8.1 | 33000 | 24800 | 75.15% | 1.96 | 11.5 | 11 |  |  |  | No | R-410A | 2.7167 | Residential & Commercial | Ducted CEE Tier 1
206773503 | Central HP <5.4 tons | ARCOAIRE | HRCU-A-CB (Split System: Heat Pump with Remote Outdoor Unit-Air-Source) | HVH837GKA2* |  |  | EA*4X48L21A*+WALLCON | *95CSU0802120A* | 32400 | 17.5 | 8.5 | 32600 | 25000 | 76.69% | 1.98 | 12 | 11.5 |  |  |  | No | R-410A | 2.7 | Residential & Commercial | Ducted CEE Tier 1
206772967 | Central HP <5.4 tons | ARCOAIRE | HRCU-A-CB (Split System: Heat Pump with Remote Outdoor Unit-Air-Source) | HVH837GKA2* |  |  | EHD4X48AAL+WALLCON | *97CMN1202422A* | 32600 | 16.5 | 8.1 | 33000 | 25000 | 75.76% | 1.96 | 11.5 | 11 |  |  |  | No | R-410A | 2.7167 | Residential & Commercial | Ducted CEE Tier 1
216032231 | Central HP <5.4 tons | 1HVAC | HRCU-A-CB (Split System: Heat Pump with Remote Outdoor Unit-Air-Source) | ACIQ-42-HPD |  |  | ACIQ-42-AHD |  | 42000 | 16.7 | 9.5 | 50000 | 46000 | 92% | 1.9 | 0 | 11.7 |  |  |  | No | R-454B | 3.5 | Residential & Commercial | Ducted CEE Tier 1
213274521 | Central HP <5.4 tons | COLEMAN | HRCU-A-CB (Split System: Heat Pump with Remote Outdoor Unit-Air-Source) | THF2B48T21 | ASPEN |  | D(A,C,E)60A44+TDR | TL9E080C16UH11 | 42500 | 16 | 8.2 | 44000 | 31400 | 71.36% | 3.11 | 0 | 11.5 |  |  |  | No | R-410A | 3.5417 | Residential & Commercial | Ducted CEE Tier 1
211708435 | Central HP <5.4 tons | COLEMAN | HRCU-A-CB (Split System: Heat Pump with Remote Outdoor Unit-Air-Source) | THF2B48T21 | ASPEN |  | D(A,C,E)48D36+TDR | TM8E100C16MP11 | 45000 | 16 | 8.2 | 44000 | 31200 | 70.91% | 3.13 | 0 | 11.9 |  |  |  | No | R-410A | 3.75 | Residential & Commercial | Ducted CEE Tier 1
211708462 | Central HP <5.4 tons | COLEMAN | HRCU-A-CB (Split System: Heat Pump with Remote Outdoor Unit-Air-Source) | THF2B48T21 | ASPEN |  | D(A,C,E)48D34+TDR | TM9E060B12MP12 | 44500 | 15.5 | 8.1 | 44500 | 31200 | 70.11% | 3 | 0 | 11 |  |  |  | No | R-410A | 3.7083 | Residential & Commercial | Ducted CEE Tier 1
211708467 | Central HP <5.4 tons | COLEMAN | HRCU-A-CB (Split System: Heat Pump with Remote Outdoor Unit-Air-Source) | THF2B48T21 | ASPEN |  | D(A,C,E)48D36+TDR | TM9E080C16MP12 | 45000 | 16 | 8.2 | 44000 | 31200 | 70.91% | 3.13 | 0 | 11.9 |  |  |  | No | R-410A | 3.75 | Residential & Commercial | Ducted CEE Tier 1
211708469 | Central HP <5.4 tons | COLEMAN | HRCU-A-CB (Split System: Heat Pump with Remote Outdoor Unit-Air-Source) | THF2B48T21 | ASPEN |  | D(A,C,E)48D36+TDR | TM9E080C20MP12 | 46000 | 16 | 8.2 | 44500 | 31600 | 71.01% | 3.08 | 0 | 11.9 |  |  |  | No | R-410A | 3.8333 | Residential & Commercial | Ducted CEE Tier 1
214660555 | Central HP <5.4 tons | ECOER | HRCU-A-CB (Split System: Heat Pump with Remote Outdoor Unit-Air-Source) | EODA19H-2436AA* |  |  | GNC4248CPT | MGH96M100C5A | 33000 | 17.5 | 8.8 | 34600 | 24400 | 70.52% | 1.95 | 0 | 11.7 |  |  |  | No | R-410A | 2.75 | Residential & Commercial | Ducted CEE Tier 1
214660556 | Central HP <5.4 tons | ECOER | HRCU-A-CB (Split System: Heat Pump with Remote Outdoor Unit-Air-Source) | EODA19H-2436AA* |  |  | GNC4248CPT | MGH96M080C4A | 33000 | 18.5 | 9 | 34600 | 24400 | 70.52% | 1.95 | 0 | 11.7 |  |  |  | No | R-410A | 2.75 | Residential & Commercial | Ducted CEE Tier 1
214660540 | Central HP <5.4 tons | ECOER | HRCU-A-CB (Split System: Heat Pump with Remote Outdoor Unit-Air-Source) | EODA19H-2436AA* |  |  | EAHATN-36BA* |  | 34200 | 19.5 | 9.5 | 36000 | 25200 | 70% | 2 | 0 | 12 |  |  |  | No | R-410A | 2.85 | Residential & Commercial | Ducted CEE Tier 1
206136198 | Central HP <5.4 tons | ARCOAIRE | HRCU-A-CB (Split System: Heat Pump with Remote Outdoor Unit-Air-Source) | HVH837GKA** |  |  | EA*4X48L24A*+WALLCON | *95CSU1002122A* | 32400 | 17.5 | 8.5 | 32400 | 24800 | 76.54% | 2 | 12 | 11.5 |  |  |  | No | R-410A | 2.7 | Residential & Commercial | Ducted CEE Tier 1
206135796 | Central HP <5.4 tons | ARCOAIRE | HRCU-A-CB (Split System: Heat Pump with Remote Outdoor Unit-Air-Source) | HVH837GKA** |  |  | EA*4X48L21A*+WALLCON | *80CSU1002120A* | 32200 | 17 | 8.1 | 32600 | 25000 | 76.69% | 1.96 | 11.5 | 11 |  |  |  | No | R-410A | 2.6833 | Residential & Commercial | Ducted CEE Tier 1
206136334 | Central HP <5.4 tons | ARCOAIRE | HRCU-A-CB (Split System: Heat Pump with Remote Outdoor Unit-Air-Source) | HVH837GKA** |  |  | EHD4X42AAL+WALLCON | *95CSU0802120A* | 32600 | 17 | 8.1 | 33000 | 24800 | 75.15% | 1.96 | 11.5 | 11 |  |  |  | No | R-410A | 2.7167 | Residential & Commercial | Ducted CEE Tier 1
204300373 | Central HP <5.4 tons | ARCOAIRE | HRCU-A-CB (Split System: Heat Pump with Remote Outdoor Unit-Air-Source) | HVH837GKA** |  |  | EHD4X42AAL+WALLCON | *96CTN1002122A* | 32600 | 16.5 | 8.1 | 33000 | 24800 | 75.15% | 1.96 | 12 | 11 |  |  |  | No | R-410A | 2.7167 | Residential & Commercial | Ducted CEE Tier 1
204300303 | Central HP <5.4 tons | ARCOAIRE | HRCU-A-CB (Split System: Heat Pump with Remote Outdoor Unit-Air-Source) | HVH837GKA** |  |  | EHD4X42AAL+WALLCON | *96CTN1202422A* | 32600 | 17 | 8.1 | 33000 | 24800 | 75.15% | 1.96 | 11 | 11 |  |  |  | No | R-410A | 2.7167 | Residential & Commercial | Ducted CEE Tier 1
206772985 | Central HP <5.4 tons | ARCOAIRE | HRCU-A-CB (Split System: Heat Pump with Remote Outdoor Unit-Air-Source) | HVH837GKA2* |  |  | EHD4X48AAL+WALLCON | *96CTN1002122A* | 32600 | 17 | 8.1 | 33000 | 24800 | 75.15% | 1.98 | 12 | 11 |  |  |  | No | R-410A | 2.7167 | Residential & Commercial | Ducted CEE Tier 1
206772544 | Central HP <5.4 tons | ARCOAIRE | HRCU-A-CB (Split System: Heat Pump with Remote Outdoor Unit-Air-Source) | HVH837GKA2* |  |  | EHD4X36AAL+WALLCON | *80CTL0902120A* | 32200 | 16.5 | 8.1 | 33200 | 24800 | 74.7% | 1.92 | 11.5 | 11 |  |  |  | No | R-410A | 2.6833 | Residential & Commercial | Ducted CEE Tier 1
211241817 | Central HP <5.4 tons | KEEPRITE | HRCU-A-CB (Split System: Heat Pump with Remote Outdoor Unit-Air-Source) | DLCURAH24ABK |  |  | EA*4X36L17A* | *80VSL0451412A* | 23400 | 16.5 | 8.5 | 25600 | 23600 | 92.19% | 1.96 | 0 | 10 |  |  |  | No | R-410A | 1.95 | Residential & Commercial | Ducted CEE Tier 1
206772399 | Central HP <5.4 tons | ARCOAIRE | HRCU-A-CB (Split System: Heat Pump with Remote Outdoor Unit-Air-Source) | HVH837GKA2* |  |  | EN(A,D)4X48L24**+WALLCON | *97CMN1002122A* | 32400 | 17.5 | 8.1 | 33000 | 24800 | 75.15% | 1.96 | 12 | 11.7 |  |  |  | No | R-410A | 2.7 | Residential & Commercial | Ducted CEE Tier 1
206772994 | Central HP <5.4 tons | ARCOAIRE | HRCU-A-CB (Split System: Heat Pump with Remote Outdoor Unit-Air-Source) | HVH837GKA2* |  |  | EHD4X48AAL+WALLCON | *80CTL0701412A* | 32600 | 17 | 8.1 | 33200 | 25000 | 75.3% | 1.96 | 11.5 | 11 |  |  |  | No | R-410A | 2.7167 | Residential & Commercial | Ducted CEE Tier 1
212621997 | Central HP <5.4 tons | COLEMAN | HRCU-A-CB (Split System: Heat Pump with Remote Outdoor Unit-Air-Source) | HMH72B341 | ASPEN |  | D(A,C,E)48B34+TDR | TM9E100C20MP12 | 32600 | 15.5 | 8.1 | 33200 | 27000 | 81.33% | 2.43 | 0 | 10 |  |  |  | No | R-410A | 2.7167 | Residential & Commercial | Ducted CEE Tier 1
204300353 | Central HP <5.4 tons | ARCOAIRE | HRCU-A-CB (Split System: Heat Pump with Remote Outdoor Unit-Air-Source) | HVH837GKA** |  |  | EHD4X42AAL+WALLCON | *97CMN1202422A* | 32400 | 16.5 | 8.1 | 33200 | 25000 | 75.3% | 1.96 | 11.5 | 11 |  |  |  | No | R-410A | 2.7 | Residential & Commercial | Ducted CEE Tier 1
211261053 | Central HP <5.4 tons | KEEPRITE | HRCU-A-CB (Split System: Heat Pump with Remote Outdoor Unit-Air-Source) | DLCURAH18ABK |  |  | EA*4X25L17A* | *92ESN0401410A* | 18400 | 15.5 | 8.5 | 18400 | 17500 | 95.11% | 2.12 | 0 | 10.5 |  |  |  | No | R-410A | 1.5333 | Residential & Commercial | Ducted CEE Tier 1
211260799 | Central HP <5.4 tons | KEEPRITE | HRCU-A-CB (Split System: Heat Pump with Remote Outdoor Unit-Air-Source) | DLCURAH18ABK |  |  | EA*4X25L17A* | *80VSL0451716A* | 18100 | 16 | 8.5 | 18000 | 17500 | 97.22% | 2.12 | 0 | 10.5 |  |  |  | No | R-410A | 1.5083 | Residential & Commercial | Ducted CEE Tier 1
211260249 | Central HP <5.4 tons | KEEPRITE | HRCU-A-CB (Split System: Heat Pump with Remote Outdoor Unit-Air-Source) | DLCURAH18ABK |  |  | EA*4X24L17A* | *80VSL0451412A* | 17700 | 16 | 8.5 | 18600 | 19100 | 102.7% | 2.28 | 0 | 10.5 |  |  |  | No | R-410A | 1.475 | Residential & Commercial | Ducted CEE Tier 1
211260281 | Central HP <5.4 tons | KEEPRITE | HRCU-A-CB (Split System: Heat Pump with Remote Outdoor Unit-Air-Source) | DLCURAH18ABK |  |  | EA*4X24L17A* | *96VSN0401410A* | 17400 | 16 | 8.5 | 18300 | 19200 | 104.9% | 2.3 | 0 | 10.5 |  |  |  | No | R-410A | 1.45 | Residential & Commercial | Ducted CEE Tier 1
211260449 | Central HP <5.4 tons | KEEPRITE | HRCU-A-CB (Split System: Heat Pump with Remote Outdoor Unit-Air-Source) | DLCURAH18ABK |  |  | EA*4X24L17A* | *95ESN0401410A* | 17700 | 15.5 | 8.5 | 18700 | 19000 | 101.6% | 2.28 | 0 | 10.5 |  |  |  | No | R-410A | 1.475 | Residential & Commercial | Ducted CEE Tier 1
211260540 | Central HP <5.4 tons | KEEPRITE | HRCU-A-CB (Split System: Heat Pump with Remote Outdoor Unit-Air-Source) | DLCURAH18ABK |  |  | EA*4X24L17A* | *80ES(N,L)0451412A* | 18000 | 16 | 8.5 | 18900 | 18900 | 100% | 2.28 | 0 | 10.5 |  |  |  | No | R-410A | 1.5 | Residential & Commercial | Ducted CEE Tier 1
213076680 | Central HP <5.4 tons | KEEPRITE | HRCU-A-CB (Split System: Heat Pump with Remote Outdoor Unit-Air-Source) | DLCURAH36ABK |  |  | EA*4X43L21A* | *80VTL0902120B* | 36800 | 16 | 8.5 | 38500 | 35000 | 90.91% | 2.08 | 0 | 10 |  |  |  | No | R-410A | 3.0667 | Residential & Commercial | Ducted CEE Tier 1
213076783 | Central HP <5.4 tons | KEEPRITE | HRCU-A-CB (Split System: Heat Pump with Remote Outdoor Unit-Air-Source) | DLCURAH36ABK |  |  | EA*4X43L21A* | *80VTL1102122B* | 36600 | 16 | 8.5 | 38000 | 34800 | 91.58% | 2.06 | 0 | 10 |  |  |  | No | R-410A | 3.05 | Residential & Commercial | Ducted CEE Tier 1
213076295 | Central HP <5.4 tons | KEEPRITE | HRCU-A-CB (Split System: Heat Pump with Remote Outdoor Unit-Air-Source) | DLCURAH36ABK |  |  | EA*4X48L21A* | *95MSU1002122A* | 36000 | 16.5 | 8.5 | 38000 | 34800 | 91.58% | 2.04 | 0 | 10 |  |  |  | No | R-410A | 3 | Residential & Commercial | Ducted CEE Tier 1
212622313 | Central HP <5.4 tons | COLEMAN | HRCU-A-CB (Split System: Heat Pump with Remote Outdoor Unit-Air-Source) | HMH72B341 | ASPEN |  | D(A,C,E)36A34+TDR | TM8E100C16MP11 | 33000 | 18 | 8.1 | 33600 | 28200 | 83.93% | 2.64 | 0 | 10 |  |  |  | No | R-410A | 2.75 | Residential & Commercial | Ducted CEE Tier 1
214660554 | Central HP <5.4 tons | ECOER | HRCU-A-CB (Split System: Heat Pump with Remote Outdoor Unit-Air-Source) | EODA19H-2436AA* |  |  | GNC3036BPT | MGH96M060B3A | 33000 | 18 | 9 | 34600 | 24400 | 70.52% | 1.95 | 0 | 11 |  |  |  | No | R-410A | 2.75 | Residential & Commercial | Ducted CEE Tier 1
214303523 | Central HP <5.4 tons | ECOER | HRCU-A-CB (Split System: Heat Pump with Remote Outdoor Unit-Air-Source) | EODA19H-2436A |  |  | GNC3036BPT | MGH96M060B3A | 33000 | 18 | 9 | 34600 | 24400 | 70.52% | 1.95 | 0 | 11 |  |  |  | No | R-410A | 2.75 | Residential & Commercial | Ducted CEE Tier 1
214660544 | Central HP <5.4 tons | ECOER | HRCU-A-C (Split System: Heat Pump with Remote Outdoor Unit with No Indoor Fan --Air Source) | EODA19H-2436AA* |  |  | GNC2430BPT+DK |  | 23200 | 15.2 | 8.8 | 23000 | 18600 | 80.87% | 1.9 | 0 | 11.7 |  |  |  | No | R-410A | 1.9333 | Residential & Commercial | Ducted CEE Tier 1
214660549 | Central HP <5.4 tons | ECOER | HRCU-A-CB (Split System: Heat Pump with Remote Outdoor Unit-Air-Source) | EODA19H-2436AA* |  |  | GNC2430APT | MGH96M080B3A | 23800 | 18.5 | 9 | 24000 | 19200 | 80% | 2 | 0 | 12 |  |  |  | No | R-410A | 1.9833 | Residential & Commercial | Ducted CEE Tier 1
214303512 | Central HP <5.4 tons | ECOER | HRCU-A-C (Split System: Heat Pump with Remote Outdoor Unit with No Indoor Fan --Air Source) | EODA19H-2436A |  |  | GNC2430APT+DK |  | 22800 | 15.2 | 8.6 | 23000 | 18600 | 80.87% | 1.9 | 0 | 11.7 |  |  |  | No | R-410A | 1.9 | Residential & Commercial | Ducted CEE Tier 1
214660543 | Central HP <5.4 tons | ECOER | HRCU-A-C (Split System: Heat Pump with Remote Outdoor Unit with No Indoor Fan --Air Source) | EODA19H-2436AA* |  |  | GNC2430APT+DK |  | 22800 | 15.2 | 8.6 | 23000 | 18600 | 80.87% | 1.9 | 0 | 11.7 |  |  |  | No | R-410A | 1.9 | Residential & Commercial | Ducted CEE Tier 1
214092733 | Central HP <5.4 tons | YORK | HRCU-A-CB (Split System: Heat Pump with Remote Outdoor Unit-Air-Source) | HMH72B341 | ASPEN |  | D(A,C,E)48B36+TDR | TM8Y080B12MP11 | 32800 | 18 | 8.1 | 33400 | 27400 | 82.04% | 2.65 | 0 | 10 |  |  |  | No | R-410A | 2.7333 | Residential & Commercial | Ducted CEE Tier 1
214092748 | Central HP <5.4 tons | YORK | HRCU-A-CB (Split System: Heat Pump with Remote Outdoor Unit-Air-Source) | HMH72B341 | ASPEN |  | D(A,C,E)42A46+TDR | TM9E080B12MP12 | 32600 | 17.5 | 8.1 | 33800 | 27400 | 81.07% | 2.63 | 0 | 10 |  |  |  | No | R-410A | 2.7167 | Residential & Commercial | Ducted CEE Tier 1
214092764 | Central HP <5.4 tons | YORK | HRCU-A-CB (Split System: Heat Pump with Remote Outdoor Unit-Air-Source) | HMH72B341 | ASPEN |  | D(A,C,E)42A46+TDR | TM9V100C16MP12 | 32400 | 17.5 | 8.5 | 34000 | 27400 | 80.59% | 2.66 | 0 | 10 |  |  |  | No | R-410A | 2.7 | Residential & Commercial | Ducted CEE Tier 1
214092765 | Central HP <5.4 tons | YORK | HRCU-A-CB (Split System: Heat Pump with Remote Outdoor Unit-Air-Source) | HMH72B341 | ASPEN |  | D(A,C,E)48B36+TDR | TM9V100C16MP12 | 32600 | 17.5 | 8.5 | 34000 | 27400 | 80.59% | 2.66 | 0 | 10 |  |  |  | No | R-410A | 2.7167 | Residential & Commercial | Ducted CEE Tier 1
214092798 | Central HP <5.4 tons | YORK | HRCU-A-CB (Split System: Heat Pump with Remote Outdoor Unit-Air-Source) | HMH72B341 | ASPEN |  | D(A,C,E)42A46+TDR | TMLV100C16MP12 | 32400 | 17.5 | 8.5 | 33800 | 27400 | 81.07% | 2.66 | 0 | 10 |  |  |  | No | R-410A | 2.7 | Residential & Commercial | Ducted CEE Tier 1
214838780 | Central HP <5.4 tons | ECOER | HRCU-A-CB (Split System: Heat Pump with Remote Outdoor Unit-Air-Source) | EODA19H-2436AA* |  |  | GNC2430APT | FG7TE-060D-V24B* | 23800 | 18.5 | 9 | 24000 | 19200 | 80% | 2 | 0 | 12 |  |  |  | No | R-410A | 1.9833 | Residential & Commercial | Ducted CEE Tier 1
214838782 | Central HP <5.4 tons | ECOER | HRCU-A-CB (Split System: Heat Pump with Remote Outdoor Unit-Air-Source) | EODA19H-2436AA* |  |  | GNC3036BPT | FG7TE-060D-V24B* | 33000 | 18 | 9 | 34600 | 24400 | 70.52% | 1.95 | 0 | 11 |  |  |  | No | R-410A | 2.75 | Residential & Commercial | Ducted CEE Tier 1
214092849 | Central HP <5.4 tons | YORK | HRCU-A-CB (Split System: Heat Pump with Remote Outdoor Unit-Air-Source) | HMH72B341 | ASPEN |  | D(A,C,E)48B36+TDR | Y81E080C20SMPS1 | 32600 | 18 | 8.5 | 33400 | 28400 | 85.03% | 2.71 | 0 | 10 |  |  |  | No | R-410A | 2.7167 | Residential & Commercial | Ducted CEE Tier 1
214092900 | Central HP <5.4 tons | YORK | HRCU-A-CB (Split System: Heat Pump with Remote Outdoor Unit-Air-Source) | HMH72B341 | ASPEN |  | D(A,C,E)48B36+TDR | YP9C080C16MP13 | 32800 | 17.5 | 8.1 | 33800 | 27400 | 81.07% | 2.65 | 0 | 10 |  |  |  | No | R-410A | 2.7333 | Residential & Commercial | Ducted CEE Tier 1
211259958 | Central HP <5.4 tons | KEEPRITE | HRCU-A-CB (Split System: Heat Pump with Remote Outdoor Unit-Air-Source) | DLCURAH18ABK |  |  | EA*4X19L17A* | *92ESN0601714A* | 18200 | 16.5 | 8.5 | 18100 | 17600 | 97.24% | 2.14 | 0 | 11 |  |  |  | No | R-410A | 1.5167 | Residential & Commercial | Ducted CEE Tier 1
211259974 | Central HP <5.4 tons | KEEPRITE | HRCU-A-CB (Split System: Heat Pump with Remote Outdoor Unit-Air-Source) | DLCURAH18ABK |  |  | EA*4X19L17A* | *92ESN0401410A* | 18400 | 15.5 | 8.5 | 18500 | 17600 | 95.14% | 2.12 | 0 | 10.5 |  |  |  | No | R-410A | 1.5333 | Residential & Commercial | Ducted CEE Tier 1
211260092 | Central HP <5.4 tons | KEEPRITE | HRCU-A-CB (Split System: Heat Pump with Remote Outdoor Unit-Air-Source) | DLCURAH18ABK |  |  | EA*4X24L14A* | *96VSN0401410A* | 17300 | 16 | 8.5 | 18300 | 19200 | 104.9% | 2.3 | 0 | 10.5 |  |  |  | No | R-410A | 1.4417 | Residential & Commercial | Ducted CEE Tier 1
206767696 | Central HP <5.4 tons | ARCOAIRE | HRCU-A-CB (Split System: Heat Pump with Remote Outdoor Unit-Air-Source) | HVH825GKA3* |  |  | EHD4X36AAL+WALLCON | *95CSU0802120A* | 24000 | 16 | 8.1 | 21400 | 16600 | 77.57% | 1.98 | 11 | 10.5 |  |  |  | No | R-410A | 2 | Residential & Commercial | Ducted CEE Tier 1
206767135 | Central HP <5.4 tons | ARCOAIRE | HRCU-A-CB (Split System: Heat Pump with Remote Outdoor Unit-Air-Source) | HVH825GKA3* |  |  | EA*4X36L17A*+WALLCON | *80CSU0601716A* | 23600 | 16.5 | 8.1 | 21400 | 16700 | 78.04% | 1.92 | 11 | 10.5 |  |  |  | No | R-410A | 1.9667 | Residential & Commercial | Ducted CEE Tier 1
206765972 | Central HP <5.4 tons | ARCOAIRE | HRCU-A-CB (Split System: Heat Pump with Remote Outdoor Unit-Air-Source) | HVH825GKA3* |  |  | EA*4X37L21A*+WALLCON | *96CTN0801714A* | 24400 | 16.5 | 8.1 | 21200 | 16700 | 78.77% | 2.02 | 11 | 11 |  |  |  | No | R-410A | 2.0333 | Residential & Commercial | Ducted CEE Tier 1
206135676 | Central HP <5.4 tons | ARCOAIRE | HRCU-A-CB (Split System: Heat Pump with Remote Outdoor Unit-Air-Source) | HVH837GKA** |  |  | EA*4X37L21A*+WALLCON | *80CSU1002120A* | 32800 | 17 | 8.5 | 33000 | 25200 | 76.36% | 1.96 | 12 | 11 |  |  |  | No | R-410A | 2.7333 | Residential & Commercial | Ducted CEE Tier 1
215936601 | Central HP <5.4 tons | KEEPRITE | HRCU-A-CB (Split System: Heat Pump with Remote Outdoor Unit-Air-Source) | C5H3V36*K*AAA* |  |  | EVD5X60M21A*+WALLCON | *80CTL0701716B* | 35400 | 21.5 | 8.5 | 38000 | 28800 | 75.79% | 2.02 | 0 | 12 |  |  |  | No | R-454B | 2.95 | Residential & Commercial | Ducted CEE Tier 1
215936751 | Central HP <5.4 tons | KEEPRITE | HRCU-A-CB (Split System: Heat Pump with Remote Outdoor Unit-Air-Source) | C5H3V36*K*AAA* |  |  | EVD5X60M24A*+WALLCON | *80CTL0702120B* | 35400 | 21.5 | 8.5 | 38000 | 28600 | 75.26% | 2.04 | 0 | 12 |  |  |  | No | R-454B | 2.95 | Residential & Commercial | Ducted CEE Tier 1
213076331 | Central HP <5.4 tons | KEEPRITE | HRCU-A-CB (Split System: Heat Pump with Remote Outdoor Unit-Air-Source) | DLCURAH36ABK |  |  | EN(A,D,W)4X48L21** | *95MSU1002122A* | 36200 | 16.5 | 8.1 | 38500 | 35000 | 90.91% | 2.02 | 0 | 10.5 |  |  |  | No | R-410A | 3.0167 | Residential & Commercial | Ducted CEE Tier 1
213077082 | Central HP <5.4 tons | KEEPRITE | HRCU-A-CB (Split System: Heat Pump with Remote Outdoor Unit-Air-Source) | DLCURAH36ABK |  |  | EA*4X43L21A* | *96VSN0802120B* | 36600 | 16 | 8.5 | 38500 | 35000 | 90.91% | 2.06 | 0 | 10 |  |  |  | No | R-410A | 3.05 | Residential & Commercial | Ducted CEE Tier 1
212608499 | Central HP <5.4 tons | DAY & NIGHT | HRCU-A-CB (Split System: Heat Pump with Remote Outdoor Unit-Air-Source) | DLCURAH36ABK | ADP |  | F,PE*SS9937 |  | 36000 | 16 | 8.1 | 38000 | 35000 | 92.11% | 1.82 | 0 | 10 |  |  |  | No | R-410A | 3 | Residential & Commercial | Ducted CEE Tier 1
213078287 | Central HP <5.4 tons | KEEPRITE | HRCU-A-CB (Split System: Heat Pump with Remote Outdoor Unit-Air-Source) | DLCURAH36ABK |  |  | EA*4X37L17A* | *80MS(N,L)0901714A* | 36200 | 16 | 8.5 | 38500 | 35000 | 90.91% | 2.02 | 0 | 10 |  |  |  | No | R-410A | 3.0167 | Residential & Commercial | Ducted CEE Tier 1
213078805 | Central HP <5.4 tons | KEEPRITE | HRCU-A-CB (Split System: Heat Pump with Remote Outdoor Unit-Air-Source) | DLCURAH36ABK |  |  | EA*4X48L24A* | *80MS(N,L)1552420A* | 36200 | 16.5 | 8.5 | 38000 | 34800 | 91.58% | 2.04 | 0 | 10 |  |  |  | No | R-410A | 3.0167 | Residential & Commercial | Ducted CEE Tier 1
213077953 | Central HP <5.4 tons | KEEPRITE | HRCU-A-CB (Split System: Heat Pump with Remote Outdoor Unit-Air-Source) | DLCURAH36ABK |  |  | EA*4X37L21A* | *80MS(N,L)0701712A* | 36200 | 16 | 8.5 | 38000 | 34800 | 91.58% | 2.04 | 0 | 10 |  |  |  | No | R-410A | 3.0167 | Residential & Commercial | Ducted CEE Tier 1
213078253 | Central HP <5.4 tons | KEEPRITE | HRCU-A-CB (Split System: Heat Pump with Remote Outdoor Unit-Air-Source) | DLCURAH36ABK |  |  | EN(A,D)4X48L24** | *80MS(N,L)0702116A* | 35800 | 16.5 | 8.1 | 38500 | 34800 | 90.39% | 1.98 | 0 | 10 |  |  |  | No | R-410A | 2.9833 | Residential & Commercial | Ducted CEE Tier 1
213080107 | Central HP <5.4 tons | KEEPRITE | HRCU-A-CB (Split System: Heat Pump with Remote Outdoor Unit-Air-Source) | DLCURAH36ABK |  |  | END4X42L17** | *96MSN0801716A* | 35600 | 15.5 | 8.1 | 38500 | 35200 | 91.43% | 1.94 | 0 | 10 |  |  |  | No | R-410A | 2.9667 | Residential & Commercial | Ducted CEE Tier 1
206771715 | Central HP <5.4 tons | ARCOAIRE | HRCU-A-CB (Split System: Heat Pump with Remote Outdoor Unit-Air-Source) | HVH837GKA2* |  |  | EA*4X43L21A*+WALLCON | *96CTN1002122A* | 33000 | 17.5 | 8.5 | 33000 | 25200 | 76.36% | 2 | 12 | 11.7 |  |  |  | No | R-410A | 2.75 | Residential & Commercial | Ducted CEE Tier 1
206773368 | Central HP <5.4 tons | ARCOAIRE | HRCU-A-CB (Split System: Heat Pump with Remote Outdoor Unit-Air-Source) | HVH837GKA2* |  |  | EHD4X48AAL+WALLCON | *80CSU0601716A* | 32600 | 16.5 | 8.1 | 33200 | 25000 | 75.3% | 1.96 | 11.5 | 11 |  |  |  | No | R-410A | 2.7167 | Residential & Commercial | Ducted CEE Tier 1
206772895 | Central HP <5.4 tons | ARCOAIRE | HRCU-A-CB (Split System: Heat Pump with Remote Outdoor Unit-Air-Source) | HVH837GKA2* |  |  | EHD4X48AAL+WALLCON | *80CTL1352422A* | 32600 | 17 | 8.1 | 33000 | 24800 | 75.15% | 1.98 | 11 | 11 |  |  |  | No | R-410A | 2.7167 | Residential & Commercial | Ducted CEE Tier 1
206772643 | Central HP <5.4 tons | ARCOAIRE | HRCU-A-CB (Split System: Heat Pump with Remote Outdoor Unit-Air-Source) | HVH837GKA2* |  |  | EHD4X36AAL+WALLCON | *96CTN1002122A* | 32200 | 16.5 | 8.1 | 33200 | 24800 | 74.7% | 1.94 | 11.5 | 11 |  |  |  | No | R-410A | 2.6833 | Residential & Commercial | Ducted CEE Tier 1
206771850 | Central HP <5.4 tons | ARCOAIRE | HRCU-A-CB (Split System: Heat Pump with Remote Outdoor Unit-Air-Source) | HVH837GKA2* |  |  | EA*4X48L21A*+WALLCON | *96CTN1002122A* | 32400 | 17.5 | 8.5 | 32600 | 25000 | 76.69% | 1.98 | 12 | 11.7 |  |  |  | No | R-410A | 2.7 | Residential & Commercial | Ducted CEE Tier 1
214064106 | Central HP <5.4 tons | BOSCH | HRCU-A-CB (Split System: Heat Pump with Remote Outdoor Unit-Air-Source) | BOVB-60HDN1-M20G | ASPEN |  | D(A,C,E)48A34+TDR | BGH96M120D5B | 42000 | 17.5 | 8.7 | 46500 | 38500 | 82.8% | 2.27 | 0 | 11.4 |  |  |  | No | R-410A | 3.5 | Residential & Commercial | Ducted CEE Tier 1
214588222 | Central HP <5.4 tons | BRYANT HEATING AND COOLING SYSTEMS | HRCU-A-CB (Split System: Heat Pump with Remote Outdoor Unit-Air-Source) | 38MURAQ18AB3* | ADP |  | PL36H210P749 | 926TC36040V17*** | 17200 | 16 | 8.5 | 16600 | 19000 | 114.5% | 2.34 | 0 | 10.5 |  |  |  | No | R-410A | 1.4333 | Residential & Commercial | Ducted CEE Tier 1
212622467 | Central HP <5.4 tons | COLEMAN | HRCU-A-CB (Split System: Heat Pump with Remote Outdoor Unit-Air-Source) | HMH72B341 | ASPEN |  | D(A,C,E)42D34+TDR | TM9E100C16MP12 | 33200 | 18 | 8.5 | 33600 | 27200 | 80.95% | 2.66 | 0 | 10 |  |  |  | No | R-410A | 2.7667 | Residential & Commercial | Ducted CEE Tier 1
212622790 | Central HP <5.4 tons | COLEMAN | HRCU-A-CB (Split System: Heat Pump with Remote Outdoor Unit-Air-Source) | HMH72B341 | ASPEN |  | C(A,C,D,E)36B34+TDR | TM8E100C16MP11 | 33000 | 18 | 8.2 | 33800 | 28200 | 83.43% | 2.68 | 0 | 10 |  |  |  | No | R-410A | 2.75 | Residential & Commercial | Ducted CEE Tier 1
206135926 | Central HP <5.4 tons | ARCOAIRE | HRCU-A-CB (Split System: Heat Pump with Remote Outdoor Unit-Air-Source) | HVH837GKA** |  |  | EN(A,D,W)4X48L21**+WALLCON | *80CSU1002120A* | 32400 | 17 | 8.1 | 33000 | 24800 | 75.15% | 1.94 | 12.2 | 11.5 |  |  |  | No | R-410A | 2.7 | Residential & Commercial | Ducted CEE Tier 1
214588275 | Central HP <5.4 tons | BRYANT HEATING AND COOLING SYSTEMS | HRCU-A-CB (Split System: Heat Pump with Remote Outdoor Unit-Air-Source) | 38MURAQ24AB3* | ADP |  | V,C36H175P149 | 926TC36040V17*** | 23200 | 16 | 8.5 | 24800 | 24800 | 100% | 2.08 | 0 | 10 |  |  |  | No | R-410A | 1.9333 | Residential & Commercial | Ducted CEE Tier 1
204299929 | Central HP <5.4 tons | ARCOAIRE | HRCU-A-CB (Split System: Heat Pump with Remote Outdoor Unit-Air-Source) | HVH837GKA** |  |  | EN(A,D)4X48L24**+WALLCON | *97CMN1202422A* | 32400 | 17.5 | 8.1 | 33000 | 24800 | 75.15% | 1.96 | 12 | 11.5 |  |  |  | No | R-410A | 2.7 | Residential & Commercial | Ducted CEE Tier 1
204299829 | Central HP <5.4 tons | ARCOAIRE | HRCU-A-CB (Split System: Heat Pump with Remote Outdoor Unit-Air-Source) | HVH837GKA** |  |  | EN(A,D,W)4X48L21**+WALLCON | *96CTN1002122A* | 32400 | 17.5 | 8.1 | 33000 | 24800 | 75.15% | 1.96 | 11.5 | 11.7 |  |  |  | No | R-410A | 2.7 | Residential & Commercial | Ducted CEE Tier 1
204299359 | Central HP <5.4 tons | ARCOAIRE | HRCU-A-CB (Split System: Heat Pump with Remote Outdoor Unit-Air-Source) | HVH837GKA** |  |  | EA*4X48L24A*+WALLCON | *80CTL0902120A* | 32400 | 17.5 | 8.5 | 32600 | 25000 | 76.69% | 1.98 | 12 | 11.7 |  |  |  | No | R-410A | 2.7 | Residential & Commercial | Ducted CEE Tier 1
204299559 | Central HP <5.4 tons | ARCOAIRE | HRCU-A-CB (Split System: Heat Pump with Remote Outdoor Unit-Air-Source) | HVH837GKA** |  |  | END4X42L17**+WALLCON | *80CTL0901716A* | 32200 | 17.5 | 8.1 | 33000 | 24600 | 74.55% | 1.92 | 11 | 11.7 |  |  |  | No | R-410A | 2.6833 | Residential & Commercial | Ducted CEE Tier 1
204298659 | Central HP <5.4 tons | ARCOAIRE | HRCU-A-CB (Split System: Heat Pump with Remote Outdoor Unit-Air-Source) | HVH837GKA** |  |  | EA*4X36L21A*+WALLCON | *80CTL0701716A* | 31400 | 17 | 8.1 | 33400 | 24400 | 73.05% | 1.84 | 11.5 | 11 |  |  |  | No | R-410A | 2.6167 | Residential & Commercial | Ducted CEE Tier 1
211708417 | Central HP <5.4 tons | COLEMAN | HRCU-A-CB (Split System: Heat Pump with Remote Outdoor Unit-Air-Source) | THF2B48T21 | ASPEN |  | D(A,C,E)48D36+TDR | TL8E080C16UH11 | 45500 | 16 | 8.2 | 44000 | 30800 | 70% | 3.11 | 0 | 11.9 |  |  |  | No | R-410A | 3.7917 | Residential & Commercial | Ducted CEE Tier 1
211708471 | Central HP <5.4 tons | COLEMAN | HRCU-A-CB (Split System: Heat Pump with Remote Outdoor Unit-Air-Source) | THF2B48T21 | ASPEN |  | D(A,C,E)48D36+TDR | TM9E100C16MP12 | 45000 | 16 | 8.2 | 44000 | 31200 | 70.91% | 3.13 | 0 | 11.9 |  |  |  | No | R-410A | 3.75 | Residential & Commercial | Ducted CEE Tier 1
211708490 | Central HP <5.4 tons | COLEMAN | HRCU-A-CB (Split System: Heat Pump with Remote Outdoor Unit-Air-Source) | THF2B48T21 | ASPEN |  | D(A,C,E)48D34+TDR | TM9Y100C16MP11 | 45000 | 16 | 8.2 | 44000 | 31200 | 70.91% | 3.13 | 0 | 11.9 |  |  |  | No | R-410A | 3.75 | Residential & Commercial | Ducted CEE Tier 1
213274532 | Central HP <5.4 tons | COLEMAN | HRCU-A-CB (Split System: Heat Pump with Remote Outdoor Unit-Air-Source) | THF2B48T21 | ASPEN |  | D(A,C,E)60A44+TDR | TM8V080C16MP12 | 43000 | 16 | 8.2 | 44000 | 31200 | 70.91% | 3.16 | 0 | 11.5 |  |  |  | No | R-410A | 3.5833 | Residential & Commercial | Ducted CEE Tier 1
213795617 | Central HP <5.4 tons | FRIEDRICH | HRCU-A-CB (Split System: Heat Pump with Remote Outdoor Unit-Air-Source) | WFPU18Z363C |  |  | WFH36Z193C |  | 34000 | 18 | 9.5 | 35000 | 26000 | 74.29% | 2.05 | 9.55 | 10.1 |  |  |  | No | R-410A | 2.8333 | Residential & Commercial | Ducted CEE Tier 1
214272367 | Central HP <5.4 tons | CARRIER | HRCU-A-CB (Split System: Heat Pump with Remote Outdoor Unit-Air-Source) | 25VNA837A*031* | ADP |  | V,C36H175P159 | 59MN7C080C17**14 | 31600 | 17 | 8.1 | 31800 | 24200 | 76.1% | 1.88 | 0 | 11 |  |  |  | No | R-410A | 2.6333 | Residential & Commercial | Ducted CEE Tier 1
211168144 | Central HP <5.4 tons | TRANE | HRCU-A-CB (Split System: Heat Pump with Remote Outdoor Unit-Air-Source) | 4TWV0X24A1 | ASPEN |  | 4PXFH003AZ3+TDR | *DHMB060BCV3 | 23200 | 18 | 8.5 | 20200 | 19300 | 95.54% | 2.48 | 0 | 12 |  |  |  | No | R-410A | 1.9333 | Residential & Commercial | Ducted CEE Tier 1
206765981 | Central HP <5.4 tons | ARCOAIRE | HRCU-A-CB (Split System: Heat Pump with Remote Outdoor Unit-Air-Source) | HVH825GKA3* |  |  | EA*4X37L21A*+WALLCON | *97CMN0601714A* | 24200 | 16 | 8.1 | 21200 | 16800 | 79.25% | 2 | 11 | 11 |  |  |  | No | R-410A | 2.0167 | Residential & Commercial | Ducted CEE Tier 1
206765990 | Central HP <5.4 tons | ARCOAIRE | HRCU-A-CB (Split System: Heat Pump with Remote Outdoor Unit-Air-Source) | HVH825GKA3* |  |  | EA*4X37L21A*+WALLCON | *97CMN0801714A* | 24400 | 16.5 | 8.1 | 21200 | 16700 | 78.77% | 2.02 | 11 | 11 |  |  |  | No | R-410A | 2.0333 | Residential & Commercial | Ducted CEE Tier 1
206765774 | Central HP <5.4 tons | ARCOAIRE | HRCU-A-CB (Split System: Heat Pump with Remote Outdoor Unit-Air-Source) | HVH825GKA3* |  |  | EA*4X36L21A*+WALLCON | *97CMN0601714A* | 23400 | 16 | 8.1 | 21600 | 16800 | 77.78% | 1.92 | 11 | 10.5 |  |  |  | No | R-410A | 1.95 | Residential & Commercial | Ducted CEE Tier 1
206765783 | Central HP <5.4 tons | ARCOAIRE | HRCU-A-CB (Split System: Heat Pump with Remote Outdoor Unit-Air-Source) | HVH825GKA3* |  |  | EA*4X36L21A*+WALLCON | *97CMN0801714A* | 23600 | 16.5 | 8.1 | 21600 | 16700 | 77.31% | 1.92 | 11.5 | 11 |  |  |  | No | R-410A | 1.9667 | Residential & Commercial | Ducted CEE Tier 1
206767072 | Central HP <5.4 tons | ARCOAIRE | HRCU-A-CB (Split System: Heat Pump with Remote Outdoor Unit-Air-Source) | HVH825GKA3* |  |  | EA*4X24L17A*+WALLCON | *80CSU0401712A* | 23200 | 16.5 | 8.1 | 22000 | 16700 | 75.91% | 1.9 | 11 | 10.5 |  |  |  | No | R-410A | 1.9333 | Residential & Commercial | Ducted CEE Tier 1
206767090 | Central HP <5.4 tons | ARCOAIRE | HRCU-A-CB (Split System: Heat Pump with Remote Outdoor Unit-Air-Source) | HVH825GKA3* |  |  | EA*4X25L17A*+WALLCON | *80CSU0401712A* | 24400 | 17 | 8.1 | 21200 | 16600 | 78.3% | 2.02 | 11.5 | 11 |  |  |  | No | R-410A | 2.0333 | Residential & Commercial | Ducted CEE Tier 1
206765819 | Central HP <5.4 tons | ARCOAIRE | HRCU-A-CB (Split System: Heat Pump with Remote Outdoor Unit-Air-Source) | HVH825GKA3* |  |  | EA*4X36L21A*+WALLCON | *96CTN1002122A* | 23600 | 16.5 | 8.1 | 21400 | 16600 | 77.57% | 1.94 | 11 | 11 |  |  |  | No | R-410A | 1.9667 | Residential & Commercial | Ducted CEE Tier 1
212623219 | Central HP <5.4 tons | COLEMAN | HRCU-A-CB (Split System: Heat Pump with Remote Outdoor Unit-Air-Source) | HMH72B341 | ASPEN |  | D(A,C,E)48C34+TDR | TMLE100B12MP11 | 33200 | 18 | 8.1 | 33800 | 27400 | 81.07% | 2.44 | 0 | 10 |  |  |  | No | R-410A | 2.7667 | Residential & Commercial | Ducted CEE Tier 1
214092901 | Central HP <5.4 tons | YORK | HRCU-A-CB (Split System: Heat Pump with Remote Outdoor Unit-Air-Source) | HMH72B341 | ASPEN |  | D(A,C,E)42A46+TDR | YP9C100C16MP13 | 32400 | 17.5 | 8.5 | 34000 | 27400 | 80.59% | 2.66 | 0 | 10 |  |  |  | No | R-410A | 2.7 | Residential & Commercial | Ducted CEE Tier 1
215850233 | Central HP <5.4 tons | COLEMAN | HRCU-A-CB (Split System: Heat Pump with Remote Outdoor Unit-Air-Source) | HH836E2S11 | ASPEN |  | C(A,C,D,E)48A3K+TDR | CP9C080B12MP13 | 30800 | 18 | 8.5 | 30800 | 25200 | 81.82% | 2 | 0 | 11 |  |  |  | No | R-454B | 2.5667 | Residential & Commercial | Ducted CEE Tier 1
215850282 | Central HP <5.4 tons | COLEMAN | HRCU-A-CB (Split System: Heat Pump with Remote Outdoor Unit-Air-Source) | HH836E2S11 | ASPEN |  | C(A,C,D,E)48A3K+TDR | TL8E100C20UH11 | 31200 | 17 | 8.1 | 30800 | 25000 | 81.17% | 2 | 0 | 11.2 |  |  |  | No | R-454B | 2.6 | Residential & Commercial | Ducted CEE Tier 1
215850300 | Central HP <5.4 tons | COLEMAN | HRCU-A-CB (Split System: Heat Pump with Remote Outdoor Unit-Air-Source) | HH836E2S11 | ASPEN |  | C(A,C,D,E)48A3K+TDR | TM8E080B12MP11 | 31000 | 18 | 8.1 | 31400 | 25400 | 80.89% | 2 | 0 | 10.5 |  |  |  | No | R-454B | 2.5833 | Residential & Commercial | Ducted CEE Tier 1
212623401 | Central HP <5.4 tons | COLEMAN | HRCU-A-CB (Split System: Heat Pump with Remote Outdoor Unit-Air-Source) | HMH72B341 | ASPEN |  | D(A,C,E)42C24+TDR | TL9E100C20UH11 | 32000 | 17 | 8.3 | 33800 | 28800 | 85.21% | 2.77 | 0 | 10 |  |  |  | No | R-410A | 2.6667 | Residential & Commercial | Ducted CEE Tier 1
214660545 | Central HP <5.4 tons | ECOER | HRCU-A-C (Split System: Heat Pump with Remote Outdoor Unit with No Indoor Fan --Air Source) | EODA19H-2436AA* |  |  | GNC3036BPT+DK |  | 31000 | 15.2 | 8.8 | 33600 | 23600 | 70.24% | 1.9 | 0 | 10.8 |  |  |  | No | R-410A | 2.5833 | Residential & Commercial | Ducted CEE Tier 1
215447638 | Central HP <5.4 tons | ECOER | HRCU-A-CB (Split System: Heat Pump with Remote Outdoor Unit-Air-Source) | EODA19H-2436AA* |  |  | EAHAEC-24 |  | 23000 | 19.2 | 9.2 | 23000 | 19000 | 82.61% | 1.95 | 0 | 12.2 |  |  |  | No | R-410A | 1.9167 | Residential & Commercial | Ducted CEE Tier 1
215850315 | Central HP <5.4 tons | COLEMAN | HRCU-A-CB (Split System: Heat Pump with Remote Outdoor Unit-Air-Source) | HH836E2S11 | ASPEN |  | C(A,C,D,E)36B3K+TDR | TM8E100B12MP11 | 30800 | 18 | 8.5 | 31200 | 25400 | 81.41% | 2 | 0 | 10.5 |  |  |  | No | R-454B | 2.5667 | Residential & Commercial | Ducted CEE Tier 1
215850514 | Central HP <5.4 tons | COLEMAN | HRCU-A-CB (Split System: Heat Pump with Remote Outdoor Unit-Air-Source) | HH836E2S11 | ASPEN |  | C(A,C,D,E)48A3K+TDR | TMLE100C16MP11 | 31400 | 18 | 8.1 | 31200 | 25200 | 80.77% | 2 | 0 | 10.5 |  |  |  | No | R-454B | 2.6167 | Residential & Commercial | Ducted CEE Tier 1
212394561 | Central HP <5.4 tons | YORK | HRCU-A-CB (Split System: Heat Pump with Remote Outdoor Unit-Air-Source) | HMH72B341 | ADP |  | H,YE33936 | TM9E100C16MP12 | 33000 | 17 | 8.5 | 32400 | 22800 | 70.37% | 2.04 | 0 | 10 |  |  |  | No | R-410A | 2.75 | Residential & Commercial | Ducted CEE Tier 1
212623320 | Central HP <5.4 tons | COLEMAN | HRCU-A-CB (Split System: Heat Pump with Remote Outdoor Unit-Air-Source) | HMH72B341 | ASPEN |  | D(A,C,E)42D34+TDR | CP9C080C16MP13 | 33200 | 17.5 | 8.1 | 33800 | 27400 | 81.07% | 2.45 | 0 | 10 |  |  |  | No | R-410A | 2.7667 | Residential & Commercial | Ducted CEE Tier 1
212623370 | Central HP <5.4 tons | COLEMAN | HRCU-A-CB (Split System: Heat Pump with Remote Outdoor Unit-Air-Source) | HMH72B341 | ASPEN |  | C(A,C,D,E)36C34+TDR | TP9C080C16MP13 | 32600 | 17.5 | 8.1 | 33800 | 27400 | 81.07% | 2.45 | 0 | 10 |  |  |  | No | R-410A | 2.7167 | Residential & Commercial | Ducted CEE Tier 1
212623387 | Central HP <5.4 tons | COLEMAN | HRCU-A-CB (Split System: Heat Pump with Remote Outdoor Unit-Air-Source) | HMH72B341 | ASPEN |  | D(A,C,E)42B34+TDR | TP9C080C16MP13 | 32600 | 17.5 | 8.1 | 33800 | 27400 | 81.07% | 2.45 | 0 | 10 |  |  |  | No | R-410A | 2.7167 | Residential & Commercial | Ducted CEE Tier 1
212623389 | Central HP <5.4 tons | COLEMAN | HRCU-A-CB (Split System: Heat Pump with Remote Outdoor Unit-Air-Source) | HMH72B341 | ASPEN |  | D(A,C,E)42C34+TDR | TP9C080C16MP13 | 32800 | 17.5 | 8.1 | 33800 | 27400 | 81.07% | 2.45 | 0 | 10 |  |  |  | No | R-410A | 2.7333 | Residential & Commercial | Ducted CEE Tier 1
208106638 | Central HP <5.4 tons | 1HVAC | HRCU-A-CB (Split System: Heat Pump with Remote Outdoor Unit-Air-Source) | ACIQ-24-HPB |  |  | ACIQ-24-AHB |  | 24000 | 17.4 | 10 | 24000 | 22600 | 94.17% | 1.91 | 12.5 | 11.7 |  |  |  | No | R-410A | 2 | Residential & Commercial | Ducted CEE Tier 1
215281559 | Central HP <5.4 tons | YORK | HRCU-A-CB (Split System: Heat Pump with Remote Outdoor Unit-Air-Source) | HMH72B341 | ADP |  | SL6937 |  | 33000 | 18 | 8.7 | 31600 | 22800 | 72.15% | 2.1 | 0 | 10.5 |  |  |  | No | R-410A | 2.75 | Residential & Commercial | Ducted CEE Tier 1
206772327 | Central HP <5.4 tons | ARCOAIRE | HRCU-A-CB (Split System: Heat Pump with Remote Outdoor Unit-Air-Source) | HVH837GKA2* |  |  | EN(A,D,W)4X48L21**+WALLCON | *80CTL0901716A* | 32400 | 18 | 8.1 | 32800 | 24800 | 75.61% | 1.98 | 12.5 | 11.7 |  |  |  | No | R-410A | 2.7 | Residential & Commercial | Ducted CEE Tier 1
206771544 | Central HP <5.4 tons | ARCOAIRE | HRCU-A-CB (Split System: Heat Pump with Remote Outdoor Unit-Air-Source) | HVH837GKA2* |  |  | EA*4X42L24A*+WALLCON | *96CTN1202422A* | 31800 | 17.5 | 8.1 | 33000 | 24400 | 73.94% | 1.9 | 11 | 11.5 |  |  |  | No | R-410A | 2.65 | Residential & Commercial | Ducted CEE Tier 1
212987479 | Central HP <5.4 tons | KEEPRITE | HRCU-A-CB (Split System: Heat Pump with Remote Outdoor Unit-Air-Source) | DLCURAH24ABK |  |  | EN(A,D,W)4X36L17** | *96MSN0801716A* | 23800 | 17 | 8.5 | 26400 | 24000 | 90.91% | 2 | 0 | 10.5 |  |  |  | No | R-410A | 1.9833 | Residential & Commercial | Ducted CEE Tier 1
212986925 | Central HP <5.4 tons | KEEPRITE | HRCU-A-CB (Split System: Heat Pump with Remote Outdoor Unit-Air-Source) | DLCURAH24ABK |  |  | EA*4X37L17A* | *96MSN0601412A* | 24000 | 16.5 | 8.5 | 25200 | 22200 | 88.1% | 1.84 | 0 | 10 |  |  |  | No | R-410A | 2 | Residential & Commercial | Ducted CEE Tier 1
211245663 | Central HP <5.4 tons | KEEPRITE | HRCU-A-CB (Split System: Heat Pump with Remote Outdoor Unit-Air-Source) | DLCURAH24ABK |  |  | EN(A,D)4X36L21** | *92ESN0601714A* | 24400 | 16.5 | 8.1 | 26400 | 22800 | 86.36% | 1.88 | 0 | 10.5 |  |  |  | No | R-410A | 2.0333 | Residential & Commercial | Ducted CEE Tier 1
205751070 | Central HP <5.4 tons | KEEPRITE | HRCU-A-CB (Split System: Heat Pump with Remote Outdoor Unit-Air-Source) | CVH837GKA** |  |  | EA*4X37L21A*+WALLCON | *97CMN1002122A* | 33000 | 17.5 | 8.5 | 33000 | 25200 | 76.36% | 2 | 12 | 11.7 |  |  |  | No | R-410A | 2.75 | Residential & Commercial | Ducted CEE Tier 1
206771490 | Central HP <5.4 tons | ARCOAIRE | HRCU-A-CB (Split System: Heat Pump with Remote Outdoor Unit-Air-Source) | HVH837GKA2* |  |  | EA*4X42L21A*+WALLCON | *80CTL0901716A* | 31800 | 17.5 | 8.5 | 33000 | 24400 | 73.94% | 1.9 | 12 | 11.7 |  |  |  | No | R-410A | 2.65 | Residential & Commercial | Ducted CEE Tier 1
206771940 | Central HP <5.4 tons | ARCOAIRE | HRCU-A-CB (Split System: Heat Pump with Remote Outdoor Unit-Air-Source) | HVH837GKA2* |  |  | EA*4X48L24A*+WALLCON | *97CMN1202422A* | 32200 | 17.5 | 8.5 | 32600 | 25000 | 76.69% | 1.98 | 12 | 11.7 |  |  |  | No | R-410A | 2.6833 | Residential & Commercial | Ducted CEE Tier 1
206771958 | Central HP <5.4 tons | ARCOAIRE | HRCU-A-CB (Split System: Heat Pump with Remote Outdoor Unit-Air-Source) | HVH837GKA2* |  |  | EA*4X48L24A*+WALLCON | *96CTN1002122A* | 32400 | 17.5 | 8.5 | 32600 | 24800 | 76.07% | 2 | 12 | 11.7 |  |  |  | No | R-410A | 2.7 | Residential & Commercial | Ducted CEE Tier 1
212603120 | Central HP <5.4 tons | DAY & NIGHT | HRCU-A-CB (Split System: Heat Pump with Remote Outdoor Unit-Air-Source) | DLCURAH24ABK | ADP |  | V,G36H175P159 | *80ES(N,L)0901714A* | 24800 | 17 | 8.5 | 24800 | 21600 | 87.1% | 1.84 | 0 | 10 |  |  |  | No | R-410A | 2.0667 | Residential & Commercial | Ducted CEE Tier 1
212603129 | Central HP <5.4 tons | DAY & NIGHT | HRCU-A-CB (Split System: Heat Pump with Remote Outdoor Unit-Air-Source) | DLCURAH24ABK | ADP |  | FG33936 | *80ESU0601716A | 25000 | 17 | 8.5 | 25000 | 21400 | 85.6% | 1.82 | 0 | 10.5 |  |  |  | No | R-410A | 2.0833 | Residential & Commercial | Ducted CEE Tier 1
204456673 | Central HP <5.4 tons | ARCOAIRE | HRCU-A-CB (Split System: Heat Pump with Remote Outdoor Unit-Air-Source) | HVH825GKA2* |  |  | EA*4X36L21A*+WALLCON | *80CTL0701716A* | 23600 | 16.5 | 8.1 | 21400 | 16600 | 77.57% | 1.94 | 11 | 11 |  |  |  | No | R-410A | 1.9667 | Residential & Commercial | Ducted CEE Tier 1
215849898 | Central HP <5.4 tons | COLEMAN | HRCU-A-CB (Split System: Heat Pump with Remote Outdoor Unit-Air-Source) | HH824E2S11 | ASPEN |  | C(A,C,D,E)24A3K+TDR | TM8Y080B12MP11 | 21600 | 17 | 8.1 | 22600 | 18300 | 80.97% | 2 | 0 | 12 |  |  |  | No | R-454B | 1.8 | Residential & Commercial | Ducted CEE Tier 1
215849932 | Central HP <5.4 tons | COLEMAN | HRCU-A-CB (Split System: Heat Pump with Remote Outdoor Unit-Air-Source) | HH824E2S11 | ASPEN |  | D(A,C,E)36A3K+TDR | TM9E040A10MP12 | 20800 | 16.5 | 8.5 | 22800 | 18100 | 79.39% | 2 | 0 | 10.5 |  |  |  | No | R-454B | 1.7333 | Residential & Commercial | Ducted CEE Tier 1
215870921 | Central HP <5.4 tons | YORK | HRCU-A-CB (Split System: Heat Pump with Remote Outdoor Unit-Air-Source) | HH824E2S11 | ADP |  | CH360B*C+TXV | Y82E060A12LMPS1 | 22200 | 18 | 8.65 | 21200 | 17300 | 81.6% | 1.94 | 0 | 11.5 |  |  |  | No | R-454B | 1.85 | Residential & Commercial | Ducted CEE Tier 1
216019545 | Central HP <5.4 tons | YORK | HRCU-A-CB (Split System: Heat Pump with Remote Outdoor Unit-Air-Source) | HH824E2S11 | ADP |  | H,YG7J(1,2)36+TXV-BLEED | Y81E060A12SMPS1 | 22400 | 17 | 9.25 | 21400 | 17600 | 82.24% | 1.96 | 0 | 11.5 |  |  |  | No | R-454B | 1.8667 | Residential & Commercial | Ducted CEE Tier 1
212394312 | Central HP <5.4 tons | 1HVAC | HRCU-A-C (Split System: Heat Pump with Remote Outdoor Unit with No Indoor Fan --Air Source) | ACIQ-24-HPB |  |  | ACIQ-24-ACL |  | 24000 | 16.5 | 9.5 | 25000 | 20000 | 80% | 1.95 | 11 | 10.7 |  |  |  | No | R-410A | 2 | Residential & Commercial | Ducted CEE Tier 1
212622789 | Central HP <5.4 tons | COLEMAN | HRCU-A-CB (Split System: Heat Pump with Remote Outdoor Unit-Air-Source) | HMH72B341 | ASPEN |  | C(A,C,D,E)36A44+TDR | TM8E100C16MP11 | 33000 | 18 | 8.2 | 33800 | 28200 | 83.43% | 2.68 | 0 | 10 |  |  |  | No | R-410A | 2.75 | Residential & Commercial | Ducted CEE Tier 1
212622803 | Central HP <5.4 tons | COLEMAN | HRCU-A-CB (Split System: Heat Pump with Remote Outdoor Unit-Air-Source) | HMH72B341 | ASPEN |  | C(A,C,D,E)48B24+TDR | TM8E080C16MP11 | 31800 | 18 | 8.3 | 33800 | 28600 | 84.62% | 2.71 | 0 | 10 |  |  |  | No | R-410A | 2.65 | Residential & Commercial | Ducted CEE Tier 1
206765936 | Central HP <5.4 tons | ARCOAIRE | HRCU-A-CB (Split System: Heat Pump with Remote Outdoor Unit-Air-Source) | HVH825GKA3* |  |  | EA*4X37L21A*+WALLCON | *80CTL0701716A* | 24400 | 17 | 8.5 | 21200 | 16600 | 78.3% | 2.02 | 11 | 11 |  |  |  | No | R-410A | 2.0333 | Residential & Commercial | Ducted CEE Tier 1
214588279 | Central HP <5.4 tons | BRYANT HEATING AND COOLING SYSTEMS | HRCU-A-CB (Split System: Heat Pump with Remote Outdoor Unit-Air-Source) | 38MURAQ24AB3* | ADP |  | C36A***L159 | 926TC36040V17*** | 23400 | 16 | 8.5 | 24600 | 23800 | 96.75% | 2 | 0 | 10 |  |  |  | No | R-410A | 1.95 | Residential & Commercial | Ducted CEE Tier 1
214588284 | Central HP <5.4 tons | BRYANT HEATING AND COOLING SYSTEMS | HRCU-A-CB (Split System: Heat Pump with Remote Outdoor Unit-Air-Source) | 38MURAQ24AB3* | ADP |  | PL36H175P149 | 926TC36060V14*** | 23400 | 17 | 8.5 | 24600 | 23600 | 95.93% | 2 | 0 | 10 |  |  |  | No | R-410A | 1.95 | Residential & Commercial | Ducted CEE Tier 1
214588286 | Central HP <5.4 tons | BRYANT HEATING AND COOLING SYSTEMS | HRCU-A-CB (Split System: Heat Pump with Remote Outdoor Unit-Air-Source) | 38MURAQ24AB3* | ADP |  | C36A***L159 | 926TC36060V14*** | 23600 | 17 | 8.5 | 24600 | 23600 | 95.93% | 2 | 0 | 10 |  |  |  | No | R-410A | 1.9667 | Residential & Commercial | Ducted CEE Tier 1
211264694 | Central HP <5.4 tons | ARCOAIRE | HRCU-A-CB (Split System: Heat Pump with Remote Outdoor Unit-Air-Source) | DLCURAH18ABK |  |  | EN(A,D)4X30L17** | OLV098A12* | 18200 | 15.5 | 8.5 | 18800 | 18400 | 97.87% | 2.2 | 0 | 11 |  |  |  | No | R-410A | 1.5167 | Residential & Commercial | Ducted CEE Tier 1
213433236 | Central HP <5.4 tons | 1HVAC | HRCU-A-CB (Split System: Heat Pump with Remote Outdoor Unit-Air-Source) | ACIQ-36-HPB |  |  | ACIQ-36W-P |  | 36000 | 17 | 9.9 | 36000 | 36000 | 100% | 1.9 | 0 | 10 |  |  |  | No | R-410A | 3 | Residential & Commercial | Ducted CEE Tier 1
216014862 | Central HP <5.4 tons | FRIEDRICH | HRCU-A-CB (Split System: Heat Pump with Remote Outdoor Unit-Air-Source) | WFPU17Z243C |  |  | DRAH2TA2417STANN |  | 21400 | 15.8 | 8.4 | 23200 | 17700 | 76.29% | 1.98 | 0 | 10 |  |  |  | No | R-410A | 1.7833 | Residential & Commercial | Ducted CEE Tier 1
211230045 | Central HP <5.4 tons | KEEPRITE | HRCU-A-CB (Split System: Heat Pump with Remote Outdoor Unit-Air-Source) | DLCURAH36ABK |  |  | EN(A,D,W)4X48L21** | *80ESU0802120A | 37400 | 15.5 | 8.5 | 39500 | 35000 | 88.61% | 2.1 | 0 | 10.5 |  |  |  | No | R-410A | 3.1167 | Residential & Commercial | Ducted CEE Tier 1
211229963 | Central HP <5.4 tons | KEEPRITE | HRCU-A-CB (Split System: Heat Pump with Remote Outdoor Unit-Air-Source) | DLCURAH36ABK |  |  | EN(A,D,W)4X48L21** | *80ES(N,L)0902120A* | 36600 | 16 | 8.1 | 39500 | 34800 | 88.1% | 2.04 | 0 | 10.5 |  |  |  | No | R-410A | 3.05 | Residential & Commercial | Ducted CEE Tier 1
216445239 | Central HP <5.4 tons | ECOER | HRCU-A-CB (Split System: Heat Pump with Remote Outdoor Unit-Air-Source) | EODA19H-2436AB* |  |  | EAHDEN-24AB* |  | 24000 | 20 | 10 | 24000 | 19600 | 81.67% | 2.1 | 0 | 13 |  |  |  | No | R-454B | 2 | Residential & Commercial | Ducted CEE Tier 1
213088504 | Central HP <5.4 tons | TEMPSTAR | HRCU-A-CB (Split System: Heat Pump with Remote Outdoor Unit-Air-Source) | DLCURAH36ABK | ADP |  | H,RG80936+AEFE4B* |  | 37000 | 16 | 8.1 | 36800 | 34400 | 93.48% | 2 | 0 | 10 |  |  |  | No | R-410A | 3.0833 | Residential & Commercial | Ducted CEE Tier 1
215425785 | Central HP <5.4 tons | YORK | HRCU-A-CB (Split System: Heat Pump with Remote Outdoor Unit-Air-Source) | HH824E2S11 | ADP |  | H,YE32*24+TXV | Y81E100B12SMPS1 | 23000 | 17 | 8.95 | 21400 | 18200 | 85.05% | 1.98 | 0 | 12 |  |  |  | No | R-454B | 1.9167 | Residential & Commercial | Ducted CEE Tier 1
215425786 | Central HP <5.4 tons | YORK | HRCU-A-CB (Split System: Heat Pump with Remote Outdoor Unit-Air-Source) | HH824E2S11 | ADP |  | H,YE32*30+TXV | Y81E100B12SMPS1 | 23000 | 17 | 8.95 | 21400 | 18200 | 85.05% | 1.98 | 0 | 12 |  |  |  | No | R-454B | 1.9167 | Residential & Commercial | Ducted CEE Tier 1
215425804 | Central HP <5.4 tons | YORK | HRCU-A-CB (Split System: Heat Pump with Remote Outdoor Unit-Air-Source) | HH824E2S11 | ADP |  | H,YE24*36+TXV | Y91E026A08SMPS1 | 22000 | 17 | 8.1 | 21200 | 16900 | 79.72% | 1.92 | 0 | 11 |  |  |  | No | R-454B | 1.8333 | Residential & Commercial | Ducted CEE Tier 1
215425834 | Central HP <5.4 tons | YORK | HRCU-A-CB (Split System: Heat Pump with Remote Outdoor Unit-Air-Source) | HH824E2S11 | ADP |  | H,YE32*24+TXV | Y91E080B12SMPS1 | 22200 | 17 | 8.65 | 21200 | 17400 | 82.08% | 1.94 | 0 | 11.5 |  |  |  | No | R-454B | 1.85 | Residential & Commercial | Ducted CEE Tier 1
215425851 | Central HP <5.4 tons | YORK | HRCU-A-CB (Split System: Heat Pump with Remote Outdoor Unit-Air-Source) | HH824E2S11 | ADP |  | H,YE7J*24+TXV | YP9C080B12MP13 | 22400 | 17 | 8.8 | 21400 | 17300 | 80.84% | 1.96 | 0 | 11.5 |  |  |  | No | R-454B | 1.8667 | Residential & Commercial | Ducted CEE Tier 1
214776304 | Central HP <5.4 tons | YORK | HRCU-A-CB (Split System: Heat Pump with Remote Outdoor Unit-Air-Source) | HH824E2S11 | ADP |  | CX360A*35+TXV | TL8E060A12UH11 | 22200 | 17 | 8.65 | 21200 | 17500 | 82.55% | 1.94 | 0 | 11 |  |  |  | No | R-454B | 1.85 | Residential & Commercial | Ducted CEE Tier 1
214776337 | Central HP <5.4 tons | YORK | HRCU-A-CB (Split System: Heat Pump with Remote Outdoor Unit-Air-Source) | HH824E2S11 | ADP |  | CH360**C+TXV | TM9E060B12MP12 | 22800 | 16 | 8.95 | 21400 | 17900 | 83.64% | 1.98 | 0 | 11.5 |  |  |  | No | R-454B | 1.9 | Residential & Commercial | Ducted CEE Tier 1
214776340 | Central HP <5.4 tons | YORK | HRCU-A-CB (Split System: Heat Pump with Remote Outdoor Unit-Air-Source) | HH824E2S11 | ADP |  | CX363B*35+TXV | TM9E060B12MP12 | 23000 | 17 | 9 | 21400 | 17900 | 83.64% | 2 | 0 | 11.7 |  |  |  | No | R-454B | 1.9167 | Residential & Commercial | Ducted CEE Tier 1
211262592 | Central HP <5.4 tons | ARCOAIRE | HRCU-A-CB (Split System: Heat Pump with Remote Outdoor Unit-Air-Source) | DLCURAH18ABK |  |  | EN(A,D)4X24L14** | *95ESN0401410A* | 17800 | 15.5 | 8.5 | 18700 | 18800 | 100.5% | 2.26 | 0 | 10.5 |  |  |  | No | R-410A | 1.4833 | Residential & Commercial | Ducted CEE Tier 1
204300203 | Central HP <5.4 tons | ARCOAIRE | HRCU-A-CB (Split System: Heat Pump with Remote Outdoor Unit-Air-Source) | HVH837GKA** |  |  | EHD4X36AAL+WALLCON | *80CTL0901716A* | 32400 | 17 | 8.1 | 33200 | 24600 | 74.1% | 1.94 | 12 | 11 |  |  |  | No | R-410A | 2.7 | Residential & Commercial | Ducted CEE Tier 1
211262217 | Central HP <5.4 tons | ARCOAIRE | HRCU-A-CB (Split System: Heat Pump with Remote Outdoor Unit-Air-Source) | DLCURAH18ABK |  |  | EA*4X30L17A* | OMV112K14A | 18200 | 15.5 | 8.5 | 18900 | 18400 | 97.35% | 2.2 | 0 | 10.5 |  |  |  | No | R-410A | 1.5167 | Residential & Commercial | Ducted CEE Tier 1
206765425 | Central HP <5.4 tons | ARCOAIRE | HRCU-A-CB (Split System: Heat Pump with Remote Outdoor Unit-Air-Source) | HVH825GKA3* |  |  | EA*4X24L17A*+WALLCON | *80CTL0701716A* | 23200 | 16.5 | 8.1 | 22000 | 16800 | 76.36% | 1.9 | 11 | 10.5 |  |  |  | No | R-410A | 1.9333 | Residential & Commercial | Ducted CEE Tier 1
206765461 | Central HP <5.4 tons | ARCOAIRE | HRCU-A-CB (Split System: Heat Pump with Remote Outdoor Unit-Air-Source) | HVH825GKA3* |  |  | EA*4X24L17A*+WALLCON | *97CMN0801714A* | 23200 | 16 | 8.1 | 22000 | 16900 | 76.82% | 1.88 | 11 | 10.5 |  |  |  | No | R-410A | 1.9333 | Residential & Commercial | Ducted CEE Tier 1
213079677 | Central HP <5.4 tons | KEEPRITE | HRCU-A-CB (Split System: Heat Pump with Remote Outdoor Unit-Air-Source) | DLCURAH36ABK |  |  | EA*4X42L24A* | *92MSN0802120A* | 35200 | 16.5 | 8.1 | 38500 | 35000 | 90.91% | 1.88 | 0 | 10 |  |  |  | No | R-410A | 2.9333 | Residential & Commercial | Ducted CEE Tier 1
213078993 | Central HP <5.4 tons | KEEPRITE | HRCU-A-CB (Split System: Heat Pump with Remote Outdoor Unit-Air-Source) | DLCURAH36ABK |  |  | EA*4X37L21A* | *80MSU0401712A* | 36600 | 16 | 8.5 | 38500 | 34800 | 90.39% | 2.08 | 0 | 10 |  |  |  | No | R-410A | 3.05 | Residential & Commercial | Ducted CEE Tier 1
213078439 | Central HP <5.4 tons | KEEPRITE | HRCU-A-CB (Split System: Heat Pump with Remote Outdoor Unit-Air-Source) | DLCURAH36ABK |  |  | EA*4X43L21A* | *80MS(N,L)0902116A* | 36400 | 16.5 | 8.5 | 38000 | 34800 | 91.58% | 2.06 | 0 | 10 |  |  |  | No | R-410A | 3.0333 | Residential & Commercial | Ducted CEE Tier 1
213078623 | Central HP <5.4 tons | KEEPRITE | HRCU-A-CB (Split System: Heat Pump with Remote Outdoor Unit-Air-Source) | DLCURAH36ABK |  |  | EA*4X37L21A* | *80MS(N,L)1102120A* | 36600 | 16.5 | 8.5 | 38000 | 34800 | 91.58% | 2.06 | 0 | 10 |  |  |  | No | R-410A | 3.05 | Residential & Commercial | Ducted CEE Tier 1
213077778 | Central HP <5.4 tons | KEEPRITE | HRCU-A-CB (Split System: Heat Pump with Remote Outdoor Unit-Air-Source) | DLCURAH36ABK |  |  | EN(A,D,W)4X48L21** | *96VTN1002122B* | 36000 | 17 | 8.1 | 38500 | 34800 | 90.39% | 2 | 0 | 10.5 |  |  |  | No | R-410A | 3 | Residential & Commercial | Ducted CEE Tier 1
213077812 | Central HP <5.4 tons | KEEPRITE | HRCU-A-CB (Split System: Heat Pump with Remote Outdoor Unit-Air-Source) | DLCURAH36ABK |  |  | EN(A,D)4X48L24** | *96VTN1202422B* | 35800 | 16.5 | 8.1 | 38500 | 35000 | 90.91% | 2 | 0 | 10 |  |  |  | No | R-410A | 2.9833 | Residential & Commercial | Ducted CEE Tier 1
213077537 | Central HP <5.4 tons | KEEPRITE | HRCU-A-CB (Split System: Heat Pump with Remote Outdoor Unit-Air-Source) | DLCURAH36ABK |  |  | EA*4X48L21A* | *96VTN0802120B* | 36200 | 16 | 8.5 | 38000 | 34800 | 91.58% | 2.04 | 0 | 10 |  |  |  | No | R-410A | 3.0167 | Residential & Commercial | Ducted CEE Tier 1
215850901 | Central HP <5.4 tons | COLEMAN | HRCU-A-CB (Split System: Heat Pump with Remote Outdoor Unit-Air-Source) | HH860E2S11 | ASPEN |  | D(A,C,E)60B3K+TDR | TM9E080C20MP12 | 43000 | 17 | 8.5 | 46500 | 35000 | 75.27% | 2 | 0 | 11 |  |  |  | No | R-454B | 3.5833 | Residential & Commercial | Ducted CEE Tier 1
215850917 | Central HP <5.4 tons | COLEMAN | HRCU-A-CB (Split System: Heat Pump with Remote Outdoor Unit-Air-Source) | HH860E2S11 | ASPEN |  | C(A,C,D,E)60B3K+TDR | TM9E100C20MP12 | 42500 | 17 | 8.5 | 46500 | 35000 | 75.27% | 2 | 0 | 11 |  |  |  | No | R-454B | 3.5417 | Residential & Commercial | Ducted CEE Tier 1
215850932 | Central HP <5.4 tons | COLEMAN | HRCU-A-CB (Split System: Heat Pump with Remote Outdoor Unit-Air-Source) | HH860E2S11 | ASPEN |  | D(A,C,E)60B3K+TDR | TM9E120D20MP12 | 42000 | 17 | 8.5 | 46500 | 35000 | 75.27% | 2 | 0 | 11 |  |  |  | No | R-454B | 3.5 | Residential & Commercial | Ducted CEE Tier 1
215405745 | Central HP <5.4 tons | YORK | HRCU-A-CB (Split System: Heat Pump with Remote Outdoor Unit-Air-Source) | HH860E2S11 | ADP |  | CH600C*C+TXV+AEF60CXP* |  | 53000 | 19 | 8.8 | 52000 | 38000 | 73.08% | 1.96 | 0 | 11.4 |  |  |  | No | R-454B | 4.4167 | Residential & Commercial | Ducted CEE Tier 1
214776438 | Central HP <5.4 tons | YORK | HRCU-A-CB (Split System: Heat Pump with Remote Outdoor Unit-Air-Source) | HH860E2S11 | ADP |  | CH602**A+TXV | TL8E100C20UH11 | 52000 | 19 | 8.5 | 51500 | 38000 | 73.79% | 2 | 0 | 11 |  |  |  | No | R-454B | 4.3333 | Residential & Commercial | Ducted CEE Tier 1
214776457 | Central HP <5.4 tons | YORK | HRCU-A-CB (Split System: Heat Pump with Remote Outdoor Unit-Air-Source) | HH860E2S11 | ADP |  | CV609**A+TXV | TL9E080C16UH11 | 44500 | 18 | 8.5 | 44000 | 34000 | 77.27% | 2 | 0 | 11 |  |  |  | No | R-454B | 3.7083 | Residential & Commercial | Ducted CEE Tier 1
214776472 | Central HP <5.4 tons | YORK | HRCU-A-CB (Split System: Heat Pump with Remote Outdoor Unit-Air-Source) | HH860E2S11 | ADP |  | CH480C*C+TXV | TM9E080C16MP12 | 43500 | 17 | 8.3 | 43500 | 34000 | 78.16% | 1.96 | 0 | 10.5 |  |  |  | No | R-454B | 3.625 | Residential & Commercial | Ducted CEE Tier 1
214776488 | Central HP <5.4 tons | YORK | HRCU-A-CB (Split System: Heat Pump with Remote Outdoor Unit-Air-Source) | HH860E2S11 | ADP |  | CV609**A+TXV | TM9E080C16MP12 | 44500 | 18 | 8.5 | 43500 | 34000 | 78.16% | 2 | 0 | 11 |  |  |  | No | R-454B | 3.7083 | Residential & Commercial | Ducted CEE Tier 1
212622321 | Central HP <5.4 tons | COLEMAN | HRCU-A-CB (Split System: Heat Pump with Remote Outdoor Unit-Air-Source) | HMH72B341 | ASPEN |  | D(A,C,E)48B24+TDR | TM8E120C16MP11 | 32000 | 18 | 8.1 | 33600 | 28600 | 85.12% | 2.64 | 0 | 10 |  |  |  | No | R-410A | 2.6667 | Residential & Commercial | Ducted CEE Tier 1
206765855 | Central HP <5.4 tons | ARCOAIRE | HRCU-A-CB (Split System: Heat Pump with Remote Outdoor Unit-Air-Source) | HVH825GKA3* |  |  | EA*4X37L17A*+WALLCON | *80CTL0451712A* | 24000 | 16 | 8.1 | 21600 | 16800 | 77.78% | 1.98 | 11 | 10.5 |  |  |  | No | R-410A | 2 | Residential & Commercial | Ducted CEE Tier 1
206765909 | Central HP <5.4 tons | ARCOAIRE | HRCU-A-CB (Split System: Heat Pump with Remote Outdoor Unit-Air-Source) | HVH825GKA3* |  |  | EA*4X37L17A*+WALLCON | *80CTL0701412A* | 24200 | 17 | 8.1 | 21400 | 16600 | 77.57% | 2 | 11 | 11 |  |  |  | No | R-410A | 2.0167 | Residential & Commercial | Ducted CEE Tier 1
206765630 | Central HP <5.4 tons | ARCOAIRE | HRCU-A-CB (Split System: Heat Pump with Remote Outdoor Unit-Air-Source) | HVH825GKA3* |  |  | EA*4X30L17A*+WALLCON | *80CTL0701412A* | 23600 | 17 | 8.1 | 21600 | 16600 | 76.85% | 1.92 | 11.5 | 11 |  |  |  | No | R-410A | 1.9667 | Residential & Commercial | Ducted CEE Tier 1
211262725 | Central HP <5.4 tons | ARCOAIRE | HRCU-A-CB (Split System: Heat Pump with Remote Outdoor Unit-Air-Source) | DLCURAH18ABK |  |  | EN(A,D)4X24L14** | *92ESN0601412A* | 18100 | 16 | 8.5 | 19000 | 18600 | 97.89% | 2.24 | 0 | 11 |  |  |  | No | R-410A | 1.5083 | Residential & Commercial | Ducted CEE Tier 1
211262828 | Central HP <5.4 tons | ARCOAIRE | HRCU-A-CB (Split System: Heat Pump with Remote Outdoor Unit-Air-Source) | DLCURAH18ABK |  |  | EN(A,D)4X24L17** | *96VSN0601714A* | 17600 | 15.5 | 8.5 | 18500 | 18800 | 101.6% | 2.26 | 0 | 10.5 |  |  |  | No | R-410A | 1.4667 | Residential & Commercial | Ducted CEE Tier 1
211263511 | Central HP <5.4 tons | ARCOAIRE | HRCU-A-CB (Split System: Heat Pump with Remote Outdoor Unit-Air-Source) | DLCURAH18ABK |  |  | EN(A,D)4X24L17** | *80ESU0601716A | 18500 | 16 | 8.5 | 19400 | 18500 | 95.36% | 2.24 | 0 | 11 |  |  |  | No | R-410A | 1.5417 | Residential & Commercial | Ducted CEE Tier 1
211263394 | Central HP <5.4 tons | ARCOAIRE | HRCU-A-CB (Split System: Heat Pump with Remote Outdoor Unit-Air-Source) | DLCURAH18ABK |  |  | EN(A,D)4X24L17** | *92ESN0601714A* | 17700 | 16 | 8.5 | 18500 | 18800 | 101.6% | 2.26 | 0 | 11 |  |  |  | No | R-410A | 1.475 | Residential & Commercial | Ducted CEE Tier 1
214303529 | Central HP <5.4 tons | ECOER | HRCU-A-CB (Split System: Heat Pump with Remote Outdoor Unit-Air-Source) | EODA19H-4860A |  |  | GNC4248CPT | MGH96M080C4A | 43000 | 17.5 | 8.8 | 45000 | 32400 | 72% | 1.95 | 0 | 11.7 |  |  |  | No | R-410A | 3.5833 | Residential & Commercial | Ducted CEE Tier 1
214660541 | Central HP <5.4 tons | ECOER | HRCU-A-CB (Split System: Heat Pump with Remote Outdoor Unit-Air-Source) | EODA19H-4860AA* |  |  | EAHATN-48BA* |  | 47000 | 19 | 9.5 | 48000 | 34400 | 71.67% | 2.1 | 0 | 12.5 |  |  |  | No | R-410A | 3.9167 | Residential & Commercial | Ducted CEE Tier 1
214660563 | Central HP <5.4 tons | ECOER | HRCU-A-CB (Split System: Heat Pump with Remote Outdoor Unit-Air-Source) | EODA19H-4860AA* |  |  | GNC4860DPT | MGH96M100D5A | 52000 | 18 | 8.7 | 54000 | 37800 | 70% | 1.9 | 0 | 11.7 |  |  |  | No | R-410A | 4.3333 | Residential & Commercial | Ducted CEE Tier 1
214776505 | Central HP <5.4 tons | YORK | HRCU-A-CB (Split System: Heat Pump with Remote Outdoor Unit-Air-Source) | HH860E2S11 | ADP |  | CH600C*C+TXV | TM9E100C16MP12 | 44000 | 17 | 8.45 | 44000 | 34000 | 77.27% | 1.98 | 0 | 10.5 |  |  |  | No | R-454B | 3.6667 | Residential & Commercial | Ducted CEE Tier 1
214776507 | Central HP <5.4 tons | YORK | HRCU-A-CB (Split System: Heat Pump with Remote Outdoor Unit-Air-Source) | HH860E2S11 | ADP |  | CH600D*C+TXV | TM9E100C16MP12 | 44000 | 17 | 8.4 | 44000 | 34000 | 77.27% | 1.98 | 0 | 10.5 |  |  |  | No | R-454B | 3.6667 | Residential & Commercial | Ducted CEE Tier 1
214776523 | Central HP <5.4 tons | YORK | HRCU-A-CB (Split System: Heat Pump with Remote Outdoor Unit-Air-Source) | HH860E2S11 | ADP |  | CV600**C+TXV | TM9E100C20MP12 | 52000 | 18 | 8.3 | 53000 | 39500 | 74.53% | 1.96 | 0 | 10.5 |  |  |  | No | R-454B | 4.3333 | Residential & Commercial | Ducted CEE Tier 1
214776572 | Central HP <5.4 tons | YORK | HRCU-A-CB (Split System: Heat Pump with Remote Outdoor Unit-Air-Source) | HH860E2S11 | ADP |  | CV601**C+TXV | TM9V100C16MP12 | 43500 | 17 | 8.5 | 42000 | 32800 | 78.1% | 2 | 0 | 11.7 |  |  |  | No | R-454B | 3.625 | Residential & Commercial | Ducted CEE Tier 1
214776605 | Central HP <5.4 tons | YORK | HRCU-A-CB (Split System: Heat Pump with Remote Outdoor Unit-Air-Source) | HH860E2S11 | ADP |  | CH602**A+TXV | TM9V120D20MP12 | 53000 | 19 | 8.5 | 53000 | 39000 | 73.58% | 2 | 0 | 11 |  |  |  | No | R-454B | 4.4167 | Residential & Commercial | Ducted CEE Tier 1
214776606 | Central HP <5.4 tons | YORK | HRCU-A-CB (Split System: Heat Pump with Remote Outdoor Unit-Air-Source) | HH860E2S11 | ADP |  | CV602D*A+TXV | TM9V120D20MP12 | 53000 | 19 | 8.5 | 52500 | 39000 | 74.29% | 2 | 0 | 11 |  |  |  | No | R-454B | 4.4167 | Residential & Commercial | Ducted CEE Tier 1
214776623 | Central HP <5.4 tons | YORK | HRCU-A-CB (Split System: Heat Pump with Remote Outdoor Unit-Air-Source) | HH860E2S11 | ADP |  | CV602D*A+TXV | TMLE080C16MP11 | 44500 | 18 | 8.5 | 43500 | 33800 | 77.7% | 2 | 0 | 11 |  |  |  | No | R-454B | 3.7083 | Residential & Commercial | Ducted CEE Tier 1
214776656 | Central HP <5.4 tons | YORK | HRCU-A-CB (Split System: Heat Pump with Remote Outdoor Unit-Air-Source) | HH860E2S11 | ADP |  | CV609**A+TXV | TMLE100C16MP11 | 44500 | 18 | 8.5 | 43500 | 33800 | 77.7% | 2 | 0 | 11 |  |  |  | No | R-454B | 3.7083 | Residential & Commercial | Ducted CEE Tier 1
212622384 | Central HP <5.4 tons | COLEMAN | HRCU-A-CB (Split System: Heat Pump with Remote Outdoor Unit-Air-Source) | HMH72B341 | ASPEN |  | C(A,C,D,E)42B34+TDR | TL9E100C20UH11 | 33400 | 17 | 8.1 | 33600 | 29000 | 86.31% | 2.69 | 0 | 10 |  |  |  | No | R-410A | 2.7833 | Residential & Commercial | Ducted CEE Tier 1
212622468 | Central HP <5.4 tons | COLEMAN | HRCU-A-CB (Split System: Heat Pump with Remote Outdoor Unit-Air-Source) | HMH72B341 | ASPEN |  | D(A,C,E)48B34+TDR | TM9E100C16MP12 | 32800 | 18 | 8.5 | 33600 | 27200 | 80.95% | 2.66 | 0 | 10 |  |  |  | No | R-410A | 2.7333 | Residential & Commercial | Ducted CEE Tier 1
211168124 | Central HP <5.4 tons | AMERICAN STANDARD | HRCU-A-CB (Split System: Heat Pump with Remote Outdoor Unit-Air-Source) | 4A6L9036A1 | ASPEN |  | 4PXFH005AZ3+TDR | *DHMB060BCV3 | 35400 | 16.5 | 8.5 | 33800 | 24400 | 72.19% | 2.72 | 0 | 10 |  |  |  | No | R-410A | 2.95 | Residential & Commercial | Ducted CEE Tier 1
214660548 | Central HP <5.4 tons | ECOER | HRCU-A-C (Split System: Heat Pump with Remote Outdoor Unit with No Indoor Fan --Air Source) | EODA19H-4860AA* |  |  | GNC4860DPT+DK |  | 52000 | 15.2 | 8.6 | 53000 | 37200 | 70.19% | 1.9 | 0 | 10.8 |  |  |  | No | R-410A | 4.3333 | Residential & Commercial | Ducted CEE Tier 1
214838770 | Central HP <5.4 tons | ECOER | HRCU-A-CB (Split System: Heat Pump with Remote Outdoor Unit-Air-Source) | EODA19H-2436AA* |  |  | GNC2430BPT | FG7SA-090C-T24B* | 24000 | 17.5 | 8.5 | 24000 | 19400 | 80.83% | 2.1 | 0 | 12 |  |  |  | No | R-410A | 2 | Residential & Commercial | Ducted CEE Tier 1
214303519 | Central HP <5.4 tons | ECOER | HRCU-A-CB (Split System: Heat Pump with Remote Outdoor Unit-Air-Source) | EODA19H-2436A |  |  | GNC2430BPT | MGH96M080B3A | 24000 | 18.5 | 9 | 24000 | 19400 | 80.83% | 2.1 | 0 | 12 |  |  |  | No | R-410A | 2 | Residential & Commercial | Ducted CEE Tier 1
214838768 | Central HP <5.4 tons | ECOER | HRCU-A-CB (Split System: Heat Pump with Remote Outdoor Unit-Air-Source) | EODA19H-2436AA* |  |  | GNC2430APT | FG7SA-054C-T23A* | 23800 | 17.5 | 8.5 | 24000 | 19200 | 80% | 2 | 0 | 12 |  |  |  | No | R-410A | 1.9833 | Residential & Commercial | Ducted CEE Tier 1
214838781 | Central HP <5.4 tons | ECOER | HRCU-A-CB (Split System: Heat Pump with Remote Outdoor Unit-Air-Source) | EODA19H-2436AA* |  |  | GNC2430BPT | FG7TE-060D-V24B* | 24000 | 18.5 | 9 | 24000 | 19400 | 80.83% | 2.1 | 0 | 12 |  |  |  | No | R-410A | 2 | Residential & Commercial | Ducted CEE Tier 1
214660562 | Central HP <5.4 tons | ECOER | HRCU-A-CB (Split System: Heat Pump with Remote Outdoor Unit-Air-Source) | EODA19H-4860AA* |  |  | GNC4860DPT | MGH96M120D5A | 52000 | 18 | 8.7 | 54000 | 37800 | 70% | 1.9 | 0 | 11.7 |  |  |  | No | R-410A | 4.3333 | Residential & Commercial | Ducted CEE Tier 1
214303533 | Central HP <5.4 tons | ECOER | HRCU-A-CB (Split System: Heat Pump with Remote Outdoor Unit-Air-Source) | EODA19H-4860A |  |  | EAHATN-36B |  | 35200 | 19.5 | 9.5 | 36000 | 29200 | 81.11% | 1.9 | 0 | 12.5 |  |  |  | No | R-410A | 2.9333 | Residential & Commercial | Ducted CEE Tier 1
214303516 | Central HP <5.4 tons | ECOER | HRCU-A-C (Split System: Heat Pump with Remote Outdoor Unit with No Indoor Fan --Air Source) | EODA19H-4860A |  |  | GNC4860CPT+DK |  | 52000 | 15.2 | 8.6 | 53000 | 37200 | 70.19% | 1.9 | 0 | 10.8 |  |  |  | No | R-410A | 4.3333 | Residential & Commercial | Ducted CEE Tier 1
215213674 | Central HP <5.4 tons | ECOER | HRCU-A-CB (Split System: Heat Pump with Remote Outdoor Unit-Air-Source) | EODA19H-4860AA* |  |  | GNC4860CPT | FG7SA-090C-T35C* | 52000 | 16.5 | 8.3 | 54000 | 37800 | 70% | 1.85 | 0 | 11.2 |  |  |  | No | R-410A | 4.3333 | Residential & Commercial | Ducted CEE Tier 1
214303532 | Central HP <5.4 tons | ECOER | HRCU-A-CB (Split System: Heat Pump with Remote Outdoor Unit-Air-Source) | EODA19H-4860A |  |  | GNC4860DPT | MGH96M100D5A | 52000 | 18 | 8.7 | 54000 | 37800 | 70% | 1.9 | 0 | 11.7 |  |  |  | No | R-410A | 4.3333 | Residential & Commercial | Ducted CEE Tier 1
214660542 | Central HP <5.4 tons | ECOER | HRCU-A-CB (Split System: Heat Pump with Remote Outdoor Unit-Air-Source) | EODA19H-4860AA* |  |  | EAHATN-60BA* |  | 54000 | 18.5 | 9.5 | 55000 | 38500 | 70% | 1.9 | 0 | 11.7 |  |  |  | No | R-410A | 4.5 | Residential & Commercial | Ducted CEE Tier 1
214776657 | Central HP <5.4 tons | YORK | HRCU-A-CB (Split System: Heat Pump with Remote Outdoor Unit-Air-Source) | HH860E2S11 | ADP |  | CH600C*C+TXV | TMLE100C20MP11 | 52500 | 18 | 8.3 | 53000 | 39500 | 74.53% | 1.96 | 0 | 10.5 |  |  |  | No | R-454B | 4.375 | Residential & Commercial | Ducted CEE Tier 1
214776658 | Central HP <5.4 tons | YORK | HRCU-A-CB (Split System: Heat Pump with Remote Outdoor Unit-Air-Source) | HH860E2S11 | ADP |  | CH604**C+TXV | TMLE100C20MP11 | 53500 | 19 | 8.5 | 53000 | 39500 | 74.53% | 2 | 0 | 11 |  |  |  | No | R-454B | 4.4583 | Residential & Commercial | Ducted CEE Tier 1
214776707 | Central HP <5.4 tons | YORK | HRCU-A-CB (Split System: Heat Pump with Remote Outdoor Unit-Air-Source) | HH860E2S11 | ADP |  | CX601C*35+TXV | TMLV100C16MP12 | 43500 | 18 | 8.5 | 42000 | 32800 | 78.1% | 2 | 0 | 11.7 |  |  |  | No | R-454B | 3.625 | Residential & Commercial | Ducted CEE Tier 1
214776724 | Central HP <5.4 tons | YORK | HRCU-A-CB (Split System: Heat Pump with Remote Outdoor Unit-Air-Source) | HH860E2S11 | ADP |  | CV607**C+TXV | TMLV120C20MP12 | 53000 | 19 | 8.5 | 52000 | 38500 | 74.04% | 2 | 0 | 11 |  |  |  | No | R-454B | 4.4167 | Residential & Commercial | Ducted CEE Tier 1
214776740 | Central HP <5.4 tons | YORK | HRCU-A-CB (Split System: Heat Pump with Remote Outdoor Unit-Air-Source) | HH860E2S11 | ADP |  | CV603**A+TXV | Y81E080C16SMPS1 | 44500 | 18 | 8.5 | 42500 | 33000 | 77.65% | 2 | 0 | 12 |  |  |  | No | R-454B | 3.7083 | Residential & Commercial | Ducted CEE Tier 1
214776790 | Central HP <5.4 tons | YORK | HRCU-A-CB (Split System: Heat Pump with Remote Outdoor Unit-Air-Source) | HH860E2S11 | ADP |  | CV481**C+TXV | YP9C080C16MP13 | 42500 | 17 | 8.3 | 42000 | 33000 | 78.57% | 1.96 | 0 | 10.5 |  |  |  | No | R-454B | 3.5417 | Residential & Commercial | Ducted CEE Tier 1
214776791 | Central HP <5.4 tons | YORK | HRCU-A-CB (Split System: Heat Pump with Remote Outdoor Unit-Air-Source) | HH860E2S11 | ADP |  | CH600C*C+TXV | YP9C080C16MP13 | 43000 | 17 | 8.45 | 42000 | 33000 | 78.57% | 1.98 | 0 | 10.5 |  |  |  | No | R-454B | 3.5833 | Residential & Commercial | Ducted CEE Tier 1
214776792 | Central HP <5.4 tons | YORK | HRCU-A-CB (Split System: Heat Pump with Remote Outdoor Unit-Air-Source) | HH860E2S11 | ADP |  | CH604**C+TXV | YP9C080C16MP13 | 43500 | 18 | 8.5 | 42000 | 33000 | 78.57% | 2 | 0 | 11 |  |  |  | No | R-454B | 3.625 | Residential & Commercial | Ducted CEE Tier 1
214660559 | Central HP <5.4 tons | ECOER | HRCU-A-CB (Split System: Heat Pump with Remote Outdoor Unit-Air-Source) | EODA19H-4860AA* |  |  | GNC4248CPT | MGH96M100C5A | 45000 | 18 | 8.8 | 46000 | 32400 | 70.43% | 1.95 | 0 | 11.7 |  |  |  | No | R-410A | 3.75 | Residential & Commercial | Ducted CEE Tier 1
216019258 | Central HP <5.4 tons | ECOER | HRCU-A-CB (Split System: Heat Pump with Remote Outdoor Unit-Air-Source) | EODA19H-4860AA* |  |  | EAHAEC-36 |  | 34600 | 18.2 | 9.5 | 35000 | 29200 | 83.43% | 1.9 | 0 | 12 |  |  |  | No | R-410A | 2.8833 | Residential & Commercial | Ducted CEE Tier 1
216032533 | Central HP <5.4 tons | MRCOOL | HRCU-A-CB (Split System: Heat Pump with Remote Outdoor Unit-Air-Source) | CENTRAL-48-HP-C-230B00-O |  |  | MVP-48-HP-MUAH-230A00-O |  | 48000 | 16.5 | 9.5 | 50000 | 46000 | 92% | 1.9 | 0 | 10.5 |  |  |  | No | R-454B | 4 | Residential & Commercial | Ducted CEE Tier 1
216558239 | Central HP <5.4 tons | ECOER | HRCU-A-CB (Split System: Heat Pump with Remote Outdoor Unit-Air-Source) | EODA19H-4860AA* |  |  | EAHDEN-36AB* |  | 35200 | 19.5 | 9.5 | 36000 | 29200 | 81.11% | 1.9 | 0 | 12.5 |  |  |  | No | R-410A | 2.9333 | Residential & Commercial | Ducted CEE Tier 1
206766008 | Central HP <5.4 tons | ARCOAIRE | HRCU-A-CB (Split System: Heat Pump with Remote Outdoor Unit-Air-Source) | HVH825GKA3* |  |  | EA*4X37L21A*+WALLCON | *97CMN1002122A* | 24400 | 16.5 | 8.5 | 21200 | 16600 | 78.3% | 2.04 | 11 | 11 |  |  |  | No | R-410A | 2.0333 | Residential & Commercial | Ducted CEE Tier 1
206765522 | Central HP <5.4 tons | ARCOAIRE | HRCU-A-CB (Split System: Heat Pump with Remote Outdoor Unit-Air-Source) | HVH825GKA3* |  |  | EA*4X25L17A*+WALLCON | *96CTN0801714A* | 24200 | 16.5 | 8.1 | 21400 | 16700 | 78.04% | 2 | 11 | 11 |  |  |  | No | R-410A | 2.0167 | Residential & Commercial | Ducted CEE Tier 1
206765540 | Central HP <5.4 tons | ARCOAIRE | HRCU-A-CB (Split System: Heat Pump with Remote Outdoor Unit-Air-Source) | HVH825GKA3* |  |  | EA*4X25L17A*+WALLCON | *97CMN0801714A* | 24200 | 16.5 | 8.1 | 21400 | 16700 | 78.04% | 2 | 11 | 11 |  |  |  | No | R-410A | 2.0167 | Residential & Commercial | Ducted CEE Tier 1
211264970 | Central HP <5.4 tons | ARCOAIRE | HRCU-A-CB (Split System: Heat Pump with Remote Outdoor Unit-Air-Source) | DLCURAH18ABK |  |  | FM(C,U)4Z18**AL* |  | 17800 | 17 | 9 | 18700 | 19800 | 105.9% | 2.4 | 0 | 11 |  |  |  | No | R-410A | 1.4833 | Residential & Commercial | Ducted CEE Tier 1
211263532 | Central HP <5.4 tons | ARCOAIRE | HRCU-A-CB (Split System: Heat Pump with Remote Outdoor Unit-Air-Source) | DLCURAH18ABK |  |  | EN(A,D)4X24L17** | OMV098J12* | 18300 | 15.5 | 8.5 | 19300 | 18600 | 96.37% | 2.24 | 0 | 11 |  |  |  | No | R-410A | 1.525 | Residential & Commercial | Ducted CEE Tier 1
211264427 | Central HP <5.4 tons | ARCOAIRE | HRCU-A-CB (Split System: Heat Pump with Remote Outdoor Unit-Air-Source) | DLCURAH18ABK |  |  | EN(A,D)4X30L17** | *95ESN0261410A* | 18200 | 15.5 | 8.5 | 18800 | 18400 | 97.87% | 2.2 | 0 | 11 |  |  |  | No | R-410A | 1.5167 | Residential & Commercial | Ducted CEE Tier 1
211264520 | Central HP <5.4 tons | ARCOAIRE | HRCU-A-CB (Split System: Heat Pump with Remote Outdoor Unit-Air-Source) | DLCURAH18ABK |  |  | EN(A,D)4X30L17** | *80ES(N,L)0701712A* | 18200 | 16.5 | 8.5 | 18700 | 18300 | 97.86% | 2.22 | 0 | 11 |  |  |  | No | R-410A | 1.5167 | Residential & Commercial | Ducted CEE Tier 1
214440897 | Central HP <5.4 tons | BRYANT HEATING AND COOLING SYSTEMS | HRCU-A-CB (Split System: Heat Pump with Remote Outdoor Unit-Air-Source) | 284ANV036*0**B* | ADP |  | V,C36H175P149 | 88*TB48090C17*** | 32600 | 20 | 9 | 35000 | 27200 | 77.71% | 2.04 | 0 | 12 |  |  |  | No | R-410A | 2.7167 | Residential & Commercial | Ducted CEE Tier 1
214389927 | Central HP <5.4 tons | CARRIER | HRCU-A-CB (Split System: Heat Pump with Remote Outdoor Unit-Air-Source) | 25VNA448A*031* | ADP |  | H,PG3K960 | 58TN*B135C24**22 | 44000 | 21 | 9.5 | 44000 | 35800 | 81.36% | 2.3 | 0 | 11.7 |  |  |  | No | R-410A | 3.6667 | Residential & Commercial | Ducted CEE Tier 1
214389920 | Central HP <5.4 tons | CARRIER | HRCU-A-CB (Split System: Heat Pump with Remote Outdoor Unit-Air-Source) | 25VNA448A*031* | ADP |  | H,PG48960 | 58TN*B045C17**12 | 43000 | 20 | 9 | 45000 | 37200 | 82.67% | 2.26 | 0 | 10 |  |  |  | No | R-410A | 3.5833 | Residential & Commercial | Ducted CEE Tier 1
214271732 | Central HP <5.4 tons | CARRIER | HRCU-A-CB (Split System: Heat Pump with Remote Outdoor Unit-Air-Source) | 25VNA448A*031* | ADP |  | PL48H175P789 | 58TN*B070C17**16 | 43000 | 20 | 9.5 | 44500 | 36400 | 81.8% | 2.32 | 0 | 10.5 |  |  |  | No | R-410A | 3.5833 | Residential & Commercial | Ducted CEE Tier 1
214776354 | Central HP <5.4 tons | YORK | HRCU-A-CB (Split System: Heat Pump with Remote Outdoor Unit-Air-Source) | HH824E2S11 | ADP |  | CV360**C+TXV | TMLE040A12MP11 | 21800 | 16 | 8.45 | 20800 | 16800 | 80.77% | 1.9 | 0 | 11 |  |  |  | No | R-454B | 1.8167 | Residential & Commercial | Ducted CEE Tier 1
215849855 | Central HP <5.4 tons | COLEMAN | HRCU-A-CB (Split System: Heat Pump with Remote Outdoor Unit-Air-Source) | HH824E2S11 | ASPEN |  | D(A,C,E)24C3K+TDR | TM8E080B12MP11 | 22400 | 17 | 8.5 | 22600 | 18000 | 79.65% | 2 | 0 | 12 |  |  |  | No | R-454B | 1.8667 | Residential & Commercial | Ducted CEE Tier 1
215849873 | Central HP <5.4 tons | COLEMAN | HRCU-A-CB (Split System: Heat Pump with Remote Outdoor Unit-Air-Source) | HH824E2S11 | ASPEN |  | C(A,C,D,E)24A3K+TDR | TM8V080B12MP12 | 21600 | 17 | 8.1 | 22600 | 17700 | 78.32% | 2 | 0 | 11.7 |  |  |  | No | R-454B | 1.8 | Residential & Commercial | Ducted CEE Tier 1
215849938 | Central HP <5.4 tons | COLEMAN | HRCU-A-CB (Split System: Heat Pump with Remote Outdoor Unit-Air-Source) | HH824E2S11 | ASPEN |  | C(A,C,D,E)24C3K+TDR | TM9E060A10MP12 | 20600 | 16.5 | 9 | 23000 | 18100 | 78.7% | 2 | 0 | 10.5 |  |  |  | No | R-454B | 1.7167 | Residential & Commercial | Ducted CEE Tier 1
215850089 | Central HP <5.4 tons | COLEMAN | HRCU-A-CB (Split System: Heat Pump with Remote Outdoor Unit-Air-Source) | HH824E2S11 | ASPEN |  | D(A,C,E)24C3K+TDR | TMLE100B12MP11 | 22400 | 17 | 8.5 | 22600 | 18000 | 79.65% | 2 | 0 | 12 |  |  |  | No | R-454B | 1.8667 | Residential & Commercial | Ducted CEE Tier 1
214776356 | Central HP <5.4 tons | YORK | HRCU-A-CB (Split System: Heat Pump with Remote Outdoor Unit-Air-Source) | HH824E2S11 | ADP |  | CV240**C+TXV | TMLE040A12MP11 | 21800 | 16 | 8.5 | 20800 | 16800 | 80.77% | 1.9 | 0 | 11 |  |  |  | No | R-454B | 1.8167 | Residential & Commercial | Ducted CEE Tier 1
214776909 | Central HP <5.4 tons | YORK | HRCU-A-CB (Split System: Heat Pump with Remote Outdoor Unit-Air-Source) | HH824E2S11 | ADP |  | CX360B*35+TXV+AEF48BXP* |  | 24000 | 19 | 9.5 | 22400 | 16600 | 74.11% | 2.1 | 0 | 12 |  |  |  | No | R-454B | 2 | Residential & Commercial | Ducted CEE Tier 1
215425717 | Central HP <5.4 tons | YORK | HRCU-A-CB (Split System: Heat Pump with Remote Outdoor Unit-Air-Source) | HH824E2S11 | ADP |  | H,YE32*24+TXV | TM9E060B12MP12 | 22800 | 16 | 8.9 | 21400 | 17900 | 83.64% | 1.98 | 0 | 11.5 |  |  |  | No | R-454B | 1.9 | Residential & Commercial | Ducted CEE Tier 1
211264738 | Central HP <5.4 tons | ARCOAIRE | HRCU-A-CB (Split System: Heat Pump with Remote Outdoor Unit-Air-Source) | DLCURAH18ABK |  |  | FJMA4*18L*A* |  | 18000 | 15.5 | 8.5 | 19000 | 19100 | 100.5% | 2.28 | 0 | 10.5 |  |  |  | No | R-410A | 1.5 | Residential & Commercial | Ducted CEE Tier 1
212987563 | Central HP <5.4 tons | KEEPRITE | HRCU-A-CB (Split System: Heat Pump with Remote Outdoor Unit-Air-Source) | DLCURAH18ABK |  |  | EN(A,D)4X30L17** | *96MSN0801716A* | 17400 | 16 | 8.1 | 17900 | 18600 | 103.9% | 2.24 | 0 | 11 |  |  |  | No | R-410A | 1.45 | Residential & Commercial | Ducted CEE Tier 1
214588266 | Central HP <5.4 tons | BRYANT HEATING AND COOLING SYSTEMS | HRCU-A-CB (Split System: Heat Pump with Remote Outdoor Unit-Air-Source) | 38MURAQ24AB3* | ADP |  | PL36H175P149 | 926TC30040V14*** | 23400 | 16 | 8.5 | 24800 | 24400 | 98.39% | 2.06 | 0 | 10 |  |  |  | No | R-410A | 1.95 | Residential & Commercial | Ducted CEE Tier 1
214588280 | Central HP <5.4 tons | BRYANT HEATING AND COOLING SYSTEMS | HRCU-A-CB (Split System: Heat Pump with Remote Outdoor Unit-Air-Source) | 38MURAQ24AB3* | ADP |  | V,C36H175P139 | 926TC36040V17*** | 23000 | 16 | 8.5 | 24800 | 24800 | 100% | 2.08 | 0 | 10 |  |  |  | No | R-410A | 1.9167 | Residential & Commercial | Ducted CEE Tier 1
204299879 | Central HP <5.4 tons | ARCOAIRE | HRCU-A-CB (Split System: Heat Pump with Remote Outdoor Unit-Air-Source) | HVH837GKA** |  |  | EN(A,D)4X48L24**+WALLCON | *80CTL0902120A* | 32400 | 17.5 | 8.1 | 33000 | 24800 | 75.15% | 1.96 | 12 | 11.7 |  |  |  | No | R-410A | 2.7 | Residential & Commercial | Ducted CEE Tier 1
211264883 | Central HP <5.4 tons | ARCOAIRE | HRCU-A-CB (Split System: Heat Pump with Remote Outdoor Unit-Air-Source) | DLCURAH18ABK |  |  | FXM4X24**AL |  | 18100 | 16 | 8.5 | 18600 | 18500 | 99.46% | 2.22 | 0 | 10.5 |  |  |  | No | R-410A | 1.5083 | Residential & Commercial | Ducted CEE Tier 1
212617033 | Central HP <5.4 tons | BRYANT HEATING AND COOLING SYSTEMS | HRCU-A-CB (Split System: Heat Pump with Remote Outdoor Unit-Air-Source) | 38MURAQ18AB3* | ADP |  | CFC24XG22 |  | 17400 | 17 | 8.65 | 17000 | 19400 | 114.1% | 2.32 | 0 | 10.5 |  |  |  | No | R-410A | 1.45 | Residential & Commercial | Ducted CEE Tier 1
214588215 | Central HP <5.4 tons | BRYANT HEATING AND COOLING SYSTEMS | HRCU-A-CB (Split System: Heat Pump with Remote Outdoor Unit-Air-Source) | 38MURAQ18AB3* | ADP |  | PL36H210P299 | 926TC36040V17*** | 17400 | 16 | 8.5 | 16400 | 18400 | 112.2% | 2.24 | 0 | 10.5 |  |  |  | No | R-410A | 1.45 | Residential & Commercial | Ducted CEE Tier 1
212622339 | Central HP <5.4 tons | COLEMAN | HRCU-A-CB (Split System: Heat Pump with Remote Outdoor Unit-Air-Source) | HMH72B341 | ASPEN |  | D(A,C,E)48B34+TDR | TM8E080C16MP11 | 33000 | 18 | 8.2 | 33600 | 28200 | 83.93% | 2.69 | 0 | 10 |  |  |  | No | R-410A | 2.75 | Residential & Commercial | Ducted CEE Tier 1
212623322 | Central HP <5.4 tons | COLEMAN | HRCU-A-CB (Split System: Heat Pump with Remote Outdoor Unit-Air-Source) | HMH72B341 | ASPEN |  | D(A,C,E)48B34+TDR | CP9C080C16MP13 | 32800 | 17.5 | 8.1 | 33800 | 27400 | 81.07% | 2.45 | 0 | 10 |  |  |  | No | R-410A | 2.7333 | Residential & Commercial | Ducted CEE Tier 1
213078323 | Central HP <5.4 tons | KEEPRITE | HRCU-A-CB (Split System: Heat Pump with Remote Outdoor Unit-Air-Source) | DLCURAH36ABK |  |  | EA*4X43L21A* | *80MS(N,L)0901714A* | 36200 | 16.5 | 8.5 | 38000 | 34800 | 91.58% | 2.04 | 0 | 10 |  |  |  | No | R-410A | 3.0167 | Residential & Commercial | Ducted CEE Tier 1
213078505 | Central HP <5.4 tons | KEEPRITE | HRCU-A-CB (Split System: Heat Pump with Remote Outdoor Unit-Air-Source) | DLCURAH36ABK |  |  | EA*4X37L21A* | *80MS(N,L)0902120A* | 37000 | 16 | 8.5 | 38500 | 35000 | 90.91% | 2.08 | 0 | 10 |  |  |  | No | R-410A | 3.0833 | Residential & Commercial | Ducted CEE Tier 1
213077262 | Central HP <5.4 tons | KEEPRITE | HRCU-A-CB (Split System: Heat Pump with Remote Outdoor Unit-Air-Source) | DLCURAH36ABK |  |  | EN(A,D)4X48L24** | *96VSN1202422B* | 36000 | 16.5 | 8.1 | 38500 | 35000 | 90.91% | 2 | 0 | 10 |  |  |  | No | R-410A | 3 | Residential & Commercial | Ducted CEE Tier 1
213795616 | Central HP <5.4 tons | FRIEDRICH | HRCU-A-CB (Split System: Heat Pump with Remote Outdoor Unit-Air-Source) | WFPU17Z243C |  |  | WFH24Z193C |  | 22000 | 16.5 | 9 | 23000 | 16900 | 73.48% | 2.05 | 10.9 | 10.1 |  |  |  | No | R-410A | 1.8333 | Residential & Commercial | Ducted CEE Tier 1
214776807 | Central HP <5.4 tons | YORK | HRCU-A-CB (Split System: Heat Pump with Remote Outdoor Unit-Air-Source) | HH860E2S11 | ADP |  | CH600C*C+TXV | YP9C100C16MP13 | 43000 | 17 | 8.45 | 42000 | 32800 | 78.1% | 1.98 | 0 | 11.5 |  |  |  | No | R-454B | 3.5833 | Residential & Commercial | Ducted CEE Tier 1
214776839 | Central HP <5.4 tons | YORK | HRCU-A-CB (Split System: Heat Pump with Remote Outdoor Unit-Air-Source) | HH860E2S11 | ADP |  | CV482**C+TXV | YPLC080C16MP13 | 43000 | 17 | 8.4 | 42000 | 32800 | 78.1% | 1.98 | 0 | 11.5 |  |  |  | No | R-454B | 3.5833 | Residential & Commercial | Ducted CEE Tier 1
214776958 | Central HP <5.4 tons | YORK | HRCU-A-CB (Split System: Heat Pump with Remote Outdoor Unit-Air-Source) | HH860E2S11 | ADP |  | CV600**C+TXV+AEF60*XP* |  | 52000 | 17 | 8.3 | 51500 | 38000 | 73.79% | 1.96 | 0 | 11.5 |  |  |  | No | R-454B | 4.3333 | Residential & Commercial | Ducted CEE Tier 1
215387237 | Central HP <5.4 tons | 1HVAC | HRCU-A-CB (Split System: Heat Pump with Remote Outdoor Unit-Air-Source) | ACIQ-60-HP32 |  |  | ACIQ-60-AH32 |  | 54000 | 16 | 9 | 54000 | 45000 | 83.33% | 1.8 | 0 | 11 |  |  |  | No | R-32 | 4.5 | Residential & Commercial | Ducted CEE Tier 1
214440927 | Central HP <5.4 tons | CARRIER | HRCU-A-CB (Split System: Heat Pump with Remote Outdoor Unit-Air-Source) | 25VNA424A*031* | ADP |  | H,PG9J936 | 59TN6C040C14**10 | 22800 | 18 | 10 | 25400 | 20000 | 78.74% | 2.3 | 0 | 11.5 |  |  |  | No | R-410A | 1.9 | Residential & Commercial | Ducted CEE Tier 1
215850723 | Central HP <5.4 tons | COLEMAN | HRCU-A-CB (Split System: Heat Pump with Remote Outdoor Unit-Air-Source) | HH860E2S11 | ASPEN |  | C(A,C,D,E)48A3K+TDR | TL9E100C20UH11 | 40000 | 16.5 | 8.1 | 44000 | 33400 | 75.91% | 2 | 0 | 11.2 |  |  |  | No | R-454B | 3.3333 | Residential & Commercial | Ducted CEE Tier 1
215850824 | Central HP <5.4 tons | COLEMAN | HRCU-A-CB (Split System: Heat Pump with Remote Outdoor Unit-Air-Source) | HH860E2S11 | ASPEN |  | C(A,C,D,E)60A3K+TDR | TM8V100C20MP12 | 41000 | 18 | 8.5 | 44500 | 33800 | 75.96% | 2 | 0 | 10.5 |  |  |  | No | R-454B | 3.4167 | Residential & Commercial | Ducted CEE Tier 1
208960636 | Central HP <5.4 tons | MRCOOL | HRCU-A-CB (Split System: Heat Pump with Remote Outdoor Unit-Air-Source) | CENTRAL-24-HP-C-23025 |  |  | CENTRAL-24-HP-MUAH-23025 |  | 24000 | 16.7 | 9.1 | 24000 | 18100 | 75.42% | 2.29 | 12.5 | 11.7 |  |  |  | No | R-410A | 2 | Residential & Commercial | Ducted CEE Tier 1
212603156 | Central HP <5.4 tons | DAY & NIGHT | HRCU-A-CB (Split System: Heat Pump with Remote Outdoor Unit-Air-Source) | DLCURAH24ABK | ADP |  | FG81936 | *80VSL0701716A* | 24000 | 17 | 8.5 | 24400 | 22400 | 91.8% | 1.9 | 0 | 10 |  |  |  | No | R-410A | 2 | Residential & Commercial | Ducted CEE Tier 1
212603172 | Central HP <5.4 tons | DAY & NIGHT | HRCU-A-CB (Split System: Heat Pump with Remote Outdoor Unit-Air-Source) | DLCURAH24ABK | ADP |  | PL36H210P299 | *92ESN0801716A* | 25000 | 17 | 8.5 | 24000 | 20400 | 85% | 1.76 | 0 | 10.5 |  |  |  | No | R-410A | 2.0833 | Residential & Commercial | Ducted CEE Tier 1
211241780 | Central HP <5.4 tons | KEEPRITE | HRCU-A-CB (Split System: Heat Pump with Remote Outdoor Unit-Air-Source) | DLCURAH24ABK |  |  | EA*4X30L17A* | *80ESU0601716A | 24800 | 16.5 | 8.5 | 26800 | 22200 | 82.84% | 1.84 | 0 | 10 |  |  |  | No | R-410A | 2.0667 | Residential & Commercial | Ducted CEE Tier 1
206773111 | Central HP <5.4 tons | ARCOAIRE | HRCU-A-CB (Split System: Heat Pump with Remote Outdoor Unit-Air-Source) | HVH837GKA2* |  |  | EA*4X43L21A*+WALLCON | *80CSU0601716A* | 32800 | 17 | 8.5 | 33000 | 25200 | 76.36% | 1.96 | 12 | 11 |  |  |  | No | R-410A | 2.7333 | Residential & Commercial | Ducted CEE Tier 1
206772868 | Central HP <5.4 tons | ARCOAIRE | HRCU-A-CB (Split System: Heat Pump with Remote Outdoor Unit-Air-Source) | HVH837GKA2* |  |  | EHD4X48AAL+WALLCON | *80CTL0701716A* | 32600 | 17 | 8.1 | 33200 | 25000 | 75.3% | 1.96 | 11.5 | 11 |  |  |  | No | R-410A | 2.7167 | Residential & Commercial | Ducted CEE Tier 1
206772886 | Central HP <5.4 tons | ARCOAIRE | HRCU-A-CB (Split System: Heat Pump with Remote Outdoor Unit-Air-Source) | HVH837GKA2* |  |  | EHD4X48AAL+WALLCON | *80CTL0902120A* | 32600 | 17 | 8.1 | 33000 | 25000 | 75.76% | 1.98 | 12 | 11 |  |  |  | No | R-410A | 2.7167 | Residential & Commercial | Ducted CEE Tier 1
206772300 | Central HP <5.4 tons | ARCOAIRE | HRCU-A-CB (Split System: Heat Pump with Remote Outdoor Unit-Air-Source) | HVH837GKA2* |  |  | EN(A,D,W)4X48L21**+WALLCON | *97CMN1002122A* | 32400 | 17.5 | 8.1 | 33000 | 24800 | 75.15% | 1.96 | 12 | 11.7 |  |  |  | No | R-410A | 2.7 | Residential & Commercial | Ducted CEE Tier 1
211262659 | Central HP <5.4 tons | ARCOAIRE | HRCU-A-CB (Split System: Heat Pump with Remote Outdoor Unit-Air-Source) | DLCURAH18ABK |  |  | EN(A,D)4X24L14** | *96VTN0601412A* | 17900 | 15.5 | 8.5 | 18800 | 18700 | 99.47% | 2.26 | 0 | 11 |  |  |  | No | R-410A | 1.4917 | Residential & Commercial | Ducted CEE Tier 1
211263276 | Central HP <5.4 tons | ARCOAIRE | HRCU-A-CB (Split System: Heat Pump with Remote Outdoor Unit-Air-Source) | DLCURAH18ABK |  |  | EN(A,D)4X24L17** | *96VTN0601714A* | 17600 | 15.5 | 8.5 | 18600 | 18900 | 101.6% | 2.26 | 0 | 10.5 |  |  |  | No | R-410A | 1.4667 | Residential & Commercial | Ducted CEE Tier 1
206765407 | Central HP <5.4 tons | ARCOAIRE | HRCU-A-CB (Split System: Heat Pump with Remote Outdoor Unit-Air-Source) | HVH825GKA3* |  |  | EA*4X24L14A*+WALLCON | *80CTL0701412A* | 23400 | 17 | 8.1 | 22000 | 16800 | 76.36% | 1.9 | 11 | 10.5 |  |  |  | No | R-410A | 1.95 | Residential & Commercial | Ducted CEE Tier 1
206765416 | Central HP <5.4 tons | ARCOAIRE | HRCU-A-CB (Split System: Heat Pump with Remote Outdoor Unit-Air-Source) | HVH825GKA3* |  |  | EA*4X24L17A*+WALLCON | *80CTL0451712A* | 23200 | 16 | 8.1 | 22000 | 16900 | 76.82% | 1.88 | 11 | 10.5 |  |  |  | No | R-410A | 1.9333 | Residential & Commercial | Ducted CEE Tier 1
211263783 | Central HP <5.4 tons | ARCOAIRE | HRCU-A-CB (Split System: Heat Pump with Remote Outdoor Unit-Air-Source) | DLCURAH18ABK |  |  | EN(A,D)4X30L14** | *80ES(N,L)0451412A* | 18200 | 16 | 8.5 | 18600 | 18400 | 98.92% | 2.22 | 0 | 11 |  |  |  | No | R-410A | 1.5167 | Residential & Commercial | Ducted CEE Tier 1
211264762 | Central HP <5.4 tons | ARCOAIRE | HRCU-A-CB (Split System: Heat Pump with Remote Outdoor Unit-Air-Source) | DLCURAH18ABK |  |  | FEM4P18**AL |  | 17400 | 16 | 8.5 | 18300 | 19400 | 106% | 2.34 | 0 | 10.5 |  |  |  | No | R-410A | 1.45 | Residential & Commercial | Ducted CEE Tier 1
212621991 | Central HP <5.4 tons | COLEMAN | HRCU-A-CB (Split System: Heat Pump with Remote Outdoor Unit-Air-Source) | HMH72B341 | ASPEN |  | D(A,C,E)42A44+TDR | TM9E100C20MP12 | 32400 | 15.5 | 8.1 | 33200 | 27000 | 81.33% | 2.43 | 0 | 10 |  |  |  | No | R-410A | 2.7 | Residential & Commercial | Ducted CEE Tier 1
212622448 | Central HP <5.4 tons | COLEMAN | HRCU-A-CB (Split System: Heat Pump with Remote Outdoor Unit-Air-Source) | HMH72B341 | ASPEN |  | C(A,C,D,E)36C34+TDR | TM9E100C16MP12 | 32600 | 18 | 8.5 | 33600 | 27200 | 80.95% | 2.66 | 0 | 10 |  |  |  | No | R-410A | 2.7167 | Residential & Commercial | Ducted CEE Tier 1
212622650 | Central HP <5.4 tons | COLEMAN | HRCU-A-CB (Split System: Heat Pump with Remote Outdoor Unit-Air-Source) | HMH72B341 | ASPEN |  | D(A,C,E)36A44+TDR | TM9Y100C16MP11 | 32800 | 18 | 8.2 | 33800 | 28200 | 83.43% | 2.66 | 0 | 10 |  |  |  | No | R-410A | 2.7333 | Residential & Commercial | Ducted CEE Tier 1
211264808 | Central HP <5.4 tons | ARCOAIRE | HRCU-A-CB (Split System: Heat Pump with Remote Outdoor Unit-Air-Source) | DLCURAH18ABK |  |  | FEM4X18**BL |  | 17400 | 16 | 8.5 | 18300 | 19400 | 106% | 2.34 | 0 | 10.5 |  |  |  | No | R-410A | 1.45 | Residential & Commercial | Ducted CEE Tier 1
211264405 | Central HP <5.4 tons | ARCOAIRE | HRCU-A-CB (Split System: Heat Pump with Remote Outdoor Unit-Air-Source) | DLCURAH18ABK |  |  | EN(A,D)4X30L17** | *96VTN0601412A* | 18000 | 16 | 8.5 | 18600 | 18400 | 98.92% | 2.22 | 0 | 11 |  |  |  | No | R-410A | 1.5 | Residential & Commercial | Ducted CEE Tier 1
211262549 | Central HP <5.4 tons | ARCOAIRE | HRCU-A-CB (Split System: Heat Pump with Remote Outdoor Unit-Air-Source) | DLCURAH18ABK |  |  | EN(A,D)4X24L14** | *96VSN0601412A* | 17900 | 15.5 | 8.5 | 18800 | 18700 | 99.47% | 2.26 | 0 | 11 |  |  |  | No | R-410A | 1.4917 | Residential & Commercial | Ducted CEE Tier 1
212498561 | Central HP <5.4 tons | BRYANT HEATING AND COOLING SYSTEMS | HRCU-A-CB (Split System: Heat Pump with Remote Outdoor Unit-Air-Source) | 38MURAQ24AB3* | ADP |  | CP2505A+TXV+TD |  | 23200 | 16 | 8.55 | 24800 | 22600 | 91.13% | 1.84 | 0 | 10 |  |  |  | No | R-410A | 1.9333 | Residential & Commercial | Ducted CEE Tier 1
211261771 | Central HP <5.4 tons | KEEPRITE | HRCU-A-CB (Split System: Heat Pump with Remote Outdoor Unit-Air-Source) | DLCURAH18ABK |  |  | EA*4X30L17A* | *80VTL0451412A* | 17800 | 16.5 | 8.5 | 18300 | 18500 | 101.1% | 2.22 | 0 | 10.5 |  |  |  | No | R-410A | 1.4833 | Residential & Commercial | Ducted CEE Tier 1
211262423 | Central HP <5.4 tons | ARCOAIRE | HRCU-A-CB (Split System: Heat Pump with Remote Outdoor Unit-Air-Source) | DLCURAH18ABK |  |  | EN(A,D)4X18L14** | *80ES(N,L)0451412A* | 17800 | 15.5 | 8.5 | 18900 | 19200 | 101.6% | 2.3 | 0 | 10.5 |  |  |  | No | R-410A | 1.4833 | Residential & Commercial | Ducted CEE Tier 1
211262864 | Central HP <5.4 tons | ARCOAIRE | HRCU-A-CB (Split System: Heat Pump with Remote Outdoor Unit-Air-Source) | DLCURAH18ABK |  |  | EN(A,D)4X24L17** | *96VSN0401712A* | 17700 | 15.5 | 8.5 | 18700 | 18800 | 100.5% | 2.26 | 0 | 10.5 |  |  |  | No | R-410A | 1.475 | Residential & Commercial | Ducted CEE Tier 1
211264905 | Central HP <5.4 tons | ARCOAIRE | HRCU-A-CB (Split System: Heat Pump with Remote Outdoor Unit-Air-Source) | DLCURAH18ABK |  |  | FXM4X30**AL |  | 18100 | 16 | 8.5 | 18400 | 18200 | 98.91% | 2.18 | 0 | 10.5 |  |  |  | No | R-410A | 1.5083 | Residential & Commercial | Ducted CEE Tier 1
212622798 | Central HP <5.4 tons | COLEMAN | HRCU-A-CB (Split System: Heat Pump with Remote Outdoor Unit-Air-Source) | HMH72B341 | ASPEN |  | C(A,C,D,E)36C34+TDR | TM9Y100C16MP11 | 32800 | 18 | 8.3 | 33800 | 28600 | 84.62% | 2.68 | 0 | 10 |  |  |  | No | R-410A | 2.7333 | Residential & Commercial | Ducted CEE Tier 1
212622843 | Central HP <5.4 tons | COLEMAN | HRCU-A-CB (Split System: Heat Pump with Remote Outdoor Unit-Air-Source) | HMH72B341 | ASPEN |  | D(A,C,E)36D24+TDR | TM8E100C16MP11 | 31800 | 18 | 8.3 | 33800 | 28600 | 84.62% | 2.7 | 0 | 10 |  |  |  | No | R-410A | 2.65 | Residential & Commercial | Ducted CEE Tier 1
215057513 | Central HP <5.4 tons | BOSCH | HRCU-A-CB (Split System: Heat Pump with Remote Outdoor Unit-Air-Source) | BOVD-36HDN1-M20G | ASPEN |  | L(E,G)M36F4 |  | 32200 | 18 | 9 | 33200 | 24000 | 72.29% | 1.9 | 0 | 11.7 |  |  |  | No | R-410A | 2.6833 | Residential & Commercial | Ducted CEE Tier 1
206771832 | Central HP <5.4 tons | ARCOAIRE | HRCU-A-CB (Split System: Heat Pump with Remote Outdoor Unit-Air-Source) | HVH837GKA2* |  |  | EA*4X48L21A*+WALLCON | *97CMN1002122A* | 32400 | 17.5 | 8.5 | 32600 | 25000 | 76.69% | 1.98 | 12 | 11.7 |  |  |  | No | R-410A | 2.7 | Residential & Commercial | Ducted CEE Tier 1
206771103 | Central HP <5.4 tons | ARCOAIRE | HRCU-A-CB (Split System: Heat Pump with Remote Outdoor Unit-Air-Source) | HVH837GKA2* |  |  | EA*4X36L21A*+WALLCON | *97CMN0801714A* | 31400 | 17 | 8.1 | 33400 | 24600 | 73.65% | 1.84 | 11 | 11 |  |  |  | No | R-410A | 2.6167 | Residential & Commercial | Ducted CEE Tier 1
214229394 | Central HP <5.4 tons | KEEPRITE | HRCU-A-CB (Split System: Heat Pump with Remote Outdoor Unit-Air-Source) | DLCURAH24ABK |  |  | EN(A,D)4X36L21** | *80MSU0802120A* | 23400 | 17 | 8.5 | 25800 | 23800 | 92.25% | 2 | 0 | 10.5 |  |  |  | No | R-410A | 1.95 | Residential & Commercial | Ducted CEE Tier 1
215722679 | Central HP <5.4 tons | ECOER | HRCU-A-CB (Split System: Heat Pump with Remote Outdoor Unit-Air-Source) | EODA18H-2436BAA |  |  | EAHAEC-24 |  | 23000 | 18.5 | 8.8 | 23000 | 19000 | 82.61% | 1.9 | 0 | 11.7 |  |  |  | No | R-410A | 1.9167 | Residential & Commercial | Ducted CEE Tier 1
206772751 | Central HP <5.4 tons | ARCOAIRE | HRCU-A-CB (Split System: Heat Pump with Remote Outdoor Unit-Air-Source) | HVH837GKA2* |  |  | EHD4X42AAL+WALLCON | *96CTN1202422A* | 32600 | 17 | 8.1 | 33000 | 24800 | 75.15% | 1.96 | 11 | 11 |  |  |  | No | R-410A | 2.7167 | Residential & Commercial | Ducted CEE Tier 1
206772408 | Central HP <5.4 tons | ARCOAIRE | HRCU-A-CB (Split System: Heat Pump with Remote Outdoor Unit-Air-Source) | HVH837GKA2* |  |  | EN(A,D)4X48L24**+WALLCON | *97CMN1202422A* | 32400 | 17.5 | 8.1 | 33000 | 24800 | 75.15% | 1.96 | 12 | 11.5 |  |  |  | No | R-410A | 2.7 | Residential & Commercial | Ducted CEE Tier 1
211264544 | Central HP <5.4 tons | ARCOAIRE | HRCU-A-CB (Split System: Heat Pump with Remote Outdoor Unit-Air-Source) | DLCURAH18ABK |  |  | EN(A,D)4X30L17** | *92ESN0601412A* | 18300 | 16 | 8.5 | 18800 | 18300 | 97.34% | 2.22 | 0 | 11 |  |  |  | No | R-410A | 1.525 | Residential & Commercial | Ducted CEE Tier 1
206765891 | Central HP <5.4 tons | ARCOAIRE | HRCU-A-CB (Split System: Heat Pump with Remote Outdoor Unit-Air-Source) | HVH825GKA3* |  |  | EA*4X37L17A*+WALLCON | *97CMN0601714A* | 24000 | 16 | 8.1 | 21600 | 16900 | 78.24% | 1.98 | 11 | 10.5 |  |  |  | No | R-410A | 2 | Residential & Commercial | Ducted CEE Tier 1
206767045 | Central HP <5.4 tons | ARCOAIRE | HRCU-A-CB (Split System: Heat Pump with Remote Outdoor Unit-Air-Source) | HVH825GKA3* |  |  | EHD4X36AAL+WALLCON | *80CTL0901716A* | 24200 | 16.5 | 8.1 | 21400 | 16600 | 77.57% | 2 | 11 | 11 |  |  |  | No | R-410A | 2.0167 | Residential & Commercial | Ducted CEE Tier 1
204299899 | Central HP <5.4 tons | ARCOAIRE | HRCU-A-CB (Split System: Heat Pump with Remote Outdoor Unit-Air-Source) | HVH837GKA** |  |  | EN(A,D)4X48L24**+WALLCON | *96CTN1202422A* | 32400 | 17.5 | 8.1 | 32800 | 24800 | 75.61% | 1.96 | 12 | 11.7 |  |  |  | No | R-410A | 2.7 | Residential & Commercial | Ducted CEE Tier 1
211265035 | Central HP <5.4 tons | ARCOAIRE | HRCU-A-CB (Split System: Heat Pump with Remote Outdoor Unit-Air-Source) | DLCURAH18ABK |  |  | FVM4X24***L |  | 18100 | 16.5 | 8.5 | 18500 | 18000 | 97.3% | 2.18 | 0 | 11 |  |  |  | No | R-410A | 1.5083 | Residential & Commercial | Ducted CEE Tier 1
211264310 | Central HP <5.4 tons | ARCOAIRE | HRCU-A-CB (Split System: Heat Pump with Remote Outdoor Unit-Air-Source) | DLCURAH18ABK |  |  | EN(A,D)4X30L17** | *95ESN0601412A* | 18000 | 16 | 8.5 | 18500 | 18400 | 99.46% | 2.22 | 0 | 11 |  |  |  | No | R-410A | 1.5 | Residential & Commercial | Ducted CEE Tier 1
211263551 | Central HP <5.4 tons | ARCOAIRE | HRCU-A-CB (Split System: Heat Pump with Remote Outdoor Unit-Air-Source) | DLCURAH18ABK |  |  | EN(A,D)4X24L17** | OLV098A12* | 18100 | 15.5 | 8.5 | 19100 | 18700 | 97.91% | 2.24 | 0 | 10.5 |  |  |  | No | R-410A | 1.5083 | Residential & Commercial | Ducted CEE Tier 1
214303522 | Central HP <5.4 tons | ECOER | HRCU-A-CB (Split System: Heat Pump with Remote Outdoor Unit-Air-Source) | EODA19H-2436A |  |  | GNC3036BPT | MGH96M080B3A | 33000 | 18 | 9 | 34600 | 24400 | 70.52% | 1.95 | 0 | 11 |  |  |  | No | R-410A | 2.75 | Residential & Commercial | Ducted CEE Tier 1
216558238 | Central HP <5.4 tons | ECOER | HRCU-A-CB (Split System: Heat Pump with Remote Outdoor Unit-Air-Source) | EODA19H-2436AA* |  |  | EAHDEN-36AB* |  | 34200 | 19.5 | 9.5 | 36000 | 25200 | 70% | 2 | 0 | 12 |  |  |  | No | R-410A | 2.85 | Residential & Commercial | Ducted CEE Tier 1
214303509 | Central HP <5.4 tons | ECOER | HRCU-A-CB (Split System: Heat Pump with Remote Outdoor Unit-Air-Source) | EODA19H-2436A |  |  | EAHATN-36B |  | 34200 | 19.5 | 9.5 | 36000 | 25200 | 70% | 2 | 0 | 12 |  |  |  | No | R-410A | 2.85 | Residential & Commercial | Ducted CEE Tier 1
214303525 | Central HP <5.4 tons | ECOER | HRCU-A-CB (Split System: Heat Pump with Remote Outdoor Unit-Air-Source) | EODA19H-2436A |  |  | GNC4248CPT | MGH96M080C4A | 33000 | 18.5 | 9 | 34600 | 24400 | 70.52% | 1.95 | 0 | 11.7 |  |  |  | No | R-410A | 2.75 | Residential & Commercial | Ducted CEE Tier 1
206767554 | Central HP <5.4 tons | ARCOAIRE | HRCU-A-CB (Split System: Heat Pump with Remote Outdoor Unit-Air-Source) | HVH825GKA3* |  |  | EA*4X37L21A*+WALLCON | *95CSU1002122A* | 24400 | 17 | 8.5 | 21200 | 16600 | 78.3% | 2.04 | 11.5 | 11 |  |  |  | No | R-410A | 2.0333 | Residential & Commercial | Ducted CEE Tier 1
211262236 | Central HP <5.4 tons | ARCOAIRE | HRCU-A-CB (Split System: Heat Pump with Remote Outdoor Unit-Air-Source) | DLCURAH18ABK |  |  | EN(A,D)4X18L14** | *80VSL0451412A* | 17400 | 15.5 | 8.5 | 18600 | 19400 | 104.3% | 2.32 | 0 | 10.5 |  |  |  | No | R-410A | 1.45 | Residential & Commercial | Ducted CEE Tier 1
211262447 | Central HP <5.4 tons | ARCOAIRE | HRCU-A-CB (Split System: Heat Pump with Remote Outdoor Unit-Air-Source) | DLCURAH18ABK |  |  | EN(A,D)4X18L14** | *92ESN0601412A* | 17800 | 15.5 | 8.5 | 18900 | 19200 | 101.6% | 2.3 | 0 | 10.5 |  |  |  | No | R-410A | 1.4833 | Residential & Commercial | Ducted CEE Tier 1
211262881 | Central HP <5.4 tons | ARCOAIRE | HRCU-A-CB (Split System: Heat Pump with Remote Outdoor Unit-Air-Source) | DLCURAH18ABK |  |  | EN(A,D)4X24L17** | *96VSN0601412A* | 17900 | 15.5 | 8.5 | 18800 | 18700 | 99.47% | 2.26 | 0 | 11 |  |  |  | No | R-410A | 1.4917 | Residential & Commercial | Ducted CEE Tier 1
206765434 | Central HP <5.4 tons | ARCOAIRE | HRCU-A-CB (Split System: Heat Pump with Remote Outdoor Unit-Air-Source) | HVH825GKA3* |  |  | EA*4X24L17A*+WALLCON | *96CTN0601714A* | 23200 | 16 | 8.1 | 22000 | 16900 | 76.82% | 1.88 | 11 | 10.5 |  |  |  | No | R-410A | 1.9333 | Residential & Commercial | Ducted CEE Tier 1
206765585 | Central HP <5.4 tons | ARCOAIRE | HRCU-A-CB (Split System: Heat Pump with Remote Outdoor Unit-Air-Source) | HVH825GKA3* |  |  | EA*4X30L17A*+WALLCON | *80CTL0701716A* | 23400 | 16.5 | 8.1 | 21600 | 16700 | 77.31% | 1.92 | 11 | 11 |  |  |  | No | R-410A | 1.95 | Residential & Commercial | Ducted CEE Tier 1
213206235 | Central HP <5.4 tons | CARRIER | HRCU-A-CB (Split System: Heat Pump with Remote Outdoor Unit-Air-Source) | 38MURAQ24AB3* | ASPEN |  | D(A,C,E)36C34+TDR | 58S(B,C)*A045E14**12 | 23800 | 16.5 | 8.1 | 26000 | 20400 | 78.46% | 2.96 | 0 | 10.4 |  |  |  | No | R-410A | 1.9833 | Residential & Commercial | Ducted CEE Tier 1
215425719 | Central HP <5.4 tons | YORK | HRCU-A-CB (Split System: Heat Pump with Remote Outdoor Unit-Air-Source) | HH824E2S11 | ADP |  | H,YE33*30+TXV | TM9E060B12MP12 | 23000 | 17 | 9 | 21400 | 17900 | 83.64% | 2 | 0 | 11.7 |  |  |  | No | R-454B | 1.9167 | Residential & Commercial | Ducted CEE Tier 1
204456358 | Central HP <5.4 tons | ARCOAIRE | HRCU-A-CB (Split System: Heat Pump with Remote Outdoor Unit-Air-Source) | HVH825GKA2* |  |  | EA*4X24L14A*+WALLCON | *80CTL0701412A* | 23400 | 17 | 8.1 | 22000 | 16800 | 76.36% | 1.9 | 11 | 10.5 |  |  |  | No | R-410A | 1.95 | Residential & Commercial | Ducted CEE Tier 1
216019530 | Central HP <5.4 tons | YORK | HRCU-A-CB (Split System: Heat Pump with Remote Outdoor Unit-Air-Source) | HH824E2S11 | ADP |  | H,YG7J(1,2)36+TXV-BLEED | TM9V040A10MP12 | 22400 | 16 | 8.8 | 21400 | 17400 | 81.31% | 1.96 | 0 | 11.5 |  |  |  | No | R-454B | 1.8667 | Residential & Commercial | Ducted CEE Tier 1
205750665 | Central HP <5.4 tons | ARCOAIRE | HRCU-A-CB (Split System: Heat Pump with Remote Outdoor Unit-Air-Source) | HVH825GKA2* |  |  | EA*4X37L21A*+WALLCON | *96CTN0601714A* | 24400 | 16.5 | 8.1 | 21200 | 16700 | 78.77% | 2.02 | 11 | 11 |  |  |  | No | R-410A | 2.0333 | Residential & Commercial | Ducted CEE Tier 1
206133690 | Central HP <5.4 tons | ARCOAIRE | HRCU-A-CB (Split System: Heat Pump with Remote Outdoor Unit-Air-Source) | HVH825GKA2* |  |  | EHD4X36AAL+WALLCON | *80CSU0401712A* | 24000 | 16 | 8.1 | 21400 | 16600 | 77.57% | 1.98 | 11 | 10.5 |  |  |  | No | R-410A | 2 | Residential & Commercial | Ducted CEE Tier 1
215850874 | Central HP <5.4 tons | COLEMAN | HRCU-A-CB (Split System: Heat Pump with Remote Outdoor Unit-Air-Source) | HH860E2S11 | ASPEN |  | C(A,C,D,E)60A3K+TDR | TM8Y120C20MP11 | 41000 | 17.5 | 8.1 | 44500 | 33800 | 75.96% | 2 | 0 | 11.5 |  |  |  | No | R-454B | 3.4167 | Residential & Commercial | Ducted CEE Tier 1
215850944 | Central HP <5.4 tons | COLEMAN | HRCU-A-CB (Split System: Heat Pump with Remote Outdoor Unit-Air-Source) | HH860E2S11 | ASPEN |  | C(A,C,D,E)48A3K+TDR | TM9V100C16MP12 | 39500 | 16.5 | 8.1 | 43500 | 33200 | 76.32% | 2 | 0 | 11.2 |  |  |  | No | R-454B | 3.2917 | Residential & Commercial | Ducted CEE Tier 1
215850960 | Central HP <5.4 tons | COLEMAN | HRCU-A-CB (Split System: Heat Pump with Remote Outdoor Unit-Air-Source) | HH860E2S11 | ASPEN |  | D(A,C,E)60A3K+TDR | TM9V100C20MP12 | 41000 | 18 | 8.5 | 44500 | 33800 | 75.96% | 2 | 0 | 10.5 |  |  |  | No | R-454B | 3.4167 | Residential & Commercial | Ducted CEE Tier 1
215851024 | Central HP <5.4 tons | COLEMAN | HRCU-A-CB (Split System: Heat Pump with Remote Outdoor Unit-Air-Source) | HH860E2S11 | ASPEN |  | C(A,C,D,E)48A3K+TDR | TMLE080C20MP11 | 41000 | 16.5 | 8.1 | 46000 | 35000 | 76.09% | 2 | 0 | 10.5 |  |  |  | No | R-454B | 3.4167 | Residential & Commercial | Ducted CEE Tier 1
215851044 | Central HP <5.4 tons | COLEMAN | HRCU-A-CB (Split System: Heat Pump with Remote Outdoor Unit-Air-Source) | HH860E2S11 | ASPEN |  | C(A,C,D,E)48A3K+TDR | TMLE100C20MP11 | 41000 | 16.5 | 8.1 | 46000 | 35000 | 76.09% | 2 | 0 | 10.5 |  |  |  | No | R-454B | 3.4167 | Residential & Commercial | Ducted CEE Tier 1
215851159 | Central HP <5.4 tons | COLEMAN | HRCU-A-CB (Split System: Heat Pump with Remote Outdoor Unit-Air-Source) | HH860E2S11 | ASPEN |  | C(A,C,D,E)48A3K+TDR | TP9C120D20MP13 | 40000 | 17.5 | 8.1 | 44000 | 33400 | 75.91% | 2 | 0 | 11.2 |  |  |  | No | R-454B | 3.3333 | Residential & Commercial | Ducted CEE Tier 1
215851359 | Central HP <5.4 tons | COLEMAN | HRCU-A-CB (Split System: Heat Pump with Remote Outdoor Unit-Air-Source) | HH860E2S11 | ASPEN |  | D(A,C,E)60A3K+TDR | Z9ES100C20SMPS1 | 42000 | 17.5 | 8.1 | 46500 | 34000 | 73.12% | 2 | 0 | 11.5 |  |  |  | No | R-454B | 3.5 | Residential & Commercial | Ducted CEE Tier 1
215850647 | Central HP <5.4 tons | COLEMAN | HRCU-A-CB (Split System: Heat Pump with Remote Outdoor Unit-Air-Source) | HH860E2S11 | ASPEN |  | C(A,C,D,E)60B3K+TDR | CP9C120D20MP13 | 41500 | 17.5 | 8.1 | 44500 | 33400 | 75.06% | 2 | 0 | 11.5 |  |  |  | No | R-454B | 3.4583 | Residential & Commercial | Ducted CEE Tier 1
213206337 | Central HP <5.4 tons | CARRIER | HRCU-A-CB (Split System: Heat Pump with Remote Outdoor Unit-Air-Source) | 38MURAQ24AB3* | ASPEN |  | D(A,C,E)36B34+TDR | 58TP*A045V14**12 | 23400 | 17 | 8.1 | 25600 | 20000 | 78.12% | 3 | 0 | 10.3 |  |  |  | No | R-410A | 1.95 | Residential & Commercial | Ducted CEE Tier 1
211260005 | Central HP <5.4 tons | KEEPRITE | HRCU-A-CB (Split System: Heat Pump with Remote Outdoor Unit-Air-Source) | DLCURAH18ABK |  |  | EA*4X19L17A* | *80ES(N,L)0701412A* | 18100 | 16.5 | 8.5 | 18000 | 17700 | 98.33% | 2.14 | 0 | 11 |  |  |  | No | R-410A | 1.5083 | Residential & Commercial | Ducted CEE Tier 1
211262615 | Central HP <5.4 tons | ARCOAIRE | HRCU-A-CB (Split System: Heat Pump with Remote Outdoor Unit-Air-Source) | DLCURAH18ABK |  |  | EN(A,D)4X24L14** | *95ESN0601412A* | 17800 | 16 | 8.5 | 18700 | 18800 | 100.5% | 2.26 | 0 | 11 |  |  |  | No | R-410A | 1.4833 | Residential & Commercial | Ducted CEE Tier 1
211262380 | Central HP <5.4 tons | ARCOAIRE | HRCU-A-CB (Split System: Heat Pump with Remote Outdoor Unit-Air-Source) | DLCURAH18ABK |  |  | EN(A,D)4X18L14** | *96VTN0601412A* | 17600 | 15.5 | 8.5 | 18700 | 19300 | 103.2% | 2.32 | 0 | 10.5 |  |  |  | No | R-410A | 1.4667 | Residential & Commercial | Ducted CEE Tier 1
204298639 | Central HP <5.4 tons | ARCOAIRE | HRCU-A-CB (Split System: Heat Pump with Remote Outdoor Unit-Air-Source) | HVH837GKA** |  |  | EA*4X36L17A*+WALLCON | *80CTL0901716A* | 31600 | 17.5 | 8.1 | 33200 | 24200 | 72.89% | 1.86 | 11 | 11 |  |  |  | No | R-410A | 2.6333 | Residential & Commercial | Ducted CEE Tier 1
204298769 | Central HP <5.4 tons | ARCOAIRE | HRCU-A-CB (Split System: Heat Pump with Remote Outdoor Unit-Air-Source) | HVH837GKA** |  |  | EA*4X36L21A*+WALLCON | *80CTL0901716A* | 31600 | 17.5 | 8.1 | 33000 | 24200 | 73.33% | 1.86 | 11.5 | 11.5 |  |  |  | No | R-410A | 2.6333 | Residential & Commercial | Ducted CEE Tier 1
215849800 | Central HP <5.4 tons | COLEMAN | HRCU-A-CB (Split System: Heat Pump with Remote Outdoor Unit-Air-Source) | HH824E2S11 | ASPEN |  | C(A,C,D,E)24C3K+TDR | TL8E060A12UH11 | 20600 | 17.5 | 9 | 23000 | 17900 | 77.83% | 2 | 0 | 11.2 |  |  |  | No | R-454B | 1.7167 | Residential & Commercial | Ducted CEE Tier 1
215849993 | Central HP <5.4 tons | COLEMAN | HRCU-A-CB (Split System: Heat Pump with Remote Outdoor Unit-Air-Source) | HH824E2S11 | ASPEN |  | D(A,C,E)36A3K+TDR | TM9V060B12MP12 | 22400 | 17 | 8.1 | 22600 | 18000 | 79.65% | 2 | 0 | 12 |  |  |  | No | R-454B | 1.8667 | Residential & Commercial | Ducted CEE Tier 1
215850002 | Central HP <5.4 tons | COLEMAN | HRCU-A-CB (Split System: Heat Pump with Remote Outdoor Unit-Air-Source) | HH824E2S11 | ASPEN |  | D(A,C,E)24C3K+TDR | TM9V080B12MP12 | 22400 | 17 | 8.5 | 22800 | 18300 | 80.26% | 2 | 0 | 12 |  |  |  | No | R-454B | 1.8667 | Residential & Commercial | Ducted CEE Tier 1
215850036 | Central HP <5.4 tons | COLEMAN | HRCU-A-CB (Split System: Heat Pump with Remote Outdoor Unit-Air-Source) | HH824E2S11 | ASPEN |  | C(A,C,D,E)24C3K+TDR | TM9Y080B12MP11 | 22200 | 17 | 8.5 | 22800 | 18500 | 81.14% | 2 | 0 | 11.7 |  |  |  | No | R-454B | 1.85 | Residential & Commercial | Ducted CEE Tier 1
215850111 | Central HP <5.4 tons | COLEMAN | HRCU-A-CB (Split System: Heat Pump with Remote Outdoor Unit-Air-Source) | HH824E2S11 | ASPEN |  | C(A,C,D,E)24C3K+TDR | TP9C080B12MP13 | 22200 | 17 | 8.5 | 22800 | 18300 | 80.26% | 2 | 0 | 12 |  |  |  | No | R-454B | 1.85 | Residential & Commercial | Ducted CEE Tier 1
215850127 | Central HP <5.4 tons | COLEMAN | HRCU-A-CB (Split System: Heat Pump with Remote Outdoor Unit-Air-Source) | HH824E2S11 | ASPEN |  | D(A,C,E)24C3K+TDR | TPLC080B12MP13 | 22400 | 17 | 8.5 | 22600 | 17700 | 78.32% | 2 | 0 | 12 |  |  |  | No | R-454B | 1.8667 | Residential & Commercial | Ducted CEE Tier 1
215425752 | Central HP <5.4 tons | YORK | HRCU-A-CB (Split System: Heat Pump with Remote Outdoor Unit-Air-Source) | HH824E2S11 | ADP |  | H,YE32*24+TXV | TM9Y040A10MP11 | 22200 | 16 | 8.2 | 20800 | 16900 | 81.25% | 1.94 | 0 | 10.5 |  |  |  | No | R-454B | 1.85 | Residential & Commercial | Ducted CEE Tier 1
215425753 | Central HP <5.4 tons | YORK | HRCU-A-CB (Split System: Heat Pump with Remote Outdoor Unit-Air-Source) | HH824E2S11 | ADP |  | H,YE32*30+TXV | TM9Y040A10MP11 | 22200 | 16 | 8.2 | 20800 | 16900 | 81.25% | 1.94 | 0 | 10.5 |  |  |  | No | R-454B | 1.85 | Residential & Commercial | Ducted CEE Tier 1
204298789 | Central HP <5.4 tons | ARCOAIRE | HRCU-A-CB (Split System: Heat Pump with Remote Outdoor Unit-Air-Source) | HVH837GKA** |  |  | EA*4X36L21A*+WALLCON | *97CMN0602120A* | 31400 | 17 | 8.1 | 33600 | 24600 | 73.21% | 1.84 | 11 | 11 |  |  |  | No | R-410A | 2.6167 | Residential & Commercial | Ducted CEE Tier 1
204300543 | Central HP <5.4 tons | ARCOAIRE | HRCU-A-CB (Split System: Heat Pump with Remote Outdoor Unit-Air-Source) | HVH837GKA** |  |  | EHD4X48AAL+WALLCON | *97CMN1202422A* | 32600 | 16.5 | 8.1 | 33000 | 25000 | 75.76% | 1.96 | 11.5 | 11 |  |  |  | No | R-410A | 2.7167 | Residential & Commercial | Ducted CEE Tier 1
204299839 | Central HP <5.4 tons | ARCOAIRE | HRCU-A-CB (Split System: Heat Pump with Remote Outdoor Unit-Air-Source) | HVH837GKA** |  |  | EN(A,D,W)4X48L21**+WALLCON | *80CTL0901716A* | 32400 | 18 | 8.1 | 32800 | 24800 | 75.61% | 1.98 | 12.5 | 11.7 |  |  |  | No | R-410A | 2.7 | Residential & Commercial | Ducted CEE Tier 1
204299889 | Central HP <5.4 tons | ARCOAIRE | HRCU-A-CB (Split System: Heat Pump with Remote Outdoor Unit-Air-Source) | HVH837GKA** |  |  | EN(A,D)4X48L24**+WALLCON | *80CTL1352422A* | 32400 | 17.5 | 8.1 | 32800 | 24800 | 75.61% | 1.98 | 12 | 11.7 |  |  |  | No | R-410A | 2.7 | Residential & Commercial | Ducted CEE Tier 1
204299289 | Central HP <5.4 tons | ARCOAIRE | HRCU-A-CB (Split System: Heat Pump with Remote Outdoor Unit-Air-Source) | HVH837GKA** |  |  | EA*4X48L21A*+WALLCON | *97CMN1002122A* | 32400 | 17.5 | 8.5 | 32600 | 25000 | 76.69% | 1.98 | 12 | 11.7 |  |  |  | No | R-410A | 2.7 | Residential & Commercial | Ducted CEE Tier 1
213206352 | Central HP <5.4 tons | CARRIER | HRCU-A-CB (Split System: Heat Pump with Remote Outdoor Unit-Air-Source) | 38MURAQ24AB3* | ASPEN |  | D(A,C,E)24B44+TDR | 58TP*A070V17**16 | 23800 | 17 | 8.1 | 26200 | 20200 | 77.1% | 2.84 | 0 | 10 |  |  |  | No | R-410A | 1.9833 | Residential & Commercial | Ducted CEE Tier 1
212622791 | Central HP <5.4 tons | COLEMAN | HRCU-A-CB (Split System: Heat Pump with Remote Outdoor Unit-Air-Source) | HMH72B341 | ASPEN |  | D(A,C,E)36A44+TDR | TM8E100C16MP11 | 33000 | 18 | 8.2 | 33800 | 28200 | 83.43% | 2.68 | 0 | 10 |  |  |  | No | R-410A | 2.75 | Residential & Commercial | Ducted CEE Tier 1
212622807 | Central HP <5.4 tons | COLEMAN | HRCU-A-CB (Split System: Heat Pump with Remote Outdoor Unit-Air-Source) | HMH72B341 | ASPEN |  | D(A,C,E)48B34+TDR | TM8E120C16MP11 | 33200 | 18 | 8.2 | 33800 | 28600 | 84.62% | 2.71 | 0 | 10 |  |  |  | No | R-410A | 2.7667 | Residential & Commercial | Ducted CEE Tier 1
215850731 | Central HP <5.4 tons | COLEMAN | HRCU-A-CB (Split System: Heat Pump with Remote Outdoor Unit-Air-Source) | HH860E2S11 | ASPEN |  | D(A,C,E)60B3K+TDR | TL9E100C20UH11 | 41500 | 17 | 8.5 | 44000 | 33400 | 75.91% | 2 | 0 | 11.7 |  |  |  | No | R-454B | 3.4583 | Residential & Commercial | Ducted CEE Tier 1
215850838 | Central HP <5.4 tons | COLEMAN | HRCU-A-CB (Split System: Heat Pump with Remote Outdoor Unit-Air-Source) | HH860E2S11 | ASPEN |  | D(A,C,E)60A3K+TDR | TM8V120C20MP12 | 41000 | 18 | 8.5 | 44500 | 33800 | 75.96% | 2 | 0 | 10.5 |  |  |  | No | R-454B | 3.4167 | Residential & Commercial | Ducted CEE Tier 1
215850956 | Central HP <5.4 tons | COLEMAN | HRCU-A-CB (Split System: Heat Pump with Remote Outdoor Unit-Air-Source) | HH860E2S11 | ASPEN |  | C(A,C,D,E)60A3K+TDR | TM9V100C20MP12 | 41000 | 18 | 8.5 | 44500 | 33800 | 75.96% | 2 | 0 | 10.5 |  |  |  | No | R-454B | 3.4167 | Residential & Commercial | Ducted CEE Tier 1
215850970 | Central HP <5.4 tons | COLEMAN | HRCU-A-CB (Split System: Heat Pump with Remote Outdoor Unit-Air-Source) | HH860E2S11 | ASPEN |  | D(A,C,E)60A3K+TDR | TM9V120D20MP12 | 41000 | 17.5 | 8.1 | 44000 | 33400 | 75.91% | 2 | 0 | 11.5 |  |  |  | No | R-454B | 3.4167 | Residential & Commercial | Ducted CEE Tier 1
215851006 | Central HP <5.4 tons | COLEMAN | HRCU-A-CB (Split System: Heat Pump with Remote Outdoor Unit-Air-Source) | HH860E2S11 | ASPEN |  | C(A,C,D,E)60A3K+TDR | TM9Y120D20MP11 | 41000 | 17.5 | 8.1 | 43500 | 33400 | 76.78% | 2 | 0 | 11.5 |  |  |  | No | R-454B | 3.4167 | Residential & Commercial | Ducted CEE Tier 1
215851122 | Central HP <5.4 tons | COLEMAN | HRCU-A-CB (Split System: Heat Pump with Remote Outdoor Unit-Air-Source) | HH860E2S11 | ASPEN |  | C(A,C,D,E)60A3K+TDR | TP9C080C16MP13 | 40500 | 17 | 8.5 | 43500 | 33600 | 77.24% | 2 | 0 | 10.5 |  |  |  | No | R-454B | 3.375 | Residential & Commercial | Ducted CEE Tier 1
215851354 | Central HP <5.4 tons | COLEMAN | HRCU-A-CB (Split System: Heat Pump with Remote Outdoor Unit-Air-Source) | HH860E2S11 | ASPEN |  | C(A,C,D,E)60A3K+TDR | Z9ES100C20SMPS1 | 42000 | 17.5 | 8.1 | 46500 | 34000 | 73.12% | 2 | 0 | 11.2 |  |  |  | No | R-454B | 3.5 | Residential & Commercial | Ducted CEE Tier 1
215726699 | Central HP <5.4 tons | YORK | HRCU-A-CB (Split System: Heat Pump with Remote Outdoor Unit-Air-Source) | HH860E2S11 | ADP |  | H,YG49*48+TXV | Y81E120C16SMPS1 | 44000 | 18 | 8.5 | 42000 | 32600 | 77.62% | 2 | 0 | 12 |  |  |  | No | R-454B | 3.6667 | Residential & Commercial | Ducted CEE Tier 1
204299139 | Central HP <5.4 tons | ARCOAIRE | HRCU-A-CB (Split System: Heat Pump with Remote Outdoor Unit-Air-Source) | HVH837GKA** |  |  | EA*4X42L24A*+WALLCON | *96CTN1002122A* | 31800 | 17.5 | 8.1 | 33000 | 24400 | 73.94% | 1.9 | 12 | 11.5 |  |  |  | No | R-410A | 2.65 | Residential & Commercial | Ducted CEE Tier 1
206767144 | Central HP <5.4 tons | ARCOAIRE | HRCU-A-CB (Split System: Heat Pump with Remote Outdoor Unit-Air-Source) | HVH825GKA3* |  |  | EA*4X36L21A*+WALLCON | *80CSU0401712A* | 23600 | 17 | 8.1 | 21400 | 16600 | 77.57% | 1.94 | 11.5 | 10.5 |  |  |  | No | R-410A | 1.9667 | Residential & Commercial | Ducted CEE Tier 1
206767171 | Central HP <5.4 tons | ARCOAIRE | HRCU-A-CB (Split System: Heat Pump with Remote Outdoor Unit-Air-Source) | HVH825GKA3* |  |  | EA*4X36L21A*+WALLCON | *80CSU1002120A* | 23600 | 16.5 | 8.1 | 21400 | 16700 | 78.04% | 1.92 | 11.5 | 10.5 |  |  |  | No | R-410A | 1.9667 | Residential & Commercial | Ducted CEE Tier 1
211263139 | Central HP <5.4 tons | ARCOAIRE | HRCU-A-CB (Split System: Heat Pump with Remote Outdoor Unit-Air-Source) | DLCURAH18ABK |  |  | EN(A,D)4X24L17** | *95ESN0401410A* | 17800 | 15.5 | 8.5 | 18700 | 18800 | 100.5% | 2.26 | 0 | 10.5 |  |  |  | No | R-410A | 1.4833 | Residential & Commercial | Ducted CEE Tier 1
211263347 | Central HP <5.4 tons | ARCOAIRE | HRCU-A-CB (Split System: Heat Pump with Remote Outdoor Unit-Air-Source) | DLCURAH18ABK |  |  | EN(A,D)4X24L17** | *80ES(N,L)0701712A* | 18000 | 16 | 8.5 | 18900 | 18700 | 98.94% | 2.26 | 0 | 11 |  |  |  | No | R-410A | 1.5 | Residential & Commercial | Ducted CEE Tier 1
211263417 | Central HP <5.4 tons | ARCOAIRE | HRCU-A-CB (Split System: Heat Pump with Remote Outdoor Unit-Air-Source) | DLCURAH18ABK |  |  | EN(A,D)4X24L17** | *92ESN0801716A* | 18500 | 16 | 8.5 | 19500 | 18400 | 94.36% | 2.24 | 0 | 11 |  |  |  | No | R-410A | 1.5417 | Residential & Commercial | Ducted CEE Tier 1
211263808 | Central HP <5.4 tons | ARCOAIRE | HRCU-A-CB (Split System: Heat Pump with Remote Outdoor Unit-Air-Source) | DLCURAH18ABK |  |  | EN(A,D)4X30L14** | *92ESN0601412A* | 18200 | 16 | 8.5 | 18700 | 18300 | 97.86% | 2.22 | 0 | 11 |  |  |  | No | R-410A | 1.5167 | Residential & Commercial | Ducted CEE Tier 1
206136038 | Central HP <5.4 tons | ARCOAIRE | HRCU-A-CB (Split System: Heat Pump with Remote Outdoor Unit-Air-Source) | HVH837GKA** |  |  | EHD4X48AAL+WALLCON | *80CSU1002120A* | 32600 | 16.5 | 8.1 | 33000 | 25000 | 75.76% | 1.96 | 11.5 | 11 |  |  |  | No | R-410A | 2.7167 | Residential & Commercial | Ducted CEE Tier 1
212985891 | Central HP <5.4 tons | KEEPRITE | HRCU-A-CB (Split System: Heat Pump with Remote Outdoor Unit-Air-Source) | DLCURAH18ABK |  |  | EA*4X24L14A* | *96MSN0261410A* | 17300 | 16 | 8.5 | 18200 | 19400 | 106.6% | 2.34 | 0 | 10.5 |  |  |  | No | R-410A | 1.4417 | Residential & Commercial | Ducted CEE Tier 1
206765828 | Central HP <5.4 tons | ARCOAIRE | HRCU-A-CB (Split System: Heat Pump with Remote Outdoor Unit-Air-Source) | HVH825GKA3* |  |  | EA*4X36L21A*+WALLCON | *80CTL0901716A* | 23600 | 17.5 | 8.1 | 21400 | 16600 | 77.57% | 1.96 | 11 | 11 |  |  |  | No | R-410A | 1.9667 | Residential & Commercial | Ducted CEE Tier 1
206765963 | Central HP <5.4 tons | ARCOAIRE | HRCU-A-CB (Split System: Heat Pump with Remote Outdoor Unit-Air-Source) | HVH825GKA3* |  |  | EA*4X37L21A*+WALLCON | *96CTN0601714A* | 24400 | 16.5 | 8.1 | 21200 | 16700 | 78.77% | 2.02 | 11 | 11 |  |  |  | No | R-410A | 2.0333 | Residential & Commercial | Ducted CEE Tier 1
211264926 | Central HP <5.4 tons | ARCOAIRE | HRCU-A-CB (Split System: Heat Pump with Remote Outdoor Unit-Air-Source) | DLCURAH18ABK |  |  | FMA4X18**AL* |  | 17400 | 16 | 8.5 | 18500 | 20000 | 108.1% | 2.44 | 0 | 10.5 |  |  |  | No | R-410A | 1.45 | Residential & Commercial | Ducted CEE Tier 1
212622850 | Central HP <5.4 tons | COLEMAN | HRCU-A-CB (Split System: Heat Pump with Remote Outdoor Unit-Air-Source) | HMH72B341 | ASPEN |  | D(A,C,E)48C24+TDR | TM9Y100C16MP11 | 32000 | 18 | 8.4 | 33800 | 28600 | 84.62% | 2.7 | 0 | 10 |  |  |  | No | R-410A | 2.6667 | Residential & Commercial | Ducted CEE Tier 1
212622934 | Central HP <5.4 tons | COLEMAN | HRCU-A-CB (Split System: Heat Pump with Remote Outdoor Unit-Air-Source) | HMH72B341 | ASPEN |  | D(A,C,E)42D24+TDR | TM8E080C16MP11 | 32200 | 18 | 8.4 | 33800 | 28600 | 84.62% | 2.73 | 0 | 10 |  |  |  | No | R-410A | 2.6833 | Residential & Commercial | Ducted CEE Tier 1
212622943 | Central HP <5.4 tons | COLEMAN | HRCU-A-CB (Split System: Heat Pump with Remote Outdoor Unit-Air-Source) | HMH72B341 | ASPEN |  | D(A,C,E)48B34+TDR | TL9E100C20UH11 | 33400 | 17 | 8.2 | 33800 | 28800 | 85.21% | 2.73 | 0 | 10 |  |  |  | No | R-410A | 2.7833 | Residential & Commercial | Ducted CEE Tier 1
212623182 | Central HP <5.4 tons | COLEMAN | HRCU-A-CB (Split System: Heat Pump with Remote Outdoor Unit-Air-Source) | HMH72B341 | ASPEN |  | D(A,C,E)42A44+TDR | TMLE060A12MP11 | 32600 | 18 | 8.1 | 33800 | 27400 | 81.07% | 2.44 | 0 | 10 |  |  |  | No | R-410A | 2.7167 | Residential & Commercial | Ducted CEE Tier 1
204298979 | Central HP <5.4 tons | ARCOAIRE | HRCU-A-CB (Split System: Heat Pump with Remote Outdoor Unit-Air-Source) | HVH837GKA** |  |  | EA*4X42L21A*+WALLCON | *97CMN0801714A* | 31600 | 17 | 8.1 | 33400 | 24800 | 74.25% | 1.86 | 11.5 | 11 |  |  |  | No | R-410A | 2.6333 | Residential & Commercial | Ducted CEE Tier 1
206765864 | Central HP <5.4 tons | ARCOAIRE | HRCU-A-CB (Split System: Heat Pump with Remote Outdoor Unit-Air-Source) | HVH825GKA3* |  |  | EA*4X37L17A*+WALLCON | *80CTL0701716A* | 24200 | 16.5 | 8.1 | 21400 | 16700 | 78.04% | 2 | 11 | 11 |  |  |  | No | R-410A | 2.0167 | Residential & Commercial | Ducted CEE Tier 1
206767527 | Central HP <5.4 tons | ARCOAIRE | HRCU-A-CB (Split System: Heat Pump with Remote Outdoor Unit-Air-Source) | HVH825GKA3* |  |  | EA*4X37L17A*+WALLCON | *95CSU0601716A* | 24200 | 16.5 | 8.1 | 21400 | 16800 | 78.5% | 1.98 | 11 | 10.5 |  |  |  | No | R-410A | 2.0167 | Residential & Commercial | Ducted CEE Tier 1
206765648 | Central HP <5.4 tons | ARCOAIRE | HRCU-A-CB (Split System: Heat Pump with Remote Outdoor Unit-Air-Source) | HVH825GKA3* |  |  | EA*4X36L17A*+WALLCON | *80CTL0451712A* | 23400 | 16 | 8.1 | 21600 | 16800 | 77.78% | 1.92 | 11 | 10.5 |  |  |  | No | R-410A | 1.95 | Residential & Commercial | Ducted CEE Tier 1
206765549 | Central HP <5.4 tons | ARCOAIRE | HRCU-A-CB (Split System: Heat Pump with Remote Outdoor Unit-Air-Source) | HVH825GKA3* |  |  | EA*4X25L17A*+WALLCON | *80CTL0701412A* | 24400 | 17.5 | 8.5 | 21200 | 16600 | 78.3% | 2.02 | 11 | 11.5 |  |  |  | No | R-410A | 2.0333 | Residential & Commercial | Ducted CEE Tier 1
213356136 | Central HP <5.4 tons | BRYANT HEATING AND COOLING SYSTEMS | HRCU-A-CB (Split System: Heat Pump with Remote Outdoor Unit-Air-Source) | 38MURAQ24AB3* | ADP |  | A36VCA+TXV+CBPE4B* |  | 24200 | 18 | 8.85 | 25000 | 22600 | 90.4% | 1.9 | 0 | 10.5 |  |  |  | No | R-410A | 2.0167 | Residential & Commercial | Ducted CEE Tier 1
211242761 | Central HP <5.4 tons | KEEPRITE | HRCU-A-CB (Split System: Heat Pump with Remote Outdoor Unit-Air-Source) | DLCURAH24ABK |  |  | EA*4X37L17A* | *80VSL0451412A* | 24800 | 16.5 | 8.5 | 25800 | 21400 | 82.95% | 1.78 | 0 | 10 |  |  |  | No | R-410A | 2.0667 | Residential & Commercial | Ducted CEE Tier 1
211243059 | Central HP <5.4 tons | KEEPRITE | HRCU-A-CB (Split System: Heat Pump with Remote Outdoor Unit-Air-Source) | DLCURAH24ABK |  |  | EA*4X37L17A* | *80ES(N,L)0901714A* | 25000 | 16.5 | 8.5 | 25800 | 21200 | 82.17% | 1.78 | 0 | 10.5 |  |  |  | No | R-410A | 2.0833 | Residential & Commercial | Ducted CEE Tier 1
206773654 | Central HP <5.4 tons | ARCOAIRE | HRCU-A-CB (Split System: Heat Pump with Remote Outdoor Unit-Air-Source) | HVH837GKA2* |  |  | EHD4X42AAL+WALLCON | *95CSU0802120A* | 32600 | 17 | 8.1 | 33000 | 24800 | 75.15% | 1.96 | 11.5 | 11 |  |  |  | No | R-410A | 2.7167 | Residential & Commercial | Ducted CEE Tier 1
206771139 | Central HP <5.4 tons | ARCOAIRE | HRCU-A-CB (Split System: Heat Pump with Remote Outdoor Unit-Air-Source) | HVH837GKA2* |  |  | EA*4X36L21A*+WALLCON | *96CTN1002122A* | 31600 | 17 | 8.1 | 33200 | 24200 | 72.89% | 1.86 | 11 | 11 |  |  |  | No | R-410A | 2.6333 | Residential & Commercial | Ducted CEE Tier 1
212603177 | Central HP <5.4 tons | DAY & NIGHT | HRCU-A-CB (Split System: Heat Pump with Remote Outdoor Unit-Air-Source) | DLCURAH24ABK | ADP |  | PL36H175P789 | *92ESN0801716A* | 24200 | 17 | 8.1 | 24600 | 22400 | 91.06% | 1.88 | 0 | 10.5 |  |  |  | No | R-410A | 2.0167 | Residential & Commercial | Ducted CEE Tier 1
212603213 | Central HP <5.4 tons | DAY & NIGHT | HRCU-A-CB (Split System: Heat Pump with Remote Outdoor Unit-Air-Source) | DLCURAH24ABK | ADP |  | PL36H175P159 | *96VSN0801716A* | 24200 | 16 | 8.1 | 24600 | 22600 | 91.87% | 1.9 | 0 | 10.5 |  |  |  | No | R-410A | 2.0167 | Residential & Commercial | Ducted CEE Tier 1
211263966 | Central HP <5.4 tons | ARCOAIRE | HRCU-A-CB (Split System: Heat Pump with Remote Outdoor Unit-Air-Source) | DLCURAH18ABK |  |  | EN(A,D)4X30L17** | *96VSN0601412A* | 18000 | 16 | 8.5 | 18600 | 18400 | 98.92% | 2.22 | 0 | 11 |  |  |  | No | R-410A | 1.5 | Residential & Commercial | Ducted CEE Tier 1
211263760 | Central HP <5.4 tons | ARCOAIRE | HRCU-A-CB (Split System: Heat Pump with Remote Outdoor Unit-Air-Source) | DLCURAH18ABK |  |  | EN(A,D)4X30L14** | *95ESN0261410A* | 18100 | 15.5 | 8.5 | 18800 | 18400 | 97.87% | 2.2 | 0 | 11 |  |  |  | No | R-410A | 1.5083 | Residential & Commercial | Ducted CEE Tier 1
206136324 | Central HP <5.4 tons | ARCOAIRE | HRCU-A-CB (Split System: Heat Pump with Remote Outdoor Unit-Air-Source) | HVH837GKA** |  |  | EHD4X36AAL+WALLCON | *95CSU1002122A* | 32200 | 16.5 | 8.1 | 33200 | 24600 | 74.1% | 1.94 | 11.5 | 11 |  |  |  | No | R-410A | 2.6833 | Residential & Commercial | Ducted CEE Tier 1
206136108 | Central HP <5.4 tons | ARCOAIRE | HRCU-A-CB (Split System: Heat Pump with Remote Outdoor Unit-Air-Source) | HVH837GKA** |  |  | EA*4X42L21A*+WALLCON | *95CSU1002122A* | 31800 | 17.5 | 8.1 | 33000 | 24400 | 73.94% | 1.9 | 11.5 | 11 |  |  |  | No | R-410A | 2.65 | Residential & Commercial | Ducted CEE Tier 1
206135656 | Central HP <5.4 tons | ARCOAIRE | HRCU-A-CB (Split System: Heat Pump with Remote Outdoor Unit-Air-Source) | HVH837GKA** |  |  | EA*4X37L21A*+WALLCON | *80CSU0401712A* | 32800 | 17.5 | 8.5 | 33000 | 25200 | 76.36% | 1.98 | 12 | 11 |  |  |  | No | R-410A | 2.7333 | Residential & Commercial | Ducted CEE Tier 1
206767545 | Central HP <5.4 tons | ARCOAIRE | HRCU-A-CB (Split System: Heat Pump with Remote Outdoor Unit-Air-Source) | HVH825GKA3* |  |  | EA*4X37L21A*+WALLCON | *95CSU0802120A* | 24400 | 17 | 8.5 | 21200 | 16600 | 78.3% | 2.04 | 11.5 | 11 |  |  |  | No | R-410A | 2.0333 | Residential & Commercial | Ducted CEE Tier 1
206765873 | Central HP <5.4 tons | ARCOAIRE | HRCU-A-CB (Split System: Heat Pump with Remote Outdoor Unit-Air-Source) | HVH825GKA3* |  |  | EA*4X37L17A*+WALLCON | *96CTN0601714A* | 24000 | 16 | 8.1 | 21400 | 16800 | 78.5% | 1.98 | 11 | 11 |  |  |  | No | R-410A | 2 | Residential & Commercial | Ducted CEE Tier 1
212623121 | Central HP <5.4 tons | COLEMAN | HRCU-A-CB (Split System: Heat Pump with Remote Outdoor Unit-Air-Source) | HMH72B341 | ASPEN |  | D(A,C,E)36C34+TDR | TM8E060A12MP11 | 32600 | 18 | 8.1 | 33800 | 27400 | 81.07% | 2.44 | 0 | 10 |  |  |  | No | R-410A | 2.7167 | Residential & Commercial | Ducted CEE Tier 1
206771148 | Central HP <5.4 tons | ARCOAIRE | HRCU-A-CB (Split System: Heat Pump with Remote Outdoor Unit-Air-Source) | HVH837GKA2* |  |  | EA*4X36L21A*+WALLCON | *80CTL0901716A* | 31600 | 17.5 | 8.1 | 33000 | 24200 | 73.33% | 1.86 | 11.5 | 11.5 |  |  |  | No | R-410A | 2.6333 | Residential & Commercial | Ducted CEE Tier 1
206773093 | Central HP <5.4 tons | ARCOAIRE | HRCU-A-CB (Split System: Heat Pump with Remote Outdoor Unit-Air-Source) | HVH837GKA2* |  |  | EA*4X42L24A*+WALLCON | *80CSU1002120A* | 31800 | 17 | 8.1 | 33200 | 24400 | 73.49% | 1.88 | 11.5 | 11 |  |  |  | No | R-410A | 2.65 | Residential & Commercial | Ducted CEE Tier 1
206773102 | Central HP <5.4 tons | ARCOAIRE | HRCU-A-CB (Split System: Heat Pump with Remote Outdoor Unit-Air-Source) | HVH837GKA2* |  |  | EA*4X43L21A*+WALLCON | *80CSU0401712A* | 33000 | 17.5 | 8.5 | 33000 | 25000 | 75.76% | 1.98 | 12 | 11 |  |  |  | No | R-410A | 2.75 | Residential & Commercial | Ducted CEE Tier 1
206772318 | Central HP <5.4 tons | ARCOAIRE | HRCU-A-CB (Split System: Heat Pump with Remote Outdoor Unit-Air-Source) | HVH837GKA2* |  |  | EN(A,D,W)4X48L21**+WALLCON | *96CTN1002122A* | 32400 | 17.5 | 8.1 | 33000 | 24800 | 75.15% | 1.96 | 11.5 | 11.7 |  |  |  | No | R-410A | 2.7 | Residential & Commercial | Ducted CEE Tier 1
206772616 | Central HP <5.4 tons | ARCOAIRE | HRCU-A-CB (Split System: Heat Pump with Remote Outdoor Unit-Air-Source) | HVH837GKA2* |  |  | EHD4X36AAL+WALLCON | *97CMN1002122A* | 32200 | 16.5 | 8.1 | 33200 | 24800 | 74.7% | 1.94 | 11.5 | 11 |  |  |  | No | R-410A | 2.6833 | Residential & Commercial | Ducted CEE Tier 1
206765900 | Central HP <5.4 tons | ARCOAIRE | HRCU-A-CB (Split System: Heat Pump with Remote Outdoor Unit-Air-Source) | HVH825GKA3* |  |  | EA*4X37L17A*+WALLCON | *97CMN0801714A* | 24200 | 16 | 8.1 | 21400 | 16800 | 78.5% | 1.98 | 11 | 11 |  |  |  | No | R-410A | 2.0167 | Residential & Commercial | Ducted CEE Tier 1
206765621 | Central HP <5.4 tons | ARCOAIRE | HRCU-A-CB (Split System: Heat Pump with Remote Outdoor Unit-Air-Source) | HVH825GKA3* |  |  | EA*4X30L17A*+WALLCON | *97CMN0801714A* | 23400 | 16 | 8.1 | 21600 | 16800 | 77.78% | 1.9 | 11 | 10.5 |  |  |  | No | R-410A | 1.95 | Residential & Commercial | Ducted CEE Tier 1
206136188 | Central HP <5.4 tons | ARCOAIRE | HRCU-A-CB (Split System: Heat Pump with Remote Outdoor Unit-Air-Source) | HVH837GKA** |  |  | EA*4X48L24A*+WALLCON | *95CSU0802120A* | 32400 | 17.5 | 8.5 | 32400 | 24800 | 76.54% | 2 | 12 | 11.5 |  |  |  | No | R-410A | 2.7 | Residential & Commercial | Ducted CEE Tier 1
206136288 | Central HP <5.4 tons | ARCOAIRE | HRCU-A-CB (Split System: Heat Pump with Remote Outdoor Unit-Air-Source) | HVH837GKA** |  |  | EN(A,D,W)4X48L21**+WALLCON | *95CSU1002122A* | 32400 | 17.5 | 8.1 | 32800 | 24600 | 75% | 1.98 | 12 | 11.7 |  |  |  | No | R-410A | 2.7 | Residential & Commercial | Ducted CEE Tier 1
204299029 | Central HP <5.4 tons | ARCOAIRE | HRCU-A-CB (Split System: Heat Pump with Remote Outdoor Unit-Air-Source) | HVH837GKA** |  |  | EA*4X42L21A*+WALLCON | *80CTL0901716A* | 31800 | 17.5 | 8.5 | 33000 | 24400 | 73.94% | 1.9 | 12 | 11.7 |  |  |  | No | R-410A | 2.65 | Residential & Commercial | Ducted CEE Tier 1
204300433 | Central HP <5.4 tons | ARCOAIRE | HRCU-A-CB (Split System: Heat Pump with Remote Outdoor Unit-Air-Source) | HVH837GKA** |  |  | EHD4X48AAL+WALLCON | *80CTL0701716A* | 32600 | 17 | 8.1 | 33200 | 25000 | 75.3% | 1.96 | 11.5 | 11 |  |  |  | No | R-410A | 2.7167 | Residential & Commercial | Ducted CEE Tier 1
206765639 | Central HP <5.4 tons | ARCOAIRE | HRCU-A-CB (Split System: Heat Pump with Remote Outdoor Unit-Air-Source) | HVH825GKA3* |  |  | EA*4X30L17A*+WALLCON | *80CTL0901716A* | 23600 | 17 | 8.1 | 21400 | 16600 | 77.57% | 1.92 | 11 | 11 |  |  |  | No | R-410A | 1.9667 | Residential & Commercial | Ducted CEE Tier 1
215850619 | Central HP <5.4 tons | COLEMAN | HRCU-A-CB (Split System: Heat Pump with Remote Outdoor Unit-Air-Source) | HH860E2S11 | ASPEN |  | D(A,C,E)60A3K+TDR | CP9C080C16MP13 | 40500 | 17 | 8.5 | 44000 | 33600 | 76.36% | 2 | 0 | 10.5 |  |  |  | No | R-454B | 3.375 | Residential & Commercial | Ducted CEE Tier 1
215850635 | Central HP <5.4 tons | COLEMAN | HRCU-A-CB (Split System: Heat Pump with Remote Outdoor Unit-Air-Source) | HH860E2S11 | ASPEN |  | C(A,C,D,E)60A3K+TDR | CP9C100C20MP13 | 41000 | 18 | 8.5 | 45000 | 33800 | 75.11% | 2 | 0 | 10.5 |  |  |  | No | R-454B | 3.4167 | Residential & Commercial | Ducted CEE Tier 1
215850703 | Central HP <5.4 tons | COLEMAN | HRCU-A-CB (Split System: Heat Pump with Remote Outdoor Unit-Air-Source) | HH860E2S11 | ASPEN |  | C(A,C,D,E)48A3K+TDR | TL8E100C20UH11 | 40500 | 17.5 | 8.1 | 45000 | 34000 | 75.56% | 2 | 0 | 11.2 |  |  |  | No | R-454B | 3.375 | Residential & Commercial | Ducted CEE Tier 1
215850719 | Central HP <5.4 tons | COLEMAN | HRCU-A-CB (Split System: Heat Pump with Remote Outdoor Unit-Air-Source) | HH860E2S11 | ASPEN |  | D(A,C,E)60A3K+TDR | TL9E080C16UH11 | 41000 | 18 | 8.5 | 45500 | 34400 | 75.6% | 2 | 0 | 10.5 |  |  |  | No | R-454B | 3.4167 | Residential & Commercial | Ducted CEE Tier 1
215850762 | Central HP <5.4 tons | COLEMAN | HRCU-A-CB (Split System: Heat Pump with Remote Outdoor Unit-Air-Source) | HH860E2S11 | ASPEN |  | C(A,C,D,E)48A3K+TDR | TM8E100C20MP11 | 41000 | 16.5 | 8.1 | 46000 | 35000 | 76.09% | 2 | 0 | 10.5 |  |  |  | No | R-454B | 3.4167 | Residential & Commercial | Ducted CEE Tier 1
215850812 | Central HP <5.4 tons | COLEMAN | HRCU-A-CB (Split System: Heat Pump with Remote Outdoor Unit-Air-Source) | HH860E2S11 | ASPEN |  | C(A,C,D,E)48A3K+TDR | TM8V100C16MP12 | 39500 | 16.5 | 8.1 | 43500 | 33400 | 76.78% | 2 | 0 | 11.2 |  |  |  | No | R-454B | 3.2917 | Residential & Commercial | Ducted CEE Tier 1
215850878 | Central HP <5.4 tons | COLEMAN | HRCU-A-CB (Split System: Heat Pump with Remote Outdoor Unit-Air-Source) | HH860E2S11 | ASPEN |  | D(A,C,E)60A3K+TDR | TM8Y120C20MP11 | 41000 | 17.5 | 8.1 | 44500 | 33800 | 75.96% | 2 | 0 | 11.5 |  |  |  | No | R-454B | 3.4167 | Residential & Commercial | Ducted CEE Tier 1
215850903 | Central HP <5.4 tons | COLEMAN | HRCU-A-CB (Split System: Heat Pump with Remote Outdoor Unit-Air-Source) | HH860E2S11 | ASPEN |  | C(A,C,D,E)48A3K+TDR | TM9E100C16MP12 | 40000 | 17.5 | 8.1 | 45500 | 34400 | 75.6% | 2 | 0 | 10.5 |  |  |  | No | R-454B | 3.3333 | Residential & Commercial | Ducted CEE Tier 1
216032233 | Central HP <5.4 tons | 1HVAC | HRCU-A-CB (Split System: Heat Pump with Remote Outdoor Unit-Air-Source) | ACIQ-60-HPD |  |  | ACIQ-60-AHD |  | 54000 | 16 | 9 | 56000 | 52000 | 92.86% | 1.8 | 0 | 10 |  |  |  | No | R-454B | 4.5 | Residential & Commercial | Ducted CEE Tier 1
206765657 | Central HP <5.4 tons | ARCOAIRE | HRCU-A-CB (Split System: Heat Pump with Remote Outdoor Unit-Air-Source) | HVH825GKA3* |  |  | EA*4X36L17A*+WALLCON | *80CTL0701716A* | 23600 | 16.5 | 8.1 | 21400 | 16700 | 78.04% | 1.94 | 11.5 | 11 |  |  |  | No | R-410A | 1.9667 | Residential & Commercial | Ducted CEE Tier 1
206765666 | Central HP <5.4 tons | ARCOAIRE | HRCU-A-CB (Split System: Heat Pump with Remote Outdoor Unit-Air-Source) | HVH825GKA3* |  |  | EA*4X36L17A*+WALLCON | *96CTN0601714A* | 23400 | 16 | 8.1 | 21600 | 16800 | 77.78% | 1.92 | 11 | 10.5 |  |  |  | No | R-410A | 1.95 | Residential & Commercial | Ducted CEE Tier 1
206767536 | Central HP <5.4 tons | ARCOAIRE | HRCU-A-CB (Split System: Heat Pump with Remote Outdoor Unit-Air-Source) | HVH825GKA3* |  |  | EA*4X37L21A*+WALLCON | *95CSU0601716A* | 24400 | 16.5 | 8.1 | 21400 | 16700 | 78.04% | 2.02 | 11.5 | 10.5 |  |  |  | No | R-410A | 2.0333 | Residential & Commercial | Ducted CEE Tier 1
206767036 | Central HP <5.4 tons | ARCOAIRE | HRCU-A-CB (Split System: Heat Pump with Remote Outdoor Unit-Air-Source) | HVH825GKA3* |  |  | EHD4X36AAL+WALLCON | *80CTL0701412A* | 24000 | 16.5 | 8.1 | 21400 | 16600 | 77.57% | 2 | 11.5 | 11 |  |  |  | No | R-410A | 2 | Residential & Commercial | Ducted CEE Tier 1
206765882 | Central HP <5.4 tons | ARCOAIRE | HRCU-A-CB (Split System: Heat Pump with Remote Outdoor Unit-Air-Source) | HVH825GKA3* |  |  | EA*4X37L17A*+WALLCON | *96CTN0801714A* | 24200 | 16.5 | 8.1 | 21400 | 16700 | 78.04% | 1.98 | 11.5 | 11 |  |  |  | No | R-410A | 2.0167 | Residential & Commercial | Ducted CEE Tier 1
212622089 | Central HP <5.4 tons | COLEMAN | HRCU-A-CB (Split System: Heat Pump with Remote Outdoor Unit-Air-Source) | HMH72B341 | ASPEN |  | D(A,C,E)48C34+TDR | TM8Y060A12MP11 | 33200 | 18 | 8.1 | 33400 | 27400 | 82.04% | 2.42 | 0 | 10 |  |  |  | No | R-410A | 2.7667 | Residential & Commercial | Ducted CEE Tier 1
212622130 | Central HP <5.4 tons | COLEMAN | HRCU-A-CB (Split System: Heat Pump with Remote Outdoor Unit-Air-Source) | HMH72B341 | ASPEN |  | D(A,C,E)48B34+TDR | TM8Y080B12MP11 | 32800 | 18 | 8.5 | 33400 | 27400 | 82.04% | 2.65 | 0 | 10 |  |  |  | No | R-410A | 2.7333 | Residential & Commercial | Ducted CEE Tier 1
212622314 | Central HP <5.4 tons | COLEMAN | HRCU-A-CB (Split System: Heat Pump with Remote Outdoor Unit-Air-Source) | HMH72B341 | ASPEN |  | D(A,C,E)48A34+TDR | TM8E100C16MP11 | 33000 | 18 | 8.1 | 33600 | 28200 | 83.93% | 2.64 | 0 | 10 |  |  |  | No | R-410A | 2.75 | Residential & Commercial | Ducted CEE Tier 1
213941159 | Central HP <5.4 tons | YORK | HRCU-A-CB (Split System: Heat Pump with Remote Outdoor Unit-Air-Source) | HMH72B341 | ASPEN |  | D(A,C,E)42D34+TDR | TM9E080C16MP12 | 33000 | 18 | 8.1 | 33000 | 29200 | 88.48% | 2.49 | 0 | 10 |  |  |  | No | R-410A | 2.75 | Residential & Commercial | Ducted CEE Tier 1
215850389 | Central HP <5.4 tons | COLEMAN | HRCU-A-CB (Split System: Heat Pump with Remote Outdoor Unit-Air-Source) | HH836E2S11 | ASPEN |  | C(A,C,D,E)36B3K+TDR | TM8Y120C20MP11 | 30800 | 18 | 8.5 | 30600 | 25000 | 81.7% | 2 | 0 | 11 |  |  |  | No | R-454B | 2.5667 | Residential & Commercial | Ducted CEE Tier 1
206771589 | Central HP <5.4 tons | ARCOAIRE | HRCU-A-CB (Split System: Heat Pump with Remote Outdoor Unit-Air-Source) | HVH837GKA2* |  |  | EA*4X42L24A*+WALLCON | *96CTN1002122A* | 31800 | 17.5 | 8.1 | 33000 | 24400 | 73.94% | 1.9 | 12 | 11.5 |  |  |  | No | R-410A | 2.65 | Residential & Commercial | Ducted CEE Tier 1
206771607 | Central HP <5.4 tons | ARCOAIRE | HRCU-A-CB (Split System: Heat Pump with Remote Outdoor Unit-Air-Source) | HVH837GKA2* |  |  | EA*4X42L24A*+WALLCON | *97CMN0602120A* | 31600 | 17 | 8.1 | 33400 | 24600 | 73.65% | 1.88 | 11.5 | 11 |  |  |  | No | R-410A | 2.6333 | Residential & Commercial | Ducted CEE Tier 1
212969793 | Central HP <5.4 tons | KEEPRITE | HRCU-A-CB (Split System: Heat Pump with Remote Outdoor Unit-Air-Source) | DLCURAH24ABK |  |  | EA*4X37L17A* | *80VSL0451412B* | 24200 | 17 | 8.5 | 25200 | 22000 | 87.3% | 1.84 | 0 | 10 |  |  |  | No | R-410A | 2.0167 | Residential & Commercial | Ducted CEE Tier 1
215722680 | Central HP <5.4 tons | ECOER | HRCU-A-CB (Split System: Heat Pump with Remote Outdoor Unit-Air-Source) | EODA18H-2436BAA |  |  | EAHAEC-36 |  | 33600 | 17.2 | 9 | 35000 | 24600 | 70.29% | 1.95 | 0 | 10.8 |  |  |  | No | R-410A | 2.8 | Residential & Commercial | Ducted CEE Tier 1
206773602 | Central HP <5.4 tons | ARCOAIRE | HRCU-A-CB (Split System: Heat Pump with Remote Outdoor Unit-Air-Source) | HVH837GKA2* |  |  | EN(A,D,W)4X48L21**+WALLCON | *95CSU0802120A* | 32400 | 17.5 | 8.1 | 32800 | 24800 | 75.61% | 1.96 | 12 | 11.7 |  |  |  | No | R-410A | 2.7 | Residential & Commercial | Ducted CEE Tier 1
206773485 | Central HP <5.4 tons | ARCOAIRE | HRCU-A-CB (Split System: Heat Pump with Remote Outdoor Unit-Air-Source) | HVH837GKA2* |  |  | EA*4X43L21A*+WALLCON | *95CSU1002122A* | 33000 | 17.5 | 8.5 | 32800 | 25000 | 76.22% | 2 | 12 | 11.5 |  |  |  | No | R-410A | 2.75 | Residential & Commercial | Ducted CEE Tier 1
215850905 | Central HP <5.4 tons | COLEMAN | HRCU-A-CB (Split System: Heat Pump with Remote Outdoor Unit-Air-Source) | HH860E2S11 | ASPEN |  | C(A,C,D,E)60A3K+TDR | TM9E100C16MP12 | 41000 | 18 | 8.5 | 45500 | 34400 | 75.6% | 2 | 0 | 10.5 |  |  |  | No | R-454B | 3.4167 | Residential & Commercial | Ducted CEE Tier 1
215851128 | Central HP <5.4 tons | COLEMAN | HRCU-A-CB (Split System: Heat Pump with Remote Outdoor Unit-Air-Source) | HH860E2S11 | ASPEN |  | D(A,C,E)60A3K+TDR | TP9C080C16MP13 | 40500 | 17 | 8.5 | 43500 | 33600 | 77.24% | 2 | 0 | 10.5 |  |  |  | No | R-454B | 3.375 | Residential & Commercial | Ducted CEE Tier 1
215851148 | Central HP <5.4 tons | COLEMAN | HRCU-A-CB (Split System: Heat Pump with Remote Outdoor Unit-Air-Source) | HH860E2S11 | ASPEN |  | C(A,C,D,E)60A3K+TDR | TP9C100C20MP13 | 41000 | 18 | 8.5 | 44500 | 33800 | 75.96% | 2 | 0 | 10.5 |  |  |  | No | R-454B | 3.4167 | Residential & Commercial | Ducted CEE Tier 1
215851171 | Central HP <5.4 tons | COLEMAN | HRCU-A-CB (Split System: Heat Pump with Remote Outdoor Unit-Air-Source) | HH860E2S11 | ASPEN |  | C(A,C,D,E)48A3K+TDR | TPLC080C16MP13 | 39500 | 16.5 | 8.1 | 43500 | 33400 | 76.78% | 2 | 0 | 11.2 |  |  |  | No | R-454B | 3.2917 | Residential & Commercial | Ducted CEE Tier 1
215851207 | Central HP <5.4 tons | COLEMAN | HRCU-A-CB (Split System: Heat Pump with Remote Outdoor Unit-Air-Source) | HH860E2S11 | ASPEN |  | D(A,C,E)60A3K+TDR | TPLC100C20MP13 | 41000 | 18 | 8.5 | 44500 | 33800 | 75.96% | 2 | 0 | 10.5 |  |  |  | No | R-454B | 3.4167 | Residential & Commercial | Ducted CEE Tier 1
215851287 | Central HP <5.4 tons | COLEMAN | HRCU-A-CB (Split System: Heat Pump with Remote Outdoor Unit-Air-Source) | HH860E2S11 | ASPEN |  | D(A,C,E)60A3K+TDR | Z8ES120C16SMPS1 | 41000 | 18 | 8.5 | 43000 | 33000 | 76.74% | 2 | 0 | 11.7 |  |  |  | No | R-454B | 3.4167 | Residential & Commercial | Ducted CEE Tier 1
215851305 | Central HP <5.4 tons | COLEMAN | HRCU-A-CB (Split System: Heat Pump with Remote Outdoor Unit-Air-Source) | HH860E2S11 | ASPEN |  | C(A,C,D,E)48A3K+TDR | Z8ES130D20SMPS1 | 40500 | 17.5 | 8.5 | 44500 | 33600 | 75.51% | 2 | 0 | 11.7 |  |  |  | No | R-454B | 3.375 | Residential & Commercial | Ducted CEE Tier 1
215850984 | Central HP <5.4 tons | COLEMAN | HRCU-A-CB (Split System: Heat Pump with Remote Outdoor Unit-Air-Source) | HH860E2S11 | ASPEN |  | C(A,C,D,E)48A3K+TDR | TM9Y100C16MP11 | 39500 | 16.5 | 8.1 | 44000 | 33800 | 76.82% | 2 | 0 | 10.5 |  |  |  | No | R-454B | 3.2917 | Residential & Commercial | Ducted CEE Tier 1
211263250 | Central HP <5.4 tons | ARCOAIRE | HRCU-A-CB (Split System: Heat Pump with Remote Outdoor Unit-Air-Source) | DLCURAH18ABK |  |  | EN(A,D)4X24L17** | *95ESN0261410A* | 18000 | 15.5 | 8.5 | 19000 | 18700 | 98.42% | 2.24 | 0 | 10.5 |  |  |  | No | R-410A | 1.5 | Residential & Commercial | Ducted CEE Tier 1
204300343 | Central HP <5.4 tons | ARCOAIRE | HRCU-A-CB (Split System: Heat Pump with Remote Outdoor Unit-Air-Source) | HVH837GKA** |  |  | EHD4X42AAL+WALLCON | *97CMN1002122A* | 32600 | 16.5 | 8.1 | 33000 | 24800 | 75.15% | 1.96 | 12 | 11 |  |  |  | No | R-410A | 2.7167 | Residential & Commercial | Ducted CEE Tier 1
204298939 | Central HP <5.4 tons | ARCOAIRE | HRCU-A-CB (Split System: Heat Pump with Remote Outdoor Unit-Air-Source) | HVH837GKA** |  |  | EA*4X42L21A*+WALLCON | *80CTL0902120A* | 31800 | 17.5 | 8.1 | 33200 | 24400 | 73.49% | 1.9 | 11 | 11.5 |  |  |  | No | R-410A | 2.65 | Residential & Commercial | Ducted CEE Tier 1
204300393 | Central HP <5.4 tons | ARCOAIRE | HRCU-A-CB (Split System: Heat Pump with Remote Outdoor Unit-Air-Source) | HVH837GKA** |  |  | EHD4X42AAL+WALLCON | *80CTL0901716A* | 32600 | 17 | 8.1 | 33000 | 24800 | 75.15% | 1.96 | 12 | 11 |  |  |  | No | R-410A | 2.7167 | Residential & Commercial | Ducted CEE Tier 1
204299309 | Central HP <5.4 tons | ARCOAIRE | HRCU-A-CB (Split System: Heat Pump with Remote Outdoor Unit-Air-Source) | HVH837GKA** |  |  | EA*4X48L21A*+WALLCON | *96CTN1002122A* | 32400 | 17.5 | 8.5 | 32600 | 25000 | 76.69% | 1.98 | 12 | 11.7 |  |  |  | No | R-410A | 2.7 | Residential & Commercial | Ducted CEE Tier 1
204299409 | Central HP <5.4 tons | ARCOAIRE | HRCU-A-CB (Split System: Heat Pump with Remote Outdoor Unit-Air-Source) | HVH837GKA** |  |  | EA*4X48L24A*+WALLCON | *97CMN1202422A* | 32200 | 17.5 | 8.5 | 32600 | 25000 | 76.69% | 1.98 | 12 | 11.7 |  |  |  | No | R-410A | 2.6833 | Residential & Commercial | Ducted CEE Tier 1
204299729 | Central HP <5.4 tons | ARCOAIRE | HRCU-A-CB (Split System: Heat Pump with Remote Outdoor Unit-Air-Source) | HVH837GKA** |  |  | EN(A,D,W)4X48L21**+WALLCON | *80CTL0701716A* | 32400 | 17.5 | 8.1 | 33000 | 25000 | 75.76% | 1.94 | 12 | 11.5 |  |  |  | No | R-410A | 2.7 | Residential & Commercial | Ducted CEE Tier 1
215850423 | Central HP <5.4 tons | COLEMAN | HRCU-A-CB (Split System: Heat Pump with Remote Outdoor Unit-Air-Source) | HH836E2S11 | ASPEN |  | C(A,C,D,E)48A3K+TDR | TM9E100C16MP12 | 31200 | 18 | 8.1 | 31200 | 25200 | 80.77% | 2 | 0 | 10.5 |  |  |  | No | R-454B | 2.6 | Residential & Commercial | Ducted CEE Tier 1
212622649 | Central HP <5.4 tons | COLEMAN | HRCU-A-CB (Split System: Heat Pump with Remote Outdoor Unit-Air-Source) | HMH72B341 | ASPEN |  | C(A,C,D,E)36B34+TDR | TM9Y100C16MP11 | 32800 | 18 | 8.2 | 33800 | 28200 | 83.43% | 2.66 | 0 | 10 |  |  |  | No | R-410A | 2.7333 | Residential & Commercial | Ducted CEE Tier 1
212622651 | Central HP <5.4 tons | COLEMAN | HRCU-A-CB (Split System: Heat Pump with Remote Outdoor Unit-Air-Source) | HMH72B341 | ASPEN |  | D(A,C,E)36B34+TDR | TM9Y100C16MP11 | 32800 | 18 | 8.2 | 33800 | 28200 | 83.43% | 2.66 | 0 | 10 |  |  |  | No | R-410A | 2.7333 | Residential & Commercial | Ducted CEE Tier 1
212622840 | Central HP <5.4 tons | COLEMAN | HRCU-A-CB (Split System: Heat Pump with Remote Outdoor Unit-Air-Source) | HMH72B341 | ASPEN |  | D(A,C,E)36C34+TDR | TM8E080C16MP11 | 33000 | 18 | 8.3 | 33800 | 28600 | 84.62% | 2.7 | 0 | 10 |  |  |  | No | R-410A | 2.75 | Residential & Commercial | Ducted CEE Tier 1
204299209 | Central HP <5.4 tons | ARCOAIRE | HRCU-A-CB (Split System: Heat Pump with Remote Outdoor Unit-Air-Source) | HVH837GKA** |  |  | EA*4X48L21A*+WALLCON | *80CTL0701716A* | 32200 | 17.5 | 8.1 | 32600 | 25000 | 76.69% | 1.96 | 11 | 11.5 |  |  |  | No | R-410A | 2.6833 | Residential & Commercial | Ducted CEE Tier 1
204300533 | Central HP <5.4 tons | ARCOAIRE | HRCU-A-CB (Split System: Heat Pump with Remote Outdoor Unit-Air-Source) | HVH837GKA** |  |  | EHD4X48AAL+WALLCON | *97CMN1002122A* | 32600 | 17 | 8.1 | 33000 | 24800 | 75.15% | 1.98 | 12 | 11 |  |  |  | No | R-410A | 2.7167 | Residential & Commercial | Ducted CEE Tier 1
204299949 | Central HP <5.4 tons | ARCOAIRE | HRCU-A-CB (Split System: Heat Pump with Remote Outdoor Unit-Air-Source) | HVH837GKA** |  |  | EN(A,D)4X48L24**+WALLCON | *96CTN1002122A* | 32400 | 17.5 | 8.1 | 33000 | 24800 | 75.15% | 1.96 | 12 | 11.7 |  |  |  | No | R-410A | 2.7 | Residential & Commercial | Ducted CEE Tier 1
204298629 | Central HP <5.4 tons | ARCOAIRE | HRCU-A-CB (Split System: Heat Pump with Remote Outdoor Unit-Air-Source) | HVH837GKA** |  |  | EA*4X36L17A*+WALLCON | *80CTL0701412A* | 31400 | 17.5 | 8.1 | 33400 | 24400 | 73.05% | 1.84 | 11.5 | 11 |  |  |  | No | R-410A | 2.6167 | Residential & Commercial | Ducted CEE Tier 1
204298679 | Central HP <5.4 tons | ARCOAIRE | HRCU-A-CB (Split System: Heat Pump with Remote Outdoor Unit-Air-Source) | HVH837GKA** |  |  | EA*4X36L21A*+WALLCON | *80CTL0902120A* | 31600 | 17 | 8.1 | 33200 | 24200 | 72.89% | 1.86 | 11 | 11 |  |  |  | No | R-410A | 2.6333 | Residential & Commercial | Ducted CEE Tier 1
206767669 | Central HP <5.4 tons | ARCOAIRE | HRCU-A-CB (Split System: Heat Pump with Remote Outdoor Unit-Air-Source) | HVH825GKA3* |  |  | EHD4X30AAL+WALLCON | *95CSU0802120A* | 23800 | 16 | 8.1 | 21800 | 16700 | 76.61% | 1.98 | 11 | 10.5 |  |  |  | No | R-410A | 1.9833 | Residential & Commercial | Ducted CEE Tier 1
206765756 | Central HP <5.4 tons | ARCOAIRE | HRCU-A-CB (Split System: Heat Pump with Remote Outdoor Unit-Air-Source) | HVH825GKA3* |  |  | EA*4X36L21A*+WALLCON | *96CTN0601714A* | 23400 | 16.5 | 8.1 | 21600 | 16700 | 77.31% | 1.92 | 11 | 10.5 |  |  |  | No | R-410A | 1.95 | Residential & Commercial | Ducted CEE Tier 1
211708425 | Central HP <5.4 tons | COLEMAN | HRCU-A-CB (Split System: Heat Pump with Remote Outdoor Unit-Air-Source) | THF2B48T21 | ASPEN |  | D(A,C,E)48D36+TDR | TL9E100C20UH11 | 45500 | 16 | 8.2 | 44500 | 31200 | 70.11% | 3.08 | 0 | 11.9 |  |  |  | No | R-410A | 3.7917 | Residential & Commercial | Ducted CEE Tier 1
211708436 | Central HP <5.4 tons | COLEMAN | HRCU-A-CB (Split System: Heat Pump with Remote Outdoor Unit-Air-Source) | THF2B48T21 | ASPEN |  | D(A,C,E)48D34+TDR | TM8E100C20MP11 | 46000 | 16 | 8.2 | 44500 | 31600 | 71.01% | 3.08 | 0 | 11.9 |  |  |  | No | R-410A | 3.8333 | Residential & Commercial | Ducted CEE Tier 1
212927223 | Central HP <5.4 tons | LENNOX | HRCU-A-CB (Split System: Heat Pump with Remote Outdoor Unit-Air-Source) | EL22XPV-024-230A** | ADP |  | L*18/36V9 | SLP98UH070XV36B* | 23800 | 21 | 8.5 | 22000 | 15400 | 70% | 1.92 | 0 | 13.5 |  |  |  | No | R-410A | 1.9833 | Residential & Commercial | Ducted CEE Tier 1
214588341 | Central HP <5.4 tons | BRYANT HEATING AND COOLING SYSTEMS | HRCU-A-CB (Split System: Heat Pump with Remote Outdoor Unit-Air-Source) | 38MURAQ36AB3* | ADP |  | C36A***L159 | 926TC60080V21*** | 35600 | 16 | 8.1 | 36800 | 34800 | 94.57% | 1.9 | 0 | 10 |  |  |  | No | R-410A | 2.9667 | Residential & Commercial | Ducted CEE Tier 1
214303521 | Central HP <5.4 tons | ECOER | HRCU-A-CB (Split System: Heat Pump with Remote Outdoor Unit-Air-Source) | EODA19H-2436A |  |  | GNC2430BPT | MGH96M060B3A | 24000 | 18.5 | 9 | 24000 | 19400 | 80.83% | 2.1 | 0 | 12 |  |  |  | No | R-410A | 2 | Residential & Commercial | Ducted CEE Tier 1
214838771 | Central HP <5.4 tons | ECOER | HRCU-A-CB (Split System: Heat Pump with Remote Outdoor Unit-Air-Source) | EODA19H-2436AA* |  |  | GNC3036BPT | FG7SA-090C-T24B* | 33000 | 16.5 | 8.5 | 34600 | 24400 | 70.52% | 1.95 | 0 | 11 |  |  |  | No | R-410A | 2.75 | Residential & Commercial | Ducted CEE Tier 1
214838772 | Central HP <5.4 tons | ECOER | HRCU-A-CB (Split System: Heat Pump with Remote Outdoor Unit-Air-Source) | EODA19H-2436AA* |  |  | GNC3036BPT | FG7SA-072C-T24B* | 33000 | 16.5 | 8.5 | 34600 | 24400 | 70.52% | 1.95 | 0 | 11 |  |  |  | No | R-410A | 2.75 | Residential & Commercial | Ducted CEE Tier 1
211599531 | Central HP <5.4 tons | COLEMAN | HRCU-A-CB (Split System: Heat Pump with Remote Outdoor Unit-Air-Source) | THF2B42T21 | ASPEN |  | LEM48C4 |  | 39000 | 16 | 8.1 | 40500 | 29000 | 71.6% | 3.33 | 0 | 12.5 |  |  |  | No | R-410A | 3.25 | Residential & Commercial | Ducted CEE Tier 1
212622923 | Central HP <5.4 tons | COLEMAN | HRCU-A-CB (Split System: Heat Pump with Remote Outdoor Unit-Air-Source) | HMH72B341 | ASPEN |  | D(A,C,E)42B34+TDR | TM8E100C16MP11 | 33000 | 18 | 8.3 | 33800 | 28600 | 84.62% | 2.7 | 0 | 10 |  |  |  | No | R-410A | 2.75 | Residential & Commercial | Ducted CEE Tier 1
211749863 | Central HP <5.4 tons | AMERISTAR | HRCU-A-CB (Split System: Heat Pump with Remote Outdoor Unit-Air-Source) | E4HL5036A1000A |  |  | E4AH5E24A1J30A |  | 24000 | 15.2 | 8.5 | 24000 | 18000 | 75% | 1.9 | 0 | 11 |  |  |  | No | R-410A | 2 | Residential & Commercial | Ducted CEE Tier 1
215447629 | Central HP <5.4 tons | ECOER | HRCU-A-CB (Split System: Heat Pump with Remote Outdoor Unit-Air-Source) | EODA19H-2436AA* |  |  | GNC2430BPT | FG7TC-060D-V24B* | 24000 | 18.5 | 9 | 24000 | 19400 | 80.83% | 2.1 | 0 | 12 |  |  |  | No | R-410A | 2 | Residential & Commercial | Ducted CEE Tier 1
215447639 | Central HP <5.4 tons | ECOER | HRCU-A-CB (Split System: Heat Pump with Remote Outdoor Unit-Air-Source) | EODA19H-2436AA* |  |  | EAHAEC-36 |  | 33600 | 18.2 | 9.5 | 35000 | 24600 | 70.29% | 2 | 0 | 11.7 |  |  |  | No | R-410A | 2.8 | Residential & Commercial | Ducted CEE Tier 1
214303514 | Central HP <5.4 tons | ECOER | HRCU-A-C (Split System: Heat Pump with Remote Outdoor Unit with No Indoor Fan --Air Source) | EODA19H-2436A |  |  | GNC3036BPT+DK |  | 31000 | 15.2 | 8.8 | 33600 | 23600 | 70.24% | 1.9 | 0 | 10.8 |  |  |  | No | R-410A | 2.5833 | Residential & Commercial | Ducted CEE Tier 1
206773530 | Central HP <5.4 tons | ARCOAIRE | HRCU-A-CB (Split System: Heat Pump with Remote Outdoor Unit-Air-Source) | HVH837GKA2* |  |  | EA*4X48L24A*+WALLCON | *95CSU1002122A* | 32400 | 17.5 | 8.5 | 32400 | 24800 | 76.54% | 2 | 12 | 11.5 |  |  |  | No | R-410A | 2.7 | Residential & Commercial | Ducted CEE Tier 1
206771931 | Central HP <5.4 tons | ARCOAIRE | HRCU-A-CB (Split System: Heat Pump with Remote Outdoor Unit-Air-Source) | HVH837GKA2* |  |  | EA*4X48L24A*+WALLCON | *97CMN1002122A* | 32400 | 17.5 | 8.5 | 32600 | 24800 | 76.07% | 2 | 12 | 11.7 |  |  |  | No | R-410A | 2.7 | Residential & Commercial | Ducted CEE Tier 1
211263311 | Central HP <5.4 tons | GRANDAIRE | HRCU-A-CB (Split System: Heat Pump with Remote Outdoor Unit-Air-Source) | WDLCURAH18ABK |  |  | WLNC244BA* | WFEL045A036B* | 18000 | 16 | 8.5 | 18900 | 18700 | 98.94% | 2.26 | 0 | 11 |  |  |  | No | R-410A | 1.5 | Residential & Commercial | Ducted CEE Tier 1
212969803 | Central HP <5.4 tons | KEEPRITE | HRCU-A-CB (Split System: Heat Pump with Remote Outdoor Unit-Air-Source) | DLCURAH24ABK |  |  | EN(A,D)4X24L14** | *80VSL0451412B* | 23400 | 17 | 8.5 | 27000 | 25000 | 92.59% | 2.08 | 0 | 10 |  |  |  | No | R-410A | 1.95 | Residential & Commercial | Ducted CEE Tier 1
206773458 | Central HP <5.4 tons | ARCOAIRE | HRCU-A-CB (Split System: Heat Pump with Remote Outdoor Unit-Air-Source) | HVH837GKA2* |  |  | EA*4X42L24A*+WALLCON | *95CSU0802120A* | 31800 | 17.5 | 8.1 | 33000 | 24400 | 73.94% | 1.9 | 11.5 | 11 |  |  |  | No | R-410A | 2.65 | Residential & Commercial | Ducted CEE Tier 1
213077788 | Central HP <5.4 tons | KEEPRITE | HRCU-A-CB (Split System: Heat Pump with Remote Outdoor Unit-Air-Source) | DLCURAH36ABK |  |  | EN(A,D)4X48L24** | *96VTN1002122B* | 36000 | 17 | 8.1 | 38500 | 34800 | 90.39% | 2 | 0 | 10.5 |  |  |  | No | R-410A | 3 | Residential & Commercial | Ducted CEE Tier 1
213077252 | Central HP <5.4 tons | KEEPRITE | HRCU-A-CB (Split System: Heat Pump with Remote Outdoor Unit-Air-Source) | DLCURAH36ABK |  |  | EA*4X48L24A* | *96VSN1202422B* | 36000 | 16.5 | 8.5 | 38000 | 34800 | 91.58% | 2.04 | 0 | 10 |  |  |  | No | R-410A | 3 | Residential & Commercial | Ducted CEE Tier 1
213076952 | Central HP <5.4 tons | KEEPRITE | HRCU-A-CB (Split System: Heat Pump with Remote Outdoor Unit-Air-Source) | DLCURAH36ABK |  |  | EA*4X37L17A* | *96VSN0801716B* | 36000 | 15.5 | 8.5 | 38500 | 35200 | 91.43% | 2 | 0 | 10 |  |  |  | No | R-410A | 3 | Residential & Commercial | Ducted CEE Tier 1
213080155 | Central HP <5.4 tons | KEEPRITE | HRCU-A-CB (Split System: Heat Pump with Remote Outdoor Unit-Air-Source) | DLCURAH36ABK |  |  | EA*4X37L21A* | *96MSN0802120A* | 36400 | 16 | 8.5 | 38000 | 34800 | 91.58% | 2.06 | 0 | 10 |  |  |  | No | R-410A | 3.0333 | Residential & Commercial | Ducted CEE Tier 1
213080191 | Central HP <5.4 tons | KEEPRITE | HRCU-A-CB (Split System: Heat Pump with Remote Outdoor Unit-Air-Source) | DLCURAH36ABK |  |  | EA*4X43L21A* | *96MSN0802120A* | 36400 | 16 | 8.5 | 38000 | 34800 | 91.58% | 2.06 | 0 | 10 |  |  |  | No | R-410A | 3.0333 | Residential & Commercial | Ducted CEE Tier 1
213080323 | Central HP <5.4 tons | KEEPRITE | HRCU-A-CB (Split System: Heat Pump with Remote Outdoor Unit-Air-Source) | DLCURAH36ABK |  |  | EA*4X43L21A* | *96MSN1002120A* | 36600 | 16 | 8.5 | 38500 | 34800 | 90.39% | 2.1 | 0 | 10 |  |  |  | No | R-410A | 3.05 | Residential & Commercial | Ducted CEE Tier 1
213079137 | Central HP <5.4 tons | KEEPRITE | HRCU-A-CB (Split System: Heat Pump with Remote Outdoor Unit-Air-Source) | DLCURAH36ABK |  |  | EA*4X43L21A* | *80MSU0601716A* | 36600 | 16.5 | 8.5 | 38000 | 34800 | 91.58% | 2.08 | 0 | 10 |  |  |  | No | R-410A | 3.05 | Residential & Commercial | Ducted CEE Tier 1
212623153 | Central HP <5.4 tons | COLEMAN | HRCU-A-CB (Split System: Heat Pump with Remote Outdoor Unit-Air-Source) | HMH72B341 | ASPEN |  | D(A,C,E)42A44+TDR | TM8E100B12MP11 | 32600 | 18 | 8.5 | 33800 | 27400 | 81.07% | 2.64 | 0 | 10 |  |  |  | No | R-410A | 2.7167 | Residential & Commercial | Ducted CEE Tier 1
212623188 | Central HP <5.4 tons | COLEMAN | HRCU-A-CB (Split System: Heat Pump with Remote Outdoor Unit-Air-Source) | HMH72B341 | ASPEN |  | D(A,C,E)48B34+TDR | TMLE060A12MP11 | 32800 | 18 | 8.1 | 33800 | 27400 | 81.07% | 2.44 | 0 | 10 |  |  |  | No | R-410A | 2.7333 | Residential & Commercial | Ducted CEE Tier 1
212623222 | Central HP <5.4 tons | COLEMAN | HRCU-A-CB (Split System: Heat Pump with Remote Outdoor Unit-Air-Source) | HMH72B341 | ASPEN |  | D(A,C,E)42D24+TDR | TM8E120C16MP11 | 32400 | 18 | 8.4 | 33800 | 28800 | 85.21% | 2.75 | 0 | 10 |  |  |  | No | R-410A | 2.7 | Residential & Commercial | Ducted CEE Tier 1
212623270 | Central HP <5.4 tons | COLEMAN | HRCU-A-CB (Split System: Heat Pump with Remote Outdoor Unit-Air-Source) | HMH72B341 | ASPEN |  | D(A,C,E)42A44+TDR | TL9E100C20UH11 | 33400 | 17 | 8.3 | 33800 | 29200 | 86.39% | 2.78 | 0 | 10 |  |  |  | No | R-410A | 2.7833 | Residential & Commercial | Ducted CEE Tier 1
206773282 | Central HP <5.4 tons | ARCOAIRE | HRCU-A-CB (Split System: Heat Pump with Remote Outdoor Unit-Air-Source) | HVH837GKA2* |  |  | EN(A,D,W)4X48L21**+WALLCON | *80CSU1002120A* | 32400 | 17 | 8.1 | 33000 | 24800 | 75.15% | 1.94 | 12.2 | 11.5 |  |  |  | No | R-410A | 2.7 | Residential & Commercial | Ducted CEE Tier 1
206773350 | Central HP <5.4 tons | ARCOAIRE | HRCU-A-CB (Split System: Heat Pump with Remote Outdoor Unit-Air-Source) | HVH837GKA2* |  |  | EHD4X42AAL+WALLCON | *80CSU1002120A* | 32400 | 16 | 8.1 | 33200 | 24800 | 74.7% | 1.94 | 11.5 | 11 |  |  |  | No | R-410A | 2.7 | Residential & Commercial | Ducted CEE Tier 1
206773449 | Central HP <5.4 tons | ARCOAIRE | HRCU-A-CB (Split System: Heat Pump with Remote Outdoor Unit-Air-Source) | HVH837GKA2* |  |  | EA*4X42L21A*+WALLCON | *95CSU1002122A* | 31800 | 17.5 | 8.1 | 33000 | 24400 | 73.94% | 1.9 | 11.5 | 11 |  |  |  | No | R-410A | 2.65 | Residential & Commercial | Ducted CEE Tier 1
206773681 | Central HP <5.4 tons | ARCOAIRE | HRCU-A-CB (Split System: Heat Pump with Remote Outdoor Unit-Air-Source) | HVH837GKA2* |  |  | EHD4X48AAL+WALLCON | *95CSU1002122A* | 32600 | 17 | 8.1 | 32800 | 24800 | 75.61% | 1.98 | 11.5 | 11 |  |  |  | No | R-410A | 2.7167 | Residential & Commercial | Ducted CEE Tier 1
206772372 | Central HP <5.4 tons | ARCOAIRE | HRCU-A-CB (Split System: Heat Pump with Remote Outdoor Unit-Air-Source) | HVH837GKA2* |  |  | EN(A,D)4X48L24**+WALLCON | *80CTL1352422A* | 32400 | 17.5 | 8.1 | 32800 | 24800 | 75.61% | 1.98 | 12 | 11.7 |  |  |  | No | R-410A | 2.7 | Residential & Commercial | Ducted CEE Tier 1
206772553 | Central HP <5.4 tons | ARCOAIRE | HRCU-A-CB (Split System: Heat Pump with Remote Outdoor Unit-Air-Source) | HVH837GKA2* |  |  | EHD4X36AAL+WALLCON | *80CTL1352422A* | 32200 | 16.5 | 8.1 | 33200 | 24600 | 74.1% | 1.94 | 11 | 11 |  |  |  | No | R-410A | 2.6833 | Residential & Commercial | Ducted CEE Tier 1
206765765 | Central HP <5.4 tons | ARCOAIRE | HRCU-A-CB (Split System: Heat Pump with Remote Outdoor Unit-Air-Source) | HVH825GKA3* |  |  | EA*4X36L21A*+WALLCON | *96CTN0801714A* | 23600 | 16.5 | 8.1 | 21400 | 16700 | 78.04% | 1.94 | 11 | 11 |  |  |  | No | R-410A | 1.9667 | Residential & Commercial | Ducted CEE Tier 1
206766026 | Central HP <5.4 tons | ARCOAIRE | HRCU-A-CB (Split System: Heat Pump with Remote Outdoor Unit-Air-Source) | HVH825GKA3* |  |  | EA*4X37L21A*+WALLCON | *96CTN1002122A* | 24400 | 16.5 | 8.5 | 21200 | 16600 | 78.3% | 2.04 | 11 | 11 |  |  |  | No | R-410A | 2.0333 | Residential & Commercial | Ducted CEE Tier 1
206765567 | Central HP <5.4 tons | ARCOAIRE | HRCU-A-CB (Split System: Heat Pump with Remote Outdoor Unit-Air-Source) | HVH825GKA3* |  |  | EA*4X30L14A*+WALLCON | *80CTL0701412A* | 23400 | 17 | 8.1 | 21600 | 16700 | 77.31% | 1.92 | 11 | 11 |  |  |  | No | R-410A | 1.95 | Residential & Commercial | Ducted CEE Tier 1
206765470 | Central HP <5.4 tons | ARCOAIRE | HRCU-A-CB (Split System: Heat Pump with Remote Outdoor Unit-Air-Source) | HVH825GKA3* |  |  | EA*4X24L17A*+WALLCON | *80CTL0701412A* | 23400 | 17 | 8.1 | 22000 | 16700 | 75.91% | 1.9 | 11 | 11 |  |  |  | No | R-410A | 1.95 | Residential & Commercial | Ducted CEE Tier 1
204299369 | Central HP <5.4 tons | ARCOAIRE | HRCU-A-CB (Split System: Heat Pump with Remote Outdoor Unit-Air-Source) | HVH837GKA** |  |  | EA*4X48L24A*+WALLCON | *80CTL1352422A* | 32400 | 17.5 | 8.5 | 32400 | 24800 | 76.54% | 2 | 12 | 11.7 |  |  |  | No | R-410A | 2.7 | Residential & Commercial | Ducted CEE Tier 1
211708482 | Central HP <5.4 tons | COLEMAN | HRCU-A-CB (Split System: Heat Pump with Remote Outdoor Unit-Air-Source) | THF2B48T21 | ASPEN |  | D(A,C,E)48D34+TDR | TM9V100C20MP12 | 45500 | 16 | 8.2 | 44000 | 31200 | 70.91% | 3.13 | 0 | 11.9 |  |  |  | No | R-410A | 3.7917 | Residential & Commercial | Ducted CEE Tier 1
211708498 | Central HP <5.4 tons | COLEMAN | HRCU-A-CB (Split System: Heat Pump with Remote Outdoor Unit-Air-Source) | THF2B48T21 | ASPEN |  | D(A,C,E)48D34+TDR | TMLE080C16MP11 | 45000 | 16 | 8.2 | 44000 | 30800 | 70% | 3.11 | 0 | 11.9 |  |  |  | No | R-410A | 3.75 | Residential & Commercial | Ducted CEE Tier 1
211708515 | Central HP <5.4 tons | COLEMAN | HRCU-A-CB (Split System: Heat Pump with Remote Outdoor Unit-Air-Source) | THF2B48T21 | ASPEN |  | D(A,C,E)48D36+TDR | TMLV100C16MP12 | 45500 | 16 | 8.2 | 44000 | 30800 | 70% | 3.14 | 0 | 11.9 |  |  |  | No | R-410A | 3.7917 | Residential & Commercial | Ducted CEE Tier 1
211708530 | Central HP <5.4 tons | COLEMAN | HRCU-A-CB (Split System: Heat Pump with Remote Outdoor Unit-Air-Source) | THF2B48T21 | ASPEN |  | D(A,C,E)48D34+TDR | TPLC100C16MP13 | 45500 | 16 | 8.2 | 44000 | 30800 | 70% | 3.14 | 0 | 11.9 |  |  |  | No | R-410A | 3.7917 | Residential & Commercial | Ducted CEE Tier 1
211708523 | Central HP <5.4 tons | COLEMAN | HRCU-A-CB (Split System: Heat Pump with Remote Outdoor Unit-Air-Source) | THF2B48T21 | ASPEN |  | D(A,C,E)48D36+TDR | TP9C100C16MP13 | 45500 | 16 | 8.2 | 44000 | 30800 | 70% | 3.13 | 0 | 11.9 |  |  |  | No | R-410A | 3.7917 | Residential & Commercial | Ducted CEE Tier 1
211708391 | Central HP <5.4 tons | COLEMAN | HRCU-A-CB (Split System: Heat Pump with Remote Outdoor Unit-Air-Source) | THF2B48T21 | ASPEN |  | D(A,C,E)48D34+TDR | CP9C100C16MP13 | 45500 | 16 | 8.2 | 44000 | 30800 | 70% | 3.13 | 0 | 11.9 |  |  |  | No | R-410A | 3.7917 | Residential & Commercial | Ducted CEE Tier 1
215850442 | Central HP <5.4 tons | COLEMAN | HRCU-A-CB (Split System: Heat Pump with Remote Outdoor Unit-Air-Source) | HH836E2S11 | ASPEN |  | C(A,C,D,E)48A3K+TDR | TM9V080B12MP12 | 30800 | 18 | 8.1 | 30800 | 25200 | 81.82% | 2 | 0 | 10.5 |  |  |  | No | R-454B | 2.5667 | Residential & Commercial | Ducted CEE Tier 1
215850476 | Central HP <5.4 tons | COLEMAN | HRCU-A-CB (Split System: Heat Pump with Remote Outdoor Unit-Air-Source) | HH836E2S11 | ASPEN |  | C(A,C,D,E)36B3K+TDR | TM9Y080C16MP11 | 31200 | 18 | 8.5 | 32000 | 25800 | 80.62% | 2 | 0 | 10.5 |  |  |  | No | R-454B | 2.6 | Residential & Commercial | Ducted CEE Tier 1
215850558 | Central HP <5.4 tons | COLEMAN | HRCU-A-CB (Split System: Heat Pump with Remote Outdoor Unit-Air-Source) | HH836E2S11 | ASPEN |  | C(A,C,D,E)48A3K+TDR | TPLC080C16MP13 | 31200 | 18 | 8.1 | 31200 | 25400 | 81.41% | 2 | 0 | 10.5 |  |  |  | No | R-454B | 2.6 | Residential & Commercial | Ducted CEE Tier 1
212623127 | Central HP <5.4 tons | COLEMAN | HRCU-A-CB (Split System: Heat Pump with Remote Outdoor Unit-Air-Source) | HMH72B341 | ASPEN |  | D(A,C,E)42C34+TDR | TM8E060A12MP11 | 33000 | 18 | 8.1 | 33800 | 27400 | 81.07% | 2.44 | 0 | 10 |  |  |  | No | R-410A | 2.75 | Residential & Commercial | Ducted CEE Tier 1
214660561 | Central HP <5.4 tons | ECOER | HRCU-A-CB (Split System: Heat Pump with Remote Outdoor Unit-Air-Source) | EODA19H-4860AA* |  |  | GNC4860CPT | MGH96M100C5A | 52000 | 18 | 8.7 | 54000 | 37800 | 70% | 1.9 | 0 | 11.4 |  |  |  | No | R-410A | 4.3333 | Residential & Commercial | Ducted CEE Tier 1
216558241 | Central HP <5.4 tons | ECOER | HRCU-A-CB (Split System: Heat Pump with Remote Outdoor Unit-Air-Source) | EODA19H-4860AA* |  |  | EAHDEN-60AB* |  | 54000 | 18.5 | 9.5 | 55000 | 38500 | 70% | 1.9 | 0 | 11.7 |  |  |  | No | R-410A | 4.5 | Residential & Commercial | Ducted CEE Tier 1
214838788 | Central HP <5.4 tons | ECOER | HRCU-A-CB (Split System: Heat Pump with Remote Outdoor Unit-Air-Source) | EODA19H-4860AA* |  |  | GNC4860CPT | FG7TE-100D-V35C* | 52000 | 18 | 8.7 | 54000 | 37800 | 70% | 1.9 | 0 | 11.4 |  |  |  | No | R-410A | 4.3333 | Residential & Commercial | Ducted CEE Tier 1
214303511 | Central HP <5.4 tons | ECOER | HRCU-A-CB (Split System: Heat Pump with Remote Outdoor Unit-Air-Source) | EODA19H-4860A |  |  | EAHATN-60B |  | 54000 | 18.5 | 9.5 | 55000 | 38500 | 70% | 1.9 | 0 | 11.7 |  |  |  | No | R-410A | 4.5 | Residential & Commercial | Ducted CEE Tier 1
215281561 | Central HP <5.4 tons | YORK | HRCU-A-CB (Split System: Heat Pump with Remote Outdoor Unit-Air-Source) | HMH72B341 | ADP |  | SL9939 |  | 33000 | 18 | 8.7 | 31600 | 22800 | 72.15% | 2.1 | 0 | 10.5 |  |  |  | No | R-410A | 2.75 | Residential & Commercial | Ducted CEE Tier 1
214810545 | Central HP <5.4 tons | 1HVAC | HRCU-A-CB (Split System: Heat Pump with Remote Outdoor Unit-Air-Source) | ACIQ-18-HPB |  |  | ACIQ-18-AHB |  | 18000 | 18 | 9.3 | 19000 | 16500 | 86.84% | 2.04 | 12.5 | 12.4 |  |  |  | No | R-410A | 1.5 | Residential & Commercial | Ducted CEE Tier 1
214440990 | Central HP <5.4 tons | CARRIER | HRCU-A-CB (Split System: Heat Pump with Remote Outdoor Unit-Air-Source) | 25VNA436A*031* | ADP |  | H,PG9J936 | 59TN6C120C24**22 | 32800 | 20 | 9 | 34800 | 27200 | 78.16% | 2.04 | 0 | 12 |  |  |  | No | R-410A | 2.7333 | Residential & Commercial | Ducted CEE Tier 1
215850377 | Central HP <5.4 tons | COLEMAN | HRCU-A-CB (Split System: Heat Pump with Remote Outdoor Unit-Air-Source) | HH836E2S11 | ASPEN |  | C(A,C,D,E)36B3K+TDR | TM8Y100C16MP11 | 30800 | 18 | 8.5 | 30400 | 25000 | 82.24% | 2 | 0 | 11 |  |  |  | No | R-454B | 2.5667 | Residential & Commercial | Ducted CEE Tier 1
215850520 | Central HP <5.4 tons | COLEMAN | HRCU-A-CB (Split System: Heat Pump with Remote Outdoor Unit-Air-Source) | HH836E2S11 | ASPEN |  | C(A,C,D,E)36B3K+TDR | TMLE120C16MP11 | 30600 | 18 | 8.5 | 30200 | 24800 | 82.12% | 2 | 0 | 11 |  |  |  | No | R-454B | 2.55 | Residential & Commercial | Ducted CEE Tier 1
213433233 | Central HP <5.4 tons | 1HVAC | HRCU-A-CB (Split System: Heat Pump with Remote Outdoor Unit-Air-Source) | ACIQ-18-HPB |  |  | ACIQ-18W-P |  | 18000 | 17 | 9.5 | 19000 | 18000 | 94.74% | 2 | 0 | 12.4 |  |  |  | No | R-410A | 1.5 | Residential & Commercial | Ducted CEE Tier 1
213433234 | Central HP <5.4 tons | 1HVAC | HRCU-A-CB (Split System: Heat Pump with Remote Outdoor Unit-Air-Source) | ACIQ-24-HPB |  |  | ACIQ-24W-P |  | 24000 | 19 | 9.3 | 27400 | 24000 | 87.59% | 1.91 | 0 | 12 |  |  |  | No | R-410A | 2 | Residential & Commercial | Ducted CEE Tier 1
216054318 | Central HP <5.4 tons | YORK | HRCU-A-C (Split System: Heat Pump with Remote Outdoor Unit with No Indoor Fan --Air Source) | HH836E2S11 | ADP |  | M36E58*+TXV+TD |  | 32200 | 15.2 | 8.5 | 30600 | 23000 | 75.16% | 2 | 0 | 10 |  |  |  | No | R-454B | 2.6833 | Residential & Commercial | Ducted CEE Tier 1
215850318 | Central HP <5.4 tons | COLEMAN | HRCU-A-CB (Split System: Heat Pump with Remote Outdoor Unit-Air-Source) | HH836E2S11 | ASPEN |  | C(A,C,D,E)48A3K+TDR | TM8E100B12MP11 | 31000 | 18 | 8.1 | 31200 | 25400 | 81.41% | 2 | 0 | 10.5 |  |  |  | No | R-454B | 2.5833 | Residential & Commercial | Ducted CEE Tier 1
215850352 | Central HP <5.4 tons | COLEMAN | HRCU-A-CB (Split System: Heat Pump with Remote Outdoor Unit-Air-Source) | HH836E2S11 | ASPEN |  | C(A,C,D,E)36B3K+TDR | TM8V080C16MP12 | 31000 | 18 | 8.5 | 31200 | 25400 | 81.41% | 2 | 0 | 10.5 |  |  |  | No | R-454B | 2.5833 | Residential & Commercial | Ducted CEE Tier 1
215850361 | Central HP <5.4 tons | COLEMAN | HRCU-A-CB (Split System: Heat Pump with Remote Outdoor Unit-Air-Source) | HH836E2S11 | ASPEN |  | C(A,C,D,E)48A3K+TDR | TM8V100C16MP12 | 31200 | 18 | 8.1 | 31200 | 25400 | 81.41% | 2 | 0 | 10.5 |  |  |  | No | R-454B | 2.6 | Residential & Commercial | Ducted CEE Tier 1
210288099 | Central HP <5.4 tons | MRCOOL | HRCU-A-CB (Split System: Heat Pump with Remote Outdoor Unit-Air-Source) | DIYH-30-HP-C-230C25 |  |  | DIYH-30-HP-MUAH-230C25 |  | 30000 | 16 | 9.1 | 34000 | 28400 | 83.53% | 1.8 | 10.5 | 10.1 |  |  |  | No | R-410A | 2.5 | Residential & Commercial | Ducted CEE Tier 1
213492120 | Central HP <5.4 tons | 1HVAC | HRCU-A-C (Split System: Heat Pump with Remote Outdoor Unit with No Indoor Fan --Air Source) | ACIQ-36-HPC |  |  | ACIQ-36-ACL |  | 35000 | 15.2 | 8.5 | 36000 | 30000 | 83.33% | 1.8 | 0 | 10 |  |  |  | No | R-410A | 2.9167 | Residential & Commercial | Ducted CEE Tier 1
215850370 | Central HP <5.4 tons | COLEMAN | HRCU-A-CB (Split System: Heat Pump with Remote Outdoor Unit-Air-Source) | HH836E2S11 | ASPEN |  | C(A,C,D,E)36B3K+TDR | TM8Y080C16MP11 | 30800 | 18 | 8.5 | 30400 | 25000 | 82.24% | 2 | 0 | 11 |  |  |  | No | R-454B | 2.5667 | Residential & Commercial | Ducted CEE Tier 1
215850276 | Central HP <5.4 tons | COLEMAN | HRCU-A-CB (Split System: Heat Pump with Remote Outdoor Unit-Air-Source) | HH836E2S11 | ASPEN |  | C(A,C,D,E)48A3K+TDR | TL8E080C16UH11 | 31400 | 18 | 8.5 | 31600 | 25600 | 81.01% | 2 | 0 | 10.5 |  |  |  | No | R-454B | 2.6167 | Residential & Commercial | Ducted CEE Tier 1
215850380 | Central HP <5.4 tons | COLEMAN | HRCU-A-CB (Split System: Heat Pump with Remote Outdoor Unit-Air-Source) | HH836E2S11 | ASPEN |  | C(A,C,D,E)48A3K+TDR | TM8Y100C16MP11 | 31000 | 18 | 8.1 | 30400 | 25000 | 82.24% | 2 | 0 | 11.2 |  |  |  | No | R-454B | 2.5833 | Residential & Commercial | Ducted CEE Tier 1
204299919 | Central HP <5.4 tons | ARCOAIRE | HRCU-A-CB (Split System: Heat Pump with Remote Outdoor Unit-Air-Source) | HVH837GKA** |  |  | EN(A,D)4X48L24**+WALLCON | *97CMN1002122A* | 32400 | 17.5 | 8.1 | 33000 | 24800 | 75.15% | 1.96 | 12 | 11.7 |  |  |  | No | R-410A | 2.7 | Residential & Commercial | Ducted CEE Tier 1
211262568 | Central HP <5.4 tons | ARCOAIRE | HRCU-A-CB (Split System: Heat Pump with Remote Outdoor Unit-Air-Source) | DLCURAH18ABK |  |  | EN(A,D)4X24L14** | *80VTL0451412A* | 17600 | 16 | 8.5 | 18500 | 18800 | 101.6% | 2.26 | 0 | 11 |  |  |  | No | R-410A | 1.4667 | Residential & Commercial | Ducted CEE Tier 1
213160417 | Central HP <5.4 tons | BRYANT HEATING AND COOLING SYSTEMS | HRCU-A-CB (Split System: Heat Pump with Remote Outdoor Unit-Air-Source) | 38MURAQ24AB3* | ADP |  | V,C36H175P149 | 926TB36040V17*** | 23400 | 16 | 8.5 | 24200 | 23200 | 95.87% | 1.94 | 0 | 10 |  |  |  | No | R-410A | 1.95 | Residential & Commercial | Ducted CEE Tier 1
206135998 | Central HP <5.4 tons | ARCOAIRE | HRCU-A-CB (Split System: Heat Pump with Remote Outdoor Unit-Air-Source) | HVH837GKA** |  |  | EHD4X42AAL+WALLCON | *80CSU1002120A* | 32400 | 16 | 8.1 | 33200 | 24800 | 74.7% | 1.94 | 11.5 | 11 |  |  |  | No | R-410A | 2.7 | Residential & Commercial | Ducted CEE Tier 1
213353744 | Central HP <5.4 tons | KEEPRITE | HRCU-A-CB (Split System: Heat Pump with Remote Outdoor Unit-Air-Source) | DLCURAH18ABK |  |  | F5MA4*24L*B* |  | 18100 | 16 | 8.5 | 18600 | 18600 | 100% | 2.24 | 0 | 10.5 |  |  |  | No | R-410A | 1.5083 | Residential & Commercial | Ducted CEE Tier 1
206767153 | Central HP <5.4 tons | ARCOAIRE | HRCU-A-CB (Split System: Heat Pump with Remote Outdoor Unit-Air-Source) | HVH825GKA3* |  |  | EA*4X36L21A*+WALLCON | *80CSU0601716A* | 23600 | 16.5 | 8.1 | 21400 | 16600 | 77.57% | 1.94 | 11.5 | 10.5 |  |  |  | No | R-410A | 1.9667 | Residential & Commercial | Ducted CEE Tier 1
213206219 | Central HP <5.4 tons | CARRIER | HRCU-A-CB (Split System: Heat Pump with Remote Outdoor Unit-Air-Source) | 38MURAQ24AA3* | ASPEN |  | D(A,C,E)30C44+TDR | 59TP6B100V21**22 | 23800 | 16.5 | 8.1 | 24800 | 22200 | 89.52% | 2.89 | 0 | 10 |  |  |  | No | R-410A | 1.9833 | Residential & Commercial | Ducted CEE Tier 1
216439107 | Central HP <5.4 tons | AMERISTAR | HRCU-A-CB (Split System: Heat Pump with Remote Outdoor Unit-Air-Source) | A5HL5024A1000AA |  |  | A5AHV002A1B3 |  | 23000 | 16 | 8.1 | 23000 | 18000 | 78.26% | 1.75 | 0 | 11.7 |  |  |  | No | R-454B | 1.9167 | Residential & Commercial | Ducted CEE Tier 1
214056941 | Central HP <5.4 tons | COLEMAN | HRCU-A-CB (Split System: Heat Pump with Remote Outdoor Unit-Air-Source) | HMH72B341 | ASPEN |  | L(E,G)M36F4 |  | 33000 | 17 | 8.1 | 31800 | 27000 | 84.91% | 2.73 | 0 | 10 |  |  |  | No | R-410A | 2.75 | Residential & Commercial | Ducted CEE Tier 1
215851099 | Central HP <5.4 tons | COLEMAN | HRCU-A-CB (Split System: Heat Pump with Remote Outdoor Unit-Air-Source) | HH860E2S11 | ASPEN |  | D(A,C,E)60A3K+TDR | TMLV100C16MP12 | 40500 | 16.5 | 8.1 | 43500 | 33400 | 76.78% | 2 | 0 | 11.2 |  |  |  | No | R-454B | 3.375 | Residential & Commercial | Ducted CEE Tier 1
215851351 | Central HP <5.4 tons | COLEMAN | HRCU-A-CB (Split System: Heat Pump with Remote Outdoor Unit-Air-Source) | HH860E2S11 | ASPEN |  | C(A,C,D,E)48A3K+TDR | Z9ES100C20SMPS1 | 41000 | 17.5 | 8.1 | 46500 | 34000 | 73.12% | 2 | 0 | 11.2 |  |  |  | No | R-454B | 3.4167 | Residential & Commercial | Ducted CEE Tier 1
214440953 | Central HP <5.4 tons | CARRIER | HRCU-A-CB (Split System: Heat Pump with Remote Outdoor Unit-Air-Source) | 25VNA424A*031* | ADP |  | H,PG32936 | 59TN6C100C21**22 | 23200 | 20 | 10 | 25000 | 19300 | 77.2% | 2.44 | 0 | 13 |  |  |  | No | R-410A | 1.9333 | Residential & Commercial | Ducted CEE Tier 1
215425416 | Central HP <5.4 tons | YORK | HRCU-A-CB (Split System: Heat Pump with Remote Outdoor Unit-Air-Source) | HH860E2S11 | ADP |  | H,YE74*60+TXV | TM8Y080C16MP11 | 44000 | 18 | 8.5 | 42000 | 33000 | 78.57% | 2 | 0 | 11.7 |  |  |  | No | R-454B | 3.6667 | Residential & Commercial | Ducted CEE Tier 1
215425417 | Central HP <5.4 tons | YORK | HRCU-A-CB (Split System: Heat Pump with Remote Outdoor Unit-Air-Source) | HH860E2S11 | ADP |  | H,YE84*48+TXV | TM8Y080C16MP11 | 44000 | 18 | 8.5 | 42000 | 33000 | 78.57% | 2 | 0 | 11.7 |  |  |  | No | R-454B | 3.6667 | Residential & Commercial | Ducted CEE Tier 1
215425435 | Central HP <5.4 tons | YORK | HRCU-A-CB (Split System: Heat Pump with Remote Outdoor Unit-Air-Source) | HH860E2S11 | ADP |  | H,YE74*60+TXV | TM8Y120C20MP11 | 53500 | 19 | 8.5 | 53000 | 39500 | 74.53% | 2 | 0 | 11 |  |  |  | No | R-454B | 4.4583 | Residential & Commercial | Ducted CEE Tier 1
215425484 | Central HP <5.4 tons | YORK | HRCU-A-CB (Split System: Heat Pump with Remote Outdoor Unit-Air-Source) | HH860E2S11 | ADP |  | H,YE84*48+TXV | TM9V100C16MP12 | 43500 | 18 | 8.5 | 42000 | 32800 | 78.1% | 2 | 0 | 11.7 |  |  |  | No | R-454B | 3.625 | Residential & Commercial | Ducted CEE Tier 1
215851372 | Central HP <5.4 tons | COLEMAN | HRCU-A-CB (Split System: Heat Pump with Remote Outdoor Unit-Air-Source) | HH860E2S11 | ASPEN |  | D(A,C,E)60A3K+TDR | Z9ES120D20SMPS1 | 43000 | 17.5 | 8.1 | 46500 | 34200 | 73.55% | 2 | 0 | 11.5 |  |  |  | No | R-454B | 3.5833 | Residential & Commercial | Ducted CEE Tier 1
213077738 | Central HP <5.4 tons | KEEPRITE | HRCU-A-CB (Split System: Heat Pump with Remote Outdoor Unit-Air-Source) | DLCURAH36ABK |  |  | EA*4X42L24A* | *96VTN1002122B* | 35400 | 16.5 | 8.1 | 38500 | 35000 | 90.91% | 1.88 | 0 | 10 |  |  |  | No | R-410A | 2.95 | Residential & Commercial | Ducted CEE Tier 1
213077504 | Central HP <5.4 tons | KEEPRITE | HRCU-A-CB (Split System: Heat Pump with Remote Outdoor Unit-Air-Source) | DLCURAH36ABK |  |  | EA*4X42L21A* | *96VTN0802120B* | 35600 | 16 | 8.1 | 38500 | 35200 | 91.43% | 1.9 | 0 | 10 |  |  |  | No | R-410A | 2.9667 | Residential & Commercial | Ducted CEE Tier 1
213076795 | Central HP <5.4 tons | KEEPRITE | HRCU-A-CB (Split System: Heat Pump with Remote Outdoor Unit-Air-Source) | DLCURAH36ABK |  |  | EA*4X48L21A* | *80VTL1102122B* | 36200 | 16 | 8.5 | 38000 | 34800 | 91.58% | 2.04 | 0 | 10 |  |  |  | No | R-410A | 3.0167 | Residential & Commercial | Ducted CEE Tier 1
206765504 | Central HP <5.4 tons | ARCOAIRE | HRCU-A-CB (Split System: Heat Pump with Remote Outdoor Unit-Air-Source) | HVH825GKA3* |  |  | EA*4X25L17A*+WALLCON | *80CTL0701716A* | 24400 | 16.5 | 8.1 | 21200 | 16600 | 78.3% | 2.02 | 11 | 11 |  |  |  | No | R-410A | 2.0333 | Residential & Commercial | Ducted CEE Tier 1
206765531 | Central HP <5.4 tons | ARCOAIRE | HRCU-A-CB (Split System: Heat Pump with Remote Outdoor Unit-Air-Source) | HVH825GKA3* |  |  | EA*4X25L17A*+WALLCON | *97CMN0601714A* | 24200 | 15.5 | 8.1 | 20000 | 16000 | 80% | 1.94 | 11.5 | 10.5 |  |  |  | No | R-410A | 2.0167 | Residential & Commercial | Ducted CEE Tier 1
211262271 | Central HP <5.4 tons | ARCOAIRE | HRCU-A-CB (Split System: Heat Pump with Remote Outdoor Unit-Air-Source) | DLCURAH18ABK |  |  | EN(A,D)4X18L14** | *96VSN0601412A* | 17600 | 15.5 | 8.5 | 18700 | 19300 | 103.2% | 2.32 | 0 | 10.5 |  |  |  | No | R-410A | 1.4667 | Residential & Commercial | Ducted CEE Tier 1
211264861 | Central HP <5.4 tons | ARCOAIRE | HRCU-A-CB (Split System: Heat Pump with Remote Outdoor Unit-Air-Source) | DLCURAH18ABK |  |  | FXM4X18**AL |  | 17800 | 16.5 | 8.5 | 18300 | 18500 | 101.1% | 2.22 | 0 | 10.5 |  |  |  | No | R-410A | 1.4833 | Residential & Commercial | Ducted CEE Tier 1
211263032 | Central HP <5.4 tons | ARCOAIRE | HRCU-A-CB (Split System: Heat Pump with Remote Outdoor Unit-Air-Source) | DLCURAH18ABK |  |  | EN(A,D)4X24L17** | *80ESU0401712A* | 18400 | 16 | 8.5 | 19200 | 18500 | 96.35% | 2.24 | 0 | 11 |  |  |  | No | R-410A | 1.5333 | Residential & Commercial | Ducted CEE Tier 1
211263082 | Central HP <5.4 tons | ARCOAIRE | HRCU-A-CB (Split System: Heat Pump with Remote Outdoor Unit-Air-Source) | DLCURAH18ABK |  |  | EN(A,D)4X24L17** | *96VTN0401712A* | 17700 | 15.5 | 8.5 | 18700 | 18800 | 100.5% | 2.26 | 0 | 10.5 |  |  |  | No | R-410A | 1.475 | Residential & Commercial | Ducted CEE Tier 1
211262512 | Central HP <5.4 tons | ARCOAIRE | HRCU-A-CB (Split System: Heat Pump with Remote Outdoor Unit-Air-Source) | DLCURAH18ABK |  |  | EN(A,D)4X24L14** | *80VSL0451412A* | 17700 | 16 | 8.5 | 18600 | 18800 | 101.1% | 2.26 | 0 | 10.5 |  |  |  | No | R-410A | 1.475 | Residential & Commercial | Ducted CEE Tier 1
216032238 | Central HP <5.4 tons | 1HVAC | HRCU-A-CB (Split System: Heat Pump with Remote Outdoor Unit-Air-Source) | ACIQ-48-HPD |  |  | ACIQ-48-PAH |  | 48000 | 17.5 | 9.5 | 48000 | 48000 | 100% | 2 | 0 | 12 |  |  |  | No | R-454B | 4 | Residential & Commercial | Ducted CEE Tier 1
214660547 | Central HP <5.4 tons | ECOER | HRCU-A-C (Split System: Heat Pump with Remote Outdoor Unit with No Indoor Fan --Air Source) | EODA19H-4860AA* |  |  | GNC4860CPT+DK |  | 52000 | 15.2 | 8.6 | 53000 | 37200 | 70.19% | 1.9 | 0 | 10.8 |  |  |  | No | R-410A | 4.3333 | Residential & Commercial | Ducted CEE Tier 1
214838785 | Central HP <5.4 tons | ECOER | HRCU-A-CB (Split System: Heat Pump with Remote Outdoor Unit-Air-Source) | EODA19H-4860AA* |  |  | GNC3036BPT | FG7TE-060D-V24B* | 33000 | 18 | 9 | 35000 | 28000 | 80% | 1.95 | 0 | 12 |  |  |  | No | R-410A | 2.75 | Residential & Commercial | Ducted CEE Tier 1
214660564 | Central HP <5.4 tons | ECOER | HRCU-A-CB (Split System: Heat Pump with Remote Outdoor Unit-Air-Source) | EODA19H-4860AA* |  |  | EAHATN-36BA* |  | 35200 | 19.5 | 9.5 | 36000 | 29200 | 81.11% | 1.9 | 0 | 12.5 |  |  |  | No | R-410A | 2.9333 | Residential & Commercial | Ducted CEE Tier 1
214303517 | Central HP <5.4 tons | ECOER | HRCU-A-C (Split System: Heat Pump with Remote Outdoor Unit with No Indoor Fan --Air Source) | EODA19H-4860A |  |  | GNC4860DPT+DK |  | 52000 | 15.2 | 8.6 | 53000 | 37200 | 70.19% | 1.9 | 0 | 10.8 |  |  |  | No | R-410A | 4.3333 | Residential & Commercial | Ducted CEE Tier 1
215447635 | Central HP <5.4 tons | ECOER | HRCU-A-CB (Split System: Heat Pump with Remote Outdoor Unit-Air-Source) | EODA19H-4860AA* |  |  | GNC4248CPT | FG7TC-080D-V35C* | 45000 | 18 | 8.8 | 46000 | 32400 | 70.43% | 1.95 | 0 | 11.7 |  |  |  | No | R-410A | 3.75 | Residential & Commercial | Ducted CEE Tier 1
215447636 | Central HP <5.4 tons | ECOER | HRCU-A-CB (Split System: Heat Pump with Remote Outdoor Unit-Air-Source) | EODA19H-4860AA* |  |  | GNC4860CPT | FG7TC-100D-V35C* | 52000 | 18 | 8.7 | 54000 | 37800 | 70% | 1.9 | 0 | 11.4 |  |  |  | No | R-410A | 4.3333 | Residential & Commercial | Ducted CEE Tier 1
212623216 | Central HP <5.4 tons | COLEMAN | HRCU-A-CB (Split System: Heat Pump with Remote Outdoor Unit-Air-Source) | HMH72B341 | ASPEN |  | D(A,C,E)42D34+TDR | TMLE100B12MP11 | 33200 | 18 | 8.1 | 33800 | 27400 | 81.07% | 2.44 | 0 | 10 |  |  |  | No | R-410A | 2.7667 | Residential & Commercial | Ducted CEE Tier 1
210857355 | Central HP <5.4 tons | 1HVAC | HRCU-A-CB (Split System: Heat Pump with Remote Outdoor Unit-Air-Source) | ACIQ-24ZPL-HP230B |  |  | ACIQ-24AHB-HH-M |  | 23000 | 18.4 | 9.3 | 26000 | 21200 | 81.54% | 1.9 | 12.5 | 11.7 |  |  |  | No | R-410A | 1.9167 | Residential & Commercial | Ducted CEE Tier 1
214588211 | Central HP <5.4 tons | BRYANT HEATING AND COOLING SYSTEMS | HRCU-A-CB (Split System: Heat Pump with Remote Outdoor Unit-Air-Source) | 38MURAQ18AB3* | ADP |  | PL36H175P159 | 926TC30040V14*** | 17300 | 16 | 8.5 | 16500 | 18500 | 112.1% | 2.26 | 0 | 10.5 |  |  |  | No | R-410A | 1.4417 | Residential & Commercial | Ducted CEE Tier 1
214588226 | Central HP <5.4 tons | BRYANT HEATING AND COOLING SYSTEMS | HRCU-A-CB (Split System: Heat Pump with Remote Outdoor Unit-Air-Source) | 38MURAQ18AB3* | ADP |  | V,C36H***P429 | 926TC36060V14*** | 17300 | 16 | 8.5 | 16900 | 19400 | 114.8% | 2.38 | 0 | 10.5 |  |  |  | No | R-410A | 1.4417 | Residential & Commercial | Ducted CEE Tier 1
204456640 | Central HP <5.4 tons | KEEPRITE | HRCU-A-CB (Split System: Heat Pump with Remote Outdoor Unit-Air-Source) | CVH825GKA2* |  |  | EA*4X36L17A*+WALLCON | *97CMN0801714A* | 23400 | 16.5 | 8.1 | 21600 | 16700 | 77.31% | 1.92 | 11 | 10.5 |  |  |  | No | R-410A | 1.95 | Residential & Commercial | Ducted CEE Tier 1
213492118 | Central HP <5.4 tons | 1HVAC | HRCU-A-C (Split System: Heat Pump with Remote Outdoor Unit with No Indoor Fan --Air Source) | ACIQ-36-HPC |  |  | ACIQ-36-ACL-17 |  | 35000 | 15.2 | 8.5 | 36000 | 30000 | 83.33% | 1.8 | 0 | 10 |  |  |  | No | R-410A | 2.9167 | Residential & Commercial | Ducted CEE Tier 1
210596669 | Central HP <5.4 tons | KEEPRITE | HRCU-A-CB (Split System: Heat Pump with Remote Outdoor Unit-Air-Source) | CVH825GKA2* |  |  | EA*4X42L21A*+WALLCON | *80CTL0901716A* | 23800 | 17.5 | 8.1 | 21400 | 16500 | 77.1% | 1.98 | 0 | 11 |  |  |  | No | R-410A | 1.9833 | Residential & Commercial | Ducted CEE Tier 1
210596753 | Central HP <5.4 tons | KEEPRITE | HRCU-A-CB (Split System: Heat Pump with Remote Outdoor Unit-Air-Source) | CVH825GKA2* |  |  | EA*4X43L21A*+WALLCON | *80CSU0401712A* | 24400 | 17 | 8.5 | 21200 | 16600 | 78.3% | 2.04 | 0 | 11 |  |  |  | No | R-410A | 2.0333 | Residential & Commercial | Ducted CEE Tier 1
216032232 | Central HP <5.4 tons | 1HVAC | HRCU-A-CB (Split System: Heat Pump with Remote Outdoor Unit-Air-Source) | ACIQ-48-HPD |  |  | ACIQ-48-AHD |  | 48000 | 16.5 | 9.5 | 50000 | 46000 | 92% | 1.9 | 0 | 10.5 |  |  |  | No | R-454B | 4 | Residential & Commercial | Ducted CEE Tier 1
214303526 | Central HP <5.4 tons | ECOER | HRCU-A-CB (Split System: Heat Pump with Remote Outdoor Unit-Air-Source) | EODA19H-4860A |  |  | GNC3036BPT | MGH96M080B3A | 33000 | 18 | 9 | 35000 | 28000 | 80% | 1.95 | 0 | 12 |  |  |  | No | R-410A | 2.75 | Residential & Commercial | Ducted CEE Tier 1
214303527 | Central HP <5.4 tons | ECOER | HRCU-A-CB (Split System: Heat Pump with Remote Outdoor Unit-Air-Source) | EODA19H-4860A |  |  | GNC3036BPT | MGH96M060B3A | 33000 | 18 | 9 | 35000 | 28000 | 80% | 1.95 | 0 | 12 |  |  |  | No | R-410A | 2.75 | Residential & Commercial | Ducted CEE Tier 1
216032227 | Central HP <5.4 tons | 1HVAC | HRCU-A-CB (Split System: Heat Pump with Remote Outdoor Unit-Air-Source) | ACIQ-18-HPD |  |  | ACIQ-18-AHD |  | 18000 | 19 | 9.7 | 19000 | 18000 | 94.74% | 2 | 0 | 12.5 |  |  |  | No | R-454B | 1.5 | Residential & Commercial | Ducted CEE Tier 1
215850528 | Central HP <5.4 tons | COLEMAN | HRCU-A-CB (Split System: Heat Pump with Remote Outdoor Unit-Air-Source) | HH836E2S11 | ASPEN |  | C(A,C,D,E)36B3K+TDR | TMLV100C16MP12 | 31000 | 18 | 8.5 | 31200 | 25400 | 81.41% | 2 | 0 | 10.5 |  |  |  | No | R-454B | 2.5833 | Residential & Commercial | Ducted CEE Tier 1
215850546 | Central HP <5.4 tons | COLEMAN | HRCU-A-CB (Split System: Heat Pump with Remote Outdoor Unit-Air-Source) | HH836E2S11 | ASPEN |  | C(A,C,D,E)48A3K+TDR | TP9C100C16MP13 | 31200 | 18 | 8.1 | 31000 | 25200 | 81.29% | 2 | 0 | 10.5 |  |  |  | No | R-454B | 2.6 | Residential & Commercial | Ducted CEE Tier 1
215850603 | Central HP <5.4 tons | COLEMAN | HRCU-A-CB (Split System: Heat Pump with Remote Outdoor Unit-Air-Source) | HH836E2S11 | ASPEN |  | C(A,C,D,E)48A3K+TDR | Z9ES080C16SMPS1 | 29800 | 17.5 | 8.5 | 30400 | 23400 | 76.97% | 2 | 0 | 10.5 |  |  |  | No | R-454B | 2.4833 | Residential & Commercial | Ducted CEE Tier 1
214440992 | Central HP <5.4 tons | CARRIER | HRCU-A-CB (Split System: Heat Pump with Remote Outdoor Unit-Air-Source) | 25VNA436A*031* | ADP |  | H,PG53936 | 59TN6C120C24**22 | 33800 | 20 | 9 | 34200 | 26400 | 77.19% | 2.02 | 0 | 12.5 |  |  |  | No | R-410A | 2.8167 | Residential & Commercial | Ducted CEE Tier 1
215828353 | Central HP <5.4 tons | YORK | HRCU-A-CB (Split System: Heat Pump with Remote Outdoor Unit-Air-Source) | HMH72B341 | ADP |  | AD-37(P,U)*****9 | Y81E080B12SMPS1 | 33200 | 18 | 8.5 | 31400 | 23000 | 73.25% | 2.04 | 0 | 10 |  |  |  | No | R-410A | 2.7667 | Residential & Commercial | Ducted CEE Tier 1
212394500 | Central HP <5.4 tons | COLEMAN | HRCU-A-CB (Split System: Heat Pump with Remote Outdoor Unit-Air-Source) | HMH72B341 | ADP |  | H,YE35936 | TM9E080C16MP12 | 34000 | 18 | 8.5 | 32000 | 23400 | 73.12% | 2.08 | 0 | 10 |  |  |  | No | R-410A | 2.8333 | Residential & Commercial | Ducted CEE Tier 1
212623361 | Central HP <5.4 tons | COLEMAN | HRCU-A-CB (Split System: Heat Pump with Remote Outdoor Unit-Air-Source) | HMH72B341 | ASPEN |  | D(A,C,E)48B34+TDR | TM9V080C16MP12 | 32800 | 17.5 | 8.5 | 33800 | 27400 | 81.07% | 2.66 | 0 | 10 |  |  |  | No | R-410A | 2.7333 | Residential & Commercial | Ducted CEE Tier 1
212622387 | Central HP <5.4 tons | COLEMAN | HRCU-A-CB (Split System: Heat Pump with Remote Outdoor Unit-Air-Source) | HMH72B341 | ASPEN |  | D(A,C,E)36A34+TDR | TL9E100C20UH11 | 33400 | 17 | 8.1 | 33600 | 29000 | 86.31% | 2.72 | 0 | 10 |  |  |  | No | R-410A | 2.7833 | Residential & Commercial | Ducted CEE Tier 1
212623386 | Central HP <5.4 tons | COLEMAN | HRCU-A-CB (Split System: Heat Pump with Remote Outdoor Unit-Air-Source) | HMH72B341 | ASPEN |  | D(A,C,E)42A44+TDR | TP9C080C16MP13 | 32600 | 17.5 | 8.1 | 33800 | 27400 | 81.07% | 2.45 | 0 | 10 |  |  |  | No | R-410A | 2.7167 | Residential & Commercial | Ducted CEE Tier 1
212623178 | Central HP <5.4 tons | COLEMAN | HRCU-A-CB (Split System: Heat Pump with Remote Outdoor Unit-Air-Source) | HMH72B341 | ASPEN |  | D(A,C,E)36B44+TDR | TMLE060A12MP11 | 33000 | 18 | 8.1 | 33800 | 27400 | 81.07% | 2.44 | 0 | 10 |  |  |  | No | R-410A | 2.75 | Residential & Commercial | Ducted CEE Tier 1
214092413 | Central HP <5.4 tons | LUXAIRE | HRCU-A-CB (Split System: Heat Pump with Remote Outdoor Unit-Air-Source) | HMH72B341 | ASPEN |  | D(A,C,E)36A34+TDR | TMLE100C16MP11 | 33000 | 18 | 8.1 | 32400 | 45000 | 138.9% | 3.06 | 0 | 10 |  |  |  | No | R-410A | 2.75 | Residential & Commercial | Ducted CEE Tier 1
214092415 | Central HP <5.4 tons | LUXAIRE | HRCU-A-CB (Split System: Heat Pump with Remote Outdoor Unit-Air-Source) | HMH72B341 | ASPEN |  | D(A,C,E)48B34+TDR | TMLE100C16MP11 | 33000 | 18 | 8.2 | 32400 | 45000 | 138.9% | 3.11 | 0 | 10 |  |  |  | No | R-410A | 2.75 | Residential & Commercial | Ducted CEE Tier 1
215441376 | Central HP <5.4 tons | YORK | HRCU-A-CB (Split System: Heat Pump with Remote Outdoor Unit-Air-Source) | HMH72B341 | ADP |  | H,YG80736 | TM9E080C16MP12 | 34000 | 18 | 8.1 | 32000 | 23400 | 73.12% | 2.08 | 0 | 10 |  |  |  | No | R-410A | 2.8333 | Residential & Commercial | Ducted CEE Tier 1
215441377 | Central HP <5.4 tons | YORK | HRCU-A-CB (Split System: Heat Pump with Remote Outdoor Unit-Air-Source) | HMH72B341 | ADP |  | V,Y36H210P177 | TM9E100C16MP12 | 34000 | 18 | 8.1 | 32000 | 23400 | 73.12% | 2.08 | 0 | 10 |  |  |  | No | R-410A | 2.8333 | Residential & Commercial | Ducted CEE Tier 1
212621992 | Central HP <5.4 tons | COLEMAN | HRCU-A-CB (Split System: Heat Pump with Remote Outdoor Unit-Air-Source) | HMH72B341 | ASPEN |  | D(A,C,E)42B34+TDR | TM9E100C20MP12 | 32400 | 15.5 | 8.1 | 33200 | 27000 | 81.33% | 2.43 | 0 | 10 |  |  |  | No | R-410A | 2.7 | Residential & Commercial | Ducted CEE Tier 1
212621996 | Central HP <5.4 tons | COLEMAN | HRCU-A-CB (Split System: Heat Pump with Remote Outdoor Unit-Air-Source) | HMH72B341 | ASPEN |  | D(A,C,E)42D34+TDR | TM9E100C20MP12 | 33200 | 15.5 | 8.1 | 33200 | 27000 | 81.33% | 2.43 | 0 | 10 |  |  |  | No | R-410A | 2.7667 | Residential & Commercial | Ducted CEE Tier 1
212621994 | Central HP <5.4 tons | COLEMAN | HRCU-A-CB (Split System: Heat Pump with Remote Outdoor Unit-Air-Source) | HMH72B341 | ASPEN |  | D(A,C,E)42C34+TDR | TM9E100C20MP12 | 32800 | 15.5 | 8.1 | 33200 | 27000 | 81.33% | 2.43 | 0 | 10 |  |  |  | No | R-410A | 2.7333 | Residential & Commercial | Ducted CEE Tier 1
212622077 | Central HP <5.4 tons | COLEMAN | HRCU-A-CB (Split System: Heat Pump with Remote Outdoor Unit-Air-Source) | HMH72B341 | ASPEN |  | D(A,C,E)36B44+TDR | TM8Y060A12MP11 | 32800 | 18 | 8.1 | 33400 | 27400 | 82.04% | 2.42 | 0 | 10 |  |  |  | No | R-410A | 2.7333 | Residential & Commercial | Ducted CEE Tier 1
212622121 | Central HP <5.4 tons | COLEMAN | HRCU-A-CB (Split System: Heat Pump with Remote Outdoor Unit-Air-Source) | HMH72B341 | ASPEN |  | D(A,C,E)36C34+TDR | TM8Y080B12MP11 | 32600 | 18 | 8.5 | 33400 | 27400 | 82.04% | 2.65 | 0 | 10 |  |  |  | No | R-410A | 2.7167 | Residential & Commercial | Ducted CEE Tier 1
212622132 | Central HP <5.4 tons | COLEMAN | HRCU-A-CB (Split System: Heat Pump with Remote Outdoor Unit-Air-Source) | HMH72B341 | ASPEN |  | D(A,C,E)48C34+TDR | TM8Y080B12MP11 | 33400 | 18 | 8.5 | 33400 | 27400 | 82.04% | 2.65 | 0 | 10 |  |  |  | No | R-410A | 2.7833 | Residential & Commercial | Ducted CEE Tier 1
212622110 | Central HP <5.4 tons | COLEMAN | HRCU-A-CB (Split System: Heat Pump with Remote Outdoor Unit-Air-Source) | HMH72B341 | ASPEN |  | C(A,C,D,E)36C34+TDR | TM8Y080B12MP11 | 32600 | 18 | 8.5 | 33400 | 27400 | 82.04% | 2.65 | 0 | 10 |  |  |  | No | R-410A | 2.7167 | Residential & Commercial | Ducted CEE Tier 1
212622125 | Central HP <5.4 tons | COLEMAN | HRCU-A-CB (Split System: Heat Pump with Remote Outdoor Unit-Air-Source) | HMH72B341 | ASPEN |  | D(A,C,E)42B34+TDR | TM8Y080B12MP11 | 32600 | 18 | 8.5 | 33400 | 27400 | 82.04% | 2.65 | 0 | 10 |  |  |  | No | R-410A | 2.7167 | Residential & Commercial | Ducted CEE Tier 1
212622227 | Central HP <5.4 tons | COLEMAN | HRCU-A-CB (Split System: Heat Pump with Remote Outdoor Unit-Air-Source) | HMH72B341 | ASPEN |  | D(A,C,E)48B24+TDR | TM9Y100C16MP11 | 31600 | 18 | 8.1 | 33600 | 28200 | 83.93% | 2.63 | 0 | 10 |  |  |  | No | R-410A | 2.6333 | Residential & Commercial | Ducted CEE Tier 1
215441394 | Central HP <5.4 tons | YORK | HRCU-A-CB (Split System: Heat Pump with Remote Outdoor Unit-Air-Source) | HH836E2S11 | ADP |  | CV365B*C+TXV+AEF48BXP* |  | 33000 | 19 | 8.85 | 29400 | 24800 | 84.35% | 1.98 | 0 | 11.5 |  |  |  | No | R-454B | 2.75 | Residential & Commercial | Ducted CEE Tier 1
212394311 | Central HP <5.4 tons | 1HVAC | HRCU-A-C (Split System: Heat Pump with Remote Outdoor Unit with No Indoor Fan --Air Source) | ACIQ-18-HPB |  |  | ACIQ-18-ACL |  | 18000 | 16.1 | 9.5 | 19000 | 15000 | 78.95% | 2.2 | 11.6 | 11.7 |  |  |  | No | R-410A | 1.5 | Residential & Commercial | Ducted CEE Tier 1
215407218 | Central HP <5.4 tons | YORK | HRCU-A-CB (Split System: Heat Pump with Remote Outdoor Unit-Air-Source) | HH836E2S11 | ADP |  | H,YG36*36+TXV | TM9V100C20MP12 | 33800 | 18 | 8.5 | 30600 | 25400 | 83.01% | 2 | 0 | 11 |  |  |  | No | R-454B | 2.8167 | Residential & Commercial | Ducted CEE Tier 1
215870958 | Central HP <5.4 tons | YORK | HRCU-A-CB (Split System: Heat Pump with Remote Outdoor Unit-Air-Source) | HH836E2S11 | ADP |  | CV365**C+TXV | YPLC080B12MP13 | 32000 | 16 | 8.4 | 28800 | 24800 | 86.11% | 1.98 | 0 | 10.5 |  |  |  | No | R-454B | 2.6667 | Residential & Commercial | Ducted CEE Tier 1
212622341 | Central HP <5.4 tons | COLEMAN | HRCU-A-CB (Split System: Heat Pump with Remote Outdoor Unit-Air-Source) | HMH72B341 | ASPEN |  | C(A,C,D,E)42B34+TDR | TM8E120C16MP11 | 33200 | 18 | 8.1 | 33600 | 28600 | 85.12% | 2.67 | 0 | 10 |  |  |  | No | R-410A | 2.7667 | Residential & Commercial | Ducted CEE Tier 1
212394539 | Central HP <5.4 tons | COLEMAN | HRCU-A-CB (Split System: Heat Pump with Remote Outdoor Unit-Air-Source) | HMH72B341 | ADP |  | H,YE33936 | TM9Y100C16MP11 | 32800 | 18 | 8.5 | 32400 | 23000 | 70.99% | 2.04 | 0 | 10 |  |  |  | No | R-410A | 2.7333 | Residential & Commercial | Ducted CEE Tier 1
212623397 | Central HP <5.4 tons | COLEMAN | HRCU-A-CB (Split System: Heat Pump with Remote Outdoor Unit-Air-Source) | HMH72B341 | ASPEN |  | D(A,C,E)48D34+TDR | TP9C080C16MP13 | 33600 | 17.5 | 8.1 | 33800 | 27400 | 81.07% | 2.45 | 0 | 10 |  |  |  | No | R-410A | 2.8 | Residential & Commercial | Ducted CEE Tier 1
216014863 | Central HP <5.4 tons | FRIEDRICH | HRCU-A-CB (Split System: Heat Pump with Remote Outdoor Unit-Air-Source) | WFPU18Z363C |  |  | DRAH2TA3617STANN |  | 28200 | 17 | 8.5 | 29000 | 23200 | 80% | 2.07 | 0 | 10.1 |  |  |  | No | R-410A | 2.35 | Residential & Commercial | Ducted CEE Tier 1
212621978 | Central HP <5.4 tons | COLEMAN | HRCU-A-CB (Split System: Heat Pump with Remote Outdoor Unit-Air-Source) | HMH72B341 | ASPEN |  | C(A,C,D,E)36C34+TDR | TM9E100C20MP12 | 32400 | 15.5 | 8.1 | 33200 | 27000 | 81.33% | 2.43 | 0 | 10 |  |  |  | No | R-410A | 2.7 | Residential & Commercial | Ducted CEE Tier 1
212622694 | Central HP <5.4 tons | COLEMAN | HRCU-A-CB (Split System: Heat Pump with Remote Outdoor Unit-Air-Source) | HMH72B341 | ASPEN |  | D(A,C,E)36B34+TDR | TM8E080C16MP11 | 33000 | 18 | 8.2 | 33800 | 28200 | 83.43% | 2.68 | 0 | 10 |  |  |  | No | R-410A | 2.75 | Residential & Commercial | Ducted CEE Tier 1
212622713 | Central HP <5.4 tons | COLEMAN | HRCU-A-CB (Split System: Heat Pump with Remote Outdoor Unit-Air-Source) | HMH72B341 | ASPEN |  | D(A,C,E)42A44+TDR | TM9Y100C16MP11 | 32800 | 18 | 8.3 | 33800 | 28600 | 84.62% | 2.69 | 0 | 10 |  |  |  | No | R-410A | 2.7333 | Residential & Commercial | Ducted CEE Tier 1
212622361 | Central HP <5.4 tons | COLEMAN | HRCU-A-CB (Split System: Heat Pump with Remote Outdoor Unit-Air-Source) | HMH72B341 | ASPEN |  | D(A,C,E)48B34+TDR | TM8E100C16MP11 | 33000 | 18 | 8.2 | 33600 | 28200 | 83.93% | 2.68 | 0 | 10 |  |  |  | No | R-410A | 2.75 | Residential & Commercial | Ducted CEE Tier 1
212622846 | Central HP <5.4 tons | COLEMAN | HRCU-A-CB (Split System: Heat Pump with Remote Outdoor Unit-Air-Source) | HMH72B341 | ASPEN |  | C(A,C,D,E)36B34+TDR | TM8E120C16MP11 | 33200 | 18 | 8.2 | 33800 | 28600 | 84.62% | 2.7 | 0 | 10 |  |  |  | No | R-410A | 2.7667 | Residential & Commercial | Ducted CEE Tier 1
212622461 | Central HP <5.4 tons | COLEMAN | HRCU-A-CB (Split System: Heat Pump with Remote Outdoor Unit-Air-Source) | HMH72B341 | ASPEN |  | D(A,C,E)36D34+TDR | TM9E100C16MP12 | 33000 | 18 | 8.5 | 33600 | 27200 | 80.95% | 2.66 | 0 | 10 |  |  |  | No | R-410A | 2.75 | Residential & Commercial | Ducted CEE Tier 1
212622462 | Central HP <5.4 tons | COLEMAN | HRCU-A-CB (Split System: Heat Pump with Remote Outdoor Unit-Air-Source) | HMH72B341 | ASPEN |  | D(A,C,E)42A44+TDR | TM9E100C16MP12 | 32600 | 18 | 8.5 | 33600 | 27200 | 80.95% | 2.66 | 0 | 10 |  |  |  | No | R-410A | 2.7167 | Residential & Commercial | Ducted CEE Tier 1
212623129 | Central HP <5.4 tons | COLEMAN | HRCU-A-CB (Split System: Heat Pump with Remote Outdoor Unit-Air-Source) | HMH72B341 | ASPEN |  | D(A,C,E)42D34+TDR | TM8E060A12MP11 | 33200 | 18 | 8.1 | 33800 | 27400 | 81.07% | 2.44 | 0 | 10 |  |  |  | No | R-410A | 2.7667 | Residential & Commercial | Ducted CEE Tier 1
212623130 | Central HP <5.4 tons | COLEMAN | HRCU-A-CB (Split System: Heat Pump with Remote Outdoor Unit-Air-Source) | HMH72B341 | ASPEN |  | D(A,C,E)48B34+TDR | TM8E060A12MP11 | 32800 | 18 | 8.1 | 33800 | 27400 | 81.07% | 2.44 | 0 | 10 |  |  |  | No | R-410A | 2.7333 | Residential & Commercial | Ducted CEE Tier 1
212622711 | Central HP <5.4 tons | COLEMAN | HRCU-A-CB (Split System: Heat Pump with Remote Outdoor Unit-Air-Source) | HMH72B341 | ASPEN |  | C(A,C,D,E)48B24+TDR | TM9Y100C16MP11 | 31600 | 18 | 8.3 | 33800 | 28600 | 84.62% | 2.69 | 0 | 10 |  |  |  | No | R-410A | 2.6333 | Residential & Commercial | Ducted CEE Tier 1
211717282 | Central HP <5.4 tons | 1HVAC | HRCU-A-CB (Split System: Heat Pump with Remote Outdoor Unit-Air-Source) | SC-2436-HP |  |  | SC-36-AH |  | 34000 | 16 | 9 | 35000 | 28000 | 80% | 1.8 | 10 | 10 |  |  |  | No | R-410A | 2.8333 | Residential & Commercial | Ducted CEE Tier 1
214779540 | Central HP <5.4 tons | FRIEDRICH | HRCU-A-CB (Split System: Heat Pump with Remote Outdoor Unit-Air-Source) | WFPU17Z243C |  |  | RH2TZ2417STANN |  | 21400 | 15.8 | 8.4 | 23200 | 17700 | 76.29% | 1.98 | 0 | 10 |  |  |  | No | R-410A | 1.7833 | Residential & Commercial | Ducted CEE Tier 1
214303508 | Central HP <5.4 tons | ECOER | HRCU-A-CB (Split System: Heat Pump with Remote Outdoor Unit-Air-Source) | EODA19H-2436A |  |  | EAHATN-24B |  | 24000 | 20.5 | 9.5 | 24000 | 19600 | 81.67% | 2.1 | 0 | 13 |  |  |  | No | R-410A | 2 | Residential & Commercial | Ducted CEE Tier 1
214303518 | Central HP <5.4 tons | ECOER | HRCU-A-CB (Split System: Heat Pump with Remote Outdoor Unit-Air-Source) | EODA19H-2436A |  |  | GNC2430APT | MGH96M080B3A | 23800 | 18.5 | 9 | 24000 | 19200 | 80% | 2 | 0 | 12 |  |  |  | No | R-410A | 1.9833 | Residential & Commercial | Ducted CEE Tier 1
212622845 | Central HP <5.4 tons | COLEMAN | HRCU-A-CB (Split System: Heat Pump with Remote Outdoor Unit-Air-Source) | HMH72B341 | ASPEN |  | C(A,C,D,E)36A44+TDR | TM8E120C16MP11 | 33200 | 18 | 8.2 | 33800 | 28600 | 84.62% | 2.7 | 0 | 10 |  |  |  | No | R-410A | 2.7667 | Residential & Commercial | Ducted CEE Tier 1
212622945 | Central HP <5.4 tons | COLEMAN | HRCU-A-CB (Split System: Heat Pump with Remote Outdoor Unit-Air-Source) | HMH72B341 | ASPEN |  | C(A,C,D,E)48B24+TDR | TM8E120C16MP11 | 32000 | 18 | 8.3 | 33800 | 28800 | 85.21% | 2.73 | 0 | 10 |  |  |  | No | R-410A | 2.6667 | Residential & Commercial | Ducted CEE Tier 1
212623061 | Central HP <5.4 tons | COLEMAN | HRCU-A-CB (Split System: Heat Pump with Remote Outdoor Unit-Air-Source) | HMH72B341 | ASPEN |  | D(A,C,E)42A44+TDR | TM9E080B12MP12 | 32600 | 17.5 | 8.5 | 33800 | 27400 | 81.07% | 2.65 | 0 | 10 |  |  |  | No | R-410A | 2.7167 | Residential & Commercial | Ducted CEE Tier 1
212622078 | Central HP <5.4 tons | COLEMAN | HRCU-A-CB (Split System: Heat Pump with Remote Outdoor Unit-Air-Source) | HMH72B341 | ASPEN |  | D(A,C,E)36C34+TDR | TM8Y060A12MP11 | 32400 | 18 | 8.1 | 33400 | 27400 | 82.04% | 2.42 | 0 | 10 |  |  |  | No | R-410A | 2.7 | Residential & Commercial | Ducted CEE Tier 1
212623163 | Central HP <5.4 tons | COLEMAN | HRCU-A-CB (Split System: Heat Pump with Remote Outdoor Unit-Air-Source) | HMH72B341 | ASPEN |  | D(A,C,E)48D34+TDR | TM8E100B12MP11 | 33600 | 18 | 8.5 | 33800 | 27400 | 81.07% | 2.64 | 0 | 10 |  |  |  | No | R-410A | 2.8 | Residential & Commercial | Ducted CEE Tier 1
212623179 | Central HP <5.4 tons | COLEMAN | HRCU-A-CB (Split System: Heat Pump with Remote Outdoor Unit-Air-Source) | HMH72B341 | ASPEN |  | D(A,C,E)36C34+TDR | TMLE060A12MP11 | 32600 | 18 | 8.1 | 33800 | 27400 | 81.07% | 2.44 | 0 | 10 |  |  |  | No | R-410A | 2.7167 | Residential & Commercial | Ducted CEE Tier 1
214588278 | Central HP <5.4 tons | BRYANT HEATING AND COOLING SYSTEMS | HRCU-A-CB (Split System: Heat Pump with Remote Outdoor Unit-Air-Source) | 38MURAQ24AB3* | ADP |  | PL36H210P749 | 926TC36040V17*** | 23200 | 16 | 8.5 | 24600 | 24000 | 97.56% | 2.02 | 0 | 10 |  |  |  | No | R-410A | 1.9333 | Residential & Commercial | Ducted CEE Tier 1
206766035 | Central HP <5.4 tons | ARCOAIRE | HRCU-A-CB (Split System: Heat Pump with Remote Outdoor Unit-Air-Source) | HVH825GKA3* |  |  | EA*4X37L21A*+WALLCON | *80CTL0901716A* | 24600 | 17.5 | 8.5 | 21000 | 16500 | 78.57% | 2.04 | 12 | 11.7 |  |  |  | No | R-410A | 2.05 | Residential & Commercial | Ducted CEE Tier 1
211262290 | Central HP <5.4 tons | ARCOAIRE | HRCU-A-CB (Split System: Heat Pump with Remote Outdoor Unit-Air-Source) | DLCURAH18ABK |  |  | EN(A,D)4X18L14** | *80VTL0451412A* | 17400 | 16 | 8.5 | 18400 | 19400 | 105.4% | 2.34 | 0 | 10.5 |  |  |  | No | R-410A | 1.45 | Residential & Commercial | Ducted CEE Tier 1
211264784 | Central HP <5.4 tons | ARCOAIRE | HRCU-A-CB (Split System: Heat Pump with Remote Outdoor Unit-Air-Source) | DLCURAH18ABK |  |  | FEM4P24**AL |  | 17300 | 16 | 8.5 | 18200 | 19400 | 106.6% | 2.34 | 0 | 10.5 |  |  |  | No | R-410A | 1.4417 | Residential & Commercial | Ducted CEE Tier 1
211263011 | Central HP <5.4 tons | ARCOAIRE | HRCU-A-CB (Split System: Heat Pump with Remote Outdoor Unit-Air-Source) | DLCURAH18ABK |  |  | EN(A,D)4X24L17** | *95ESU0601716A* | 18500 | 15.5 | 8.5 | 19500 | 18400 | 94.36% | 2.24 | 0 | 11 |  |  |  | No | R-410A | 1.5417 | Residential & Commercial | Ducted CEE Tier 1
211264676 | Central HP <5.4 tons | ARCOAIRE | HRCU-A-CB (Split System: Heat Pump with Remote Outdoor Unit-Air-Source) | DLCURAH18ABK |  |  | EN(A,D)4X30L17** | OMV098J12* | 18400 | 16 | 8.5 | 18900 | 18300 | 96.83% | 2.2 | 0 | 11 |  |  |  | No | R-410A | 1.5333 | Residential & Commercial | Ducted CEE Tier 1
211264712 | Central HP <5.4 tons | ARCOAIRE | HRCU-A-CB (Split System: Heat Pump with Remote Outdoor Unit-Air-Source) | DLCURAH18ABK |  |  | EN(A,D)4X30L17** | OMV112K14A | 18200 | 15.5 | 8.5 | 18900 | 18400 | 97.35% | 2.2 | 0 | 11 |  |  |  | No | R-410A | 1.5167 | Residential & Commercial | Ducted CEE Tier 1
212623212 | Central HP <5.4 tons | COLEMAN | HRCU-A-CB (Split System: Heat Pump with Remote Outdoor Unit-Air-Source) | HMH72B341 | ASPEN |  | D(A,C,E)42B34+TDR | TMLE100B12MP11 | 32600 | 18 | 8.1 | 33800 | 27400 | 81.07% | 2.44 | 0 | 10 |  |  |  | No | R-410A | 2.7167 | Residential & Commercial | Ducted CEE Tier 1
212623181 | Central HP <5.4 tons | COLEMAN | HRCU-A-CB (Split System: Heat Pump with Remote Outdoor Unit-Air-Source) | HMH72B341 | ASPEN |  | D(A,C,E)36D34+TDR | TMLE060A12MP11 | 33000 | 18 | 8.1 | 33800 | 27400 | 81.07% | 2.44 | 0 | 10 |  |  |  | No | R-410A | 2.75 | Residential & Commercial | Ducted CEE Tier 1
212622127 | Central HP <5.4 tons | COLEMAN | HRCU-A-CB (Split System: Heat Pump with Remote Outdoor Unit-Air-Source) | HMH72B341 | ASPEN |  | D(A,C,E)42C34+TDR | TM8Y080B12MP11 | 33000 | 18 | 8.5 | 33400 | 27400 | 82.04% | 2.65 | 0 | 10 |  |  |  | No | R-410A | 2.75 | Residential & Commercial | Ducted CEE Tier 1
212623296 | Central HP <5.4 tons | COLEMAN | HRCU-A-CB (Split System: Heat Pump with Remote Outdoor Unit-Air-Source) | HMH72B341 | ASPEN |  | C(A,C,D,E)36C34+TDR | CP9C080C16MP13 | 32600 | 17.5 | 8.1 | 33800 | 27400 | 81.07% | 2.45 | 0 | 10 |  |  |  | No | R-410A | 2.7167 | Residential & Commercial | Ducted CEE Tier 1
212623314 | Central HP <5.4 tons | COLEMAN | HRCU-A-CB (Split System: Heat Pump with Remote Outdoor Unit-Air-Source) | HMH72B341 | ASPEN |  | D(A,C,E)42A44+TDR | CP9C080C16MP13 | 32600 | 17.5 | 8.1 | 33800 | 27400 | 81.07% | 2.45 | 0 | 10 |  |  |  | No | R-410A | 2.7167 | Residential & Commercial | Ducted CEE Tier 1
212622259 | Central HP <5.4 tons | COLEMAN | HRCU-A-CB (Split System: Heat Pump with Remote Outdoor Unit-Air-Source) | HMH72B341 | ASPEN |  | C(A,C,D,E)48A34+TDR | TM9Y100C16MP11 | 32800 | 18 | 8.1 | 33600 | 28200 | 83.93% | 2.62 | 0 | 10 |  |  |  | No | R-410A | 2.7333 | Residential & Commercial | Ducted CEE Tier 1
212622311 | Central HP <5.4 tons | COLEMAN | HRCU-A-CB (Split System: Heat Pump with Remote Outdoor Unit-Air-Source) | HMH72B341 | ASPEN |  | C(A,C,D,E)42B34+TDR | TM8E100C16MP11 | 33000 | 18 | 8.1 | 33600 | 28200 | 83.93% | 2.64 | 0 | 10 |  |  |  | No | R-410A | 2.75 | Residential & Commercial | Ducted CEE Tier 1
212622312 | Central HP <5.4 tons | COLEMAN | HRCU-A-CB (Split System: Heat Pump with Remote Outdoor Unit-Air-Source) | HMH72B341 | ASPEN |  | C(A,C,D,E)48A34+TDR | TM8E100C16MP11 | 33000 | 18 | 8.1 | 33600 | 28200 | 83.93% | 2.64 | 0 | 10 |  |  |  | No | R-410A | 2.75 | Residential & Commercial | Ducted CEE Tier 1
212623313 | Central HP <5.4 tons | COLEMAN | HRCU-A-CB (Split System: Heat Pump with Remote Outdoor Unit-Air-Source) | HMH72B341 | ASPEN |  | D(A,C,E)36D34+TDR | CP9C080C16MP13 | 32800 | 17.5 | 8.1 | 33800 | 27400 | 81.07% | 2.45 | 0 | 10 |  |  |  | No | R-410A | 2.7333 | Residential & Commercial | Ducted CEE Tier 1
212623330 | Central HP <5.4 tons | COLEMAN | HRCU-A-CB (Split System: Heat Pump with Remote Outdoor Unit-Air-Source) | HMH72B341 | ASPEN |  | D(A,C,E)48D34+TDR | CP9C080C16MP13 | 33600 | 17.5 | 8.1 | 33800 | 27400 | 81.07% | 2.45 | 0 | 10 |  |  |  | No | R-410A | 2.8 | Residential & Commercial | Ducted CEE Tier 1
212623399 | Central HP <5.4 tons | COLEMAN | HRCU-A-CB (Split System: Heat Pump with Remote Outdoor Unit-Air-Source) | HMH72B341 | ASPEN |  | C(A,C,D,E)48B24+TDR | TL9E100C20UH11 | 32000 | 17 | 8.3 | 33800 | 28800 | 85.21% | 2.77 | 0 | 10 |  |  |  | No | R-410A | 2.6667 | Residential & Commercial | Ducted CEE Tier 1
213206221 | Central HP <5.4 tons | CARRIER | HRCU-A-CB (Split System: Heat Pump with Remote Outdoor Unit-Air-Source) | 38MURAQ24AA3* | ASPEN |  | D(A,C,E)36B34+TDR | 59TP6B100V21**22 | 23800 | 16.5 | 8.1 | 24800 | 22200 | 89.52% | 2.89 | 0 | 10 |  |  |  | No | R-410A | 1.9833 | Residential & Commercial | Ducted CEE Tier 1
216032230 | Central HP <5.4 tons | 1HVAC | HRCU-A-CB (Split System: Heat Pump with Remote Outdoor Unit-Air-Source) | ACIQ-36-HPD |  |  | ACIQ-36-AHD |  | 36000 | 17.3 | 10.3 | 37000 | 39000 | 105.4% | 1.9 | 0 | 11.7 |  |  |  | No | R-454B | 3 | Residential & Commercial | Ducted CEE Tier 1
211497151 | Central HP <5.4 tons | MRCOOL | HRCU-A-CB (Split System: Heat Pump with Remote Outdoor Unit-Air-Source) | CENTRAL-24-HP-C-230A00 |  |  | CENTRAL-24-HP-MUAH230A00 |  | 24000 | 17.4 | 10 | 24000 | 22600 | 94.17% | 1.91 | 0 | 11.7 |  |  |  | No | R-410A | 2 | Residential & Commercial | Ducted CEE Tier 1
213795618 | Central HP <5.4 tons | FRIEDRICH | HRCU-A-CB (Split System: Heat Pump with Remote Outdoor Unit-Air-Source) | WFPU18Z483C |  |  | WFH48Z223C |  | 48000 | 17.5 | 8.5 | 47000 | 33000 | 70.21% | 1.9 | 10.2 | 10.1 |  |  |  | No | R-410A | 4 | Residential & Commercial | Ducted CEE Tier 1
212622463 | Central HP <5.4 tons | COLEMAN | HRCU-A-CB (Split System: Heat Pump with Remote Outdoor Unit-Air-Source) | HMH72B341 | ASPEN |  | D(A,C,E)42B34+TDR | TM9E100C16MP12 | 32600 | 18 | 8.5 | 33600 | 27200 | 80.95% | 2.66 | 0 | 10 |  |  |  | No | R-410A | 2.7167 | Residential & Commercial | Ducted CEE Tier 1
212622693 | Central HP <5.4 tons | COLEMAN | HRCU-A-CB (Split System: Heat Pump with Remote Outdoor Unit-Air-Source) | HMH72B341 | ASPEN |  | D(A,C,E)36A44+TDR | TM8E080C16MP11 | 33000 | 18 | 8.2 | 33800 | 28200 | 83.43% | 2.68 | 0 | 10 |  |  |  | No | R-410A | 2.75 | Residential & Commercial | Ducted CEE Tier 1
213886649 | Central HP <5.4 tons | YORK | HRCU-A-CB (Split System: Heat Pump with Remote Outdoor Unit-Air-Source) | HMH72B341 | ADP |  | AD-35(P,U)*****9 | TM9E080C16MP12 | 33000 | 18 | 8.1 | 31400 | 22800 | 72.61% | 2.04 | 0 | 10 |  |  |  | No | R-410A | 2.75 | Residential & Commercial | Ducted CEE Tier 1
215726325 | Central HP <5.4 tons | YORK | HRCU-A-CB (Split System: Heat Pump with Remote Outdoor Unit-Air-Source) | HH836E2S11 | ADP |  | H,YG81*36+TXV | TM8V080C16MP12 | 33600 | 18 | 8.5 | 30000 | 25200 | 84% | 2 | 0 | 11 |  |  |  | No | R-454B | 2.8 | Residential & Commercial | Ducted CEE Tier 1
215726394 | Central HP <5.4 tons | YORK | HRCU-A-CB (Split System: Heat Pump with Remote Outdoor Unit-Air-Source) | HH836E2S11 | ADP |  | H,YG37*36+TXV | Y81E080C16SMPS1 | 34000 | 19 | 8.5 | 30200 | 25000 | 82.78% | 2 | 0 | 11 |  |  |  | No | R-454B | 2.8333 | Residential & Commercial | Ducted CEE Tier 1
212622946 | Central HP <5.4 tons | COLEMAN | HRCU-A-CB (Split System: Heat Pump with Remote Outdoor Unit-Air-Source) | HMH72B341 | ASPEN |  | D(A,C,E)36D24+TDR | TM8E120C16MP11 | 32000 | 18 | 8.3 | 33800 | 28800 | 85.21% | 2.73 | 0 | 10 |  |  |  | No | R-410A | 2.6667 | Residential & Commercial | Ducted CEE Tier 1
212623064 | Central HP <5.4 tons | COLEMAN | HRCU-A-CB (Split System: Heat Pump with Remote Outdoor Unit-Air-Source) | HMH72B341 | ASPEN |  | D(A,C,E)42B34+TDR | TM9E080B12MP12 | 32600 | 17.5 | 8.5 | 33800 | 27400 | 81.07% | 2.65 | 0 | 10 |  |  |  | No | R-410A | 2.7167 | Residential & Commercial | Ducted CEE Tier 1
212623081 | Central HP <5.4 tons | COLEMAN | HRCU-A-CB (Split System: Heat Pump with Remote Outdoor Unit-Air-Source) | HMH72B341 | ASPEN |  | D(A,C,E)42D24+TDR | TM8E100C16MP11 | 32200 | 18 | 8.4 | 33800 | 28600 | 84.62% | 2.72 | 0 | 10 |  |  |  | No | R-410A | 2.6833 | Residential & Commercial | Ducted CEE Tier 1
212159718 | Central HP <5.4 tons | ARMSTRONG AIR | HRCU-A-CB (Split System: Heat Pump with Remote Outdoor Unit-Air-Source) | 4SHP22LX124P-**A | ADP |  | H,A,DE34936 | A80UH2E070A12 | 24000 | 21 | 8.5 | 22000 | 15400 | 70% | 1.92 | 0 | 13.5 |  |  |  | No | R-410A | 2 | Residential & Commercial | Ducted CEE Tier 1
213145937 | Central HP <5.4 tons | CARRIER | HRCU-A-CB (Split System: Heat Pump with Remote Outdoor Unit-Air-Source) | 38MURAQ36AB3* | ADP |  | V,C36H175P159+AEFE4B* |  | 37000 | 16 | 8.1 | 36800 | 34400 | 93.48% | 2 | 0 | 10 |  |  |  | No | R-410A | 3.0833 | Residential & Commercial | Ducted CEE Tier 1
211708470 | Central HP <5.4 tons | COLEMAN | HRCU-A-CB (Split System: Heat Pump with Remote Outdoor Unit-Air-Source) | THF2B48T21 | ASPEN |  | D(A,C,E)48D34+TDR | TM9E100C16MP12 | 45000 | 16 | 8.2 | 44000 | 31200 | 70.91% | 3.13 | 0 | 11.9 |  |  |  | No | R-410A | 3.75 | Residential & Commercial | Ducted CEE Tier 1
211708484 | Central HP <5.4 tons | COLEMAN | HRCU-A-CB (Split System: Heat Pump with Remote Outdoor Unit-Air-Source) | THF2B48T21 | ASPEN |  | D(A,C,E)48D34+TDR | TM9V120D20MP12 | 46000 | 16 | 8.2 | 44500 | 31200 | 70.11% | 3.11 | 0 | 11.9 |  |  |  | No | R-410A | 3.8333 | Residential & Commercial | Ducted CEE Tier 1
213279281 | Central HP <5.4 tons | COLEMAN | HRCU-A-CB (Split System: Heat Pump with Remote Outdoor Unit-Air-Source) | THF2B48T21 | ASPEN |  | D(A,C,E)60A46+TDR | TMLE120C16MP11 | 43000 | 16 | 8.2 | 44000 | 31400 | 71.36% | 3.13 | 0 | 11.5 |  |  |  | No | R-410A | 3.5833 | Residential & Commercial | Ducted CEE Tier 1
212622470 | Central HP <5.4 tons | COLEMAN | HRCU-A-CB (Split System: Heat Pump with Remote Outdoor Unit-Air-Source) | HMH72B341 | ASPEN |  | D(A,C,E)48C34+TDR | TM9E100C16MP12 | 33200 | 18 | 8.5 | 33600 | 27200 | 80.95% | 2.66 | 0 | 10 |  |  |  | No | R-410A | 2.7667 | Residential & Commercial | Ducted CEE Tier 1
212623448 | Central HP <5.4 tons | COLEMAN | HRCU-A-CB (Split System: Heat Pump with Remote Outdoor Unit-Air-Source) | HMH72B341 | ASPEN |  | D(A,C,E)42D24+TDR | TL9E100C20UH11 | 32400 | 17 | 8.4 | 33800 | 28800 | 85.21% | 2.79 | 0 | 10 |  |  |  | No | R-410A | 2.7 | Residential & Commercial | Ducted CEE Tier 1
216065308 | Central HP <5.4 tons | YORK | HRCU-A-CB (Split System: Heat Pump with Remote Outdoor Unit-Air-Source) | HH860E2S11 | ADP |  | BV**C6*60+TXV |  | 52500 | 17 | 8.85 | 51000 | 37400 | 73.33% | 1.98 | 0 | 11.7 |  |  |  | No | R-454B | 4.375 | Residential & Commercial | Ducted CEE Tier 1
214440949 | Central HP <5.4 tons | CARRIER | HRCU-A-CB (Split System: Heat Pump with Remote Outdoor Unit-Air-Source) | 25VNA424A*031* | ADP |  | H,PG53936 | 59TN6C080C17**14 | 24000 | 20 | 10.5 | 24800 | 19300 | 77.82% | 2.54 | 0 | 13 |  |  |  | No | R-410A | 2 | Residential & Commercial | Ducted CEE Tier 1
214440967 | Central HP <5.4 tons | CARRIER | HRCU-A-CB (Split System: Heat Pump with Remote Outdoor Unit-Air-Source) | 25VNA424A*031* | ADP |  | H,PG9J936 | 59TN6C120C24**22 | 23400 | 20 | 10.5 | 25000 | 19300 | 77.2% | 2.48 | 0 | 13 |  |  |  | No | R-410A | 1.95 | Residential & Commercial | Ducted CEE Tier 1
215570366 | Central HP <5.4 tons | 1HVAC | HRCU-A-CB (Split System: Heat Pump with Remote Outdoor Unit-Air-Source) | ACIQ-30-HPB |  |  | ACIQ-30-AHB |  | 30000 | 16.2 | 8.9 | 33000 | 24000 | 72.73% | 1.8 | 11 | 10 |  |  |  | No | R-410A | 2.5 | Residential & Commercial | Ducted CEE Tier 1
215726460 | Central HP <5.4 tons | YORK | HRCU-A-CB (Split System: Heat Pump with Remote Outdoor Unit-Air-Source) | HH860E2S11 | ADP |  | H,YG48*60+TXV | TM8V080C16MP12 | 43500 | 18 | 8.5 | 42000 | 32800 | 78.1% | 2 | 0 | 11.7 |  |  |  | No | R-454B | 3.625 | Residential & Commercial | Ducted CEE Tier 1
215726461 | Central HP <5.4 tons | YORK | HRCU-A-CB (Split System: Heat Pump with Remote Outdoor Unit-Air-Source) | HH860E2S11 | ADP |  | H,YG49*48+TXV-BLEED | TM8V080C16MP12 | 43500 | 18 | 8.5 | 42000 | 32800 | 78.1% | 2 | 0 | 11.7 |  |  |  | No | R-454B | 3.625 | Residential & Commercial | Ducted CEE Tier 1
212622804 | Central HP <5.4 tons | COLEMAN | HRCU-A-CB (Split System: Heat Pump with Remote Outdoor Unit-Air-Source) | HMH72B341 | ASPEN |  | D(A,C,E)36D24+TDR | TM8E080C16MP11 | 31800 | 18 | 8.3 | 33800 | 28600 | 84.62% | 2.71 | 0 | 10 |  |  |  | No | R-410A | 2.65 | Residential & Commercial | Ducted CEE Tier 1
212622805 | Central HP <5.4 tons | COLEMAN | HRCU-A-CB (Split System: Heat Pump with Remote Outdoor Unit-Air-Source) | HMH72B341 | ASPEN |  | D(A,C,E)42A44+TDR | TM8E080C16MP11 | 33000 | 18 | 8.3 | 33800 | 28600 | 84.62% | 2.71 | 0 | 10 |  |  |  | No | R-410A | 2.75 | Residential & Commercial | Ducted CEE Tier 1
215447628 | Central HP <5.4 tons | ECOER | HRCU-A-CB (Split System: Heat Pump with Remote Outdoor Unit-Air-Source) | EODA19H-2436AA* |  |  | GNC2430APT | FG7TC-060D-V24B* | 23800 | 18.5 | 9 | 24000 | 19200 | 80% | 2 | 0 | 12 |  |  |  | No | R-410A | 1.9833 | Residential & Commercial | Ducted CEE Tier 1
215447630 | Central HP <5.4 tons | ECOER | HRCU-A-CB (Split System: Heat Pump with Remote Outdoor Unit-Air-Source) | EODA19H-2436AA* |  |  | GNC3036BPT | FG7TC-060D-V24B* | 33000 | 18 | 9 | 34600 | 24400 | 70.52% | 1.95 | 0 | 11 |  |  |  | No | R-410A | 2.75 | Residential & Commercial | Ducted CEE Tier 1
210596817 | Central HP <5.4 tons | KEEPRITE | HRCU-A-CB (Split System: Heat Pump with Remote Outdoor Unit-Air-Source) | CVH825GKA2* |  |  | EA*4X48L21A*+WALLCON | *80CTL0451712A* | 24000 | 16.5 | 8.1 | 21000 | 16700 | 79.52% | 2 | 0 | 11 |  |  |  | No | R-410A | 2 | Residential & Commercial | Ducted CEE Tier 1
210596835 | Central HP <5.4 tons | KEEPRITE | HRCU-A-CB (Split System: Heat Pump with Remote Outdoor Unit-Air-Source) | CVH825GKA2* |  |  | EA*4X48L21A*+WALLCON | *96CTN0601714A* | 24000 | 16.5 | 8.1 | 21000 | 16600 | 79.05% | 2 | 0 | 11 |  |  |  | No | R-410A | 2 | Residential & Commercial | Ducted CEE Tier 1
210596970 | Central HP <5.4 tons | KEEPRITE | HRCU-A-CB (Split System: Heat Pump with Remote Outdoor Unit-Air-Source) | CVH825GKA2* |  |  | EHD4X48AAL+WALLCON | *95CSU0802120A* | 24200 | 16.5 | 8.1 | 21200 | 16600 | 78.3% | 2.02 | 0 | 11 |  |  |  | No | R-410A | 2.0167 | Residential & Commercial | Ducted CEE Tier 1
210597000 | Central HP <5.4 tons | KEEPRITE | HRCU-A-CB (Split System: Heat Pump with Remote Outdoor Unit-Air-Source) | CVH825GKA2* |  |  | EHD4X48AAL+WALLCON | *97CMN1202422A* | 24200 | 16 | 8.1 | 21200 | 16600 | 78.3% | 2.02 | 0 | 10.5 |  |  |  | No | R-410A | 2.0167 | Residential & Commercial | Ducted CEE Tier 1
210597018 | Central HP <5.4 tons | KEEPRITE | HRCU-A-CB (Split System: Heat Pump with Remote Outdoor Unit-Air-Source) | CVH825GKA2* |  |  | EN(A,D)4X48L24**+WALLCON | *96CTN1202422A* | 24200 | 17 | 8.1 | 21200 | 16600 | 78.3% | 2.02 | 0 | 11.5 |  |  |  | No | R-410A | 2.0167 | Residential & Commercial | Ducted CEE Tier 1
210597087 | Central HP <5.4 tons | KEEPRITE | HRCU-A-CB (Split System: Heat Pump with Remote Outdoor Unit-Air-Source) | CVH825GKA2* |  |  | EN(A,D,W)4X48L21**+WALLCON | *80CTL0451712A* | 24000 | 16.5 | 8.1 | 21400 | 16700 | 78.04% | 2 | 0 | 11 |  |  |  | No | R-410A | 2 | Residential & Commercial | Ducted CEE Tier 1
214242892 | Central HP <5.4 tons | KEEPRITE | HRCU-A-CB (Split System: Heat Pump with Remote Outdoor Unit-Air-Source) | CVH825GKA2* |  |  | END4X42L17**+WALLCON | *80CTL0901716B* | 24000 | 17 | 8.1 | 21400 | 16600 | 77.57% | 1.98 | 0 | 11.5 |  |  |  | No | R-410A | 2 | Residential & Commercial | Ducted CEE Tier 1
206771904 | Central HP <5.4 tons | ARCOAIRE | HRCU-A-CB (Split System: Heat Pump with Remote Outdoor Unit-Air-Source) | HVH837GKA2* |  |  | EA*4X48L24A*+WALLCON | *80CTL1352422A* | 32400 | 17.5 | 8.5 | 32400 | 24800 | 76.54% | 2 | 12 | 11.7 |  |  |  | No | R-410A | 2.7 | Residential & Commercial | Ducted CEE Tier 1
212970941 | Central HP <5.4 tons | GRANDAIRE | HRCU-A-CB (Split System: Heat Pump with Remote Outdoor Unit-Air-Source) | WDLCURAH18ABK |  |  | WLNC244BA* | WFET045A036A* | 17700 | 16.5 | 8.5 | 18700 | 18600 | 99.47% | 2.24 | 0 | 11 |  |  |  | No | R-410A | 1.475 | Residential & Commercial | Ducted CEE Tier 1
210597385 | Central HP <5.4 tons | KEEPRITE | HRCU-A-CB (Split System: Heat Pump with Remote Outdoor Unit-Air-Source) | CVH837GKA** |  |  | EA*4X60L24A*+WALLCON | *95CSU1002122A* | 32800 | 18 | 8.5 | 31800 | 24800 | 77.99% | 2 | 0 | 11.5 |  |  |  | No | R-410A | 2.7333 | Residential & Commercial | Ducted CEE Tier 1
210597472 | Central HP <5.4 tons | KEEPRITE | HRCU-A-CB (Split System: Heat Pump with Remote Outdoor Unit-Air-Source) | CVH837GKA** |  |  | EA*4X61L24A*+WALLCON | *96CTN1202422A* | 33200 | 18 | 8.5 | 32000 | 24800 | 77.5% | 2 | 0 | 12 |  |  |  | No | R-410A | 2.7667 | Residential & Commercial | Ducted CEE Tier 1
210597553 | Central HP <5.4 tons | KEEPRITE | HRCU-A-CB (Split System: Heat Pump with Remote Outdoor Unit-Air-Source) | CVH837GKA** |  |  | EHD4X60AAL+WALLCON | *97CMN1002122A* | 33000 | 17 | 8.1 | 32200 | 24800 | 77.02% | 2.02 | 0 | 11.5 |  |  |  | No | R-410A | 2.75 | Residential & Commercial | Ducted CEE Tier 1
214240070 | Central HP <5.4 tons | KEEPRITE | HRCU-A-CB (Split System: Heat Pump with Remote Outdoor Unit-Air-Source) | CVH837GKA** |  |  | EN(A,D,W)4X60L24**+WALLCON | *97CMN1002122B* | 32800 | 17.5 | 8.1 | 32200 | 24600 | 76.4% | 1.96 | 0 | 12 |  |  |  | No | R-410A | 2.7333 | Residential & Commercial | Ducted CEE Tier 1
214239550 | Central HP <5.4 tons | KEEPRITE | HRCU-A-CB (Split System: Heat Pump with Remote Outdoor Unit-Air-Source) | CVH837GKA** |  |  | EN(A,D)4X36L21**+WALLCON | *80CTL0902120B* | 31400 | 16.5 | 8.1 | 33000 | 24000 | 72.73% | 1.82 | 0 | 11 |  |  |  | No | R-410A | 2.6167 | Residential & Commercial | Ducted CEE Tier 1
212622459 | Central HP <5.4 tons | COLEMAN | HRCU-A-CB (Split System: Heat Pump with Remote Outdoor Unit-Air-Source) | HMH72B341 | ASPEN |  | D(A,C,E)36C34+TDR | TM9E100C16MP12 | 32600 | 18 | 8.5 | 33600 | 27200 | 80.95% | 2.66 | 0 | 10 |  |  |  | No | R-410A | 2.7167 | Residential & Commercial | Ducted CEE Tier 1
212623054 | Central HP <5.4 tons | COLEMAN | HRCU-A-CB (Split System: Heat Pump with Remote Outdoor Unit-Air-Source) | HMH72B341 | ASPEN |  | D(A,C,E)36C34+TDR | TM9E080B12MP12 | 32600 | 17.5 | 8.5 | 33800 | 27400 | 81.07% | 2.65 | 0 | 10 |  |  |  | No | R-410A | 2.7167 | Residential & Commercial | Ducted CEE Tier 1
212623086 | Central HP <5.4 tons | COLEMAN | HRCU-A-CB (Split System: Heat Pump with Remote Outdoor Unit-Air-Source) | HMH72B341 | ASPEN |  | C(A,C,D,E)36B34+TDR | TL9E100C20UH11 | 33400 | 17 | 8.2 | 33800 | 28800 | 85.21% | 2.73 | 0 | 10 |  |  |  | No | R-410A | 2.7833 | Residential & Commercial | Ducted CEE Tier 1
212623088 | Central HP <5.4 tons | COLEMAN | HRCU-A-CB (Split System: Heat Pump with Remote Outdoor Unit-Air-Source) | HMH72B341 | ASPEN |  | D(A,C,E)36B34+TDR | TL9E100C20UH11 | 33400 | 17 | 8.2 | 33800 | 28800 | 85.21% | 2.73 | 0 | 10 |  |  |  | No | R-410A | 2.7833 | Residential & Commercial | Ducted CEE Tier 1
215726475 | Central HP <5.4 tons | YORK | HRCU-A-CB (Split System: Heat Pump with Remote Outdoor Unit-Air-Source) | HH860E2S11 | ADP |  | H,YG86*60+TXV | TM8V080C16MP12 | 43500 | 18 | 8.5 | 42000 | 32800 | 78.1% | 2 | 0 | 11.7 |  |  |  | No | R-454B | 3.625 | Residential & Commercial | Ducted CEE Tier 1
215726476 | Central HP <5.4 tons | YORK | HRCU-A-CB (Split System: Heat Pump with Remote Outdoor Unit-Air-Source) | HH860E2S11 | ADP |  | H,YG88*60+TXV-BLEED | TM8V080C16MP12 | 43500 | 18 | 8.5 | 42000 | 32800 | 78.1% | 2 | 0 | 11.7 |  |  |  | No | R-454B | 3.625 | Residential & Commercial | Ducted CEE Tier 1
215726477 | Central HP <5.4 tons | YORK | HRCU-A-CB (Split System: Heat Pump with Remote Outdoor Unit-Air-Source) | HH860E2S11 | ADP |  | H,YG88*60+TXV | TM8V080C16MP12 | 43500 | 18 | 8.5 | 42000 | 32800 | 78.1% | 2 | 0 | 11.7 |  |  |  | No | R-454B | 3.625 | Residential & Commercial | Ducted CEE Tier 1
215726491 | Central HP <5.4 tons | YORK | HRCU-A-CB (Split System: Heat Pump with Remote Outdoor Unit-Air-Source) | HH860E2S11 | ADP |  | H,YG50*60+TXV | TM8V100C16MP12 | 43500 | 18 | 8.5 | 42000 | 32800 | 78.1% | 2 | 0 | 11.7 |  |  |  | No | R-454B | 3.625 | Residential & Commercial | Ducted CEE Tier 1
215726492 | Central HP <5.4 tons | YORK | HRCU-A-CB (Split System: Heat Pump with Remote Outdoor Unit-Air-Source) | HH860E2S11 | ADP |  | H,YG52*60+TXV-BLEED | TM8V100C16MP12 | 43500 | 18 | 8.5 | 42000 | 32800 | 78.1% | 2 | 0 | 11.7 |  |  |  | No | R-454B | 3.625 | Residential & Commercial | Ducted CEE Tier 1
215726508 | Central HP <5.4 tons | YORK | HRCU-A-CB (Split System: Heat Pump with Remote Outdoor Unit-Air-Source) | HH860E2S11 | ADP |  | H,YG50*60+TXV | TM8V100C20MP12 | 53000 | 19 | 8.5 | 52000 | 38500 | 74.04% | 2 | 0 | 11 |  |  |  | No | R-454B | 4.4167 | Residential & Commercial | Ducted CEE Tier 1
215726559 | Central HP <5.4 tons | YORK | HRCU-A-CB (Split System: Heat Pump with Remote Outdoor Unit-Air-Source) | HH860E2S11 | ADP |  | H,YG52*60+TXV | TM9Y080C16MP11 | 44000 | 17 | 8.5 | 42500 | 33400 | 78.59% | 2 | 0 | 11 |  |  |  | No | R-454B | 3.6667 | Residential & Commercial | Ducted CEE Tier 1
215726560 | Central HP <5.4 tons | YORK | HRCU-A-CB (Split System: Heat Pump with Remote Outdoor Unit-Air-Source) | HH860E2S11 | ADP |  | H,YG84*48+TXV-BLEED | TM9Y080C16MP11 | 44000 | 17 | 8.5 | 42500 | 33400 | 78.59% | 2 | 0 | 11 |  |  |  | No | R-454B | 3.6667 | Residential & Commercial | Ducted CEE Tier 1
214239250 | Central HP <5.4 tons | KEEPRITE | HRCU-A-CB (Split System: Heat Pump with Remote Outdoor Unit-Air-Source) | CVH837GKA2* |  |  | EN(A,D,W)4X48L21**+WALLCON | *97CMN1002122B* | 32400 | 17 | 8.1 | 32600 | 24600 | 75.46% | 1.96 | 0 | 11.7 |  |  |  | No | R-410A | 2.7 | Residential & Commercial | Ducted CEE Tier 1
212622800 | Central HP <5.4 tons | COLEMAN | HRCU-A-CB (Split System: Heat Pump with Remote Outdoor Unit-Air-Source) | HMH72B341 | ASPEN |  | D(A,C,E)42B34+TDR | TM9Y100C16MP11 | 32800 | 18 | 8.3 | 33800 | 28600 | 84.62% | 2.68 | 0 | 10 |  |  |  | No | R-410A | 2.7333 | Residential & Commercial | Ducted CEE Tier 1
212623052 | Central HP <5.4 tons | COLEMAN | HRCU-A-CB (Split System: Heat Pump with Remote Outdoor Unit-Air-Source) | HMH72B341 | ASPEN |  | D(A,C,E)36B44+TDR | TM9E080B12MP12 | 33000 | 17.5 | 8.5 | 33800 | 27400 | 81.07% | 2.65 | 0 | 10 |  |  |  | No | R-410A | 2.75 | Residential & Commercial | Ducted CEE Tier 1
212623922 | Central HP <5.4 tons | COLEMAN | HRCU-A-CB (Split System: Heat Pump with Remote Outdoor Unit-Air-Source) | HMH72B341 | ASPEN |  | D(A,C,E)36D34+TDR | TM9Y100C16MP11 | 32800 | 18 | 8.4 | 34000 | 28400 | 83.53% | 2.72 | 0 | 10 |  |  |  | No | R-410A | 2.7333 | Residential & Commercial | Ducted CEE Tier 1
212623059 | Central HP <5.4 tons | COLEMAN | HRCU-A-CB (Split System: Heat Pump with Remote Outdoor Unit-Air-Source) | HMH72B341 | ASPEN |  | D(A,C,E)36D34+TDR | TM9E080B12MP12 | 33000 | 17.5 | 8.5 | 33800 | 27400 | 81.07% | 2.65 | 0 | 10 |  |  |  | No | R-410A | 2.75 | Residential & Commercial | Ducted CEE Tier 1
212623075 | Central HP <5.4 tons | COLEMAN | HRCU-A-CB (Split System: Heat Pump with Remote Outdoor Unit-Air-Source) | HMH72B341 | ASPEN |  | D(A,C,E)48C34+TDR | TM9E080B12MP12 | 33200 | 17.5 | 8.5 | 33800 | 27400 | 81.07% | 2.65 | 0 | 10 |  |  |  | No | R-410A | 2.7667 | Residential & Commercial | Ducted CEE Tier 1
212623077 | Central HP <5.4 tons | COLEMAN | HRCU-A-CB (Split System: Heat Pump with Remote Outdoor Unit-Air-Source) | HMH72B341 | ASPEN |  | D(A,C,E)48D34+TDR | TM9E080B12MP12 | 33600 | 17.5 | 8.5 | 33800 | 27400 | 81.07% | 2.65 | 0 | 10 |  |  |  | No | R-410A | 2.8 | Residential & Commercial | Ducted CEE Tier 1
212623093 | Central HP <5.4 tons | COLEMAN | HRCU-A-CB (Split System: Heat Pump with Remote Outdoor Unit-Air-Source) | HMH72B341 | ASPEN |  | D(A,C,E)42B34+TDR | TM8E120C16MP11 | 33200 | 18 | 8.3 | 33800 | 28800 | 85.21% | 2.73 | 0 | 10 |  |  |  | No | R-410A | 2.7667 | Residential & Commercial | Ducted CEE Tier 1
212623120 | Central HP <5.4 tons | COLEMAN | HRCU-A-CB (Split System: Heat Pump with Remote Outdoor Unit-Air-Source) | HMH72B341 | ASPEN |  | D(A,C,E)36B44+TDR | TM8E060A12MP11 | 33000 | 18 | 8.1 | 33800 | 27400 | 81.07% | 2.44 | 0 | 10 |  |  |  | No | R-410A | 2.75 | Residential & Commercial | Ducted CEE Tier 1
212622849 | Central HP <5.4 tons | COLEMAN | HRCU-A-CB (Split System: Heat Pump with Remote Outdoor Unit-Air-Source) | HMH72B341 | ASPEN |  | D(A,C,E)42D24+TDR | TM9Y100C16MP11 | 32000 | 18 | 8.4 | 33800 | 28600 | 84.62% | 2.7 | 0 | 10 |  |  |  | No | R-410A | 2.6667 | Residential & Commercial | Ducted CEE Tier 1
212623090 | Central HP <5.4 tons | COLEMAN | HRCU-A-CB (Split System: Heat Pump with Remote Outdoor Unit-Air-Source) | HMH72B341 | ASPEN |  | C(A,C,D,E)36C34+TDR | TM8E120C16MP11 | 33200 | 18 | 8.3 | 33800 | 28800 | 85.21% | 2.73 | 0 | 10 |  |  |  | No | R-410A | 2.7667 | Residential & Commercial | Ducted CEE Tier 1
212623149 | Central HP <5.4 tons | COLEMAN | HRCU-A-CB (Split System: Heat Pump with Remote Outdoor Unit-Air-Source) | HMH72B341 | ASPEN |  | D(A,C,E)36B44+TDR | TM8E100B12MP11 | 33000 | 18 | 8.5 | 33800 | 27400 | 81.07% | 2.64 | 0 | 10 |  |  |  | No | R-410A | 2.75 | Residential & Commercial | Ducted CEE Tier 1
212623185 | Central HP <5.4 tons | COLEMAN | HRCU-A-CB (Split System: Heat Pump with Remote Outdoor Unit-Air-Source) | HMH72B341 | ASPEN |  | D(A,C,E)42C34+TDR | TMLE060A12MP11 | 33000 | 18 | 8.1 | 33800 | 27400 | 81.07% | 2.44 | 0 | 10 |  |  |  | No | R-410A | 2.75 | Residential & Commercial | Ducted CEE Tier 1
212623192 | Central HP <5.4 tons | COLEMAN | HRCU-A-CB (Split System: Heat Pump with Remote Outdoor Unit-Air-Source) | HMH72B341 | ASPEN |  | D(A,C,E)48D34+TDR | TMLE060A12MP11 | 33600 | 18 | 8.1 | 33800 | 27400 | 81.07% | 2.44 | 0 | 10 |  |  |  | No | R-410A | 2.8 | Residential & Commercial | Ducted CEE Tier 1
212623210 | Central HP <5.4 tons | COLEMAN | HRCU-A-CB (Split System: Heat Pump with Remote Outdoor Unit-Air-Source) | HMH72B341 | ASPEN |  | D(A,C,E)36D34+TDR | TMLE100B12MP11 | 33000 | 18 | 8.1 | 33800 | 27400 | 81.07% | 2.44 | 0 | 10 |  |  |  | No | R-410A | 2.75 | Residential & Commercial | Ducted CEE Tier 1
212623217 | Central HP <5.4 tons | COLEMAN | HRCU-A-CB (Split System: Heat Pump with Remote Outdoor Unit-Air-Source) | HMH72B341 | ASPEN |  | D(A,C,E)48B34+TDR | TMLE100B12MP11 | 32800 | 18 | 8.1 | 33800 | 27400 | 81.07% | 2.44 | 0 | 10 |  |  |  | No | R-410A | 2.7333 | Residential & Commercial | Ducted CEE Tier 1
212623159 | Central HP <5.4 tons | COLEMAN | HRCU-A-CB (Split System: Heat Pump with Remote Outdoor Unit-Air-Source) | HMH72B341 | ASPEN |  | D(A,C,E)48B34+TDR | TM8E100B12MP11 | 32800 | 18 | 8.5 | 33800 | 27400 | 81.07% | 2.64 | 0 | 10 |  |  |  | No | R-410A | 2.7333 | Residential & Commercial | Ducted CEE Tier 1
212623207 | Central HP <5.4 tons | COLEMAN | HRCU-A-CB (Split System: Heat Pump with Remote Outdoor Unit-Air-Source) | HMH72B341 | ASPEN |  | D(A,C,E)36B44+TDR | TMLE100B12MP11 | 33000 | 18 | 8.1 | 33800 | 27400 | 81.07% | 2.44 | 0 | 10 |  |  |  | No | R-410A | 2.75 | Residential & Commercial | Ducted CEE Tier 1
212623211 | Central HP <5.4 tons | COLEMAN | HRCU-A-CB (Split System: Heat Pump with Remote Outdoor Unit-Air-Source) | HMH72B341 | ASPEN |  | D(A,C,E)42A44+TDR | TMLE100B12MP11 | 32600 | 18 | 8.1 | 33800 | 27400 | 81.07% | 2.44 | 0 | 10 |  |  |  | No | R-410A | 2.7167 | Residential & Commercial | Ducted CEE Tier 1
212623327 | Central HP <5.4 tons | COLEMAN | HRCU-A-CB (Split System: Heat Pump with Remote Outdoor Unit-Air-Source) | HMH72B341 | ASPEN |  | D(A,C,E)48C34+TDR | CP9C080C16MP13 | 33200 | 17.5 | 8.1 | 33800 | 27400 | 81.07% | 2.45 | 0 | 10 |  |  |  | No | R-410A | 2.7667 | Residential & Commercial | Ducted CEE Tier 1
212623352 | Central HP <5.4 tons | COLEMAN | HRCU-A-CB (Split System: Heat Pump with Remote Outdoor Unit-Air-Source) | HMH72B341 | ASPEN |  | D(A,C,E)36C34+TDR | TM9V080C16MP12 | 32600 | 17.5 | 8.5 | 33800 | 27400 | 81.07% | 2.66 | 0 | 10 |  |  |  | No | R-410A | 2.7167 | Residential & Commercial | Ducted CEE Tier 1
212623308 | Central HP <5.4 tons | COLEMAN | HRCU-A-CB (Split System: Heat Pump with Remote Outdoor Unit-Air-Source) | HMH72B341 | ASPEN |  | D(A,C,E)36B44+TDR | CP9C080C16MP13 | 33000 | 17.5 | 8.1 | 33800 | 27400 | 81.07% | 2.45 | 0 | 10 |  |  |  | No | R-410A | 2.75 | Residential & Commercial | Ducted CEE Tier 1
212623358 | Central HP <5.4 tons | COLEMAN | HRCU-A-CB (Split System: Heat Pump with Remote Outdoor Unit-Air-Source) | HMH72B341 | ASPEN |  | D(A,C,E)42C34+TDR | TM9V080C16MP12 | 32800 | 17.5 | 8.5 | 33800 | 27400 | 81.07% | 2.66 | 0 | 10 |  |  |  | No | R-410A | 2.7333 | Residential & Commercial | Ducted CEE Tier 1
212623385 | Central HP <5.4 tons | COLEMAN | HRCU-A-CB (Split System: Heat Pump with Remote Outdoor Unit-Air-Source) | HMH72B341 | ASPEN |  | D(A,C,E)36D34+TDR | TP9C080C16MP13 | 32800 | 17.5 | 8.1 | 33800 | 27400 | 81.07% | 2.45 | 0 | 10 |  |  |  | No | R-410A | 2.7333 | Residential & Commercial | Ducted CEE Tier 1
212623392 | Central HP <5.4 tons | COLEMAN | HRCU-A-CB (Split System: Heat Pump with Remote Outdoor Unit-Air-Source) | HMH72B341 | ASPEN |  | D(A,C,E)48B34+TDR | TP9C080C16MP13 | 32800 | 17.5 | 8.1 | 33800 | 27400 | 81.07% | 2.45 | 0 | 10 |  |  |  | No | R-410A | 2.7333 | Residential & Commercial | Ducted CEE Tier 1
212623394 | Central HP <5.4 tons | COLEMAN | HRCU-A-CB (Split System: Heat Pump with Remote Outdoor Unit-Air-Source) | HMH72B341 | ASPEN |  | D(A,C,E)48C34+TDR | TP9C080C16MP13 | 33200 | 17.5 | 8.1 | 33800 | 27400 | 81.07% | 2.45 | 0 | 10 |  |  |  | No | R-410A | 2.7667 | Residential & Commercial | Ducted CEE Tier 1
215726410 | Central HP <5.4 tons | YORK | HRCU-A-CB (Split System: Heat Pump with Remote Outdoor Unit-Air-Source) | HH836E2S11 | ADP |  | H,YG37*36+TXV | Y81E100B12SMPS1 | 33000 | 18 | 8.5 | 28800 | 24400 | 84.72% | 2 | 0 | 11.7 |  |  |  | No | R-454B | 2.75 | Residential & Commercial | Ducted CEE Tier 1
215726425 | Central HP <5.4 tons | YORK | HRCU-A-CB (Split System: Heat Pump with Remote Outdoor Unit-Air-Source) | HH836E2S11 | ADP |  | H,YG37*36+TXV-BLEED | Y81E100C20SMPS1 | 33800 | 19 | 8.5 | 30000 | 25000 | 83.33% | 2 | 0 | 11 |  |  |  | No | R-454B | 2.8167 | Residential & Commercial | Ducted CEE Tier 1
215726426 | Central HP <5.4 tons | YORK | HRCU-A-CB (Split System: Heat Pump with Remote Outdoor Unit-Air-Source) | HH836E2S11 | ADP |  | H,YG37*36+TXV | Y81E100C20SMPS1 | 33800 | 19 | 8.5 | 30000 | 25000 | 83.33% | 2 | 0 | 11 |  |  |  | No | R-454B | 2.8167 | Residential & Commercial | Ducted CEE Tier 1
215726442 | Central HP <5.4 tons | YORK | HRCU-A-CB (Split System: Heat Pump with Remote Outdoor Unit-Air-Source) | HH836E2S11 | ADP |  | H,YG37*36+TXV | Y81E120C20SMPS1 | 33600 | 19 | 8.5 | 30000 | 25000 | 83.33% | 2 | 0 | 11 |  |  |  | No | R-454B | 2.8 | Residential & Commercial | Ducted CEE Tier 1
211263372 | Central HP <5.4 tons | ARCOAIRE | HRCU-A-CB (Split System: Heat Pump with Remote Outdoor Unit-Air-Source) | DLCURAH18ABK |  |  | EN(A,D)4X24L17** | *92ESN0601412A* | 18100 | 16 | 8.5 | 19000 | 18600 | 97.89% | 2.24 | 0 | 11 |  |  |  | No | R-410A | 1.5083 | Residential & Commercial | Ducted CEE Tier 1
211263297 | Central HP <5.4 tons | ARCOAIRE | HRCU-A-CB (Split System: Heat Pump with Remote Outdoor Unit-Air-Source) | DLCURAH18ABK |  |  | EN(A,D)4X24L17** | *80ES(N,L)0451412A* | 18000 | 16 | 8.5 | 18900 | 18700 | 98.94% | 2.26 | 0 | 11 |  |  |  | No | R-410A | 1.5 | Residential & Commercial | Ducted CEE Tier 1
216032229 | Central HP <5.4 tons | 1HVAC | HRCU-A-CB (Split System: Heat Pump with Remote Outdoor Unit-Air-Source) | ACIQ-30-HPD |  |  | ACIQ-30-AHD |  | 30000 | 16.8 | 10 | 34000 | 32600 | 95.88% | 1.96 | 0 | 11.7 |  |  |  | No | R-454B | 2.5 | Residential & Commercial | Ducted CEE Tier 1
206765720 | Central HP <5.4 tons | ARCOAIRE | HRCU-A-CB (Split System: Heat Pump with Remote Outdoor Unit-Air-Source) | HVH825GKA3* |  |  | EA*4X36L21A*+WALLCON | *80CTL0451712A* | 23400 | 16 | 8.1 | 21600 | 16800 | 77.78% | 1.92 | 11 | 10.5 |  |  |  | No | R-410A | 1.95 | Residential & Commercial | Ducted CEE Tier 1
211264948 | Central HP <5.4 tons | ARCOAIRE | HRCU-A-CB (Split System: Heat Pump with Remote Outdoor Unit-Air-Source) | DLCURAH18ABK |  |  | FMA4X24**AL* |  | 17400 | 16 | 8.5 | 18500 | 20000 | 108.1% | 2.44 | 0 | 10.5 |  |  |  | No | R-410A | 1.45 | Residential & Commercial | Ducted CEE Tier 1
212544188 | Central HP <5.4 tons | DAY & NIGHT | HRCU-A-CB (Split System: Heat Pump with Remote Outdoor Unit-Air-Source) | DLCURAH18ABK | ADP |  | FG80936 | *96VTN0401712A* | 17900 | 15.2 | 8.5 | 16900 | 18100 | 107.1% | 2.22 | 0 | 10.5 |  |  |  | No | R-410A | 1.4917 | Residential & Commercial | Ducted CEE Tier 1
214061914 | Central HP <5.4 tons | FRIEDRICH | HRCU-A-C (Split System: Heat Pump with Remote Outdoor Unit with No Indoor Fan --Air Source) | WFPU18Z483C |  |  | DC61A44-245R |  | 42000 | 15.55 | 8.55 | 42000 | 34600 | 82.38% | 1.94 | 0 | 11.4 |  |  |  | No | R-410A | 3.5 | Residential & Commercial | Ducted CEE Tier 1
213274537 | Central HP <5.4 tons | COLEMAN | HRCU-A-CB (Split System: Heat Pump with Remote Outdoor Unit-Air-Source) | THF2B48T21 | ASPEN |  | D(A,C,E)60A44+TDR | TM8Y080C16MP11 | 43000 | 16 | 8.2 | 44500 | 31600 | 71.01% | 3.11 | 0 | 11.5 |  |  |  | No | R-410A | 3.5833 | Residential & Commercial | Ducted CEE Tier 1
213274551 | Central HP <5.4 tons | COLEMAN | HRCU-A-CB (Split System: Heat Pump with Remote Outdoor Unit-Air-Source) | THF2B48T21 | ASPEN |  | D(A,C,E)60A44+TDR | TM9V100C20MP12 | 43000 | 16 | 8.2 | 44000 | 31400 | 71.36% | 3.14 | 0 | 11.5 |  |  |  | No | R-410A | 3.5833 | Residential & Commercial | Ducted CEE Tier 1
213612243 | Central HP <5.4 tons | CHAMPION HEATING AND COOLING | HRCU-A-CB (Split System: Heat Pump with Remote Outdoor Unit-Air-Source) | THF2B48T21 | ASPEN |  | L(E,G)M60A4 |  | 45000 | 15.5 | 8.1 | 45500 | 37800 | 83.08% | 3.7 | 0 | 11.8 |  |  |  | No | R-410A | 3.75 | Residential & Commercial | Ducted CEE Tier 1
211708468 | Central HP <5.4 tons | COLEMAN | HRCU-A-CB (Split System: Heat Pump with Remote Outdoor Unit-Air-Source) | THF2B48T21 | ASPEN |  | D(A,C,E)48D34+TDR | TM9E080C20MP12 | 46000 | 16 | 8.2 | 44500 | 31600 | 71.01% | 3.08 | 0 | 11.9 |  |  |  | No | R-410A | 3.8333 | Residential & Commercial | Ducted CEE Tier 1
211708504 | Central HP <5.4 tons | COLEMAN | HRCU-A-CB (Split System: Heat Pump with Remote Outdoor Unit-Air-Source) | THF2B48T21 | ASPEN |  | D(A,C,E)48D34+TDR | TMLE100C16MP11 | 45000 | 16 | 8.2 | 44000 | 31200 | 70.91% | 3.13 | 0 | 11.9 |  |  |  | No | R-410A | 3.75 | Residential & Commercial | Ducted CEE Tier 1
214239850 | Central HP <5.4 tons | KEEPRITE | HRCU-A-CB (Split System: Heat Pump with Remote Outdoor Unit-Air-Source) | CVH837GKA** |  |  | EN(A,D,W)4X48L21**+WALLCON | *80CTL0451712B* | 32200 | 16.5 | 8.1 | 33200 | 25000 | 75.3% | 1.9 | 0 | 11 |  |  |  | No | R-410A | 2.6833 | Residential & Commercial | Ducted CEE Tier 1
214239970 | Central HP <5.4 tons | KEEPRITE | HRCU-A-CB (Split System: Heat Pump with Remote Outdoor Unit-Air-Source) | CVH837GKA** |  |  | EN(A,D)4X48L24**+WALLCON | *80CTL0902120B* | 32400 | 17 | 8.1 | 32600 | 24600 | 75.46% | 1.96 | 0 | 11.7 |  |  |  | No | R-410A | 2.7 | Residential & Commercial | Ducted CEE Tier 1
206773165 | Central HP <5.4 tons | ARCOAIRE | HRCU-A-CB (Split System: Heat Pump with Remote Outdoor Unit-Air-Source) | HVH837GKA2* |  |  | EA*4X48L21A*+WALLCON | *80CSU1002120A* | 32200 | 17 | 8.1 | 32600 | 25000 | 76.69% | 1.96 | 11.5 | 11 |  |  |  | No | R-410A | 2.6833 | Residential & Commercial | Ducted CEE Tier 1
206771391 | Central HP <5.4 tons | ARCOAIRE | HRCU-A-CB (Split System: Heat Pump with Remote Outdoor Unit-Air-Source) | HVH837GKA2* |  |  | EA*4X42L21A*+WALLCON | *80CTL0701716A* | 31800 | 17 | 8.1 | 33200 | 24600 | 74.1% | 1.88 | 11 | 11 |  |  |  | No | R-410A | 2.65 | Residential & Commercial | Ducted CEE Tier 1
206771427 | Central HP <5.4 tons | ARCOAIRE | HRCU-A-CB (Split System: Heat Pump with Remote Outdoor Unit-Air-Source) | HVH837GKA2* |  |  | EA*4X42L21A*+WALLCON | *96CTN0801714A* | 31600 | 17 | 8.1 | 33400 | 24800 | 74.25% | 1.86 | 11.5 | 11 |  |  |  | No | R-410A | 2.6333 | Residential & Commercial | Ducted CEE Tier 1
206771445 | Central HP <5.4 tons | ARCOAIRE | HRCU-A-CB (Split System: Heat Pump with Remote Outdoor Unit-Air-Source) | HVH837GKA2* |  |  | EA*4X42L21A*+WALLCON | *97CMN0801714A* | 31600 | 17 | 8.1 | 33400 | 24800 | 74.25% | 1.86 | 11.5 | 11 |  |  |  | No | R-410A | 2.6333 | Residential & Commercial | Ducted CEE Tier 1
206771526 | Central HP <5.4 tons | ARCOAIRE | HRCU-A-CB (Split System: Heat Pump with Remote Outdoor Unit-Air-Source) | HVH837GKA2* |  |  | EA*4X42L24A*+WALLCON | *80CTL0902120A* | 31800 | 17.5 | 8.1 | 33200 | 24400 | 73.49% | 1.9 | 11 | 11.5 |  |  |  | No | R-410A | 2.65 | Residential & Commercial | Ducted CEE Tier 1
205751196 | Central HP <5.4 tons | ARCOAIRE | HRCU-A-CB (Split System: Heat Pump with Remote Outdoor Unit-Air-Source) | HVH837GKA** |  |  | EA*4X43L21A*+WALLCON | *97CMN1002122A* | 33000 | 17.5 | 8.5 | 33000 | 25200 | 76.36% | 2 | 12 | 11.7 |  |  |  | No | R-410A | 2.75 | Residential & Commercial | Ducted CEE Tier 1
215289577 | Central HP <5.4 tons | AIRQUEST | HRCU-A-CB (Split System: Heat Pump with Remote Outdoor Unit-Air-Source) | DLCURAH18ABK | ADP |  | H,GE33936 | *92MSN0401712A* | 17100 | 15.2 | 8.5 | 16700 | 19000 | 113.8% | 2.32 | 0 | 10 |  |  |  | No | R-410A | 1.425 | Residential & Commercial | Ducted CEE Tier 1
215289612 | Central HP <5.4 tons | AIRQUEST | HRCU-A-CB (Split System: Heat Pump with Remote Outdoor Unit-Air-Source) | DLCURAH18ABK | ADP |  | HE31930 | *92MSN0601412A* | 17100 | 16 | 8.5 | 16900 | 19000 | 112.4% | 2.34 | 0 | 10 |  |  |  | No | R-410A | 1.425 | Residential & Commercial | Ducted CEE Tier 1
215289644 | Central HP <5.4 tons | AIRQUEST | HRCU-A-CB (Split System: Heat Pump with Remote Outdoor Unit-Air-Source) | DLCURAH18ABK | ADP |  | H,GE9J936 | *92MSN0601412A* | 17500 | 16 | 8.5 | 16900 | 18800 | 111.2% | 2.3 | 0 | 11 |  |  |  | No | R-410A | 1.4583 | Residential & Commercial | Ducted CEE Tier 1
215289661 | Central HP <5.4 tons | AIRQUEST | HRCU-A-CB (Split System: Heat Pump with Remote Outdoor Unit-Air-Source) | DLCURAH18ABK | ADP |  | HG32936 | *92MSN0601714A* | 16900 | 16 | 8.1 | 16700 | 18200 | 109% | 2.24 | 0 | 10.5 |  |  |  | No | R-410A | 1.4083 | Residential & Commercial | Ducted CEE Tier 1
215289662 | Central HP <5.4 tons | AIRQUEST | HRCU-A-CB (Split System: Heat Pump with Remote Outdoor Unit-Air-Source) | DLCURAH18ABK | ADP |  | H,GE32930 | *92MSN0601714A* | 16900 | 16 | 8.1 | 16700 | 18200 | 109% | 2.24 | 0 | 10.5 |  |  |  | No | R-410A | 1.4083 | Residential & Commercial | Ducted CEE Tier 1
215289696 | Central HP <5.4 tons | AIRQUEST | HRCU-A-CB (Split System: Heat Pump with Remote Outdoor Unit-Air-Source) | DLCURAH18ABK | ADP |  | H,GG31924 | *92MSN0801716A* | 17100 | 16 | 8.5 | 17100 | 18700 | 109.4% | 2.3 | 0 | 10.5 |  |  |  | No | R-410A | 1.425 | Residential & Commercial | Ducted CEE Tier 1
215289711 | Central HP <5.4 tons | AIRQUEST | HRCU-A-CB (Split System: Heat Pump with Remote Outdoor Unit-Air-Source) | DLCURAH18ABK | ADP |  | HG33936 | *92MSN0801716A* | 17600 | 16 | 8.5 | 17100 | 18700 | 109.4% | 2.3 | 0 | 11 |  |  |  | No | R-410A | 1.4667 | Residential & Commercial | Ducted CEE Tier 1
215289746 | Central HP <5.4 tons | AIRQUEST | HRCU-A-CB (Split System: Heat Pump with Remote Outdoor Unit-Air-Source) | DLCURAH18ABK | ADP |  | HE31924 | *96MSN0261410A* | 16600 | 19 | 8.1 | 16700 | 18800 | 112.6% | 2.3 | 0 | 10 |  |  |  | No | R-410A | 1.3833 | Residential & Commercial | Ducted CEE Tier 1
215289761 | Central HP <5.4 tons | AIRQUEST | HRCU-A-CB (Split System: Heat Pump with Remote Outdoor Unit-Air-Source) | DLCURAH18ABK | ADP |  | H,GE34936 | *96MSN0261410A* | 17300 | 20 | 8.1 | 16700 | 18800 | 112.6% | 2.3 | 0 | 10.5 |  |  |  | No | R-410A | 1.4417 | Residential & Commercial | Ducted CEE Tier 1
215289779 | Central HP <5.4 tons | AIRQUEST | HRCU-A-CB (Split System: Heat Pump with Remote Outdoor Unit-Air-Source) | DLCURAH18ABK | ADP |  | H,GE9J936 | *96MSN0261410A* | 17300 | 20 | 8.1 | 16700 | 18800 | 112.6% | 2.3 | 0 | 10.5 |  |  |  | No | R-410A | 1.4417 | Residential & Commercial | Ducted CEE Tier 1
215289796 | Central HP <5.4 tons | AIRQUEST | HRCU-A-CB (Split System: Heat Pump with Remote Outdoor Unit-Air-Source) | DLCURAH18ABK | ADP |  | HG32936 | *96MSN0401410A* | 17100 | 16 | 8.5 | 16900 | 19100 | 113% | 2.34 | 0 | 10 |  |  |  | No | R-410A | 1.425 | Residential & Commercial | Ducted CEE Tier 1
215289811 | Central HP <5.4 tons | AIRQUEST | HRCU-A-CB (Split System: Heat Pump with Remote Outdoor Unit-Air-Source) | DLCURAH18ABK | ADP |  | H,GG30924 | *96MSN0401410A* | 16600 | 15.2 | 8.5 | 16900 | 19100 | 113% | 2.34 | 0 | 10 |  |  |  | No | R-410A | 1.3833 | Residential & Commercial | Ducted CEE Tier 1
215289814 | Central HP <5.4 tons | AIRQUEST | HRCU-A-CB (Split System: Heat Pump with Remote Outdoor Unit-Air-Source) | DLCURAH18ABK | ADP |  | HG7J924 | *96MSN0401410A* | 17200 | 16 | 8.5 | 16900 | 19100 | 113% | 2.34 | 0 | 10 |  |  |  | No | R-410A | 1.4333 | Residential & Commercial | Ducted CEE Tier 1
215682410 | Central HP <5.4 tons | KEEPRITE | HRCU-A-CB (Split System: Heat Pump with Remote Outdoor Unit-Air-Source) | C5H0V48*K*AAA* |  |  | EVD5X60M24A*+WALLCON | *97CTN0802120A* | 48000 | 19 | 9 | 50000 | 36600 | 73.2% | 2 | 0 | 10 |  |  |  | No | R-454B | 4 | Residential & Commercial | Ducted CEE Tier 1
215682460 | Central HP <5.4 tons | KEEPRITE | HRCU-A-CB (Split System: Heat Pump with Remote Outdoor Unit-Air-Source) | C5H0V48*K*AAA* |  |  | EVD5X61M21A*+WALLCON | *80CSU0601716B* | 48500 | 19 | 9 | 50000 | 36800 | 73.6% | 2.1 | 0 | 10 |  |  |  | No | R-454B | 4.0417 | Residential & Commercial | Ducted CEE Tier 1
215681910 | Central HP <5.4 tons | KEEPRITE | HRCU-A-CB (Split System: Heat Pump with Remote Outdoor Unit-Air-Source) | C5H0V48*K*AAA* |  |  | EVM5X60M21A*+WALLCON | *80CSU0401712B* | 48000 | 18.5 | 9 | 50000 | 36600 | 73.2% | 2 | 0 | 10 |  |  |  | No | R-454B | 4 | Residential & Commercial | Ducted CEE Tier 1
215681990 | Central HP <5.4 tons | KEEPRITE | HRCU-A-CB (Split System: Heat Pump with Remote Outdoor Unit-Air-Source) | C5H0V48*K*AAA* |  |  | EVM5X60M24A*+WALLCON | *80CSU0802120B* | 48000 | 19 | 9 | 50000 | 36200 | 72.4% | 2.12 | 0 | 10 |  |  |  | No | R-454B | 4 | Residential & Commercial | Ducted CEE Tier 1
215682010 | Central HP <5.4 tons | KEEPRITE | HRCU-A-CB (Split System: Heat Pump with Remote Outdoor Unit-Air-Source) | C5H0V48*K*AAA* |  |  | EVM5X60M24A*+WALLCON | *97CTN0802120A* | 48000 | 19 | 9 | 50000 | 36600 | 73.2% | 2 | 0 | 10 |  |  |  | No | R-454B | 4 | Residential & Commercial | Ducted CEE Tier 1
215682040 | Central HP <5.4 tons | KEEPRITE | HRCU-A-CB (Split System: Heat Pump with Remote Outdoor Unit-Air-Source) | C5H0V48*K*AAA* |  |  | EVM5X61M24A*+WALLCON | *96CTN0802120B* | 48500 | 19 | 9.5 | 50000 | 36800 | 73.6% | 2.1 | 0 | 10.5 |  |  |  | No | R-454B | 4.0417 | Residential & Commercial | Ducted CEE Tier 1
215682090 | Central HP <5.4 tons | KEEPRITE | HRCU-A-CB (Split System: Heat Pump with Remote Outdoor Unit-Air-Source) | C5H0V48*K*AAA* |  |  | EVM5X61M24A*+WALLCON | *97CTN1202422A* | 48500 | 19.5 | 9.5 | 50000 | 36600 | 73.2% | 2.12 | 0 | 10.5 |  |  |  | No | R-454B | 4.0417 | Residential & Commercial | Ducted CEE Tier 1
215289878 | Central HP <5.4 tons | AIRQUEST | HRCU-A-CB (Split System: Heat Pump with Remote Outdoor Unit-Air-Source) | DLCURAH18ABK | ADP |  | HG31930 | *96MSN0601412A* | 17100 | 16 | 8.5 | 17000 | 19400 | 114.1% | 2.38 | 0 | 10 |  |  |  | No | R-410A | 1.425 | Residential & Commercial | Ducted CEE Tier 1
215289913 | Central HP <5.4 tons | AIRQUEST | HRCU-A-CB (Split System: Heat Pump with Remote Outdoor Unit-Air-Source) | DLCURAH18ABK | ADP |  | HG9J936 | *96MSN0601412A* | 17400 | 16 | 8.5 | 17000 | 19400 | 114.1% | 2.38 | 0 | 10.5 |  |  |  | No | R-410A | 1.45 | Residential & Commercial | Ducted CEE Tier 1
215289928 | Central HP <5.4 tons | AIRQUEST | HRCU-A-CB (Split System: Heat Pump with Remote Outdoor Unit-Air-Source) | DLCURAH18ABK | ADP |  | H,GG32930 | *96MSN0601716A* | 16800 | 16 | 8.5 | 16500 | 19000 | 115.2% | 2.32 | 0 | 10 |  |  |  | No | R-410A | 1.4 | Residential & Commercial | Ducted CEE Tier 1
215289946 | Central HP <5.4 tons | AIRQUEST | HRCU-A-CB (Split System: Heat Pump with Remote Outdoor Unit-Air-Source) | DLCURAH18ABK | ADP |  | H,GG30924 | *96MSN0601716A* | 16600 | 15.2 | 8.5 | 16900 | 18600 | 110.1% | 2.28 | 0 | 10 |  |  |  | No | R-410A | 1.3833 | Residential & Commercial | Ducted CEE Tier 1
215289995 | Central HP <5.4 tons | AIRQUEST | HRCU-A-CB (Split System: Heat Pump with Remote Outdoor Unit-Air-Source) | DLCURAH18ABK | ADP |  | HG7J936 | *96MSN0801716A* | 17600 | 16 | 8.5 | 17000 | 19000 | 111.8% | 2.32 | 0 | 10.5 |  |  |  | No | R-410A | 1.4667 | Residential & Commercial | Ducted CEE Tier 1
215289996 | Central HP <5.4 tons | AIRQUEST | HRCU-A-CB (Split System: Heat Pump with Remote Outdoor Unit-Air-Source) | DLCURAH18ABK | ADP |  | H,GE7J924 | *96MSN0801716A* | 17600 | 16 | 8.5 | 17000 | 19000 | 111.8% | 2.32 | 0 | 10.5 |  |  |  | No | R-410A | 1.4667 | Residential & Commercial | Ducted CEE Tier 1
215290015 | Central HP <5.4 tons | AIRQUEST | HRCU-A-CB (Split System: Heat Pump with Remote Outdoor Unit-Air-Source) | DLCURAH18ABK | ADP |  | HE31924 | *96VTN0401410A* | 16800 | 15.2 | 8.5 | 16700 | 18800 | 112.6% | 2.3 | 0 | 10 |  |  |  | No | R-410A | 1.4 | Residential & Commercial | Ducted CEE Tier 1
214779539 | Central HP <5.4 tons | FRIEDRICH | HRCU-A-CB (Split System: Heat Pump with Remote Outdoor Unit-Air-Source) | WFPU18Z363C |  |  | FRH2TZ3617STANN |  | 28200 | 17 | 8.5 | 29000 | 23200 | 80% | 2.07 | 0 | 10.1 |  |  |  | No | R-410A | 2.35 | Residential & Commercial | Ducted CEE Tier 1
214779541 | Central HP <5.4 tons | FRIEDRICH | HRCU-A-CB (Split System: Heat Pump with Remote Outdoor Unit-Air-Source) | WFPU18Z363C |  |  | RH2TZ3617STANN |  | 28200 | 17 | 8.5 | 29000 | 23200 | 80% | 2.07 | 0 | 10.1 |  |  |  | No | R-410A | 2.35 | Residential & Commercial | Ducted CEE Tier 1
215290115 | Central HP <5.4 tons | AIRQUEST | HRCU-A-CB (Split System: Heat Pump with Remote Outdoor Unit-Air-Source) | DLCURAH18ABK | ADP |  | HG34936 | *96VTN0401712A* | 17700 | 15.2 | 8.5 | 17100 | 18400 | 107.6% | 2.26 | 0 | 10.5 |  |  |  | No | R-410A | 1.475 | Residential & Commercial | Ducted CEE Tier 1
215290129 | Central HP <5.4 tons | AIRQUEST | HRCU-A-CB (Split System: Heat Pump with Remote Outdoor Unit-Air-Source) | DLCURAH18ABK | ADP |  | HE8J936 | *96VTN0401712A* | 17700 | 15.2 | 8.5 | 17100 | 18700 | 109.4% | 2.28 | 0 | 10.5 |  |  |  | No | R-410A | 1.475 | Residential & Commercial | Ducted CEE Tier 1
215290148 | Central HP <5.4 tons | AIRQUEST | HRCU-A-CB (Split System: Heat Pump with Remote Outdoor Unit-Air-Source) | DLCURAH18ABK | ADP |  | HG32936 | *96VTN0401712B* | 16900 | 16 | 8.5 | 16600 | 19000 | 114.5% | 2.34 | 0 | 10 |  |  |  | No | R-410A | 1.4083 | Residential & Commercial | Ducted CEE Tier 1
215290181 | Central HP <5.4 tons | AIRQUEST | HRCU-A-CB (Split System: Heat Pump with Remote Outdoor Unit-Air-Source) | DLCURAH18ABK | ADP |  | H,GG24936 | *96VTN0601412A* | 17900 | 16 | 8.5 | 17200 | 18600 | 108.1% | 2.28 | 0 | 10.5 |  |  |  | No | R-410A | 1.4917 | Residential & Commercial | Ducted CEE Tier 1
215290182 | Central HP <5.4 tons | AIRQUEST | HRCU-A-CB (Split System: Heat Pump with Remote Outdoor Unit-Air-Source) | DLCURAH18ABK | ADP |  | H,GE24936 | *96VTN0601412A* | 17900 | 16 | 8.5 | 17200 | 18600 | 108.1% | 2.28 | 0 | 10.5 |  |  |  | No | R-410A | 1.4917 | Residential & Commercial | Ducted CEE Tier 1
215290199 | Central HP <5.4 tons | AIRQUEST | HRCU-A-CB (Split System: Heat Pump with Remote Outdoor Unit-Air-Source) | DLCURAH18ABK | ADP |  | HE33936 | *96VTN0601412A* | 17900 | 16 | 8.5 | 17200 | 18600 | 108.1% | 2.28 | 0 | 10.5 |  |  |  | No | R-410A | 1.4917 | Residential & Commercial | Ducted CEE Tier 1
215290213 | Central HP <5.4 tons | AIRQUEST | HRCU-A-CB (Split System: Heat Pump with Remote Outdoor Unit-Air-Source) | DLCURAH18ABK | ADP |  | HG8J936 | *96VTN0601412A* | 17900 | 16 | 8.5 | 17200 | 18600 | 108.1% | 2.28 | 0 | 10.5 |  |  |  | No | R-410A | 1.4917 | Residential & Commercial | Ducted CEE Tier 1
216032237 | Central HP <5.4 tons | 1HVAC | HRCU-A-CB (Split System: Heat Pump with Remote Outdoor Unit-Air-Source) | ACIQ-36-HPD |  |  | ACIQ-36-PAH |  | 36000 | 18 | 10 | 37000 | 37400 | 101.1% | 1.9 | 0 | 12 |  |  |  | No | R-454B | 3 | Residential & Commercial | Ducted CEE Tier 1
206771760 | Central HP <5.4 tons | ARCOAIRE | HRCU-A-CB (Split System: Heat Pump with Remote Outdoor Unit-Air-Source) | HVH837GKA2* |  |  | EA*4X48L21A*+WALLCON | *80CTL0701716A* | 32200 | 17.5 | 8.1 | 32600 | 25000 | 76.69% | 1.96 | 11 | 11.5 |  |  |  | No | R-410A | 2.6833 | Residential & Commercial | Ducted CEE Tier 1
206771796 | Central HP <5.4 tons | ARCOAIRE | HRCU-A-CB (Split System: Heat Pump with Remote Outdoor Unit-Air-Source) | HVH837GKA2* |  |  | EA*4X48L21A*+WALLCON | *96CTN0801714A* | 32200 | 17 | 8.1 | 32800 | 25200 | 76.83% | 1.96 | 11.5 | 11 |  |  |  | No | R-410A | 2.6833 | Residential & Commercial | Ducted CEE Tier 1
206771913 | Central HP <5.4 tons | ARCOAIRE | HRCU-A-CB (Split System: Heat Pump with Remote Outdoor Unit-Air-Source) | HVH837GKA2* |  |  | EA*4X48L24A*+WALLCON | *96CTN1202422A* | 32400 | 17.5 | 8.5 | 32400 | 24800 | 76.54% | 2 | 12 | 11.7 |  |  |  | No | R-410A | 2.7 | Residential & Commercial | Ducted CEE Tier 1
211240389 | Central HP <5.4 tons | KEEPRITE | HRCU-A-CB (Split System: Heat Pump with Remote Outdoor Unit-Air-Source) | DLCURAH24ABK |  |  | EA*4X24L17A* | *96VSN0601714A* | 23800 | 16 | 8.5 | 26800 | 24000 | 89.55% | 1.98 | 0 | 10 |  |  |  | No | R-410A | 1.9833 | Residential & Commercial | Ducted CEE Tier 1
206773048 | Central HP <5.4 tons | ARCOAIRE | HRCU-A-CB (Split System: Heat Pump with Remote Outdoor Unit-Air-Source) | HVH837GKA2* |  |  | EA*4X37L21A*+WALLCON | *80CSU0601716A* | 32800 | 17 | 8.5 | 33000 | 25200 | 76.36% | 1.96 | 12 | 11 |  |  |  | No | R-410A | 2.7333 | Residential & Commercial | Ducted CEE Tier 1
215290264 | Central HP <5.4 tons | AIRQUEST | HRCU-A-CB (Split System: Heat Pump with Remote Outdoor Unit-Air-Source) | DLCURAH18ABK | ADP |  | HG80936 | *96VTN0601412B* | 17500 | 16 | 8.5 | 16900 | 18800 | 111.2% | 2.3 | 0 | 10.5 |  |  |  | No | R-410A | 1.4583 | Residential & Commercial | Ducted CEE Tier 1
215290296 | Central HP <5.4 tons | AIRQUEST | HRCU-A-CB (Split System: Heat Pump with Remote Outdoor Unit-Air-Source) | DLCURAH18ABK | ADP |  | H,GE7J924 | *96VTN0601714A* | 17200 | 16 | 8.5 | 16800 | 18100 | 107.7% | 2.22 | 0 | 10 |  |  |  | No | R-410A | 1.4333 | Residential & Commercial | Ducted CEE Tier 1
215290332 | Central HP <5.4 tons | AIRQUEST | HRCU-A-CB (Split System: Heat Pump with Remote Outdoor Unit-Air-Source) | DLCURAH18ABK | ADP |  | H,GG35936 | *96VTN0601716B* | 17400 | 16 | 8.5 | 16800 | 19100 | 113.7% | 2.34 | 0 | 10.5 |  |  |  | No | R-410A | 1.45 | Residential & Commercial | Ducted CEE Tier 1
215290396 | Central HP <5.4 tons | AIRQUEST | HRCU-A-CB (Split System: Heat Pump with Remote Outdoor Unit-Air-Source) | DLCURAH18ABK | ADP |  | H,GG31924 | *96VTN0801716B* | 17100 | 15.2 | 8.5 | 17100 | 18700 | 109.4% | 2.3 | 0 | 10.5 |  |  |  | No | R-410A | 1.425 | Residential & Commercial | Ducted CEE Tier 1
215290398 | Central HP <5.4 tons | AIRQUEST | HRCU-A-CB (Split System: Heat Pump with Remote Outdoor Unit-Air-Source) | DLCURAH18ABK | ADP |  | HG31930 | *96VTN0801716B* | 17100 | 15.2 | 8.5 | 17100 | 18700 | 109.4% | 2.3 | 0 | 10.5 |  |  |  | No | R-410A | 1.425 | Residential & Commercial | Ducted CEE Tier 1
215290399 | Central HP <5.4 tons | AIRQUEST | HRCU-A-CB (Split System: Heat Pump with Remote Outdoor Unit-Air-Source) | DLCURAH18ABK | ADP |  | H,GE31924 | *96VTN0801716B* | 17100 | 15.2 | 8.5 | 17100 | 18700 | 109.4% | 2.3 | 0 | 10.5 |  |  |  | No | R-410A | 1.425 | Residential & Commercial | Ducted CEE Tier 1
211264992 | Central HP <5.4 tons | ARCOAIRE | HRCU-A-CB (Split System: Heat Pump with Remote Outdoor Unit-Air-Source) | DLCURAH18ABK |  |  | FM(C,U)4Z24**AL* |  | 17800 | 17 | 9 | 18700 | 19800 | 105.9% | 2.4 | 0 | 11 |  |  |  | No | R-410A | 1.4833 | Residential & Commercial | Ducted CEE Tier 1
206767081 | Central HP <5.4 tons | ARCOAIRE | HRCU-A-CB (Split System: Heat Pump with Remote Outdoor Unit-Air-Source) | HVH825GKA3* |  |  | EA*4X24L17A*+WALLCON | *80CSU0601716A* | 23200 | 16.5 | 8.1 | 22000 | 16800 | 76.36% | 1.88 | 11 | 10.5 |  |  |  | No | R-410A | 1.9333 | Residential & Commercial | Ducted CEE Tier 1
215933978 | Central HP <5.4 tons | ARCOAIRE | HRCU-A-CB (Split System: Heat Pump with Remote Outdoor Unit-Air-Source) | H5H3V48*K*AAA* |  |  | EA*5X48M21A*+WALLCON | *80CSU1002120A* | 43500 | 20.5 | 9.5 | 48000 | 36600 | 76.25% | 2 | 0 | 10.5 |  |  |  | No | R-454B | 3.625 | Residential & Commercial | Ducted CEE Tier 1
211708514 | Central HP <5.4 tons | COLEMAN | HRCU-A-CB (Split System: Heat Pump with Remote Outdoor Unit-Air-Source) | THF2B48T21 | ASPEN |  | D(A,C,E)48D34+TDR | TMLV100C16MP12 | 45500 | 16 | 8.2 | 44000 | 30800 | 70% | 3.14 | 0 | 11.9 |  |  |  | No | R-410A | 3.7917 | Residential & Commercial | Ducted CEE Tier 1
214588340 | Central HP <5.4 tons | BRYANT HEATING AND COOLING SYSTEMS | HRCU-A-CB (Split System: Heat Pump with Remote Outdoor Unit-Air-Source) | 38MURAQ36AB3* | ADP |  | PL36H210P749 | 926TC60080V21*** | 35600 | 16 | 8.1 | 36800 | 34800 | 94.57% | 1.9 | 0 | 10 |  |  |  | No | R-410A | 2.9667 | Residential & Commercial | Ducted CEE Tier 1
211717284 | Central HP <5.4 tons | 1HVAC | HRCU-A-CB (Split System: Heat Pump with Remote Outdoor Unit-Air-Source) | SC-4860-HP |  |  | SC-60-AH |  | 54000 | 16 | 9 | 54000 | 41000 | 75.93% | 1.8 | 10.5 | 10 |  |  |  | No | R-410A | 4.5 | Residential & Commercial | Ducted CEE Tier 1
206765693 | Central HP <5.4 tons | ARCOAIRE | HRCU-A-CB (Split System: Heat Pump with Remote Outdoor Unit-Air-Source) | HVH825GKA3* |  |  | EA*4X36L17A*+WALLCON | *97CMN0801714A* | 23400 | 16.5 | 8.1 | 21600 | 16700 | 77.31% | 1.92 | 11 | 10.5 |  |  |  | No | R-410A | 1.95 | Residential & Commercial | Ducted CEE Tier 1
206765927 | Central HP <5.4 tons | ARCOAIRE | HRCU-A-CB (Split System: Heat Pump with Remote Outdoor Unit-Air-Source) | HVH825GKA3* |  |  | EA*4X37L21A*+WALLCON | *80CTL0451712A* | 24200 | 16.5 | 8.1 | 21200 | 16700 | 78.77% | 2 | 11 | 11 |  |  |  | No | R-410A | 2.0167 | Residential & Commercial | Ducted CEE Tier 1
206136018 | Central HP <5.4 tons | ARCOAIRE | HRCU-A-CB (Split System: Heat Pump with Remote Outdoor Unit-Air-Source) | HVH837GKA** |  |  | EHD4X48AAL+WALLCON | *80CSU0601716A* | 32600 | 16.5 | 8.1 | 33200 | 25000 | 75.3% | 1.96 | 11.5 | 11 |  |  |  | No | R-410A | 2.7167 | Residential & Commercial | Ducted CEE Tier 1
211263230 | Central HP <5.4 tons | ARCOAIRE | HRCU-A-CB (Split System: Heat Pump with Remote Outdoor Unit-Air-Source) | DLCURAH18ABK |  |  | EN(A,D)4X24L17** | *96VTN0601412A* | 17900 | 15.5 | 8.5 | 18800 | 18700 | 99.47% | 2.26 | 0 | 11 |  |  |  | No | R-410A | 1.4917 | Residential & Commercial | Ducted CEE Tier 1
206765513 | Central HP <5.4 tons | ARCOAIRE | HRCU-A-CB (Split System: Heat Pump with Remote Outdoor Unit-Air-Source) | HVH825GKA3* |  |  | EA*4X25L17A*+WALLCON | *96CTN0601714A* | 24200 | 16.5 | 8.1 | 21400 | 16700 | 78.04% | 2 | 11 | 11 |  |  |  | No | R-410A | 2.0167 | Residential & Commercial | Ducted CEE Tier 1
206765558 | Central HP <5.4 tons | ARCOAIRE | HRCU-A-CB (Split System: Heat Pump with Remote Outdoor Unit-Air-Source) | HVH825GKA3* |  |  | EA*4X25L17A*+WALLCON | *80CTL0901716A* | 24400 | 17.5 | 8.5 | 21200 | 16600 | 78.3% | 2.04 | 12 | 11.5 |  |  |  | No | R-410A | 2.0333 | Residential & Commercial | Ducted CEE Tier 1
206765479 | Central HP <5.4 tons | ARCOAIRE | HRCU-A-CB (Split System: Heat Pump with Remote Outdoor Unit-Air-Source) | HVH825GKA3* |  |  | EA*4X24L17A*+WALLCON | *80CTL0901716A* | 23400 | 17 | 8.1 | 21800 | 16700 | 76.61% | 1.9 | 11.5 | 11 |  |  |  | No | R-410A | 1.95 | Residential & Commercial | Ducted CEE Tier 1
211264656 | Central HP <5.4 tons | ARCOAIRE | HRCU-A-CB (Split System: Heat Pump with Remote Outdoor Unit-Air-Source) | DLCURAH18ABK |  |  | EN(A,D)4X30L17** | *80ESU0601716A | 18700 | 16.5 | 8.5 | 19200 | 18200 | 94.79% | 2.2 | 0 | 11 |  |  |  | No | R-410A | 1.5583 | Residential & Commercial | Ducted CEE Tier 1
211263185 | Central HP <5.4 tons | ARCOAIRE | HRCU-A-CB (Split System: Heat Pump with Remote Outdoor Unit-Air-Source) | DLCURAH18ABK |  |  | EN(A,D)4X24L17** | *95ESN0601412A* | 17800 | 16 | 8.5 | 18700 | 18800 | 100.5% | 2.26 | 0 | 11 |  |  |  | No | R-410A | 1.4833 | Residential & Commercial | Ducted CEE Tier 1
211262701 | Central HP <5.4 tons | ARCOAIRE | HRCU-A-CB (Split System: Heat Pump with Remote Outdoor Unit-Air-Source) | DLCURAH18ABK |  |  | EN(A,D)4X24L14** | *80ES(N,L)0451412A* | 18000 | 16 | 8.5 | 18900 | 18700 | 98.94% | 2.26 | 0 | 11 |  |  |  | No | R-410A | 1.5 | Residential & Commercial | Ducted CEE Tier 1
211263054 | Central HP <5.4 tons | ARCOAIRE | HRCU-A-CB (Split System: Heat Pump with Remote Outdoor Unit-Air-Source) | DLCURAH18ABK |  |  | EN(A,D)4X24L17** | *80VTL0451412A* | 17600 | 16 | 8.5 | 18500 | 18800 | 101.6% | 2.26 | 0 | 11 |  |  |  | No | R-410A | 1.4667 | Residential & Commercial | Ducted CEE Tier 1
206773066 | Central HP <5.4 tons | ARCOAIRE | HRCU-A-CB (Split System: Heat Pump with Remote Outdoor Unit-Air-Source) | HVH837GKA2* |  |  | EA*4X42L21A*+WALLCON | *80CSU0601716A* | 31800 | 17 | 8.1 | 33200 | 24400 | 73.49% | 1.86 | 11.5 | 11 |  |  |  | No | R-410A | 2.65 | Residential & Commercial | Ducted CEE Tier 1
206772814 | Central HP <5.4 tons | ARCOAIRE | HRCU-A-CB (Split System: Heat Pump with Remote Outdoor Unit-Air-Source) | HVH837GKA2* |  |  | EHD4X42AAL+WALLCON | *96CTN1002122A* | 32600 | 16.5 | 8.1 | 33000 | 24800 | 75.15% | 1.96 | 12 | 11 |  |  |  | No | R-410A | 2.7167 | Residential & Commercial | Ducted CEE Tier 1
206772246 | Central HP <5.4 tons | ARCOAIRE | HRCU-A-CB (Split System: Heat Pump with Remote Outdoor Unit-Air-Source) | HVH837GKA2* |  |  | EN(A,D,W)4X48L21**+WALLCON | *80CTL0902120A* | 32400 | 17.5 | 8.1 | 33000 | 24800 | 75.15% | 1.96 | 12 | 11.7 |  |  |  | No | R-410A | 2.7 | Residential & Commercial | Ducted CEE Tier 1
206772697 | Central HP <5.4 tons | ARCOAIRE | HRCU-A-CB (Split System: Heat Pump with Remote Outdoor Unit-Air-Source) | HVH837GKA2* |  |  | EHD4X42AAL+WALLCON | *80CTL0701716A* | 32400 | 16.5 | 8.1 | 33200 | 25000 | 75.3% | 1.94 | 11.5 | 11 |  |  |  | No | R-410A | 2.7 | Residential & Commercial | Ducted CEE Tier 1
212975037 | Central HP <5.4 tons | KEEPRITE | HRCU-A-CB (Split System: Heat Pump with Remote Outdoor Unit-Air-Source) | DLCURAH24ABK |  |  | EN(A,D)4X30L14** | *96VTN0401410B* | 23200 | 15.5 | 8.1 | 25800 | 24200 | 93.8% | 2 | 0 | 10 |  |  |  | No | R-410A | 1.9333 | Residential & Commercial | Ducted CEE Tier 1
215291883 | Central HP <5.4 tons | AIRQUEST | HRCU-A-CB (Split System: Heat Pump with Remote Outdoor Unit-Air-Source) | DLCURAH24ABK | ADP |  | H,GG36936 | *92MSN0401712A* | 23600 | 16 | 8.5 | 24800 | 23600 | 95.16% | 1.96 | 0 | 10 |  |  |  | No | R-410A | 1.9667 | Residential & Commercial | Ducted CEE Tier 1
215850374 | Central HP <5.4 tons | COLEMAN | HRCU-A-CB (Split System: Heat Pump with Remote Outdoor Unit-Air-Source) | HH836E2S11 | ASPEN |  | C(A,C,D,E)48A3K+TDR | TM8Y080C16MP11 | 31000 | 18 | 8.1 | 30400 | 25000 | 82.24% | 2 | 0 | 11.2 |  |  |  | No | R-454B | 2.5833 | Residential & Commercial | Ducted CEE Tier 1
215850439 | Central HP <5.4 tons | COLEMAN | HRCU-A-CB (Split System: Heat Pump with Remote Outdoor Unit-Air-Source) | HH836E2S11 | ASPEN |  | C(A,C,D,E)36B3K+TDR | TM9V080B12MP12 | 30600 | 18 | 8.5 | 30800 | 25200 | 81.82% | 2 | 0 | 10.5 |  |  |  | No | R-454B | 2.55 | Residential & Commercial | Ducted CEE Tier 1
215850508 | Central HP <5.4 tons | COLEMAN | HRCU-A-CB (Split System: Heat Pump with Remote Outdoor Unit-Air-Source) | HH836E2S11 | ASPEN |  | C(A,C,D,E)36B3K+TDR | TMLE100B12MP11 | 30800 | 18 | 8.5 | 31200 | 25400 | 81.41% | 2 | 0 | 10.5 |  |  |  | No | R-454B | 2.5667 | Residential & Commercial | Ducted CEE Tier 1
215850540 | Central HP <5.4 tons | COLEMAN | HRCU-A-CB (Split System: Heat Pump with Remote Outdoor Unit-Air-Source) | HH836E2S11 | ASPEN |  | C(A,C,D,E)36B3K+TDR | TP9C080C16MP13 | 30800 | 18 | 8.5 | 31400 | 25400 | 80.89% | 2 | 0 | 10.5 |  |  |  | No | R-454B | 2.5667 | Residential & Commercial | Ducted CEE Tier 1
214440980 | Central HP <5.4 tons | CARRIER | HRCU-A-CB (Split System: Heat Pump with Remote Outdoor Unit-Air-Source) | 25VNA436A*031* | ADP |  | H,PG53936 | 59TN6C080C17**14 | 33400 | 20 | 9 | 34400 | 26600 | 77.33% | 2 | 0 | 11.7 |  |  |  | No | R-410A | 2.7833 | Residential & Commercial | Ducted CEE Tier 1
215850556 | Central HP <5.4 tons | COLEMAN | HRCU-A-CB (Split System: Heat Pump with Remote Outdoor Unit-Air-Source) | HH836E2S11 | ASPEN |  | C(A,C,D,E)36B3K+TDR | TPLC080C16MP13 | 31000 | 18 | 8.5 | 31200 | 25400 | 81.41% | 2 | 0 | 10.5 |  |  |  | No | R-454B | 2.5833 | Residential & Commercial | Ducted CEE Tier 1
213433232 | Central HP <5.4 tons | 1HVAC | HRCU-A-CB (Split System: Heat Pump with Remote Outdoor Unit-Air-Source) | ACIQ-36-HPB |  |  | ACIQ-36W-WM |  | 36000 | 17.6 | 9.2 | 38000 | 33400 | 87.89% | 1.81 | 0 | 10.2 |  |  |  | No | R-410A | 3 | Residential & Commercial | Ducted CEE Tier 1
206136354 | Central HP <5.4 tons | ARCOAIRE | HRCU-A-CB (Split System: Heat Pump with Remote Outdoor Unit-Air-Source) | HVH837GKA** |  |  | EHD4X48AAL+WALLCON | *95CSU0802120A* | 32600 | 17 | 8.1 | 33000 | 24800 | 75.15% | 1.98 | 11.5 | 11 |  |  |  | No | R-410A | 2.7167 | Residential & Commercial | Ducted CEE Tier 1
204299069 | Central HP <5.4 tons | ARCOAIRE | HRCU-A-CB (Split System: Heat Pump with Remote Outdoor Unit-Air-Source) | HVH837GKA** |  |  | EA*4X42L24A*+WALLCON | *80CTL0902120A* | 31800 | 17.5 | 8.1 | 33200 | 24400 | 73.49% | 1.9 | 11 | 11.5 |  |  |  | No | R-410A | 2.65 | Residential & Commercial | Ducted CEE Tier 1
206767500 | Central HP <5.4 tons | ARCOAIRE | HRCU-A-CB (Split System: Heat Pump with Remote Outdoor Unit-Air-Source) | HVH825GKA3* |  |  | EA*4X36L21A*+WALLCON | *95CSU0601716A* | 23600 | 16.5 | 8.1 | 21600 | 16700 | 77.31% | 1.92 | 11 | 10.5 |  |  |  | No | R-410A | 1.9667 | Residential & Commercial | Ducted CEE Tier 1
206765711 | Central HP <5.4 tons | ARCOAIRE | HRCU-A-CB (Split System: Heat Pump with Remote Outdoor Unit-Air-Source) | HVH825GKA3* |  |  | EA*4X36L17A*+WALLCON | *80CTL0901716A* | 23600 | 17 | 8.1 | 21400 | 16600 | 77.57% | 1.94 | 11.5 | 11 |  |  |  | No | R-410A | 1.9667 | Residential & Commercial | Ducted CEE Tier 1
213206585 | Central HP <5.4 tons | CARRIER | HRCU-A-CB (Split System: Heat Pump with Remote Outdoor Unit-Air-Source) | 38MURAQ24AB3* | ASPEN |  | D(A,C,E)24B44+TDR | 59TP6B060V14**12 | 23200 | 16.5 | 8.1 | 26400 | 20400 | 77.27% | 2.69 | 0 | 10 |  |  |  | No | R-410A | 1.9333 | Residential & Commercial | Ducted CEE Tier 1
213206604 | Central HP <5.4 tons | CARRIER | HRCU-A-CB (Split System: Heat Pump with Remote Outdoor Unit-Air-Source) | 38MURAQ24AB3* | ASPEN |  | D(A,C,E)36B34+TDR | 59TP6B060V17**14 | 23800 | 16.5 | 8.1 | 26200 | 20200 | 77.1% | 2.8 | 0 | 10 |  |  |  | No | R-410A | 1.9833 | Residential & Commercial | Ducted CEE Tier 1
215291903 | Central HP <5.4 tons | AIRQUEST | HRCU-A-CB (Split System: Heat Pump with Remote Outdoor Unit-Air-Source) | DLCURAH24ABK | ADP |  | H,GG81936 | *92MSN0401712A* | 23600 | 16 | 8.5 | 24800 | 23600 | 95.16% | 1.96 | 0 | 10 |  |  |  | No | R-410A | 1.9667 | Residential & Commercial | Ducted CEE Tier 1
215291935 | Central HP <5.4 tons | AIRQUEST | HRCU-A-CB (Split System: Heat Pump with Remote Outdoor Unit-Air-Source) | DLCURAH24ABK | ADP |  | H,GG36936 | *92MSN0601412A* | 23800 | 17 | 8.5 | 24800 | 23400 | 94.35% | 1.98 | 0 | 10.5 |  |  |  | No | R-410A | 1.9833 | Residential & Commercial | Ducted CEE Tier 1
215291936 | Central HP <5.4 tons | AIRQUEST | HRCU-A-CB (Split System: Heat Pump with Remote Outdoor Unit-Air-Source) | DLCURAH24ABK | ADP |  | H,GG37936 | *92MSN0601412A* | 23800 | 17 | 8.5 | 24800 | 23400 | 94.35% | 1.98 | 0 | 10.5 |  |  |  | No | R-410A | 1.9833 | Residential & Commercial | Ducted CEE Tier 1
215291950 | Central HP <5.4 tons | AIRQUEST | HRCU-A-CB (Split System: Heat Pump with Remote Outdoor Unit-Air-Source) | DLCURAH24ABK | ADP |  | H,GE9J936 | *92MSN0601412A* | 23800 | 17 | 8.5 | 24800 | 23400 | 94.35% | 1.98 | 0 | 10.5 |  |  |  | No | R-410A | 1.9833 | Residential & Commercial | Ducted CEE Tier 1
215291984 | Central HP <5.4 tons | AIRQUEST | HRCU-A-CB (Split System: Heat Pump with Remote Outdoor Unit-Air-Source) | DLCURAH24ABK | ADP |  | HG35936 | *92MSN0601714A* | 23600 | 17 | 8.5 | 24800 | 24000 | 96.77% | 2.02 | 0 | 10.5 |  |  |  | No | R-410A | 1.9667 | Residential & Commercial | Ducted CEE Tier 1
215292002 | Central HP <5.4 tons | AIRQUEST | HRCU-A-CB (Split System: Heat Pump with Remote Outdoor Unit-Air-Source) | DLCURAH24ABK | ADP |  | H,GE9J936 | *92MSN0601714A* | 23600 | 17 | 8.5 | 24800 | 24000 | 96.77% | 2.02 | 0 | 10.5 |  |  |  | No | R-410A | 1.9667 | Residential & Commercial | Ducted CEE Tier 1
215292004 | Central HP <5.4 tons | AIRQUEST | HRCU-A-CB (Split System: Heat Pump with Remote Outdoor Unit-Air-Source) | DLCURAH24ABK | ADP |  | H,GE1K936 | *92MSN0601714A* | 23600 | 17 | 8.5 | 24800 | 24000 | 96.77% | 2.02 | 0 | 10.5 |  |  |  | No | R-410A | 1.9667 | Residential & Commercial | Ducted CEE Tier 1
215850591 | Central HP <5.4 tons | COLEMAN | HRCU-A-CB (Split System: Heat Pump with Remote Outdoor Unit-Air-Source) | HH836E2S11 | ASPEN |  | C(A,C,D,E)48A3K+TDR | Z8ES120C16SMPS1 | 31600 | 18 | 8.1 | 31200 | 25200 | 80.77% | 2 | 0 | 11.2 |  |  |  | No | R-454B | 2.6333 | Residential & Commercial | Ducted CEE Tier 1
212622844 | Central HP <5.4 tons | COLEMAN | HRCU-A-CB (Split System: Heat Pump with Remote Outdoor Unit-Air-Source) | HMH72B341 | ASPEN |  | D(A,C,E)42C24+TDR | TM8E100C16MP11 | 31800 | 18 | 8.3 | 33800 | 28600 | 84.62% | 2.7 | 0 | 10 |  |  |  | No | R-410A | 2.65 | Residential & Commercial | Ducted CEE Tier 1
212623029 | Central HP <5.4 tons | COLEMAN | HRCU-A-CB (Split System: Heat Pump with Remote Outdoor Unit-Air-Source) | HMH72B341 | ASPEN |  | C(A,C,D,E)36C34+TDR | TM9E080B12MP12 | 32600 | 17.5 | 8.5 | 33800 | 27400 | 81.07% | 2.65 | 0 | 10 |  |  |  | No | R-410A | 2.7167 | Residential & Commercial | Ducted CEE Tier 1
215425770 | Central HP <5.4 tons | YORK | HRCU-A-CB (Split System: Heat Pump with Remote Outdoor Unit-Air-Source) | HH824E2S11 | ADP |  | H,YE24*24+TXV | Y81E060A12SMPS1 | 22000 | 17 | 8.55 | 20800 | 16900 | 81.25% | 1.92 | 0 | 11 |  |  |  | No | R-454B | 1.8333 | Residential & Commercial | Ducted CEE Tier 1
215735532 | Central HP <5.4 tons | YORK | HRCU-A-CB (Split System: Heat Pump with Remote Outdoor Unit-Air-Source) | HH824E2S11 | ADP |  | H,YE33*36+TXV-BLEED | TM8V080B12MP12 | 22600 | 17 | 8.8 | 21400 | 17700 | 82.71% | 1.96 | 0 | 10.5 |  |  |  | No | R-454B | 1.8833 | Residential & Commercial | Ducted CEE Tier 1
215425684 | Central HP <5.4 tons | YORK | HRCU-A-CB (Split System: Heat Pump with Remote Outdoor Unit-Air-Source) | HH824E2S11 | ADP |  | H,YE33*30+TXV | TM8V080B12MP12 | 22600 | 17 | 8.8 | 21400 | 17700 | 82.71% | 1.96 | 0 | 10.5 |  |  |  | No | R-454B | 1.8833 | Residential & Commercial | Ducted CEE Tier 1
215870938 | Central HP <5.4 tons | YORK | HRCU-A-CB (Split System: Heat Pump with Remote Outdoor Unit-Air-Source) | HH824E2S11 | ADP |  | CH360B*C+TXV | YP9C060B12MP13 | 22200 | 17 | 8.65 | 21200 | 17200 | 81.13% | 1.94 | 0 | 11 |  |  |  | No | R-454B | 1.85 | Residential & Commercial | Ducted CEE Tier 1
215870939 | Central HP <5.4 tons | YORK | HRCU-A-CB (Split System: Heat Pump with Remote Outdoor Unit-Air-Source) | HH824E2S11 | ADP |  | CV363**C+TXV | YP9C060B12MP13 | 22400 | 17 | 8.8 | 21400 | 17200 | 80.37% | 1.96 | 0 | 11 |  |  |  | No | R-454B | 1.8667 | Residential & Commercial | Ducted CEE Tier 1
214848971 | Central HP <5.4 tons | YORK | HRCU-A-CB (Split System: Heat Pump with Remote Outdoor Unit-Air-Source) | HH824E2S11 | ADP |  | H,YG35*36+TXV-BLEED | Y81E060A12SMPS1 | 23000 | 17 | 9 | 21000 | 16900 | 80.48% | 2 | 0 | 12 |  |  |  | No | R-454B | 1.9167 | Residential & Commercial | Ducted CEE Tier 1
206133810 | Central HP <5.4 tons | ARCOAIRE | HRCU-A-CB (Split System: Heat Pump with Remote Outdoor Unit-Air-Source) | HVH825GKA2* |  |  | EA*4X37L21A*+WALLCON | *95CSU0601716A* | 24400 | 16.5 | 8.1 | 21400 | 16700 | 78.04% | 2.02 | 11.5 | 10.5 |  |  |  | No | R-410A | 2.0333 | Residential & Commercial | Ducted CEE Tier 1
215438167 | Central HP <5.4 tons | CHAMPION HEATING AND COOLING | HRCU-A-CB (Split System: Heat Pump with Remote Outdoor Unit-Air-Source) | HH824E2S11 | ADP |  | FE*G32*24+TXV |  | 24000 | 19 | 9.4 | 22400 | 16600 | 74.11% | 2.08 | 0 | 12 |  |  |  | No | R-454B | 2 | Residential & Commercial | Ducted CEE Tier 1
215292018 | Central HP <5.4 tons | AIRQUEST | HRCU-A-CB (Split System: Heat Pump with Remote Outdoor Unit-Air-Source) | DLCURAH24ABK | ADP |  | HE31924 | *92MSN0801716A* | 22400 | 17 | 8.5 | 24600 | 24200 | 98.37% | 2.04 | 0 | 10 |  |  |  | No | R-410A | 1.8667 | Residential & Commercial | Ducted CEE Tier 1
215292034 | Central HP <5.4 tons | AIRQUEST | HRCU-A-CB (Split System: Heat Pump with Remote Outdoor Unit-Air-Source) | DLCURAH24ABK | ADP |  | HE34936 | *92MSN0801716A* | 23600 | 17 | 8.5 | 24600 | 24200 | 98.37% | 2.04 | 0 | 10.5 |  |  |  | No | R-410A | 1.9667 | Residential & Commercial | Ducted CEE Tier 1
215292050 | Central HP <5.4 tons | AIRQUEST | HRCU-A-CB (Split System: Heat Pump with Remote Outdoor Unit-Air-Source) | DLCURAH24ABK | ADP |  | H,GE8J936 | *92MSN0801716A* | 23400 | 17 | 8.5 | 24600 | 24200 | 98.37% | 2.04 | 0 | 10.5 |  |  |  | No | R-410A | 1.95 | Residential & Commercial | Ducted CEE Tier 1
215292054 | Central HP <5.4 tons | AIRQUEST | HRCU-A-CB (Split System: Heat Pump with Remote Outdoor Unit-Air-Source) | DLCURAH24ABK | ADP |  | H,GE9J936 | *92MSN0801716A* | 23600 | 17 | 8.5 | 24600 | 24200 | 98.37% | 2.04 | 0 | 10.5 |  |  |  | No | R-410A | 1.9667 | Residential & Commercial | Ducted CEE Tier 1
215292087 | Central HP <5.4 tons | AIRQUEST | HRCU-A-CB (Split System: Heat Pump with Remote Outdoor Unit-Air-Source) | DLCURAH24ABK | ADP |  | H,GG35936 | *92MSN0802120A* | 23400 | 17 | 8.5 | 24600 | 24400 | 99.19% | 2.08 | 0 | 10.5 |  |  |  | No | R-410A | 1.95 | Residential & Commercial | Ducted CEE Tier 1
215292102 | Central HP <5.4 tons | AIRQUEST | HRCU-A-CB (Split System: Heat Pump with Remote Outdoor Unit-Air-Source) | DLCURAH24ABK | ADP |  | H,GE8J936 | *92MSN0802120A* | 23400 | 17 | 8.5 | 24400 | 23600 | 96.72% | 2.02 | 0 | 10 |  |  |  | No | R-410A | 1.95 | Residential & Commercial | Ducted CEE Tier 1
215292137 | Central HP <5.4 tons | AIRQUEST | HRCU-A-CB (Split System: Heat Pump with Remote Outdoor Unit-Air-Source) | DLCURAH24ABK | ADP |  | H,GE34936 | *92MSN1002120A* | 23600 | 17 | 8.5 | 24800 | 23800 | 95.97% | 2.02 | 0 | 10.5 |  |  |  | No | R-410A | 1.9667 | Residential & Commercial | Ducted CEE Tier 1
215292184 | Central HP <5.4 tons | AIRQUEST | HRCU-A-CB (Split System: Heat Pump with Remote Outdoor Unit-Air-Source) | DLCURAH24ABK | ADP |  | HG33936 | *96MSN0261410A* | 23400 | 16 | 8.5 | 25400 | 25800 | 101.6% | 2.2 | 0 | 10 |  |  |  | No | R-410A | 1.95 | Residential & Commercial | Ducted CEE Tier 1
206133650 | Central HP <5.4 tons | ARCOAIRE | HRCU-A-CB (Split System: Heat Pump with Remote Outdoor Unit-Air-Source) | HVH825GKA2* |  |  | EHD4X30AAL+WALLCON | *80CSU0401712A* | 23800 | 16 | 8.1 | 21800 | 16800 | 77.06% | 1.98 | 11 | 10.5 |  |  |  | No | R-410A | 1.9833 | Residential & Commercial | Ducted CEE Tier 1
212623161 | Central HP <5.4 tons | COLEMAN | HRCU-A-CB (Split System: Heat Pump with Remote Outdoor Unit-Air-Source) | HMH72B341 | ASPEN |  | D(A,C,E)48C34+TDR | TM8E100B12MP11 | 33200 | 18 | 8.5 | 33800 | 27400 | 81.07% | 2.64 | 0 | 10 |  |  |  | No | R-410A | 2.7667 | Residential & Commercial | Ducted CEE Tier 1
212623214 | Central HP <5.4 tons | COLEMAN | HRCU-A-CB (Split System: Heat Pump with Remote Outdoor Unit-Air-Source) | HMH72B341 | ASPEN |  | D(A,C,E)42C34+TDR | TMLE100B12MP11 | 33000 | 18 | 8.1 | 33800 | 27400 | 81.07% | 2.44 | 0 | 10 |  |  |  | No | R-410A | 2.75 | Residential & Commercial | Ducted CEE Tier 1
212623265 | Central HP <5.4 tons | COLEMAN | HRCU-A-CB (Split System: Heat Pump with Remote Outdoor Unit-Air-Source) | HMH72B341 | ASPEN |  | C(A,C,D,E)36C34+TDR | TL9E100C20UH11 | 33400 | 17 | 8.3 | 33800 | 29200 | 86.39% | 2.78 | 0 | 10 |  |  |  | No | R-410A | 2.7833 | Residential & Commercial | Ducted CEE Tier 1
215292185 | Central HP <5.4 tons | AIRQUEST | HRCU-A-CB (Split System: Heat Pump with Remote Outdoor Unit-Air-Source) | DLCURAH24ABK | ADP |  | H,GE33936 | *96MSN0261410A* | 23400 | 16 | 8.5 | 25400 | 25800 | 101.6% | 2.2 | 0 | 10 |  |  |  | No | R-410A | 1.95 | Residential & Commercial | Ducted CEE Tier 1
215292235 | Central HP <5.4 tons | AIRQUEST | HRCU-A-CB (Split System: Heat Pump with Remote Outdoor Unit-Air-Source) | DLCURAH24ABK | ADP |  | H,GG33936 | *96MSN0401410A* | 23200 | 16 | 8.5 | 24800 | 24200 | 97.58% | 2.04 | 0 | 10 |  |  |  | No | R-410A | 1.9333 | Residential & Commercial | Ducted CEE Tier 1
215292253 | Central HP <5.4 tons | AIRQUEST | HRCU-A-CB (Split System: Heat Pump with Remote Outdoor Unit-Air-Source) | DLCURAH24ABK | ADP |  | HG7J936 | *96MSN0401410A* | 23200 | 16 | 8.5 | 25400 | 24800 | 97.64% | 2.1 | 0 | 10 |  |  |  | No | R-410A | 1.9333 | Residential & Commercial | Ducted CEE Tier 1
215292254 | Central HP <5.4 tons | AIRQUEST | HRCU-A-CB (Split System: Heat Pump with Remote Outdoor Unit-Air-Source) | DLCURAH24ABK | ADP |  | H,GE7J924 | *96MSN0401410A* | 23200 | 16 | 8.5 | 25400 | 24800 | 97.64% | 2.1 | 0 | 10 |  |  |  | No | R-410A | 1.9333 | Residential & Commercial | Ducted CEE Tier 1
215292336 | Central HP <5.4 tons | AIRQUEST | HRCU-A-CB (Split System: Heat Pump with Remote Outdoor Unit-Air-Source) | DLCURAH24ABK | ADP |  | H,GE32930 | *96MSN0601412A* | 23400 | 16 | 8.5 | 25400 | 26000 | 102.4% | 2.22 | 0 | 10 |  |  |  | No | R-410A | 1.95 | Residential & Commercial | Ducted CEE Tier 1
215292338 | Central HP <5.4 tons | AIRQUEST | HRCU-A-CB (Split System: Heat Pump with Remote Outdoor Unit-Air-Source) | DLCURAH24ABK | ADP |  | HE32936 | *96MSN0601412A* | 23400 | 16 | 8.5 | 25400 | 26000 | 102.4% | 2.22 | 0 | 10 |  |  |  | No | R-410A | 1.95 | Residential & Commercial | Ducted CEE Tier 1
215292369 | Central HP <5.4 tons | AIRQUEST | HRCU-A-CB (Split System: Heat Pump with Remote Outdoor Unit-Air-Source) | DLCURAH24ABK | ADP |  | H,GG80936 | *96MSN0601412A* | 23600 | 16 | 8.5 | 24600 | 23400 | 95.12% | 1.98 | 0 | 10 |  |  |  | No | R-410A | 1.9667 | Residential & Commercial | Ducted CEE Tier 1
215292370 | Central HP <5.4 tons | AIRQUEST | HRCU-A-CB (Split System: Heat Pump with Remote Outdoor Unit-Air-Source) | DLCURAH24ABK | ADP |  | HG80936 | *96MSN0601412A* | 23600 | 16 | 8.5 | 24600 | 23400 | 95.12% | 1.98 | 0 | 10 |  |  |  | No | R-410A | 1.9667 | Residential & Commercial | Ducted CEE Tier 1
215292388 | Central HP <5.4 tons | AIRQUEST | HRCU-A-CB (Split System: Heat Pump with Remote Outdoor Unit-Air-Source) | DLCURAH24ABK | ADP |  | H,GE32930 | *96MSN0601716A* | 23600 | 16 | 9.5 | 25000 | 24400 | 97.6% | 2.04 | 0 | 10 |  |  |  | No | R-410A | 1.9667 | Residential & Commercial | Ducted CEE Tier 1
212623381 | Central HP <5.4 tons | COLEMAN | HRCU-A-CB (Split System: Heat Pump with Remote Outdoor Unit-Air-Source) | HMH72B341 | ASPEN |  | D(A,C,E)36B44+TDR | TP9C080C16MP13 | 33000 | 17.5 | 8.1 | 33800 | 27400 | 81.07% | 2.45 | 0 | 10 |  |  |  | No | R-410A | 2.75 | Residential & Commercial | Ducted CEE Tier 1
214570748 | Central HP <5.4 tons | CARRIER | HRCU-A-CB (Split System: Heat Pump with Remote Outdoor Unit-Air-Source) | 25VNA825A*032* |  |  | CAP**4824AL*+UI | 59CU5B100C21**22 | 24000 | 17 | 8.5 | 20800 | 16500 | 79.33% | 2.02 | 0 | 11 |  |  |  | No | R-410A | 2 | Residential & Commercial | Ducted CEE Tier 1
214570778 | Central HP <5.4 tons | CARRIER | HRCU-A-CB (Split System: Heat Pump with Remote Outdoor Unit-Air-Source) | 25VNA825A*032* |  |  | CAP**4824AL*+UI | 59TN6C080C21**20 | 24200 | 17 | 8.5 | 20800 | 16500 | 79.33% | 2.02 | 0 | 11 |  |  |  | No | R-410A | 2.0167 | Residential & Commercial | Ducted CEE Tier 1
206133368 | Central HP <5.4 tons | ARCOAIRE | HRCU-A-CB (Split System: Heat Pump with Remote Outdoor Unit-Air-Source) | HVH825GKA2* |  |  | EA*4X36L17A*+WALLCON | *80CSU0601716A* | 23600 | 16.5 | 8.1 | 21400 | 16700 | 78.04% | 1.94 | 11 | 10.5 |  |  |  | No | R-410A | 1.9667 | Residential & Commercial | Ducted CEE Tier 1
214282654 | Central HP <5.4 tons | LENNOX | HRCU-A-CB (Split System: Heat Pump with Remote Outdoor Unit-Air-Source) | SL25XPV-036-230A** | ADP |  | LEM3793TT |  | 33400 | 20 | 9.1 | 34400 | 26200 | 76.16% | 1.92 | 0 | 13 |  |  |  | No | R-410A | 2.7833 | Residential & Commercial | Ducted CEE Tier 1
215292401 | Central HP <5.4 tons | AIRQUEST | HRCU-A-CB (Split System: Heat Pump with Remote Outdoor Unit-Air-Source) | DLCURAH24ABK | ADP |  | H,GE35936 | *96MSN0601716A* | 23600 | 17 | 9 | 24200 | 23200 | 95.87% | 1.96 | 0 | 10 |  |  |  | No | R-410A | 1.9667 | Residential & Commercial | Ducted CEE Tier 1
215292404 | Central HP <5.4 tons | AIRQUEST | HRCU-A-CB (Split System: Heat Pump with Remote Outdoor Unit-Air-Source) | DLCURAH24ABK | ADP |  | H,GG37936 | *96MSN0601716A* | 23600 | 17 | 9 | 24200 | 23200 | 95.87% | 1.96 | 0 | 10 |  |  |  | No | R-410A | 1.9667 | Residential & Commercial | Ducted CEE Tier 1
215292420 | Central HP <5.4 tons | AIRQUEST | HRCU-A-CB (Split System: Heat Pump with Remote Outdoor Unit-Air-Source) | DLCURAH24ABK | ADP |  | H,GE1K936 | *96MSN0601716A* | 23600 | 17 | 9 | 24200 | 23200 | 95.87% | 1.96 | 0 | 10 |  |  |  | No | R-410A | 1.9667 | Residential & Commercial | Ducted CEE Tier 1
215292437 | Central HP <5.4 tons | AIRQUEST | HRCU-A-CB (Split System: Heat Pump with Remote Outdoor Unit-Air-Source) | DLCURAH24ABK | ADP |  | H,GG32936 | *96MSN0801716A* | 23200 | 17 | 8.5 | 24800 | 23600 | 95.16% | 2 | 0 | 10 |  |  |  | No | R-410A | 1.9333 | Residential & Commercial | Ducted CEE Tier 1
215292453 | Central HP <5.4 tons | AIRQUEST | HRCU-A-CB (Split System: Heat Pump with Remote Outdoor Unit-Air-Source) | DLCURAH24ABK | ADP |  | H,GE35936 | *96MSN0801716A* | 23800 | 17 | 8.5 | 24800 | 23600 | 95.16% | 2 | 0 | 10.5 |  |  |  | No | R-410A | 1.9833 | Residential & Commercial | Ducted CEE Tier 1
215292504 | Central HP <5.4 tons | AIRQUEST | HRCU-A-CB (Split System: Heat Pump with Remote Outdoor Unit-Air-Source) | DLCURAH24ABK | ADP |  | HG35936 | *96MSN0802120A* | 23600 | 17 | 8.5 | 24800 | 23800 | 95.97% | 2.02 | 0 | 10.5 |  |  |  | No | R-410A | 1.9667 | Residential & Commercial | Ducted CEE Tier 1
215292570 | Central HP <5.4 tons | AIRQUEST | HRCU-A-CB (Split System: Heat Pump with Remote Outdoor Unit-Air-Source) | DLCURAH24ABK | ADP |  | H,GE9J936 | *96VTN0401410A* | 23400 | 16 | 8.5 | 24000 | 23400 | 97.5% | 1.96 | 0 | 10 |  |  |  | No | R-410A | 1.95 | Residential & Commercial | Ducted CEE Tier 1
213163603 | Central HP <5.4 tons | DAY & NIGHT | HRCU-A-CB (Split System: Heat Pump with Remote Outdoor Unit-Air-Source) | DLCURAH36ABK | ADP |  | H,FG82936+AEFE4B* |  | 37000 | 16 | 8.1 | 36800 | 34400 | 93.48% | 2 | 0 | 10 |  |  |  | No | R-410A | 3.0833 | Residential & Commercial | Ducted CEE Tier 1
215294692 | Central HP <5.4 tons | AIRQUEST | HRCU-A-CB (Split System: Heat Pump with Remote Outdoor Unit-Air-Source) | DLCURAH36ABK | ADP |  | HG48936 | *92MSN0801716A* | 35800 | 16 | 8.5 | 36200 | 34200 | 94.48% | 2.02 | 0 | 10 |  |  |  | No | R-410A | 2.9833 | Residential & Commercial | Ducted CEE Tier 1
215294708 | Central HP <5.4 tons | AIRQUEST | HRCU-A-CB (Split System: Heat Pump with Remote Outdoor Unit-Air-Source) | DLCURAH36ABK | ADP |  | H,GE1K936 | *92MSN0801716A* | 35400 | 16 | 8.1 | 36800 | 34600 | 94.02% | 1.94 | 0 | 10 |  |  |  | No | R-410A | 2.95 | Residential & Commercial | Ducted CEE Tier 1
215294742 | Central HP <5.4 tons | AIRQUEST | HRCU-A-CB (Split System: Heat Pump with Remote Outdoor Unit-Air-Source) | DLCURAH36ABK | ADP |  | HG34936 | *92MSN0802120A* | 35200 | 16 | 8.1 | 36800 | 34600 | 94.02% | 1.88 | 0 | 10 |  |  |  | No | R-410A | 2.9333 | Residential & Commercial | Ducted CEE Tier 1
215292571 | Central HP <5.4 tons | AIRQUEST | HRCU-A-CB (Split System: Heat Pump with Remote Outdoor Unit-Air-Source) | DLCURAH24ABK | ADP |  | H,GG1K936 | *96VTN0401410A* | 23400 | 16 | 8.5 | 24000 | 23400 | 97.5% | 1.96 | 0 | 10 |  |  |  | No | R-410A | 1.95 | Residential & Commercial | Ducted CEE Tier 1
215292572 | Central HP <5.4 tons | AIRQUEST | HRCU-A-CB (Split System: Heat Pump with Remote Outdoor Unit-Air-Source) | DLCURAH24ABK | ADP |  | H,GE1K936 | *96VTN0401410A* | 23400 | 16 | 8.5 | 24000 | 23400 | 97.5% | 1.96 | 0 | 10 |  |  |  | No | R-410A | 1.95 | Residential & Commercial | Ducted CEE Tier 1
215292602 | Central HP <5.4 tons | AIRQUEST | HRCU-A-CB (Split System: Heat Pump with Remote Outdoor Unit-Air-Source) | DLCURAH24ABK | ADP |  | H,GG35936 | *96VTN0401410B* | 23400 | 16 | 8.5 | 24800 | 24400 | 98.39% | 2.06 | 0 | 10 |  |  |  | No | R-410A | 1.95 | Residential & Commercial | Ducted CEE Tier 1
215292604 | Central HP <5.4 tons | AIRQUEST | HRCU-A-CB (Split System: Heat Pump with Remote Outdoor Unit-Air-Source) | DLCURAH24ABK | ADP |  | H,GE35936 | *96VTN0401410B* | 23400 | 16 | 8.5 | 24600 | 23800 | 96.75% | 2 | 0 | 10 |  |  |  | No | R-410A | 1.95 | Residential & Commercial | Ducted CEE Tier 1
215292619 | Central HP <5.4 tons | AIRQUEST | HRCU-A-CB (Split System: Heat Pump with Remote Outdoor Unit-Air-Source) | DLCURAH24ABK | ADP |  | H,GG9J936 | *96VTN0401410B* | 23400 | 16 | 8.5 | 24800 | 24400 | 98.39% | 2.06 | 0 | 10 |  |  |  | No | R-410A | 1.95 | Residential & Commercial | Ducted CEE Tier 1
215292654 | Central HP <5.4 tons | AIRQUEST | HRCU-A-CB (Split System: Heat Pump with Remote Outdoor Unit-Air-Source) | DLCURAH24ABK | ADP |  | H,GE35936 | *96VTN0401712A* | 23400 | 16 | 8.5 | 24200 | 23200 | 95.87% | 1.94 | 0 | 10 |  |  |  | No | R-410A | 1.95 | Residential & Commercial | Ducted CEE Tier 1
215292671 | Central HP <5.4 tons | AIRQUEST | HRCU-A-CB (Split System: Heat Pump with Remote Outdoor Unit-Air-Source) | DLCURAH24ABK | ADP |  | H,GE1K936 | *96VTN0401712A* | 23400 | 16 | 8.5 | 24200 | 23200 | 95.87% | 1.96 | 0 | 10 |  |  |  | No | R-410A | 1.95 | Residential & Commercial | Ducted CEE Tier 1
215292703 | Central HP <5.4 tons | AIRQUEST | HRCU-A-CB (Split System: Heat Pump with Remote Outdoor Unit-Air-Source) | DLCURAH24ABK | ADP |  | H,GE35936 | *96VTN0401712B* | 23400 | 16 | 8.5 | 24600 | 23800 | 96.75% | 2 | 0 | 10 |  |  |  | No | R-410A | 1.95 | Residential & Commercial | Ducted CEE Tier 1
216558237 | Central HP <5.4 tons | ECOER | HRCU-A-CB (Split System: Heat Pump with Remote Outdoor Unit-Air-Source) | EODA19H-2436AA* |  |  | EAHDEN-24AB* |  | 24000 | 20.5 | 9.5 | 24000 | 19600 | 81.67% | 2.1 | 0 | 13 |  |  |  | No | R-410A | 2 | Residential & Commercial | Ducted CEE Tier 1
214572498 | Central HP <5.4 tons | CARRIER | HRCU-A-CB (Split System: Heat Pump with Remote Outdoor Unit-Air-Source) | 25VNA837A*030* |  |  | CAP**3621AL*+UI | 59MN7C060C21**20 | 31400 | 17 | 8.1 | 33200 | 24400 | 73.49% | 1.84 | 0 | 10.5 |  |  |  | No | R-410A | 2.6167 | Residential & Commercial | Ducted CEE Tier 1
214570708 | Central HP <5.4 tons | CARRIER | HRCU-A-CB (Split System: Heat Pump with Remote Outdoor Unit-Air-Source) | 25VNA825A*032* |  |  | CAP**4821AL*+UI | 59MN7C080C21**20 | 24000 | 16.5 | 8.5 | 21000 | 16500 | 78.57% | 2.02 | 0 | 11 |  |  |  | No | R-410A | 2 | Residential & Commercial | Ducted CEE Tier 1
214570758 | Central HP <5.4 tons | CARRIER | HRCU-A-CB (Split System: Heat Pump with Remote Outdoor Unit-Air-Source) | 25VNA825A*032* |  |  | CAP**4824AL*+UI | 59MN7C060C21**20 | 24000 | 16.5 | 8.5 | 21000 | 16600 | 79.05% | 2 | 0 | 10.5 |  |  |  | No | R-410A | 2 | Residential & Commercial | Ducted CEE Tier 1
214384718 | Central HP <5.4 tons | CARRIER | HRCU-A-CB (Split System: Heat Pump with Remote Outdoor Unit-Air-Source) | 38MURAQ36AB3* | ADP |  | C36A***L719 | 59TP6C080V21**20 | 35600 | 16 | 8.1 | 36800 | 34800 | 94.57% | 1.9 | 0 | 10 |  |  |  | No | R-410A | 2.9667 | Residential & Commercial | Ducted CEE Tier 1
215292705 | Central HP <5.4 tons | AIRQUEST | HRCU-A-CB (Split System: Heat Pump with Remote Outdoor Unit-Air-Source) | DLCURAH24ABK | ADP |  | H,GG36936 | *96VTN0401712B* | 23400 | 16 | 8.5 | 24600 | 23800 | 96.75% | 2 | 0 | 10 |  |  |  | No | R-410A | 1.95 | Residential & Commercial | Ducted CEE Tier 1
215292722 | Central HP <5.4 tons | AIRQUEST | HRCU-A-CB (Split System: Heat Pump with Remote Outdoor Unit-Air-Source) | DLCURAH24ABK | ADP |  | H,GE1K936 | *96VTN0401712B* | 23400 | 16 | 8.5 | 24600 | 23800 | 96.75% | 2 | 0 | 10 |  |  |  | No | R-410A | 1.95 | Residential & Commercial | Ducted CEE Tier 1
215292738 | Central HP <5.4 tons | AIRQUEST | HRCU-A-CB (Split System: Heat Pump with Remote Outdoor Unit-Air-Source) | DLCURAH24ABK | ADP |  | H,GG32936 | *96VTN0601412A* | 23200 | 16 | 8.5 | 24800 | 25200 | 101.6% | 2.14 | 0 | 10 |  |  |  | No | R-410A | 1.9333 | Residential & Commercial | Ducted CEE Tier 1
215292755 | Central HP <5.4 tons | AIRQUEST | HRCU-A-CB (Split System: Heat Pump with Remote Outdoor Unit-Air-Source) | DLCURAH24ABK | ADP |  | H,GG36936 | *96VTN0601412A* | 23600 | 16 | 8.5 | 24200 | 23000 | 95.04% | 1.94 | 0 | 10 |  |  |  | No | R-410A | 1.9667 | Residential & Commercial | Ducted CEE Tier 1
215292770 | Central HP <5.4 tons | AIRQUEST | HRCU-A-CB (Split System: Heat Pump with Remote Outdoor Unit-Air-Source) | DLCURAH24ABK | ADP |  | H,GE1K936 | *96VTN0601412A* | 23600 | 16 | 8.5 | 24200 | 23000 | 95.04% | 1.94 | 0 | 10 |  |  |  | No | R-410A | 1.9667 | Residential & Commercial | Ducted CEE Tier 1
215292772 | Central HP <5.4 tons | AIRQUEST | HRCU-A-CB (Split System: Heat Pump with Remote Outdoor Unit-Air-Source) | DLCURAH24ABK | ADP |  | HG80936 | *96VTN0601412A* | 23600 | 16 | 8.5 | 24200 | 23000 | 95.04% | 1.94 | 0 | 10 |  |  |  | No | R-410A | 1.9667 | Residential & Commercial | Ducted CEE Tier 1
215292803 | Central HP <5.4 tons | AIRQUEST | HRCU-A-CB (Split System: Heat Pump with Remote Outdoor Unit-Air-Source) | DLCURAH24ABK | ADP |  | HE35936 | *96VTN0601412B* | 23600 | 17 | 8.5 | 24600 | 23600 | 95.93% | 2 | 0 | 10 |  |  |  | No | R-410A | 1.9667 | Residential & Commercial | Ducted CEE Tier 1
214572948 | Central HP <5.4 tons | CARRIER | HRCU-A-CB (Split System: Heat Pump with Remote Outdoor Unit-Air-Source) | 25VNA837A*030* |  |  | CAP**6121AL*+UI | 58TN*B070C21**20 | 33200 | 17.5 | 8.5 | 32000 | 25000 | 78.12% | 2 | 0 | 11.5 |  |  |  | No | R-410A | 2.7667 | Residential & Commercial | Ducted CEE Tier 1
214660551 | Central HP <5.4 tons | ECOER | HRCU-A-CB (Split System: Heat Pump with Remote Outdoor Unit-Air-Source) | EODA19H-2436AA* |  |  | GNC2430APT | MGH96M060B3A | 23800 | 18.5 | 9 | 24000 | 19200 | 80% | 2 | 0 | 12 |  |  |  | No | R-410A | 1.9833 | Residential & Commercial | Ducted CEE Tier 1
215850107 | Central HP <5.4 tons | COLEMAN | HRCU-A-CB (Split System: Heat Pump with Remote Outdoor Unit-Air-Source) | HH824E2S11 | ASPEN |  | C(A,C,D,E)24A3K+TDR | TP9C080B12MP13 | 21600 | 17 | 8.1 | 22600 | 18300 | 80.97% | 2 | 0 | 12 |  |  |  | No | R-454B | 1.8 | Residential & Commercial | Ducted CEE Tier 1
215850155 | Central HP <5.4 tons | COLEMAN | HRCU-A-CB (Split System: Heat Pump with Remote Outdoor Unit-Air-Source) | HH824E2S11 | ASPEN |  | D(A,C,E)36A3K+TDR | Z8ES060A12SMPS1 | 20800 | 17.5 | 8.5 | 22400 | 17300 | 77.23% | 2 | 0 | 11.7 |  |  |  | No | R-454B | 1.7333 | Residential & Commercial | Ducted CEE Tier 1
215850191 | Central HP <5.4 tons | COLEMAN | HRCU-A-CB (Split System: Heat Pump with Remote Outdoor Unit-Air-Source) | HH824E2S11 | ASPEN |  | C(A,C,D,E)24C3K+TDR | Z9ES040A10SMPS1 | 20600 | 17.5 | 8.5 | 23000 | 17800 | 77.39% | 2 | 0 | 11.7 |  |  |  | No | R-454B | 1.7167 | Residential & Commercial | Ducted CEE Tier 1
204456646 | Central HP <5.4 tons | ARCOAIRE | HRCU-A-CB (Split System: Heat Pump with Remote Outdoor Unit-Air-Source) | HVH825GKA2* |  |  | EA*4X36L17A*+WALLCON | *80CTL0701412A* | 23600 | 17 | 8.1 | 21400 | 16600 | 77.57% | 1.94 | 11 | 11 |  |  |  | No | R-410A | 1.9667 | Residential & Commercial | Ducted CEE Tier 1
206133358 | Central HP <5.4 tons | ARCOAIRE | HRCU-A-CB (Split System: Heat Pump with Remote Outdoor Unit-Air-Source) | HVH825GKA2* |  |  | EA*4X36L17A*+WALLCON | *80CSU0401712A* | 23600 | 16.5 | 8.1 | 21400 | 16600 | 77.57% | 1.94 | 11 | 10.5 |  |  |  | No | R-410A | 1.9667 | Residential & Commercial | Ducted CEE Tier 1
206765684 | Central HP <5.4 tons | ARCOAIRE | HRCU-A-CB (Split System: Heat Pump with Remote Outdoor Unit-Air-Source) | HVH825GKA3* |  |  | EA*4X36L17A*+WALLCON | *97CMN0601714A* | 23400 | 16 | 8.1 | 21600 | 16800 | 77.78% | 1.92 | 11 | 10.5 |  |  |  | No | R-410A | 1.95 | Residential & Commercial | Ducted CEE Tier 1
211263486 | Central HP <5.4 tons | ARCOAIRE | HRCU-A-CB (Split System: Heat Pump with Remote Outdoor Unit-Air-Source) | DLCURAH18ABK |  |  | EN(A,D)4X24L17** | *80ES(N,L)0701412A* | 17500 | 16 | 8.5 | 18400 | 18800 | 102.2% | 2.26 | 0 | 11 |  |  |  | No | R-410A | 1.4583 | Residential & Commercial | Ducted CEE Tier 1
211264087 | Central HP <5.4 tons | ARCOAIRE | HRCU-A-CB (Split System: Heat Pump with Remote Outdoor Unit-Air-Source) | DLCURAH18ABK |  |  | EN(A,D)4X30L17** | *80ESU0401712A* | 18600 | 16.5 | 8.5 | 19000 | 18200 | 95.79% | 2.2 | 0 | 11 |  |  |  | No | R-410A | 1.55 | Residential & Commercial | Ducted CEE Tier 1
211264471 | Central HP <5.4 tons | ARCOAIRE | HRCU-A-CB (Split System: Heat Pump with Remote Outdoor Unit-Air-Source) | DLCURAH18ABK |  |  | EN(A,D)4X30L17** | *80ES(N,L)0451412A* | 18200 | 16.5 | 8.5 | 18700 | 18300 | 97.86% | 2.22 | 0 | 11 |  |  |  | No | R-410A | 1.5167 | Residential & Commercial | Ducted CEE Tier 1
211262770 | Central HP <5.4 tons | ARCOAIRE | HRCU-A-CB (Split System: Heat Pump with Remote Outdoor Unit-Air-Source) | DLCURAH18ABK |  |  | EN(A,D)4X24L14** | *80ES(N,L)0701412A* | 17500 | 16 | 8.5 | 18400 | 18800 | 102.2% | 2.26 | 0 | 11 |  |  |  | No | R-410A | 1.4583 | Residential & Commercial | Ducted CEE Tier 1
206765846 | Central HP <5.4 tons | ARCOAIRE | HRCU-A-CB (Split System: Heat Pump with Remote Outdoor Unit-Air-Source) | HVH825GKA3* |  |  | EA*4X36L21A*+WALLCON | *97CMN0602120A* | 23600 | 16 | 8.1 | 21600 | 16700 | 77.31% | 1.92 | 11 | 10.5 |  |  |  | No | R-410A | 1.9667 | Residential & Commercial | Ducted CEE Tier 1
206765612 | Central HP <5.4 tons | ARCOAIRE | HRCU-A-CB (Split System: Heat Pump with Remote Outdoor Unit-Air-Source) | HVH825GKA3* |  |  | EA*4X30L17A*+WALLCON | *97CMN0601714A* | 23200 | 16 | 8.1 | 21600 | 16900 | 78.24% | 1.9 | 11 | 10.5 |  |  |  | No | R-410A | 1.9333 | Residential & Commercial | Ducted CEE Tier 1
213279261 | Central HP <5.4 tons | COLEMAN | HRCU-A-CB (Split System: Heat Pump with Remote Outdoor Unit-Air-Source) | THF2B48T21 | ASPEN |  | D(A,C,E)60A46+TDR | TM9E080C20MP12 | 43500 | 16 | 8.3 | 45000 | 31600 | 70.22% | 3.11 | 0 | 11 |  |  |  | No | R-410A | 3.625 | Residential & Commercial | Ducted CEE Tier 1
215294759 | Central HP <5.4 tons | AIRQUEST | HRCU-A-CB (Split System: Heat Pump with Remote Outdoor Unit-Air-Source) | DLCURAH36ABK | ADP |  | H,GG37936 | *92MSN0802120A* | 35800 | 16 | 8.5 | 36200 | 34200 | 94.48% | 2.02 | 0 | 10 |  |  |  | No | R-410A | 2.9833 | Residential & Commercial | Ducted CEE Tier 1
215294810 | Central HP <5.4 tons | AIRQUEST | HRCU-A-CB (Split System: Heat Pump with Remote Outdoor Unit-Air-Source) | DLCURAH36ABK | ADP |  | HG48936 | *92MSN1002120A* | 36000 | 16 | 8.1 | 36800 | 34400 | 93.48% | 2 | 0 | 10.5 |  |  |  | No | R-410A | 3 | Residential & Commercial | Ducted CEE Tier 1
215294842 | Central HP <5.4 tons | AIRQUEST | HRCU-A-CB (Split System: Heat Pump with Remote Outdoor Unit-Air-Source) | DLCURAH36ABK | ADP |  | H,GE34936 | *92MSN1002122A* | 35400 | 16 | 8.1 | 36800 | 34600 | 94.02% | 1.9 | 0 | 10 |  |  |  | No | R-410A | 2.95 | Residential & Commercial | Ducted CEE Tier 1
215294845 | Central HP <5.4 tons | AIRQUEST | HRCU-A-CB (Split System: Heat Pump with Remote Outdoor Unit-Air-Source) | DLCURAH36ABK | ADP |  | HG35936 | *92MSN1002122A* | 35400 | 16 | 8.1 | 36800 | 34600 | 94.02% | 1.9 | 0 | 10 |  |  |  | No | R-410A | 2.95 | Residential & Commercial | Ducted CEE Tier 1
215294894 | Central HP <5.4 tons | AIRQUEST | HRCU-A-CB (Split System: Heat Pump with Remote Outdoor Unit-Air-Source) | DLCURAH36ABK | ADP |  | HE36936 | *92MSN1202420A* | 36000 | 16 | 8.5 | 36400 | 34400 | 94.51% | 2.04 | 0 | 10 |  |  |  | No | R-410A | 3 | Residential & Commercial | Ducted CEE Tier 1
215294910 | Central HP <5.4 tons | AIRQUEST | HRCU-A-CB (Split System: Heat Pump with Remote Outdoor Unit-Air-Source) | DLCURAH36ABK | ADP |  | HG80936 | *92MSN1202420A* | 36200 | 16 | 8.1 | 36800 | 34600 | 94.02% | 2.02 | 0 | 10.5 |  |  |  | No | R-410A | 3.0167 | Residential & Commercial | Ducted CEE Tier 1
215294911 | Central HP <5.4 tons | AIRQUEST | HRCU-A-CB (Split System: Heat Pump with Remote Outdoor Unit-Air-Source) | DLCURAH36ABK | ADP |  | H,GE80936 | *92MSN1202420A* | 36200 | 16 | 8.1 | 36800 | 34600 | 94.02% | 2.02 | 0 | 10.5 |  |  |  | No | R-410A | 3.0167 | Residential & Commercial | Ducted CEE Tier 1
215292804 | Central HP <5.4 tons | AIRQUEST | HRCU-A-CB (Split System: Heat Pump with Remote Outdoor Unit-Air-Source) | DLCURAH24ABK | ADP |  | H,GG36936 | *96VTN0601412B* | 23600 | 17 | 8.5 | 24600 | 23600 | 95.93% | 2 | 0 | 10 |  |  |  | No | R-410A | 1.9667 | Residential & Commercial | Ducted CEE Tier 1
215292839 | Central HP <5.4 tons | AIRQUEST | HRCU-A-CB (Split System: Heat Pump with Remote Outdoor Unit-Air-Source) | DLCURAH24ABK | ADP |  | HG32936 | *96VTN0601714A* | 23600 | 16 | 8.5 | 25200 | 24000 | 95.24% | 2.02 | 0 | 10 |  |  |  | No | R-410A | 1.9667 | Residential & Commercial | Ducted CEE Tier 1
215292855 | Central HP <5.4 tons | AIRQUEST | HRCU-A-CB (Split System: Heat Pump with Remote Outdoor Unit-Air-Source) | DLCURAH24ABK | ADP |  | H,GG37936 | *96VTN0601714A* | 24200 | 16 | 8.5 | 24000 | 21200 | 88.33% | 1.8 | 0 | 10 |  |  |  | No | R-410A | 2.0167 | Residential & Commercial | Ducted CEE Tier 1
215292870 | Central HP <5.4 tons | AIRQUEST | HRCU-A-CB (Split System: Heat Pump with Remote Outdoor Unit-Air-Source) | DLCURAH24ABK | ADP |  | H,GG80936 | *96VTN0601714A* | 24000 | 16 | 8.5 | 24400 | 22400 | 91.8% | 1.88 | 0 | 10 |  |  |  | No | R-410A | 2 | Residential & Commercial | Ducted CEE Tier 1
215292954 | Central HP <5.4 tons | AIRQUEST | HRCU-A-CB (Split System: Heat Pump with Remote Outdoor Unit-Air-Source) | DLCURAH24ABK | ADP |  | H,GG37936 | *96VTN0801716A* | 24200 | 17 | 8.5 | 24000 | 20800 | 86.67% | 1.78 | 0 | 10 |  |  |  | No | R-410A | 2.0167 | Residential & Commercial | Ducted CEE Tier 1
215293022 | Central HP <5.4 tons | AIRQUEST | HRCU-A-CB (Split System: Heat Pump with Remote Outdoor Unit-Air-Source) | DLCURAH24ABK | ADP |  | H,GG81936 | *96VTN0801716B* | 23600 | 17 | 8.5 | 24600 | 23600 | 95.93% | 2 | 0 | 10 |  |  |  | No | R-410A | 1.9667 | Residential & Commercial | Ducted CEE Tier 1
215295061 | Central HP <5.4 tons | AIRQUEST | HRCU-A-CB (Split System: Heat Pump with Remote Outdoor Unit-Air-Source) | DLCURAH36ABK | ADP |  | H,GE35936 | *96MSN0802120A* | 35600 | 16 | 8.1 | 36800 | 34800 | 94.57% | 1.9 | 0 | 10 |  |  |  | No | R-410A | 2.9667 | Residential & Commercial | Ducted CEE Tier 1
215295062 | Central HP <5.4 tons | AIRQUEST | HRCU-A-CB (Split System: Heat Pump with Remote Outdoor Unit-Air-Source) | DLCURAH36ABK | ADP |  | HE35936 | *96MSN0802120A* | 35600 | 16 | 8.1 | 36800 | 34800 | 94.57% | 1.9 | 0 | 10 |  |  |  | No | R-410A | 2.9667 | Residential & Commercial | Ducted CEE Tier 1
215293087 | Central HP <5.4 tons | AIRQUEST | HRCU-A-CB (Split System: Heat Pump with Remote Outdoor Unit-Air-Source) | DLCURAH24ABK | ADP |  | H,GE32936 | *96VTN0802120B* | 23200 | 17 | 8.5 | 24800 | 23600 | 95.16% | 1.98 | 0 | 10 |  |  |  | No | R-410A | 1.9333 | Residential & Commercial | Ducted CEE Tier 1
215293090 | Central HP <5.4 tons | AIRQUEST | HRCU-A-CB (Split System: Heat Pump with Remote Outdoor Unit-Air-Source) | DLCURAH24ABK | ADP |  | HG33936 | *96VTN0802120B* | 23600 | 17 | 8.5 | 24800 | 23600 | 95.16% | 1.98 | 0 | 10.5 |  |  |  | No | R-410A | 1.9667 | Residential & Commercial | Ducted CEE Tier 1
215293107 | Central HP <5.4 tons | AIRQUEST | HRCU-A-CB (Split System: Heat Pump with Remote Outdoor Unit-Air-Source) | DLCURAH24ABK | ADP |  | HG7J936 | *96VTN0802120B* | 23400 | 17 | 8.5 | 24800 | 23600 | 95.16% | 1.98 | 0 | 10 |  |  |  | No | R-410A | 1.95 | Residential & Commercial | Ducted CEE Tier 1
215293120 | Central HP <5.4 tons | AIRQUEST | HRCU-A-CB (Split System: Heat Pump with Remote Outdoor Unit-Air-Source) | DLCURAH24ABK | ADP |  | HG80936 | *96VTN0802120B* | 23800 | 17 | 8.5 | 24800 | 23600 | 95.16% | 1.98 | 0 | 10.5 |  |  |  | No | R-410A | 1.9833 | Residential & Commercial | Ducted CEE Tier 1
215293172 | Central HP <5.4 tons | AIRQUEST | HRCU-A-CB (Split System: Heat Pump with Remote Outdoor Unit-Air-Source) | DLCURAH24ABK | ADP |  | H,GG24936 | *96VTN1002120B* | 23000 | 17 | 8.5 | 24600 | 24200 | 98.37% | 2.04 | 0 | 10 |  |  |  | No | R-410A | 1.9167 | Residential & Commercial | Ducted CEE Tier 1
215643927 | Central HP <5.4 tons | YORK | HRCU-A-CB (Split System: Heat Pump with Remote Outdoor Unit-Air-Source) | HH824E2S11 | ADP |  | CV360**C+TXV | Y81E080B12SMPS1 | 21800 | 18 | 8.9 | 21200 | 17500 | 82.55% | 1.9 | 0 | 11 |  |  |  | No | R-454B | 1.8167 | Residential & Commercial | Ducted CEE Tier 1
215850196 | Central HP <5.4 tons | COLEMAN | HRCU-A-CB (Split System: Heat Pump with Remote Outdoor Unit-Air-Source) | HH824E2S11 | ASPEN |  | D(A,C,E)24C3K+TDR | Z9ES060A10SMPS1 | 20800 | 17.5 | 8.5 | 23000 | 17600 | 76.52% | 2 | 0 | 11.7 |  |  |  | No | R-454B | 1.7333 | Residential & Commercial | Ducted CEE Tier 1
215295075 | Central HP <5.4 tons | AIRQUEST | HRCU-A-CB (Split System: Heat Pump with Remote Outdoor Unit-Air-Source) | DLCURAH36ABK | ADP |  | H,GG9J936 | *96MSN0802120A* | 35600 | 16 | 8.1 | 36800 | 34800 | 94.57% | 1.9 | 0 | 10 |  |  |  | No | R-410A | 2.9667 | Residential & Commercial | Ducted CEE Tier 1
215295076 | Central HP <5.4 tons | AIRQUEST | HRCU-A-CB (Split System: Heat Pump with Remote Outdoor Unit-Air-Source) | DLCURAH36ABK | ADP |  | HG9J936 | *96MSN0802120A* | 35600 | 16 | 8.1 | 36800 | 34800 | 94.57% | 1.9 | 0 | 10 |  |  |  | No | R-410A | 2.9667 | Residential & Commercial | Ducted CEE Tier 1
215295126 | Central HP <5.4 tons | AIRQUEST | HRCU-A-CB (Split System: Heat Pump with Remote Outdoor Unit-Air-Source) | DLCURAH36ABK | ADP |  | H,GG81936 | *96MSN1002120A* | 36000 | 16 | 8.5 | 36200 | 34200 | 94.48% | 2.04 | 0 | 10 |  |  |  | No | R-410A | 3 | Residential & Commercial | Ducted CEE Tier 1
215295196 | Central HP <5.4 tons | AIRQUEST | HRCU-A-CB (Split System: Heat Pump with Remote Outdoor Unit-Air-Source) | DLCURAH36ABK | ADP |  | H,GG48936 | *96MSN1202422A* | 35600 | 16 | 8.5 | 36200 | 34200 | 94.48% | 2.02 | 0 | 10 |  |  |  | No | R-410A | 2.9667 | Residential & Commercial | Ducted CEE Tier 1
215295479 | Central HP <5.4 tons | AIRQUEST | HRCU-A-CB (Split System: Heat Pump with Remote Outdoor Unit-Air-Source) | DLCURAH36ABK | ADP |  | H,GG37936 | *96VTN0802120A* | 35600 | 16 | 8.1 | 36200 | 34200 | 94.48% | 2.02 | 0 | 10 |  |  |  | No | R-410A | 2.9667 | Residential & Commercial | Ducted CEE Tier 1
215295494 | Central HP <5.4 tons | AIRQUEST | HRCU-A-CB (Split System: Heat Pump with Remote Outdoor Unit-Air-Source) | DLCURAH36ABK | ADP |  | HG82936 | *96VTN0802120A* | 35600 | 16 | 8.1 | 36800 | 34400 | 93.48% | 2 | 0 | 10 |  |  |  | No | R-410A | 2.9667 | Residential & Commercial | Ducted CEE Tier 1
215295510 | Central HP <5.4 tons | AIRQUEST | HRCU-A-CB (Split System: Heat Pump with Remote Outdoor Unit-Air-Source) | DLCURAH36ABK | ADP |  | HE34936 | *96VTN0802120B* | 35600 | 16 | 8.1 | 36800 | 34800 | 94.57% | 1.9 | 0 | 10 |  |  |  | No | R-410A | 2.9667 | Residential & Commercial | Ducted CEE Tier 1
215295512 | Central HP <5.4 tons | AIRQUEST | HRCU-A-CB (Split System: Heat Pump with Remote Outdoor Unit-Air-Source) | DLCURAH36ABK | ADP |  | HG35936 | *96VTN0802120B* | 35600 | 16 | 8.1 | 36800 | 34800 | 94.57% | 1.9 | 0 | 10 |  |  |  | No | R-410A | 2.9667 | Residential & Commercial | Ducted CEE Tier 1
215295513 | Central HP <5.4 tons | AIRQUEST | HRCU-A-CB (Split System: Heat Pump with Remote Outdoor Unit-Air-Source) | DLCURAH36ABK | ADP |  | H,GE35936 | *96VTN0802120B* | 35600 | 16 | 8.1 | 36800 | 34800 | 94.57% | 1.9 | 0 | 10 |  |  |  | No | R-410A | 2.9667 | Residential & Commercial | Ducted CEE Tier 1
215295528 | Central HP <5.4 tons | AIRQUEST | HRCU-A-CB (Split System: Heat Pump with Remote Outdoor Unit-Air-Source) | DLCURAH36ABK | ADP |  | HG9J936 | *96VTN0802120B* | 35600 | 16 | 8.1 | 36800 | 34800 | 94.57% | 1.9 | 0 | 10 |  |  |  | No | R-410A | 2.9667 | Residential & Commercial | Ducted CEE Tier 1
206765495 | Central HP <5.4 tons | ARCOAIRE | HRCU-A-CB (Split System: Heat Pump with Remote Outdoor Unit-Air-Source) | HVH825GKA3* |  |  | EA*4X25L17A*+WALLCON | *80CTL0451712A* | 24200 | 16.5 | 8.1 | 21400 | 16800 | 78.5% | 2 | 11 | 11 |  |  |  | No | R-410A | 2.0167 | Residential & Commercial | Ducted CEE Tier 1
204300073 | Central HP <5.4 tons | ARCOAIRE | HRCU-A-CB (Split System: Heat Pump with Remote Outdoor Unit-Air-Source) | HVH837GKA** |  |  | EHD4X36AAL+WALLCON | *80CTL0902120A* | 32200 | 16.5 | 8.1 | 33200 | 24800 | 74.7% | 1.92 | 11.5 | 11 |  |  |  | No | R-410A | 2.6833 | Residential & Commercial | Ducted CEE Tier 1
204300243 | Central HP <5.4 tons | ARCOAIRE | HRCU-A-CB (Split System: Heat Pump with Remote Outdoor Unit-Air-Source) | HVH837GKA** |  |  | EHD4X42AAL+WALLCON | *80CTL0701716A* | 32400 | 16.5 | 8.1 | 33200 | 25000 | 75.3% | 1.94 | 11.5 | 11 |  |  |  | No | R-410A | 2.7 | Residential & Commercial | Ducted CEE Tier 1
204299339 | Central HP <5.4 tons | ARCOAIRE | HRCU-A-CB (Split System: Heat Pump with Remote Outdoor Unit-Air-Source) | HVH837GKA** |  |  | EA*4X48L21A*+WALLCON | *97CMN0602120A* | 32200 | 17 | 8.1 | 32800 | 25200 | 76.83% | 1.96 | 11.5 | 11 |  |  |  | No | R-410A | 2.6833 | Residential & Commercial | Ducted CEE Tier 1
213206247 | Central HP <5.4 tons | CARRIER | HRCU-A-CB (Split System: Heat Pump with Remote Outdoor Unit-Air-Source) | 38MURAQ24AB3* | ASPEN |  | D(A,C,E)36C34+TDR | 58S(B,C)*A045E17**12 | 23800 | 17 | 8.1 | 26200 | 20200 | 77.1% | 2.97 | 0 | 10 |  |  |  | No | R-410A | 1.9833 | Residential & Commercial | Ducted CEE Tier 1
215293190 | Central HP <5.4 tons | AIRQUEST | HRCU-A-CB (Split System: Heat Pump with Remote Outdoor Unit-Air-Source) | DLCURAH24ABK | ADP |  | H,GE33936 | *96VTN1002120B* | 23200 | 17 | 8.5 | 24600 | 24200 | 98.37% | 2.04 | 0 | 10 |  |  |  | No | R-410A | 1.9333 | Residential & Commercial | Ducted CEE Tier 1
215293221 | Central HP <5.4 tons | AIRQUEST | HRCU-A-CB (Split System: Heat Pump with Remote Outdoor Unit-Air-Source) | DLCURAH24ABK | ADP |  | HG81936 | *96VTN1002120B* | 23600 | 17 | 8.5 | 24600 | 24200 | 98.37% | 2.04 | 0 | 10.5 |  |  |  | No | R-410A | 1.9667 | Residential & Commercial | Ducted CEE Tier 1
215293255 | Central HP <5.4 tons | AIRQUEST | HRCU-A-CB (Split System: Heat Pump with Remote Outdoor Unit-Air-Source) | DLCURAH24ABK | ADP |  | HG7J924 | *96VTN1002122A* | 23000 | 17 | 8.1 | 24200 | 23400 | 96.69% | 1.98 | 0 | 10 |  |  |  | No | R-410A | 1.9167 | Residential & Commercial | Ducted CEE Tier 1
215293256 | Central HP <5.4 tons | AIRQUEST | HRCU-A-CB (Split System: Heat Pump with Remote Outdoor Unit-Air-Source) | DLCURAH24ABK | ADP |  | H,GE7J924 | *96VTN1002122A* | 23000 | 17 | 8.1 | 24200 | 23400 | 96.69% | 1.98 | 0 | 10 |  |  |  | No | R-410A | 1.9167 | Residential & Commercial | Ducted CEE Tier 1
212986627 | Central HP <5.4 tons | KEEPRITE | HRCU-A-CB (Split System: Heat Pump with Remote Outdoor Unit-Air-Source) | DLCURAH24ABK |  |  | EN(A,D)4X30L17** | *96MSN0401712A* | 23200 | 15.5 | 8.1 | 26000 | 24400 | 93.85% | 2.02 | 0 | 10 |  |  |  | No | R-410A | 1.9333 | Residential & Commercial | Ducted CEE Tier 1
206770977 | Central HP <5.4 tons | ARCOAIRE | HRCU-A-CB (Split System: Heat Pump with Remote Outdoor Unit-Air-Source) | HVH837GKA2* |  |  | EA*4X36L17A*+WALLCON | *80CTL0701716A* | 31400 | 17 | 8.1 | 33400 | 24400 | 73.05% | 1.84 | 11 | 11 |  |  |  | No | R-410A | 2.6167 | Residential & Commercial | Ducted CEE Tier 1
215295546 | Central HP <5.4 tons | AIRQUEST | HRCU-A-CB (Split System: Heat Pump with Remote Outdoor Unit-Air-Source) | DLCURAH36ABK | ADP |  | H,GG33936 | *96VTN1002120A* | 35800 | 15.2 | 8.1 | 37800 | 34800 | 92.06% | 1.9 | 0 | 10 |  |  |  | No | R-410A | 2.9833 | Residential & Commercial | Ducted CEE Tier 1
215295547 | Central HP <5.4 tons | AIRQUEST | HRCU-A-CB (Split System: Heat Pump with Remote Outdoor Unit-Air-Source) | DLCURAH36ABK | ADP |  | HG33936 | *96VTN1002120A* | 35800 | 15.2 | 8.1 | 37800 | 34800 | 92.06% | 1.9 | 0 | 10 |  |  |  | No | R-410A | 2.9833 | Residential & Commercial | Ducted CEE Tier 1
215295560 | Central HP <5.4 tons | AIRQUEST | HRCU-A-CB (Split System: Heat Pump with Remote Outdoor Unit-Air-Source) | DLCURAH36ABK | ADP |  | H,GG37936 | *96VTN1002120A* | 36400 | 15.2 | 8.5 | 36800 | 34400 | 93.48% | 2.08 | 0 | 10 |  |  |  | No | R-410A | 3.0333 | Residential & Commercial | Ducted CEE Tier 1
215295580 | Central HP <5.4 tons | AIRQUEST | HRCU-A-CB (Split System: Heat Pump with Remote Outdoor Unit-Air-Source) | DLCURAH36ABK | ADP |  | H,GG32936 | *96VTN1002120B* | 35000 | 16 | 8.1 | 36800 | 34800 | 94.57% | 1.82 | 0 | 10 |  |  |  | No | R-410A | 2.9167 | Residential & Commercial | Ducted CEE Tier 1
215295613 | Central HP <5.4 tons | AIRQUEST | HRCU-A-CB (Split System: Heat Pump with Remote Outdoor Unit-Air-Source) | DLCURAH36ABK | ADP |  | H,GG80936 | *96VTN1002120B* | 36000 | 16 | 8.5 | 36200 | 34400 | 95.03% | 2.04 | 0 | 10 |  |  |  | No | R-410A | 3 | Residential & Commercial | Ducted CEE Tier 1
215295627 | Central HP <5.4 tons | AIRQUEST | HRCU-A-CB (Split System: Heat Pump with Remote Outdoor Unit-Air-Source) | DLCURAH36ABK | ADP |  | H,GG33936 | *96VTN1002122A* | 35200 | 16 | 8.1 | 36800 | 34600 | 94.02% | 1.88 | 0 | 10 |  |  |  | No | R-410A | 2.9333 | Residential & Commercial | Ducted CEE Tier 1
216013300 | Central HP <5.4 tons | CHAMPION HEATING AND COOLING | HRCU-A-CB (Split System: Heat Pump with Remote Outdoor Unit-Air-Source) | HH824E2S11 |  |  | CTM36B5ADS1+JMET08BS2N1 |  | 23000 | 18 | 9 | 23000 | 17800 | 77.39% | 2 | 0 | 12 |  |  |  | No | R-454B | 1.9167 | Residential & Commercial | Ducted CEE Tier 1
206133790 | Central HP <5.4 tons | ARCOAIRE | HRCU-A-CB (Split System: Heat Pump with Remote Outdoor Unit-Air-Source) | HVH825GKA2* |  |  | EA*4X36L21A*+WALLCON | *95CSU1002122A* | 23600 | 16.5 | 8.1 | 21400 | 16600 | 77.57% | 1.94 | 11.5 | 10.5 |  |  |  | No | R-410A | 1.9667 | Residential & Commercial | Ducted CEE Tier 1
216019532 | Central HP <5.4 tons | YORK | HRCU-A-CB (Split System: Heat Pump with Remote Outdoor Unit-Air-Source) | HH824E2S11 | ADP |  | H,YG7J(1,2)36+TXV-BLEED | TM9V060B12MP12 | 22400 | 17 | 9.25 | 21400 | 18400 | 85.98% | 1.96 | 0 | 11.5 |  |  |  | No | R-454B | 1.8667 | Residential & Commercial | Ducted CEE Tier 1
214570478 | Central HP <5.4 tons | CARRIER | HRCU-A-CB (Split System: Heat Pump with Remote Outdoor Unit-Air-Source) | 25VNA825A*032* |  |  | CAP**3721AL*+UI | 59TN6C080C21**20 | 24400 | 17 | 8.5 | 21200 | 16600 | 78.3% | 2.04 | 0 | 11 |  |  |  | No | R-410A | 2.0333 | Residential & Commercial | Ducted CEE Tier 1
214570678 | Central HP <5.4 tons | CARRIER | HRCU-A-CB (Split System: Heat Pump with Remote Outdoor Unit-Air-Source) | 25VNA825A*032* |  |  | CAP**4821AL*+UI | 59CU5B080C21**20 | 24000 | 16.5 | 8.5 | 21000 | 16600 | 79.05% | 2.02 | 0 | 11 |  |  |  | No | R-410A | 2 | Residential & Commercial | Ducted CEE Tier 1
212622061 | Central HP <5.4 tons | COLEMAN | HRCU-A-CB (Split System: Heat Pump with Remote Outdoor Unit-Air-Source) | HMH72B341 | ASPEN |  | D(A,C,E)48B24+TDR | TL9E100C20UH11 | 32000 | 17 | 8.1 | 33400 | 28800 | 86.23% | 2.69 | 0 | 10 |  |  |  | No | R-410A | 2.6667 | Residential & Commercial | Ducted CEE Tier 1
212622260 | Central HP <5.4 tons | COLEMAN | HRCU-A-CB (Split System: Heat Pump with Remote Outdoor Unit-Air-Source) | HMH72B341 | ASPEN |  | D(A,C,E)36A34+TDR | TM9Y100C16MP11 | 32800 | 18 | 8.1 | 33600 | 28200 | 83.93% | 2.62 | 0 | 10 |  |  |  | No | R-410A | 2.7333 | Residential & Commercial | Ducted CEE Tier 1
212622343 | Central HP <5.4 tons | COLEMAN | HRCU-A-CB (Split System: Heat Pump with Remote Outdoor Unit-Air-Source) | HMH72B341 | ASPEN |  | D(A,C,E)36A34+TDR | TM8E120C16MP11 | 33200 | 18 | 8.1 | 33600 | 28600 | 85.12% | 2.67 | 0 | 10 |  |  |  | No | R-410A | 2.7667 | Residential & Commercial | Ducted CEE Tier 1
215726577 | Central HP <5.4 tons | YORK | HRCU-A-CB (Split System: Heat Pump with Remote Outdoor Unit-Air-Source) | HH860E2S11 | ADP |  | H,YG50*60+TXV-BLEED | TM9Y100C16MP11 | 44000 | 17 | 8.5 | 42500 | 33400 | 78.59% | 2 | 0 | 11 |  |  |  | No | R-454B | 3.6667 | Residential & Commercial | Ducted CEE Tier 1
214848937 | Central HP <5.4 tons | YORK | HRCU-A-CB (Split System: Heat Pump with Remote Outdoor Unit-Air-Source) | HH860E2S11 | ADP |  | H,YG48*60+TXV | TM9Y120D20MP11 | 44000 | 18 | 8.5 | 42000 | 33000 | 78.57% | 2 | 0 | 11.7 |  |  |  | No | R-454B | 3.6667 | Residential & Commercial | Ducted CEE Tier 1
215851260 | Central HP <5.4 tons | COLEMAN | HRCU-A-CB (Split System: Heat Pump with Remote Outdoor Unit-Air-Source) | HH860E2S11 | ASPEN |  | D(A,C,E)60A3K+TDR | Z8ES100C16SMPS1 | 41000 | 17 | 8.5 | 43500 | 33200 | 76.32% | 2 | 0 | 11.7 |  |  |  | No | R-454B | 3.4167 | Residential & Commercial | Ducted CEE Tier 1
215850643 | Central HP <5.4 tons | COLEMAN | HRCU-A-CB (Split System: Heat Pump with Remote Outdoor Unit-Air-Source) | HH860E2S11 | ASPEN |  | C(A,C,D,E)48A3K+TDR | CP9C120D20MP13 | 40000 | 17.5 | 8.1 | 44500 | 33400 | 75.06% | 2 | 0 | 11.2 |  |  |  | No | R-454B | 3.3333 | Residential & Commercial | Ducted CEE Tier 1
215850673 | Central HP <5.4 tons | COLEMAN | HRCU-A-CB (Split System: Heat Pump with Remote Outdoor Unit-Air-Source) | HH860E2S11 | ASPEN |  | C(A,C,D,E)48A3K+TDR | CPLC100C20MP13 | 40000 | 17.5 | 8.1 | 45000 | 33800 | 75.11% | 2 | 0 | 10.5 |  |  |  | No | R-454B | 3.3333 | Residential & Commercial | Ducted CEE Tier 1
215850790 | Central HP <5.4 tons | COLEMAN | HRCU-A-CB (Split System: Heat Pump with Remote Outdoor Unit-Air-Source) | HH860E2S11 | ASPEN |  | D(A,C,E)60B3K+TDR | TM8E120C20MP11 | 42500 | 17 | 8.5 | 46500 | 35000 | 75.27% | 2 | 0 | 11 |  |  |  | No | R-454B | 3.5417 | Residential & Commercial | Ducted CEE Tier 1
215851331 | Central HP <5.4 tons | COLEMAN | HRCU-A-CB (Split System: Heat Pump with Remote Outdoor Unit-Air-Source) | HH860E2S11 | ASPEN |  | C(A,C,D,E)60A3K+TDR | Z9ES080C20SMPS1 | 41500 | 17.5 | 8.1 | 46000 | 33400 | 72.61% | 2 | 0 | 11.5 |  |  |  | No | R-454B | 3.4583 | Residential & Commercial | Ducted CEE Tier 1
215295662 | Central HP <5.4 tons | AIRQUEST | HRCU-A-CB (Split System: Heat Pump with Remote Outdoor Unit-Air-Source) | DLCURAH36ABK | ADP |  | HG32936 | *96VTN1002122B* | 34800 | 16 | 8.1 | 36800 | 34800 | 94.57% | 1.82 | 0 | 10 |  |  |  | No | R-410A | 2.9 | Residential & Commercial | Ducted CEE Tier 1
215295677 | Central HP <5.4 tons | AIRQUEST | HRCU-A-CB (Split System: Heat Pump with Remote Outdoor Unit-Air-Source) | DLCURAH36ABK | ADP |  | H,GG36936 | *96VTN1002122B* | 35400 | 17 | 8.1 | 36800 | 34400 | 93.48% | 2 | 0 | 10 |  |  |  | No | R-410A | 2.95 | Residential & Commercial | Ducted CEE Tier 1
215295680 | Central HP <5.4 tons | AIRQUEST | HRCU-A-CB (Split System: Heat Pump with Remote Outdoor Unit-Air-Source) | DLCURAH36ABK | ADP |  | H,GG37936 | *96VTN1002122B* | 35800 | 17 | 8.1 | 36800 | 34400 | 93.48% | 2 | 0 | 10.5 |  |  |  | No | R-410A | 2.9833 | Residential & Commercial | Ducted CEE Tier 1
215295694 | Central HP <5.4 tons | AIRQUEST | HRCU-A-CB (Split System: Heat Pump with Remote Outdoor Unit-Air-Source) | DLCURAH36ABK | ADP |  | H,GG80936 | *96VTN1002122B* | 35600 | 17 | 8.1 | 36800 | 34400 | 93.48% | 2 | 0 | 10 |  |  |  | No | R-410A | 2.9667 | Residential & Commercial | Ducted CEE Tier 1
213076493 | Central HP <5.4 tons | KEEPRITE | HRCU-A-CB (Split System: Heat Pump with Remote Outdoor Unit-Air-Source) | DLCURAH36ABK |  |  | EA*4X37L17A* | *80VTL0701716B* | 36000 | 15.5 | 8.5 | 38500 | 35000 | 90.91% | 2 | 0 | 10 |  |  |  | No | R-410A | 3 | Residential & Commercial | Ducted CEE Tier 1
212603256 | Central HP <5.4 tons | DAY & NIGHT | HRCU-A-CB (Split System: Heat Pump with Remote Outdoor Unit-Air-Source) | DLCURAH36ABK | ADP |  | PL36H210P299 | *80VTL1102122A* | 37000 | 16 | 8.1 | 37800 | 34600 | 91.53% | 2.06 | 0 | 10.5 |  |  |  | No | R-410A | 3.0833 | Residential & Commercial | Ducted CEE Tier 1
213353852 | Central HP <5.4 tons | KEEPRITE | HRCU-A-CB (Split System: Heat Pump with Remote Outdoor Unit-Air-Source) | DLCURAH36ABK |  |  | F5MA4*36L*B* |  | 35800 | 16 | 9 | 38500 | 35000 | 90.91% | 1.94 | 0 | 10 |  |  |  | No | R-410A | 2.9833 | Residential & Commercial | Ducted CEE Tier 1
214242042 | Central HP <5.4 tons | KEEPRITE | HRCU-A-CB (Split System: Heat Pump with Remote Outdoor Unit-Air-Source) | CVH825GKA3* |  |  | END4X42L17**+WALLCON | *97CMN0601714B* | 23800 | 16 | 8.1 | 21400 | 16700 | 78.04% | 1.96 | 0 | 11 |  |  |  | No | R-410A | 1.9833 | Residential & Commercial | Ducted CEE Tier 1
214242392 | Central HP <5.4 tons | KEEPRITE | HRCU-A-CB (Split System: Heat Pump with Remote Outdoor Unit-Air-Source) | CVH825GKA3* |  |  | EN(A,D)4X48L24**+WALLCON | *96CTN1202422B* | 24200 | 17 | 8.1 | 21200 | 16600 | 78.3% | 2 | 0 | 11 |  |  |  | No | R-410A | 2.0167 | Residential & Commercial | Ducted CEE Tier 1
212622712 | Central HP <5.4 tons | COLEMAN | HRCU-A-CB (Split System: Heat Pump with Remote Outdoor Unit-Air-Source) | HMH72B341 | ASPEN |  | D(A,C,E)36D24+TDR | TM9Y100C16MP11 | 31600 | 18 | 8.3 | 33800 | 28600 | 84.62% | 2.69 | 0 | 10 |  |  |  | No | R-410A | 2.6333 | Residential & Commercial | Ducted CEE Tier 1
213206383 | Central HP <5.4 tons | CARRIER | HRCU-A-CB (Split System: Heat Pump with Remote Outdoor Unit-Air-Source) | 38MURAQ24AB3* | ASPEN |  | D(A,C,E)36B34+TDR | 58TP*A090V21**20 | 23000 | 16.9 | 8.1 | 25400 | 19800 | 77.95% | 2.97 | 0 | 10.3 |  |  |  | No | R-410A | 1.9167 | Residential & Commercial | Ducted CEE Tier 1
213206474 | Central HP <5.4 tons | CARRIER | HRCU-A-CB (Split System: Heat Pump with Remote Outdoor Unit-Air-Source) | 38MURAQ24AB3* | ASPEN |  | D(A,C,E)30C44+TDR | 59SC2D100E21**20 | 23800 | 17 | 8.1 | 26000 | 20200 | 77.69% | 2.98 | 0 | 10.4 |  |  |  | No | R-410A | 1.9833 | Residential & Commercial | Ducted CEE Tier 1
206767198 | Central HP <5.4 tons | ARCOAIRE | HRCU-A-CB (Split System: Heat Pump with Remote Outdoor Unit-Air-Source) | HVH825GKA3* |  |  | EA*4X37L21A*+WALLCON | *80CSU0401712A* | 24400 | 17 | 8.5 | 21200 | 16600 | 78.3% | 2.02 | 11.5 | 11 |  |  |  | No | R-410A | 2.0333 | Residential & Commercial | Ducted CEE Tier 1
206767099 | Central HP <5.4 tons | ARCOAIRE | HRCU-A-CB (Split System: Heat Pump with Remote Outdoor Unit-Air-Source) | HVH825GKA3* |  |  | EA*4X25L17A*+WALLCON | *80CSU0601716A* | 24400 | 16.5 | 8.1 | 21200 | 16600 | 78.3% | 2 | 11.5 | 11 |  |  |  | No | R-410A | 2.0333 | Residential & Commercial | Ducted CEE Tier 1
206766865 | Central HP <5.4 tons | ARCOAIRE | HRCU-A-CB (Split System: Heat Pump with Remote Outdoor Unit-Air-Source) | HVH825GKA3* |  |  | EHD4X30AAL+WALLCON | *80CTL0701412A* | 23800 | 16 | 8.1 | 21800 | 16700 | 76.61% | 1.98 | 11 | 10.5 |  |  |  | No | R-410A | 1.9833 | Residential & Commercial | Ducted CEE Tier 1
206765729 | Central HP <5.4 tons | ARCOAIRE | HRCU-A-CB (Split System: Heat Pump with Remote Outdoor Unit-Air-Source) | HVH825GKA3* |  |  | EA*4X36L21A*+WALLCON | *80CTL0701716A* | 23600 | 16.5 | 8.1 | 21400 | 16600 | 77.57% | 1.94 | 11 | 11 |  |  |  | No | R-410A | 1.9667 | Residential & Commercial | Ducted CEE Tier 1
214570698 | Central HP <5.4 tons | CARRIER | HRCU-A-CB (Split System: Heat Pump with Remote Outdoor Unit-Air-Source) | 25VNA825A*032* |  |  | CAP**4821AL*+UI | 59MN7C060C21**20 | 24000 | 16.5 | 8.5 | 21000 | 16600 | 79.05% | 2 | 0 | 10.5 |  |  |  | No | R-410A | 2 | Residential & Commercial | Ducted CEE Tier 1
216487993 | Central HP <5.4 tons | CHAMPION HEATING AND COOLING | HRCU-A-CB (Split System: Heat Pump with Remote Outdoor Unit-Air-Source) | HH824E2S11 | ADP |  | A36VBA*+TXV | TM9V080B12MP12 | 22400 | 17 | 9.15 | 21200 | 18100 | 85.38% | 1.94 | 0 | 11.5 |  |  |  | No | R-454B | 1.8667 | Residential & Commercial | Ducted CEE Tier 1
215424713 | Central HP <5.4 tons | LUXAIRE | HRCU-A-CB (Split System: Heat Pump with Remote Outdoor Unit-Air-Source) | HH824E2S11 | ADP |  | H,YE7J*36+TXV-BLEED | TM8V080B12MP12 | 22400 | 17 | 8.8 | 21400 | 17700 | 82.71% | 1.96 | 0 | 10.5 |  |  |  | No | R-454B | 1.8667 | Residential & Commercial | Ducted CEE Tier 1
215399938 | Central HP <5.4 tons | LUXAIRE | HRCU-A-C (Split System: Heat Pump with Remote Outdoor Unit with No Indoor Fan --Air Source) | HH824E2S11 | ASPEN |  | D(A,C,E)36A3K+TDR |  | 22400 | 15.2 | 8.5 | 22600 | 21200 | 93.81% | 2.65 | 0 | 11 |  |  |  | No | R-454B | 1.8667 | Residential & Commercial | Ducted CEE Tier 1
206133428 | Central HP <5.4 tons | ARCOAIRE | HRCU-A-CB (Split System: Heat Pump with Remote Outdoor Unit-Air-Source) | HVH825GKA2* |  |  | EA*4X37L17A*+WALLCON | *80CSU0601716A* | 24200 | 16.5 | 8.1 | 21400 | 16700 | 78.04% | 2 | 11.5 | 10.5 |  |  |  | No | R-410A | 2.0167 | Residential & Commercial | Ducted CEE Tier 1
214660552 | Central HP <5.4 tons | ECOER | HRCU-A-CB (Split System: Heat Pump with Remote Outdoor Unit-Air-Source) | EODA19H-2436AA* |  |  | GNC2430BPT | MGH96M060B3A | 24000 | 18.5 | 9 | 24000 | 19400 | 80.83% | 2.1 | 0 | 12 |  |  |  | No | R-410A | 2 | Residential & Commercial | Ducted CEE Tier 1
214303520 | Central HP <5.4 tons | ECOER | HRCU-A-CB (Split System: Heat Pump with Remote Outdoor Unit-Air-Source) | EODA19H-2436A |  |  | GNC2430APT | MGH96M060B3A | 23800 | 18.5 | 9 | 24000 | 19200 | 80% | 2 | 0 | 12 |  |  |  | No | R-410A | 1.9833 | Residential & Commercial | Ducted CEE Tier 1
214838769 | Central HP <5.4 tons | ECOER | HRCU-A-CB (Split System: Heat Pump with Remote Outdoor Unit-Air-Source) | EODA19H-2436AA* |  |  | GNC2430BPT | FG7SA-072C-T24B* | 24000 | 17.5 | 8.5 | 24000 | 19400 | 80.83% | 2.1 | 0 | 12 |  |  |  | No | R-410A | 2 | Residential & Commercial | Ducted CEE Tier 1
206771346 | Central HP <5.4 tons | ARCOAIRE | HRCU-A-CB (Split System: Heat Pump with Remote Outdoor Unit-Air-Source) | HVH837GKA2* |  |  | EA*4X37L21A*+WALLCON | *96CTN1002122A* | 33000 | 17.5 | 8.5 | 33000 | 25200 | 76.36% | 2 | 12 | 11.7 |  |  |  | No | R-410A | 2.75 | Residential & Commercial | Ducted CEE Tier 1
214391044 | Central HP <5.4 tons | DAY & NIGHT | HRCU-A-CB (Split System: Heat Pump with Remote Outdoor Unit-Air-Source) | DLCURAH24ABK | ADP |  | H,GE32936 | *96VTN0601716B* | 23400 | 16 | 9 | 24400 | 22800 | 93.44% | 1.92 | 0 | 10 |  |  |  | No | R-410A | 1.95 | Residential & Commercial | Ducted CEE Tier 1
206771409 | Central HP <5.4 tons | ARCOAIRE | HRCU-A-CB (Split System: Heat Pump with Remote Outdoor Unit-Air-Source) | HVH837GKA2* |  |  | EA*4X42L21A*+WALLCON | *80CTL0902120A* | 31800 | 17.5 | 8.1 | 33200 | 24400 | 73.49% | 1.9 | 11 | 11.5 |  |  |  | No | R-410A | 2.65 | Residential & Commercial | Ducted CEE Tier 1
206771508 | Central HP <5.4 tons | ARCOAIRE | HRCU-A-CB (Split System: Heat Pump with Remote Outdoor Unit-Air-Source) | HVH837GKA2* |  |  | EA*4X42L21A*+WALLCON | *97CMN0602120A* | 31600 | 17 | 8.1 | 33400 | 24800 | 74.25% | 1.86 | 11 | 11 |  |  |  | No | R-410A | 2.6333 | Residential & Commercial | Ducted CEE Tier 1
215389812 | Central HP <5.4 tons | CARRIER | HRCU-A-CB (Split System: Heat Pump with Remote Outdoor Unit-Air-Source) | 38MURAQ36AB3* |  |  | CNPV*4217AL* | GG96VTAB48060B** | 35400 | 15.5 | 8.5 | 38500 | 35000 | 90.91% | 1.94 | 0 | 10 |  |  |  | No | R-410A | 2.95 | Residential & Commercial | Ducted CEE Tier 1
211708507 | Central HP <5.4 tons | COLEMAN | HRCU-A-CB (Split System: Heat Pump with Remote Outdoor Unit-Air-Source) | THF2B48T21 | ASPEN |  | D(A,C,E)48D36+TDR | TMLE100C20MP11 | 46000 | 16 | 8.2 | 44500 | 31600 | 71.01% | 3.08 | 0 | 11.9 |  |  |  | No | R-410A | 3.8333 | Residential & Commercial | Ducted CEE Tier 1
213274514 | Central HP <5.4 tons | COLEMAN | HRCU-A-CB (Split System: Heat Pump with Remote Outdoor Unit-Air-Source) | THF2B48T21 | ASPEN |  | D(A,C,E)60A44+TDR | CPLC080C16MP13 | 43000 | 16 | 8.2 | 44000 | 31200 | 70.91% | 3.16 | 0 | 11.5 |  |  |  | No | R-410A | 3.5833 | Residential & Commercial | Ducted CEE Tier 1
216054841 | Central HP <5.4 tons | LUXAIRE | HRCU-A-CB (Split System: Heat Pump with Remote Outdoor Unit-Air-Source) | HH824E2S11 | ASPEN |  | C(A,C,D,E)24D2K+TDR | TM9E060B12MP12 | 21000 | 17 | 8.5 | 22800 | 18300 | 80.26% | 2 | 0 | 11.2 |  |  |  | No | R-454B | 1.75 | Residential & Commercial | Ducted CEE Tier 1
216054875 | Central HP <5.4 tons | LUXAIRE | HRCU-A-CB (Split System: Heat Pump with Remote Outdoor Unit-Air-Source) | HH824E2S11 | ASPEN |  | D(A,C,E)36A4K+TDR | TM9Y040A10MP11 | 21200 | 17 | 8.1 | 22600 | 17300 | 76.55% | 2 | 0 | 10.5 |  |  |  | No | R-454B | 1.7667 | Residential & Commercial | Ducted CEE Tier 1
216054909 | Central HP <5.4 tons | LUXAIRE | HRCU-A-CB (Split System: Heat Pump with Remote Outdoor Unit-Air-Source) | HH824E2S11 | ASPEN |  | D(A,C,E)24B4K+TDR | TMLE100B12MP11 | 22600 | 17 | 8.5 | 22800 | 18000 | 78.95% | 2 | 0 | 12 |  |  |  | No | R-454B | 1.8833 | Residential & Commercial | Ducted CEE Tier 1
216054941 | Central HP <5.4 tons | LUXAIRE | HRCU-A-CB (Split System: Heat Pump with Remote Outdoor Unit-Air-Source) | HH824E2S11 | ASPEN |  | D(A,C,E)36A4K+TDR | Z8ES060A12SMPS1 | 21200 | 17.5 | 8.5 | 22600 | 17300 | 76.55% | 2 | 0 | 11.7 |  |  |  | No | R-454B | 1.7667 | Residential & Commercial | Ducted CEE Tier 1
216054959 | Central HP <5.4 tons | LUXAIRE | HRCU-A-CB (Split System: Heat Pump with Remote Outdoor Unit-Air-Source) | HH824E2S11 | ASPEN |  | D(A,C,E)36A4K+TDR | Z8ET060A12LMPS1 | 21000 | 19 | 9 | 23000 | 17700 | 76.96% | 2 | 0 | 11.7 |  |  |  | No | R-454B | 1.75 | Residential & Commercial | Ducted CEE Tier 1
216054961 | Central HP <5.4 tons | LUXAIRE | HRCU-A-CB (Split System: Heat Pump with Remote Outdoor Unit-Air-Source) | HH824E2S11 | ASPEN |  | C(A,C,D,E)24D2K+TDR | Z8ET080B12LMPS1 | 21000 | 17.5 | 8.5 | 22800 | 18500 | 81.14% | 2 | 0 | 11.7 |  |  |  | No | R-454B | 1.75 | Residential & Commercial | Ducted CEE Tier 1
214573048 | Central HP <5.4 tons | CARRIER | HRCU-A-CB (Split System: Heat Pump with Remote Outdoor Unit-Air-Source) | 25VNA837A*030* |  |  | CAP**6124AL*+UI | 59MN7C080C21**20 | 33200 | 17.5 | 8.5 | 31800 | 24800 | 77.99% | 2 | 0 | 11.5 |  |  |  | No | R-410A | 2.7667 | Residential & Commercial | Ducted CEE Tier 1
214573198 | Central HP <5.4 tons | CARRIER | HRCU-A-CB (Split System: Heat Pump with Remote Outdoor Unit-Air-Source) | 25VNA837A*030* |  |  | CSPH*4812AL*+UI | 59CU5B080C21**20 | 32600 | 17.5 | 8.5 | 32800 | 25000 | 76.22% | 1.98 | 0 | 11 |  |  |  | No | R-410A | 2.7167 | Residential & Commercial | Ducted CEE Tier 1
214303524 | Central HP <5.4 tons | ECOER | HRCU-A-CB (Split System: Heat Pump with Remote Outdoor Unit-Air-Source) | EODA19H-2436A |  |  | GNC4248CPT | MGH96M100C5A | 33000 | 17.5 | 8.8 | 34600 | 24400 | 70.52% | 1.95 | 0 | 11.7 |  |  |  | No | R-410A | 2.75 | Residential & Commercial | Ducted CEE Tier 1
214571228 | Central HP <5.4 tons | CARRIER | HRCU-A-CB (Split System: Heat Pump with Remote Outdoor Unit-Air-Source) | 25VNA825A*032* |  |  | CNPV*4821AL*+UI | 59CU5B100C21**22 | 24200 | 17 | 8.1 | 21200 | 16600 | 78.3% | 2.02 | 0 | 11.5 |  |  |  | No | R-410A | 2.0167 | Residential & Commercial | Ducted CEE Tier 1
206133298 | Central HP <5.4 tons | ARCOAIRE | HRCU-A-CB (Split System: Heat Pump with Remote Outdoor Unit-Air-Source) | HVH825GKA2* |  |  | EA*4X24L17A*+WALLCON | *80CSU0401712A* | 23200 | 16.5 | 8.1 | 22000 | 16800 | 76.36% | 1.9 | 11 | 10.5 |  |  |  | No | R-410A | 1.9333 | Residential & Commercial | Ducted CEE Tier 1
206133348 | Central HP <5.4 tons | ARCOAIRE | HRCU-A-CB (Split System: Heat Pump with Remote Outdoor Unit-Air-Source) | HVH825GKA2* |  |  | EA*4X30L17A*+WALLCON | *80CSU0601716A* | 23400 | 16.5 | 8.1 | 21600 | 16700 | 77.31% | 1.92 | 11 | 10.5 |  |  |  | No | R-410A | 1.95 | Residential & Commercial | Ducted CEE Tier 1
215643930 | Central HP <5.4 tons | YORK | HRCU-A-CB (Split System: Heat Pump with Remote Outdoor Unit-Air-Source) | HH824E2S11 | ADP |  | CH360B*C+TXV | Y81E080B12SMPS1 | 22200 | 18 | 9.1 | 21200 | 17500 | 82.55% | 1.94 | 0 | 11 |  |  |  | No | R-454B | 1.85 | Residential & Commercial | Ducted CEE Tier 1
213077162 | Central HP <5.4 tons | KEEPRITE | HRCU-A-CB (Split System: Heat Pump with Remote Outdoor Unit-Air-Source) | DLCURAH36ABK |  |  | EA*4X42L21A* | *96VSN1002120B* | 35400 | 16 | 8.1 | 38500 | 35200 | 91.43% | 1.88 | 0 | 10 |  |  |  | No | R-410A | 2.95 | Residential & Commercial | Ducted CEE Tier 1
213075897 | Central HP <5.4 tons | GRANDAIRE | HRCU-A-CB (Split System: Heat Pump with Remote Outdoor Unit-Air-Source) | WDLCURAH36ABK |  |  | WLA*374CA* | WFSU100C060B* | 36400 | 16 | 8.5 | 38000 | 35200 | 92.63% | 1.9 | 0 | 10 |  |  |  | No | R-410A | 3.0333 | Residential & Commercial | Ducted CEE Tier 1
212552604 | Central HP <5.4 tons | DAY & NIGHT | HRCU-A-CB (Split System: Heat Pump with Remote Outdoor Unit-Air-Source) | CVH848GKA** | ADP |  | FG49960 | *80CSU0802120A* | 45500 | 18 | 8.5 | 44000 | 34400 | 78.18% | 2 | 0 | 10.5 |  |  |  | No | R-410A | 3.7917 | Residential & Commercial | Ducted CEE Tier 1
212552605 | Central HP <5.4 tons | DAY & NIGHT | HRCU-A-CB (Split System: Heat Pump with Remote Outdoor Unit-Air-Source) | CVH848GKA** | ADP |  | FG84948 | *80CSU0802120A* | 45500 | 18 | 8.5 | 44000 | 34400 | 78.18% | 2 | 0 | 10.5 |  |  |  | No | R-410A | 3.7917 | Residential & Commercial | Ducted CEE Tier 1
212552635 | Central HP <5.4 tons | DAY & NIGHT | HRCU-A-CB (Split System: Heat Pump with Remote Outdoor Unit-Air-Source) | CVH848GKA** | ADP |  | PL48H210P299 | *95CSU0802120A* | 46000 | 17 | 8.5 | 44000 | 34600 | 78.64% | 2 | 0 | 10 |  |  |  | No | R-410A | 3.8333 | Residential & Commercial | Ducted CEE Tier 1
212552671 | Central HP <5.4 tons | DAY & NIGHT | HRCU-A-CB (Split System: Heat Pump with Remote Outdoor Unit-Air-Source) | CVH848GKA** | ADP |  | FG86960 | *96CTN1202422A* | 45500 | 17 | 8.5 | 44500 | 34400 | 77.3% | 2 | 0 | 10.5 |  |  |  | No | R-410A | 3.7917 | Residential & Commercial | Ducted CEE Tier 1
212394375 | Central HP <5.4 tons | AMERISTAR | HRCU-A-C (Split System: Heat Pump with Remote Outdoor Unit with No Indoor Fan --Air Source) | E4HL5030A1000A |  |  | 4TXCB003DS3 |  | 24000 | 15.2 | 8.1 | 24000 | 19500 | 81.25% | 1.75 | 0 | 10 |  |  |  | No | R-410A | 2 | Residential & Commercial | Ducted CEE Tier 1
215934668 | Central HP <5.4 tons | ARCOAIRE | HRCU-A-CB (Split System: Heat Pump with Remote Outdoor Unit-Air-Source) | H5H3V36*K*AAA* |  |  | EVM5X31M17A*+WALLCON | *97CMN0601714B* | 34800 | 20.5 | 8.5 | 38000 | 28000 | 73.68% | 2.08 | 0 | 11.5 |  |  |  | No | R-454B | 2.9 | Residential & Commercial | Ducted CEE Tier 1
215934718 | Central HP <5.4 tons | ARCOAIRE | HRCU-A-CB (Split System: Heat Pump with Remote Outdoor Unit-Air-Source) | H5H3V36*K*AAA* |  |  | EVM5X36M17A*+WALLCON | *97CMN0601714B* | 34000 | 20 | 8.1 | 38000 | 27200 | 71.58% | 2 | 0 | 11 |  |  |  | No | R-454B | 2.8333 | Residential & Commercial | Ducted CEE Tier 1
215933668 | Central HP <5.4 tons | ARCOAIRE | HRCU-A-CB (Split System: Heat Pump with Remote Outdoor Unit-Air-Source) | H5H3V36*K*AAA* |  |  | ESH5X48M12A*+WALLCON | *97CMN0802120B* | 33800 | 19.5 | 9 | 34800 | 26600 | 76.44% | 1.94 | 0 | 11.5 |  |  |  | No | R-454B | 2.8167 | Residential & Commercial | Ducted CEE Tier 1
215933818 | Central HP <5.4 tons | ARCOAIRE | HRCU-A-CB (Split System: Heat Pump with Remote Outdoor Unit-Air-Source) | H5H3V36*K*AAA* |  |  | ESH5X60M12A*+WALLCON | *80CTL1352422B* | 34200 | 19.5 | 9 | 34400 | 26000 | 75.58% | 1.96 | 0 | 11.7 |  |  |  | No | R-454B | 2.85 | Residential & Commercial | Ducted CEE Tier 1
212621999 | Central HP <5.4 tons | COLEMAN | HRCU-A-CB (Split System: Heat Pump with Remote Outdoor Unit-Air-Source) | HMH72B341 | ASPEN |  | D(A,C,E)48C34+TDR | TM9E100C20MP12 | 33200 | 15.5 | 8.1 | 33200 | 27000 | 81.33% | 2.43 | 0 | 10 |  |  |  | No | R-410A | 2.7667 | Residential & Commercial | Ducted CEE Tier 1
214588227 | Central HP <5.4 tons | BRYANT HEATING AND COOLING SYSTEMS | HRCU-A-CB (Split System: Heat Pump with Remote Outdoor Unit-Air-Source) | 38MURAQ18AB3* | ADP |  | C36A***L129 | 926TC36060V14*** | 17200 | 16 | 8.5 | 16900 | 19400 | 114.8% | 2.38 | 0 | 10.5 |  |  |  | No | R-410A | 1.4333 | Residential & Commercial | Ducted CEE Tier 1
214588338 | Central HP <5.4 tons | BRYANT HEATING AND COOLING SYSTEMS | HRCU-A-CB (Split System: Heat Pump with Remote Outdoor Unit-Air-Source) | 38MURAQ36AB3* | ADP |  | PL36H175P389 | 926TC48080V17*** | 35600 | 16 | 8.1 | 36800 | 34600 | 94.02% | 1.98 | 0 | 10 |  |  |  | No | R-410A | 2.9667 | Residential & Commercial | Ducted CEE Tier 1
211708437 | Central HP <5.4 tons | COLEMAN | HRCU-A-CB (Split System: Heat Pump with Remote Outdoor Unit-Air-Source) | THF2B48T21 | ASPEN |  | D(A,C,E)48D36+TDR | TM8E100C20MP11 | 46000 | 16 | 8.2 | 44500 | 31600 | 71.01% | 3.08 | 0 | 11.9 |  |  |  | No | R-410A | 3.8333 | Residential & Commercial | Ducted CEE Tier 1
215934958 | Central HP <5.4 tons | ARCOAIRE | HRCU-A-CB (Split System: Heat Pump with Remote Outdoor Unit-Air-Source) | H5H3V36*K*AAA* |  |  | EVM5X48M21A*+WALLCON | *97CMN0601714B* | 34400 | 20.5 | 8.5 | 38000 | 27600 | 72.63% | 2.08 | 0 | 11 |  |  |  | No | R-454B | 2.8667 | Residential & Commercial | Ducted CEE Tier 1
215935078 | Central HP <5.4 tons | ARCOAIRE | HRCU-A-CB (Split System: Heat Pump with Remote Outdoor Unit-Air-Source) | H5H3V36*K*AAA* |  |  | EVM5X49M21A*+WALLCON | *95CSU1002122B* | 35600 | 22 | 8.5 | 38000 | 28400 | 74.74% | 2.04 | 0 | 12.5 |  |  |  | No | R-454B | 2.9667 | Residential & Commercial | Ducted CEE Tier 1
215933828 | Central HP <5.4 tons | ARCOAIRE | HRCU-A-CB (Split System: Heat Pump with Remote Outdoor Unit-Air-Source) | H5H3V36*K*AAA* |  |  | ESH5X60M12A*+WALLCON | *95CSU0601716B* | 34000 | 19 | 9 | 34800 | 26400 | 75.86% | 1.92 | 0 | 11 |  |  |  | No | R-454B | 2.8333 | Residential & Commercial | Ducted CEE Tier 1
215933928 | Central HP <5.4 tons | ARCOAIRE | HRCU-A-CB (Split System: Heat Pump with Remote Outdoor Unit-Air-Source) | H5H3V36*K*AAA* |  |  | ESH5X60M12A*+WALLCON | *96CTN0801714B* | 34000 | 19.5 | 9 | 34600 | 26400 | 76.3% | 1.94 | 0 | 11.5 |  |  |  | No | R-454B | 2.8333 | Residential & Commercial | Ducted CEE Tier 1
215375249 | Central HP <5.4 tons | RUUD | HRCU-A-CB (Split System: Heat Pump with Remote Outdoor Unit-Air-Source) | RD17AZ48AJ3N | ASPEN |  | D(A,C,E)60D36+TDR | R801V1505A24UH | 45500 | 16 | 8.1 | 45500 | 32400 | 71.21% | 2.4 | 0 | 10 |  |  |  | No | R-410A | 3.7917 | Residential & Commercial | Ducted CEE Tier 1
215375274 | Central HP <5.4 tons | RUUD | HRCU-A-CB (Split System: Heat Pump with Remote Outdoor Unit-Air-Source) | RD17AZ48AJ3N | ASPEN |  | D(A,C,E)48B44+TDR | R802V1255A24DZ | 44000 | 16 | 8.1 | 45500 | 32400 | 71.21% | 2.4 | 0 | 10 |  |  |  | No | R-410A | 3.6667 | Residential & Commercial | Ducted CEE Tier 1
215375276 | Central HP <5.4 tons | RUUD | HRCU-A-CB (Split System: Heat Pump with Remote Outdoor Unit-Air-Source) | RD17AZ48AJ3N | ASPEN |  | D(A,C,E)60D34+TDR | R802V1255A24DZ | 45500 | 16 | 8.1 | 45500 | 32400 | 71.21% | 2.4 | 0 | 10 |  |  |  | No | R-410A | 3.7917 | Residential & Commercial | Ducted CEE Tier 1
215375278 | Central HP <5.4 tons | RUUD | HRCU-A-CB (Split System: Heat Pump with Remote Outdoor Unit-Air-Source) | RD17AZ48AJ3N | ASPEN |  | D(A,C,E)48B44+TDR | R802V1255A24UHN | 44000 | 16 | 8.1 | 45500 | 32400 | 71.21% | 2.4 | 0 | 10 |  |  |  | No | R-410A | 3.6667 | Residential & Commercial | Ducted CEE Tier 1
215375301 | Central HP <5.4 tons | RUUD | HRCU-A-CB (Split System: Heat Pump with Remote Outdoor Unit-Air-Source) | RD17AZ48AJ3N | ASPEN |  | D(A,C,E)60D36+TDR | R921V0855A21M4S | 45500 | 15.2 | 8.1 | 45500 | 32600 | 71.65% | 2.3 | 0 | 10 |  |  |  | No | R-410A | 3.7917 | Residential & Commercial | Ducted CEE Tier 1
215375310 | Central HP <5.4 tons | RUUD | HRCU-A-CB (Split System: Heat Pump with Remote Outdoor Unit-Air-Source) | RD17AZ48AJ3N | ASPEN |  | D(A,C,E)48B44+TDR | R951V0705A21M4S | 44000 | 15.2 | 8.1 | 45500 | 32600 | 71.65% | 2.3 | 0 | 10 |  |  |  | No | R-410A | 3.6667 | Residential & Commercial | Ducted CEE Tier 1
214394804 | Central HP <5.4 tons | CARRIER | HRCU-A-CB (Split System: Heat Pump with Remote Outdoor Unit-Air-Source) | 25VNA837A*031* | ADP |  | H,PG53936 | 59TN6C120C24**22 | 32800 | 18 | 8.5 | 30200 | 24400 | 80.79% | 2 | 0 | 11.7 |  |  |  | No | R-410A | 2.7333 | Residential & Commercial | Ducted CEE Tier 1
214862297 | Central HP <5.4 tons | BRYANT HEATING AND COOLING SYSTEMS | HRCU-A-CB (Split System: Heat Pump with Remote Outdoor Unit-Air-Source) | 288BNV025*0**C* | ADP |  | H,CD16936 | 987MC42060C17*** | 23800 | 16 | 8.1 | 19800 | 16300 | 82.32% | 1.98 | 0 | 11 |  |  |  | No | R-410A | 1.9833 | Residential & Commercial | Ducted CEE Tier 1
214862302 | Central HP <5.4 tons | BRYANT HEATING AND COOLING SYSTEMS | HRCU-A-CB (Split System: Heat Pump with Remote Outdoor Unit-Air-Source) | 288BNV025*0**C* | ADP |  | H,PE9J936 | 987MC42060C17*** | 23600 | 16 | 8.1 | 20000 | 16300 | 81.5% | 1.94 | 0 | 11 |  |  |  | No | R-410A | 1.9667 | Residential & Commercial | Ducted CEE Tier 1
214862327 | Central HP <5.4 tons | BRYANT HEATING AND COOLING SYSTEMS | HRCU-A-CB (Split System: Heat Pump with Remote Outdoor Unit-Air-Source) | 288BNV025*0**C* | ADP |  | H,PE7J936 | 987MC60080C21*** | 23400 | 16 | 8.1 | 20000 | 16300 | 81.5% | 1.92 | 0 | 11 |  |  |  | No | R-410A | 1.95 | Residential & Commercial | Ducted CEE Tier 1
214862336 | Central HP <5.4 tons | BRYANT HEATING AND COOLING SYSTEMS | HRCU-A-CB (Split System: Heat Pump with Remote Outdoor Unit-Air-Source) | 288BNV025*0**C* | ADP |  | H,PE7J936 | 987MC66100C21*** | 23600 | 16 | 8.1 | 19800 | 16200 | 81.82% | 1.94 | 0 | 11 |  |  |  | No | R-410A | 1.9667 | Residential & Commercial | Ducted CEE Tier 1
214862347 | Central HP <5.4 tons | BRYANT HEATING AND COOLING SYSTEMS | HRCU-A-CB (Split System: Heat Pump with Remote Outdoor Unit-Air-Source) | 288BNV025*0**C* | ADP |  | H,PE9J936 | 987MC66120C24*** | 23800 | 16 | 8.1 | 19800 | 16200 | 81.82% | 1.96 | 0 | 11 |  |  |  | No | R-410A | 1.9833 | Residential & Commercial | Ducted CEE Tier 1
215438165 | Central HP <5.4 tons | CHAMPION HEATING AND COOLING | HRCU-A-CB (Split System: Heat Pump with Remote Outdoor Unit-Air-Source) | HH860E2S11 | ADP |  | FE*TT4*48+TXV |  | 46000 | 18 | 9 | 44000 | 33600 | 76.36% | 2.1 | 0 | 12 |  |  |  | No | R-454B | 3.8333 | Residential & Commercial | Ducted CEE Tier 1
216488075 | Central HP <5.4 tons | CHAMPION HEATING AND COOLING | HRCU-A-CB (Split System: Heat Pump with Remote Outdoor Unit-Air-Source) | HH860E2S11 | ADP |  | A60VGA*+TXV | TM9Y100C16MP11 | 44000 | 18 | 9 | 42500 | 33400 | 78.59% | 2 | 0 | 11 |  |  |  | No | R-454B | 3.6667 | Residential & Commercial | Ducted CEE Tier 1
216488091 | Central HP <5.4 tons | CHAMPION HEATING AND COOLING | HRCU-A-CB (Split System: Heat Pump with Remote Outdoor Unit-Air-Source) | HH860E2S11 | ADP |  | A60VGA*+TXV | Z9ES080C16SMPS1 | 45000 | 18 | 9 | 44000 | 33400 | 75.91% | 2 | 0 | 11.7 |  |  |  | No | R-454B | 3.75 | Residential & Commercial | Ducted CEE Tier 1
215726728 | Central HP <5.4 tons | YORK | HRCU-A-CB (Split System: Heat Pump with Remote Outdoor Unit-Air-Source) | HH860E2S11 | ADP |  | H,YG48*60+TXV-BLEED | Y81E130D20SMPS1 | 45000 | 18 | 9 | 43000 | 33200 | 77.21% | 2 | 0 | 12 |  |  |  | No | R-454B | 3.75 | Residential & Commercial | Ducted CEE Tier 1
214650728 | Central HP <5.4 tons | CHAMPION HEATING AND COOLING | HRCU-A-CB (Split System: Heat Pump with Remote Outdoor Unit-Air-Source) | HH860E2S11 |  |  | CTU60D5XHS1+TXV | TM9E120D20MP12 | 53500 | 19 | 8.5 | 54500 | 39500 | 72.48% | 2 | 0 | 11 |  |  |  | No | R-454B | 4.4583 | Residential & Commercial | Ducted CEE Tier 1
214440933 | Central HP <5.4 tons | CARRIER | HRCU-A-CB (Split System: Heat Pump with Remote Outdoor Unit-Air-Source) | 25VNA424A*031* | ADP |  | H,PG32936 | 59TN6C060C17**14 | 23000 | 20 | 10 | 25000 | 19500 | 78% | 2.4 | 0 | 12.5 |  |  |  | No | R-410A | 1.9167 | Residential & Commercial | Ducted CEE Tier 1
216032539 | Central HP <5.4 tons | MRCOOL | HRCU-A-CB (Split System: Heat Pump with Remote Outdoor Unit-Air-Source) | MVP-48-HP-C-230A00-O |  |  | MVP-48-HP-MUAH-230A00-O |  | 48000 | 16 | 8.5 | 48000 | 38000 | 79.17% | 1.85 | 0 | 10 |  |  |  | No | R-454B | 4 | Residential & Commercial | Ducted CEE Tier 1
213355429 | Central HP <5.4 tons | COLEMAN | HRCU-A-CB (Split System: Heat Pump with Remote Outdoor Unit-Air-Source) | HMH72B341 | ASPEN |  | L(E,G)M36E6 |  | 32400 | 17 | 8.5 | 32000 | 28000 | 87.5% | 2.88 | 0 | 10 |  |  |  | No | R-410A | 2.7 | Residential & Commercial | Ducted CEE Tier 1
215934878 | Central HP <5.4 tons | ARCOAIRE | HRCU-A-CB (Split System: Heat Pump with Remote Outdoor Unit-Air-Source) | H5H3V36*K*AAA* |  |  | EVM5X44M21A*+WALLCON | *95CSU0802120B* | 35600 | 21.5 | 8.5 | 38000 | 28600 | 75.26% | 2.04 | 0 | 12 |  |  |  | No | R-454B | 2.9667 | Residential & Commercial | Ducted CEE Tier 1
215934928 | Central HP <5.4 tons | ARCOAIRE | HRCU-A-CB (Split System: Heat Pump with Remote Outdoor Unit-Air-Source) | H5H3V36*K*AAA* |  |  | EVM5X44M21A*+WALLCON | *97CMN1002122B* | 35600 | 22 | 8.5 | 38000 | 28600 | 75.26% | 2.02 | 0 | 12.5 |  |  |  | No | R-454B | 2.9667 | Residential & Commercial | Ducted CEE Tier 1
215375089 | Central HP <5.4 tons | RUUD | HRCU-A-CB (Split System: Heat Pump with Remote Outdoor Unit-Air-Source) | RD17AZ24AJ3N | ASPEN |  | D(A,C,E)30B36+TDR | R802V0754A17UHN | 21600 | 17 | 8.1 | 22600 | 18900 | 83.63% | 2.1 | 0 | 10 |  |  |  | No | R-410A | 1.8 | Residential & Commercial | Ducted CEE Tier 1
215375110 | Central HP <5.4 tons | RUUD | HRCU-A-CB (Split System: Heat Pump with Remote Outdoor Unit-Air-Source) | RD17AZ36AJ3N | ASPEN |  | D(A,C,E)36C46+TDR | R801V0704A17UHU | 33000 | 18 | 8.1 | 34200 | 31400 | 91.81% | 1.9 | 0 | 10 |  |  |  | No | R-410A | 2.75 | Residential & Commercial | Ducted CEE Tier 1
215375182 | Central HP <5.4 tons | RUUD | HRCU-A-CB (Split System: Heat Pump with Remote Outdoor Unit-Air-Source) | RD17AZ36AJ3N | ASPEN |  | D(A,C,E)36C46+TDR | R951V0403A17UHU | 33000 | 18 | 8.1 | 34200 | 31600 | 92.4% | 1.9 | 0 | 10 |  |  |  | No | R-410A | 2.75 | Residential & Commercial | Ducted CEE Tier 1
216445242 | Central HP <5.4 tons | ECOER | HRCU-A-CB (Split System: Heat Pump with Remote Outdoor Unit-Air-Source) | EODA19H-4860AB* |  |  | EAHDEN-60AB* |  | 54000 | 18.5 | 10 | 55000 | 38500 | 70% | 1.9 | 0 | 11.2 |  |  |  | No | R-454B | 4.5 | Residential & Commercial | Ducted CEE Tier 1
203025023 | Central HP <5.4 tons | BOSCH | HRCU-A-CB (Split System: Heat Pump with Remote Outdoor Unit-Air-Source) | BOVA-60HDN1-M20G |  |  | BMA*4248DNTF | BGH96M100D5A | 45500 | 17.5 | 9 | 47000 | 33200 | 70.64% | 1.9 | 12.5 | 11.7 |  |  |  | No | R-410A | 3.7917 | Residential & Commercial | Ducted CEE Tier 1
215375328 | Central HP <5.4 tons | RUUD | HRCU-A-CB (Split System: Heat Pump with Remote Outdoor Unit-Air-Source) | RD17AZ48AJ3N | ASPEN |  | D(A,C,E)60D34+TDR | R951V1155A24M4S | 45500 | 16 | 8.1 | 45500 | 32400 | 71.21% | 2.4 | 0 | 10 |  |  |  | No | R-410A | 3.7917 | Residential & Commercial | Ducted CEE Tier 1
216013305 | Central HP <5.4 tons | CHAMPION HEATING AND COOLING | HRCU-A-CB (Split System: Heat Pump with Remote Outdoor Unit-Air-Source) | HH824E2S11 |  |  | CTM36B5ADS1+JMET12BS2N1 |  | 23000 | 18 | 9.5 | 23000 | 18000 | 78.26% | 2 | 0 | 12 |  |  |  | No | R-454B | 1.9167 | Residential & Commercial | Ducted CEE Tier 1
215375237 | Central HP <5.4 tons | RUUD | HRCU-A-CB (Split System: Heat Pump with Remote Outdoor Unit-Air-Source) | RD17AZ48AJ3N | ASPEN |  | D(A,C,E)60D36+TDR | R801V1005A21UHU | 45500 | 16 | 8.1 | 45500 | 32400 | 71.21% | 2.4 | 0 | 10 |  |  |  | No | R-410A | 3.7917 | Residential & Commercial | Ducted CEE Tier 1
215375238 | Central HP <5.4 tons | RUUD | HRCU-A-CB (Split System: Heat Pump with Remote Outdoor Unit-Air-Source) | RD17AZ48AJ3N | ASPEN |  | D(A,C,E)48B44+TDR | R801V1255A24DZ | 44000 | 16 | 8.1 | 45500 | 32400 | 71.21% | 2.4 | 0 | 10 |  |  |  | No | R-410A | 3.6667 | Residential & Commercial | Ducted CEE Tier 1
215375240 | Central HP <5.4 tons | RUUD | HRCU-A-CB (Split System: Heat Pump with Remote Outdoor Unit-Air-Source) | RD17AZ48AJ3N | ASPEN |  | D(A,C,E)60D34+TDR | R801V1255A24DZ | 45500 | 16 | 8.1 | 45500 | 32400 | 71.21% | 2.4 | 0 | 10 |  |  |  | No | R-410A | 3.7917 | Residential & Commercial | Ducted CEE Tier 1
215375256 | Central HP <5.4 tons | RUUD | HRCU-A-CB (Split System: Heat Pump with Remote Outdoor Unit-Air-Source) | RD17AZ48AJ3N | ASPEN |  | D(A,C,E)60D34+TDR | R802V0755A21UHN | 45500 | 15.2 | 8.1 | 45500 | 32400 | 71.21% | 2.4 | 0 | 10 |  |  |  | No | R-410A | 3.7917 | Residential & Commercial | Ducted CEE Tier 1
215375289 | Central HP <5.4 tons | RUUD | HRCU-A-CB (Split System: Heat Pump with Remote Outdoor Unit-Air-Source) | RD17AZ48AJ3N | ASPEN |  | D(A,C,E)60D36+TDR | R802V1505A24UHN | 45500 | 16 | 8.1 | 45500 | 32400 | 71.21% | 2.4 | 0 | 10 |  |  |  | No | R-410A | 3.7917 | Residential & Commercial | Ducted CEE Tier 1
215424720 | Central HP <5.4 tons | LUXAIRE | HRCU-A-CB (Split System: Heat Pump with Remote Outdoor Unit-Air-Source) | HH824E2S11 | ADP |  | H,YE7J*36+TXV-BLEED | TM9V040A10MP12 | 22400 | 16 | 8.8 | 21400 | 17100 | 79.91% | 1.96 | 0 | 10.5 |  |  |  | No | R-454B | 1.8667 | Residential & Commercial | Ducted CEE Tier 1
215424729 | Central HP <5.4 tons | LUXAIRE | HRCU-A-CB (Split System: Heat Pump with Remote Outdoor Unit-Air-Source) | HH824E2S11 | ADP |  | H,YE7J*36+TXV-BLEED | Z8ET060A12LMPS1 | 22400 | 18 | 8.8 | 21400 | 17300 | 80.84% | 1.96 | 0 | 11.5 |  |  |  | No | R-454B | 1.8667 | Residential & Commercial | Ducted CEE Tier 1
215375243 | Central HP <5.4 tons | RUUD | HRCU-A-CB (Split System: Heat Pump with Remote Outdoor Unit-Air-Source) | RD17AZ48AJ3N | ASPEN |  | D(A,C,E)48B46+TDR | R801V1255A24UH | 44000 | 16 | 8.1 | 45500 | 32400 | 71.21% | 2.4 | 0 | 10 |  |  |  | No | R-410A | 3.6667 | Residential & Commercial | Ducted CEE Tier 1
215375259 | Central HP <5.4 tons | RUUD | HRCU-A-CB (Split System: Heat Pump with Remote Outdoor Unit-Air-Source) | RD17AZ48AJ3N | ASPEN |  | D(A,C,E)48B46+TDR | R802V0755A21UHS | 44000 | 15.2 | 8.1 | 45500 | 32400 | 71.21% | 2.4 | 0 | 10 |  |  |  | No | R-410A | 3.6667 | Residential & Commercial | Ducted CEE Tier 1
215375275 | Central HP <5.4 tons | RUUD | HRCU-A-CB (Split System: Heat Pump with Remote Outdoor Unit-Air-Source) | RD17AZ48AJ3N | ASPEN |  | D(A,C,E)48B46+TDR | R802V1255A24DZ | 44000 | 16 | 8.1 | 45500 | 32400 | 71.21% | 2.4 | 0 | 10 |  |  |  | No | R-410A | 3.6667 | Residential & Commercial | Ducted CEE Tier 1
215375291 | Central HP <5.4 tons | RUUD | HRCU-A-CB (Split System: Heat Pump with Remote Outdoor Unit-Air-Source) | RD17AZ48AJ3N | ASPEN |  | D(A,C,E)48B46+TDR | R802V1505A24UHS | 44000 | 16 | 8.1 | 45500 | 32400 | 71.21% | 2.4 | 0 | 10 |  |  |  | No | R-410A | 3.6667 | Residential & Commercial | Ducted CEE Tier 1
215375309 | Central HP <5.4 tons | RUUD | HRCU-A-CB (Split System: Heat Pump with Remote Outdoor Unit-Air-Source) | RD17AZ48AJ3N | ASPEN |  | D(A,C,E)60D36+TDR | R921V1155A24M4S | 45500 | 16 | 8.1 | 45500 | 32400 | 71.21% | 2.4 | 0 | 10 |  |  |  | No | R-410A | 3.7917 | Residential & Commercial | Ducted CEE Tier 1
215375343 | Central HP <5.4 tons | RUUD | HRCU-A-CB (Split System: Heat Pump with Remote Outdoor Unit-Air-Source) | RD17AZ48AJ3N | ASPEN |  | D(A,C,E)48B46+TDR | R962V1155A24M4S | 44000 | 16 | 8.1 | 45500 | 32400 | 71.21% | 2.4 | 0 | 10 |  |  |  | No | R-410A | 3.6667 | Residential & Commercial | Ducted CEE Tier 1
212407355 | Central HP <5.4 tons | BRYANT HEATING AND COOLING SYSTEMS | HRCU-A-CB (Split System: Heat Pump with Remote Outdoor Unit-Air-Source) | 284ANV036*0**B* | ADP |  | C36A***C169 | 88*TA36070C14*** | 33400 | 19 | 9 | 33800 | 25800 | 76.33% | 2 | 0 | 12 |  |  |  | No | R-410A | 2.7833 | Residential & Commercial | Ducted CEE Tier 1
216439108 | Central HP <5.4 tons | AMERISTAR | HRCU-A-CB (Split System: Heat Pump with Remote Outdoor Unit-Air-Source) | A5HL5036A1000AA |  |  | A5AHV004A1D3 |  | 34000 | 16 | 8.1 | 34000 | 27000 | 79.41% | 1.75 | 0 | 11.7 |  |  |  | No | R-454B | 2.8333 | Residential & Commercial | Ducted CEE Tier 1
214440914 | Central HP <5.4 tons | BRYANT HEATING AND COOLING SYSTEMS | HRCU-A-CB (Split System: Heat Pump with Remote Outdoor Unit-Air-Source) | 284ANV036*0**B* | ADP |  | V,C36H175P149 | 986TD42080C17*** | 32400 | 19 | 9 | 35000 | 27400 | 78.29% | 2.02 | 0 | 11.7 |  |  |  | No | R-410A | 2.7 | Residential & Commercial | Ducted CEE Tier 1
212608500 | Central HP <5.4 tons | DAY & NIGHT | HRCU-A-CB (Split System: Heat Pump with Remote Outdoor Unit-Air-Source) | DLCURAH36ABK | ADP |  | F,PE*TT3937 |  | 36000 | 16 | 8.1 | 38000 | 35000 | 92.11% | 1.82 | 0 | 10 |  |  |  | No | R-410A | 3 | Residential & Commercial | Ducted CEE Tier 1
215385621 | Central HP <5.4 tons | HISENSE | HRCU-A-CB (Split System: Heat Pump with Remote Outdoor Unit-Air-Source) | AUWR-24U3SF2 | ASPEN |  | L(E,F)W30C4 |  | 21200 | 15.8 | 8.1 | 23000 | 17700 | 76.96% | 1.98 | 0 | 10 |  |  |  | No | R-410A | 1.7667 | Residential & Commercial | Ducted CEE Tier 1
213077619 | Central HP <5.4 tons | KEEPRITE | HRCU-A-CB (Split System: Heat Pump with Remote Outdoor Unit-Air-Source) | DLCURAH36ABK |  |  | EA*4X42L21A* | *96VTN1002120B* | 35400 | 16 | 8.1 | 38500 | 35000 | 90.91% | 1.88 | 0 | 10 |  |  |  | No | R-410A | 2.95 | Residential & Commercial | Ducted CEE Tier 1
213076658 | Central HP <5.4 tons | KEEPRITE | HRCU-A-CB (Split System: Heat Pump with Remote Outdoor Unit-Air-Source) | DLCURAH36ABK |  |  | EA*4X42L21A* | *80VTL0902120B* | 35200 | 16 | 8.1 | 38500 | 35000 | 90.91% | 1.88 | 0 | 10 |  |  |  | No | R-410A | 2.9333 | Residential & Commercial | Ducted CEE Tier 1
214440965 | Central HP <5.4 tons | CARRIER | HRCU-A-CB (Split System: Heat Pump with Remote Outdoor Unit-Air-Source) | 25VNA424A*031* | ADP |  | H,PG34936 | 59TN6C120C24**22 | 23400 | 20 | 10.5 | 25000 | 19300 | 77.2% | 2.48 | 0 | 13 |  |  |  | No | R-410A | 1.95 | Residential & Commercial | Ducted CEE Tier 1
215424275 | Central HP <5.4 tons | LUXAIRE | HRCU-A-CB (Split System: Heat Pump with Remote Outdoor Unit-Air-Source) | HH860E2S11 | ADP |  | H,YE36*60+TXV-BLEED | TM8V080C16MP12 | 43000 | 17 | 8.4 | 42000 | 32800 | 78.1% | 1.98 | 0 | 11.5 |  |  |  | No | R-454B | 3.5833 | Residential & Commercial | Ducted CEE Tier 1
215424284 | Central HP <5.4 tons | LUXAIRE | HRCU-A-CB (Split System: Heat Pump with Remote Outdoor Unit-Air-Source) | HH860E2S11 | ADP |  | H,YE48*60+TXV-BLEED | TM8Y080C16MP11 | 44000 | 18 | 8.5 | 42000 | 33000 | 78.57% | 2 | 0 | 11.7 |  |  |  | No | R-454B | 3.6667 | Residential & Commercial | Ducted CEE Tier 1
215424293 | Central HP <5.4 tons | LUXAIRE | HRCU-A-CB (Split System: Heat Pump with Remote Outdoor Unit-Air-Source) | HH860E2S11 | ADP |  | H,YE36*60+TXV-BLEED | TM9E080C20MP12 | 52000 | 18 | 8.3 | 53000 | 39500 | 74.53% | 1.96 | 0 | 10.5 |  |  |  | No | R-454B | 4.3333 | Residential & Commercial | Ducted CEE Tier 1
215424295 | Central HP <5.4 tons | LUXAIRE | HRCU-A-CB (Split System: Heat Pump with Remote Outdoor Unit-Air-Source) | HH860E2S11 | ADP |  | H,YE36*60+TXV-BLEED | TM9E100C16MP12 | 44000 | 17 | 8.4 | 44000 | 34000 | 77.27% | 1.98 | 0 | 10.5 |  |  |  | No | R-454B | 3.6667 | Residential & Commercial | Ducted CEE Tier 1
215424300 | Central HP <5.4 tons | LUXAIRE | HRCU-A-CB (Split System: Heat Pump with Remote Outdoor Unit-Air-Source) | HH860E2S11 | ADP |  | H,YE48*60+TXV-BLEED | TM9E120D20MP12 | 53000 | 18 | 8.5 | 52500 | 39000 | 74.29% | 2 | 0 | 11 |  |  |  | No | R-454B | 4.4167 | Residential & Commercial | Ducted CEE Tier 1
215424311 | Central HP <5.4 tons | LUXAIRE | HRCU-A-CB (Split System: Heat Pump with Remote Outdoor Unit-Air-Source) | HH860E2S11 | ADP |  | H,YE36*60+TXV-BLEED | TM9Y100C16MP11 | 43500 | 16 | 8.4 | 42500 | 33400 | 78.59% | 1.98 | 0 | 10.5 |  |  |  | No | R-454B | 3.625 | Residential & Commercial | Ducted CEE Tier 1
215851307 | Central HP <5.4 tons | COLEMAN | HRCU-A-CB (Split System: Heat Pump with Remote Outdoor Unit-Air-Source) | HH860E2S11 | ASPEN |  | C(A,C,D,E)60A3K+TDR | Z8ES130D20SMPS1 | 41500 | 18 | 9 | 44500 | 33600 | 75.51% | 2 | 0 | 11.7 |  |  |  | No | R-454B | 3.4583 | Residential & Commercial | Ducted CEE Tier 1
215375305 | Central HP <5.4 tons | RUUD | HRCU-A-CB (Split System: Heat Pump with Remote Outdoor Unit-Air-Source) | RD17AZ48AJ3N | ASPEN |  | D(A,C,E)60D36+TDR | R921V1005A21M4S | 45500 | 15.2 | 8.1 | 45500 | 32600 | 71.65% | 2.3 | 0 | 10 |  |  |  | No | R-410A | 3.7917 | Residential & Commercial | Ducted CEE Tier 1
215375321 | Central HP <5.4 tons | RUUD | HRCU-A-CB (Split System: Heat Pump with Remote Outdoor Unit-Air-Source) | RD17AZ48AJ3N | ASPEN |  | D(A,C,E)60D36+TDR | R951V1005A21M4S | 45500 | 15.2 | 8.1 | 45500 | 32600 | 71.65% | 2.3 | 0 | 10 |  |  |  | No | R-410A | 3.7917 | Residential & Commercial | Ducted CEE Tier 1
215375324 | Central HP <5.4 tons | RUUD | HRCU-A-CB (Split System: Heat Pump with Remote Outdoor Unit-Air-Source) | RD17AZ48AJ3N | ASPEN |  | D(A,C,E)60D34+TDR | R951V1005A21UHU | 45500 | 15.2 | 8.1 | 45500 | 32600 | 71.65% | 2.3 | 0 | 10 |  |  |  | No | R-410A | 3.7917 | Residential & Commercial | Ducted CEE Tier 1
215375076 | Central HP <5.4 tons | RUUD | HRCU-A-CB (Split System: Heat Pump with Remote Outdoor Unit-Air-Source) | RD17AZ24AJ3N | ASPEN |  | D(A,C,E)30B36+TDR | R801V0504A17UHS | 21600 | 17 | 8.1 | 22600 | 19000 | 84.07% | 2 | 0 | 10 |  |  |  | No | R-410A | 1.8 | Residential & Commercial | Ducted CEE Tier 1
215375085 | Central HP <5.4 tons | RUUD | HRCU-A-CB (Split System: Heat Pump with Remote Outdoor Unit-Air-Source) | RD17AZ24AJ3N | ASPEN |  | D(A,C,E)30B36+TDR | R802V0503A14UHS | 21600 | 17 | 8.1 | 22600 | 19000 | 84.07% | 2 | 0 | 10 |  |  |  | No | R-410A | 1.8 | Residential & Commercial | Ducted CEE Tier 1
214570688 | Central HP <5.4 tons | CARRIER | HRCU-A-CB (Split System: Heat Pump with Remote Outdoor Unit-Air-Source) | 25VNA825A*032* |  |  | CAP**4821AL*+UI | 59CU5B100C21**22 | 24000 | 17 | 8.5 | 21000 | 16500 | 78.57% | 2.02 | 0 | 11 |  |  |  | No | R-410A | 2 | Residential & Commercial | Ducted CEE Tier 1
214571088 | Central HP <5.4 tons | CARRIER | HRCU-A-CB (Split System: Heat Pump with Remote Outdoor Unit-Air-Source) | 25VNA825A*032* |  |  | CNPV*3621AL*+UI | 58TN*B070C21**20 | 23400 | 16.5 | 8.1 | 21600 | 16700 | 77.31% | 1.92 | 0 | 11 |  |  |  | No | R-410A | 1.95 | Residential & Commercial | Ducted CEE Tier 1
214571138 | Central HP <5.4 tons | CARRIER | HRCU-A-CB (Split System: Heat Pump with Remote Outdoor Unit-Air-Source) | 25VNA825A*032* |  |  | CNPV*3621AL*+UI | 59TN6C080C21**20 | 23600 | 16.5 | 8.1 | 21400 | 16700 | 78.04% | 1.92 | 0 | 11 |  |  |  | No | R-410A | 1.9667 | Residential & Commercial | Ducted CEE Tier 1
215424710 | Central HP <5.4 tons | LUXAIRE | HRCU-A-CB (Split System: Heat Pump with Remote Outdoor Unit-Air-Source) | HH824E2S11 | ADP |  | H,YE7J*36+TXV-BLEED | TM8E060A12MP11 | 22400 | 17 | 8.8 | 21400 | 17500 | 81.78% | 1.96 | 0 | 11 |  |  |  | No | R-454B | 1.8667 | Residential & Commercial | Ducted CEE Tier 1
215430819 | Central HP <5.4 tons | LUXAIRE | HRCU-A-CB (Split System: Heat Pump with Remote Outdoor Unit-Air-Source) | HH824E2S11 | ADP |  | H,YG80(1,2)36+TXV | TM9E080B12MP12 | 23000 | 18 | 9 | 21400 | 17600 | 82.24% | 2 | 0 | 11.7 |  |  |  | No | R-454B | 1.9167 | Residential & Commercial | Ducted CEE Tier 1
215430837 | Central HP <5.4 tons | LUXAIRE | HRCU-A-CB (Split System: Heat Pump with Remote Outdoor Unit-Air-Source) | HH824E2S11 | ADP |  | H,YG80(1,2)36+TXV | Z8ET060A12LMPS1 | 23000 | 19 | 9 | 21400 | 17300 | 80.84% | 2 | 0 | 12 |  |  |  | No | R-454B | 1.9167 | Residential & Commercial | Ducted CEE Tier 1
215375224 | Central HP <5.4 tons | RUUD | HRCU-A-CB (Split System: Heat Pump with Remote Outdoor Unit-Air-Source) | RD17AZ48AJ3N | ASPEN |  | D(A,C,E)60D34+TDR | R801V1005A21DZ | 45500 | 16 | 8.1 | 45500 | 32200 | 70.77% | 2.4 | 0 | 10 |  |  |  | No | R-410A | 3.7917 | Residential & Commercial | Ducted CEE Tier 1
215375226 | Central HP <5.4 tons | RUUD | HRCU-A-CB (Split System: Heat Pump with Remote Outdoor Unit-Air-Source) | RD17AZ48AJ3N | ASPEN |  | D(A,C,E)48B44+TDR | R801V1005A21UHN | 44000 | 16 | 8.1 | 45500 | 32400 | 71.21% | 2.4 | 0 | 10 |  |  |  | No | R-410A | 3.6667 | Residential & Commercial | Ducted CEE Tier 1
214588229 | Central HP <5.4 tons | BRYANT HEATING AND COOLING SYSTEMS | HRCU-A-CB (Split System: Heat Pump with Remote Outdoor Unit-Air-Source) | 38MURAQ18AB3* | ADP |  | PL36H175P149 | 926TC36060V14*** | 17500 | 16 | 8.5 | 16900 | 18800 | 111.2% | 2.3 | 0 | 10.5 |  |  |  | No | R-410A | 1.4583 | Residential & Commercial | Ducted CEE Tier 1
215375233 | Central HP <5.4 tons | RUUD | HRCU-A-CB (Split System: Heat Pump with Remote Outdoor Unit-Air-Source) | RD17AZ48AJ3N | ASPEN |  | D(A,C,E)60D36+TDR | R801V1005A21UHS | 45500 | 16 | 8.1 | 45500 | 32400 | 71.21% | 2.4 | 0 | 10 |  |  |  | No | R-410A | 3.7917 | Residential & Commercial | Ducted CEE Tier 1
215375242 | Central HP <5.4 tons | RUUD | HRCU-A-CB (Split System: Heat Pump with Remote Outdoor Unit-Air-Source) | RD17AZ48AJ3N | ASPEN |  | D(A,C,E)48B44+TDR | R801V1255A24UH | 44000 | 16 | 8.1 | 45500 | 32400 | 71.21% | 2.4 | 0 | 10 |  |  |  | No | R-410A | 3.6667 | Residential & Commercial | Ducted CEE Tier 1
215375285 | Central HP <5.4 tons | RUUD | HRCU-A-CB (Split System: Heat Pump with Remote Outdoor Unit-Air-Source) | RD17AZ48AJ3N | ASPEN |  | D(A,C,E)60D36+TDR | R802V1255A24UHS | 45500 | 16 | 8.1 | 45500 | 32400 | 71.21% | 2.4 | 0 | 10 |  |  |  | No | R-410A | 3.7917 | Residential & Commercial | Ducted CEE Tier 1
215375292 | Central HP <5.4 tons | RUUD | HRCU-A-CB (Split System: Heat Pump with Remote Outdoor Unit-Air-Source) | RD17AZ48AJ3N | ASPEN |  | D(A,C,E)60D34+TDR | R802V1505A24UHS | 45500 | 16 | 8.1 | 45500 | 32400 | 71.21% | 2.4 | 0 | 10 |  |  |  | No | R-410A | 3.7917 | Residential & Commercial | Ducted CEE Tier 1
215851366 | Central HP <5.4 tons | COLEMAN | HRCU-A-CB (Split System: Heat Pump with Remote Outdoor Unit-Air-Source) | HH860E2S11 | ASPEN |  | C(A,C,D,E)60A3K+TDR | Z9ES120D20SMPS1 | 43000 | 17.5 | 8.1 | 46500 | 34200 | 73.55% | 2 | 0 | 11.5 |  |  |  | No | R-454B | 3.5833 | Residential & Commercial | Ducted CEE Tier 1
215424260 | Central HP <5.4 tons | LUXAIRE | HRCU-A-CB (Split System: Heat Pump with Remote Outdoor Unit-Air-Source) | HH860E2S11 | ADP |  | H,YE48*60+TXV-BLEED | LP9C120D20MP13 | 44000 | 18 | 8.5 | 42500 | 33000 | 77.65% | 2 | 0 | 11.7 |  |  |  | No | R-454B | 3.6667 | Residential & Commercial | Ducted CEE Tier 1
215424262 | Central HP <5.4 tons | LUXAIRE | HRCU-A-CB (Split System: Heat Pump with Remote Outdoor Unit-Air-Source) | HH860E2S11 | ADP |  | H,YE48*60+TXV-BLEED | TM8E080C16MP11 | 44500 | 18 | 8.5 | 43500 | 33800 | 77.7% | 2 | 0 | 11 |  |  |  | No | R-454B | 3.7083 | Residential & Commercial | Ducted CEE Tier 1
215424269 | Central HP <5.4 tons | LUXAIRE | HRCU-A-CB (Split System: Heat Pump with Remote Outdoor Unit-Air-Source) | HH860E2S11 | ADP |  | H,YE36*60+TXV-BLEED | TM8E120C16MP11 | 44000 | 17 | 8.4 | 43500 | 33800 | 77.7% | 1.98 | 0 | 10.5 |  |  |  | No | R-454B | 3.6667 | Residential & Commercial | Ducted CEE Tier 1
215424312 | Central HP <5.4 tons | LUXAIRE | HRCU-A-CB (Split System: Heat Pump with Remote Outdoor Unit-Air-Source) | HH860E2S11 | ADP |  | H,YE48*60+TXV-BLEED | TM9Y100C16MP11 | 44000 | 17 | 8.5 | 42500 | 33400 | 78.59% | 2 | 0 | 11 |  |  |  | No | R-454B | 3.6667 | Residential & Commercial | Ducted CEE Tier 1
215424319 | Central HP <5.4 tons | LUXAIRE | HRCU-A-CB (Split System: Heat Pump with Remote Outdoor Unit-Air-Source) | HH860E2S11 | ADP |  | H,YE36*60+TXV-BLEED | Z8ES080C20SMPS1 | 51500 | 18 | 8.3 | 52000 | 38500 | 74.04% | 1.96 | 0 | 10.5 |  |  |  | No | R-454B | 4.2917 | Residential & Commercial | Ducted CEE Tier 1
215424337 | Central HP <5.4 tons | LUXAIRE | HRCU-A-CB (Split System: Heat Pump with Remote Outdoor Unit-Air-Source) | HH860E2S11 | ADP |  | H,YE36*60+TXV-BLEED | Z9ES100C20SMPS1 | 45000 | 17 | 8.4 | 45000 | 33600 | 74.67% | 1.98 | 0 | 11.5 |  |  |  | No | R-454B | 3.75 | Residential & Commercial | Ducted CEE Tier 1
214440941 | Central HP <5.4 tons | CARRIER | HRCU-A-CB (Split System: Heat Pump with Remote Outdoor Unit-Air-Source) | 25VNA424A*031* | ADP |  | H,PG24936 | 59TN6C080C17**14 | 22800 | 20 | 10 | 25200 | 19600 | 77.78% | 2.38 | 0 | 12.5 |  |  |  | No | R-410A | 1.9 | Residential & Commercial | Ducted CEE Tier 1
214303513 | Central HP <5.4 tons | ECOER | HRCU-A-C (Split System: Heat Pump with Remote Outdoor Unit with No Indoor Fan --Air Source) | EODA19H-2436A |  |  | GNC2430BPT+DK |  | 23200 | 15.2 | 8.8 | 23000 | 18600 | 80.87% | 1.9 | 0 | 11.7 |  |  |  | No | R-410A | 1.9333 | Residential & Commercial | Ducted CEE Tier 1
214604907 | Central HP <5.4 tons | CHAMPION HEATING AND COOLING | HRCU-A-CB (Split System: Heat Pump with Remote Outdoor Unit-Air-Source) | THF2B48T21 | ASPEN |  | DP61A44+TDR | TM9E100C20MP12 | 43500 | 16.1 | 8.3 | 45000 | 31600 | 70.22% | 3.1 | 0 | 11.6 |  |  |  | No | R-410A | 3.625 | Residential & Commercial | Ducted CEE Tier 1
215424712 | Central HP <5.4 tons | LUXAIRE | HRCU-A-CB (Split System: Heat Pump with Remote Outdoor Unit-Air-Source) | HH824E2S11 | ADP |  | H,YE7J*36+TXV-BLEED | TM8E100B12MP11 | 22400 | 17 | 8.8 | 21400 | 17700 | 82.71% | 1.96 | 0 | 11.5 |  |  |  | No | R-454B | 1.8667 | Residential & Commercial | Ducted CEE Tier 1
215375210 | Central HP <5.4 tons | RUUD | HRCU-A-CB (Split System: Heat Pump with Remote Outdoor Unit-Air-Source) | RD17AZ48AJ3N | ASPEN |  | D(A,C,E)48B44+TDR | R801V0755A21DZ | 44000 | 16 | 8.1 | 45500 | 32400 | 71.21% | 2.4 | 0 | 10 |  |  |  | No | R-410A | 3.6667 | Residential & Commercial | Ducted CEE Tier 1
215399937 | Central HP <5.4 tons | LUXAIRE | HRCU-A-C (Split System: Heat Pump with Remote Outdoor Unit with No Indoor Fan --Air Source) | HH824E2S11 | ASPEN |  | C(A,C,D,E)24A3K+TDR |  | 21600 | 15.2 | 8.1 | 22600 | 21200 | 93.81% | 2.63 | 0 | 11 |  |  |  | No | R-454B | 1.8 | Residential & Commercial | Ducted CEE Tier 1
212394562 | Central HP <5.4 tons | YORK | HRCU-A-CB (Split System: Heat Pump with Remote Outdoor Unit-Air-Source) | HMH72B341 | ADP |  | H,YE34936 | TM9E100C16MP12 | 33000 | 17 | 8.5 | 32400 | 22800 | 70.37% | 2.04 | 0 | 10 |  |  |  | No | R-410A | 2.75 | Residential & Commercial | Ducted CEE Tier 1
214776939 | Central HP <5.4 tons | YORK | HRCU-A-CB (Split System: Heat Pump with Remote Outdoor Unit-Air-Source) | HH836E2S11 | ADP |  | CX361B*35+TXV+AEF48BXP* |  | 34000 | 19 | 9 | 30800 | 24800 | 80.52% | 2.1 | 0 | 11.7 |  |  |  | No | R-454B | 2.8333 | Residential & Commercial | Ducted CEE Tier 1
215375108 | Central HP <5.4 tons | RUUD | HRCU-A-CB (Split System: Heat Pump with Remote Outdoor Unit-Air-Source) | RD17AZ36AJ3N | ASPEN |  | D(A,C,E)36C46+TDR | R801V0504A17UHU | 33000 | 18 | 8.1 | 34200 | 31600 | 92.4% | 1.9 | 0 | 10 |  |  |  | No | R-410A | 2.75 | Residential & Commercial | Ducted CEE Tier 1
215375192 | Central HP <5.4 tons | RUUD | HRCU-A-CB (Split System: Heat Pump with Remote Outdoor Unit-Air-Source) | RD17AZ36AJ3N | ASPEN |  | D(A,C,E)36C46+TDR | R951V0855A21M4S | 33000 | 18 | 8.1 | 34200 | 31400 | 91.81% | 1.9 | 0 | 10 |  |  |  | No | R-410A | 2.75 | Residential & Commercial | Ducted CEE Tier 1
215375244 | Central HP <5.4 tons | RUUD | HRCU-A-CB (Split System: Heat Pump with Remote Outdoor Unit-Air-Source) | RD17AZ48AJ3N | ASPEN |  | D(A,C,E)60D34+TDR | R801V1255A24UH | 45500 | 16 | 8.1 | 45500 | 32400 | 71.21% | 2.4 | 0 | 10 |  |  |  | No | R-410A | 3.7917 | Residential & Commercial | Ducted CEE Tier 1
215375258 | Central HP <5.4 tons | RUUD | HRCU-A-CB (Split System: Heat Pump with Remote Outdoor Unit-Air-Source) | RD17AZ48AJ3N | ASPEN |  | D(A,C,E)48B44+TDR | R802V0755A21UHS | 44000 | 15.2 | 8.1 | 45500 | 32400 | 71.21% | 2.4 | 0 | 10 |  |  |  | No | R-410A | 3.6667 | Residential & Commercial | Ducted CEE Tier 1
215375267 | Central HP <5.4 tons | RUUD | HRCU-A-CB (Split System: Heat Pump with Remote Outdoor Unit-Air-Source) | RD17AZ48AJ3N | ASPEN |  | D(A,C,E)48B46+TDR | R802V1005A21UHN | 44000 | 16 | 8.1 | 45500 | 32400 | 71.21% | 2.4 | 0 | 10 |  |  |  | No | R-410A | 3.6667 | Residential & Commercial | Ducted CEE Tier 1
215375319 | Central HP <5.4 tons | RUUD | HRCU-A-CB (Split System: Heat Pump with Remote Outdoor Unit-Air-Source) | RD17AZ48AJ3N | ASPEN |  | D(A,C,E)48B46+TDR | R951V1005A21M4S | 44000 | 15.2 | 8.1 | 45500 | 32600 | 71.65% | 2.3 | 0 | 10 |  |  |  | No | R-410A | 3.6667 | Residential & Commercial | Ducted CEE Tier 1
206771031 | Central HP <5.4 tons | ARCOAIRE | HRCU-A-CB (Split System: Heat Pump with Remote Outdoor Unit-Air-Source) | HVH837GKA2* |  |  | EA*4X36L17A*+WALLCON | *80CTL0901716A* | 31600 | 17.5 | 8.1 | 33200 | 24200 | 72.89% | 1.86 | 11 | 11 |  |  |  | No | R-410A | 2.6333 | Residential & Commercial | Ducted CEE Tier 1
213828521 | Central HP <5.4 tons | HISENSE | HRCU-A-C (Split System: Heat Pump with Remote Outdoor Unit with No Indoor Fan --Air Source) | AUWR-36U3SA | ASPEN |  | D(A,C,E)30D44+TDR |  | 29600 | 15.5 | 9.4 | 30000 | 24200 | 80.67% | 2.08 | 0 | 11.3 |  |  |  | No | R-410A | 2.4667 | Residential & Commercial | Ducted CEE Tier 1
206771463 | Central HP <5.4 tons | ARCOAIRE | HRCU-A-CB (Split System: Heat Pump with Remote Outdoor Unit-Air-Source) | HVH837GKA2* |  |  | EA*4X42L21A*+WALLCON | *97CMN1002122A* | 31800 | 17 | 8.1 | 33000 | 24400 | 73.94% | 1.9 | 11.5 | 11.5 |  |  |  | No | R-410A | 2.65 | Residential & Commercial | Ducted CEE Tier 1
215375260 | Central HP <5.4 tons | RUUD | HRCU-A-CB (Split System: Heat Pump with Remote Outdoor Unit-Air-Source) | RD17AZ48AJ3N | ASPEN |  | D(A,C,E)60D34+TDR | R802V0755A21UHS | 45500 | 15.2 | 8.1 | 45500 | 32400 | 71.21% | 2.4 | 0 | 10 |  |  |  | No | R-410A | 3.7917 | Residential & Commercial | Ducted CEE Tier 1
215375299 | Central HP <5.4 tons | RUUD | HRCU-A-CB (Split System: Heat Pump with Remote Outdoor Unit-Air-Source) | RD17AZ48AJ3N | ASPEN |  | D(A,C,E)48B46+TDR | R921V0855A21M4S | 44000 | 15.2 | 8.1 | 45500 | 32600 | 71.65% | 2.3 | 0 | 10 |  |  |  | No | R-410A | 3.6667 | Residential & Commercial | Ducted CEE Tier 1
215375317 | Central HP <5.4 tons | RUUD | HRCU-A-CB (Split System: Heat Pump with Remote Outdoor Unit-Air-Source) | RD17AZ48AJ3N | ASPEN |  | D(A,C,E)60D36+TDR | R951V0855A21M4S | 45500 | 15.2 | 8.1 | 45500 | 32600 | 71.65% | 2.3 | 0 | 10 |  |  |  | No | R-410A | 3.7917 | Residential & Commercial | Ducted CEE Tier 1
215375342 | Central HP <5.4 tons | RUUD | HRCU-A-CB (Split System: Heat Pump with Remote Outdoor Unit-Air-Source) | RD17AZ48AJ3N | ASPEN |  | D(A,C,E)48B44+TDR | R962V1155A24M4S | 44000 | 16 | 8.1 | 45500 | 32400 | 71.21% | 2.4 | 0 | 10 |  |  |  | No | R-410A | 3.6667 | Residential & Commercial | Ducted CEE Tier 1
213076669 | Central HP <5.4 tons | KEEPRITE | HRCU-A-CB (Split System: Heat Pump with Remote Outdoor Unit-Air-Source) | DLCURAH36ABK |  |  | EA*4X42L24A* | *80VTL0902120B* | 35200 | 16 | 8.1 | 38500 | 35000 | 90.91% | 1.88 | 0 | 10 |  |  |  | No | R-410A | 2.9333 | Residential & Commercial | Ducted CEE Tier 1
213080179 | Central HP <5.4 tons | KEEPRITE | HRCU-A-CB (Split System: Heat Pump with Remote Outdoor Unit-Air-Source) | DLCURAH36ABK |  |  | EA*4X42L24A* | *96MSN0802120A* | 35600 | 16 | 8.1 | 38500 | 35200 | 91.43% | 1.9 | 0 | 10 |  |  |  | No | R-410A | 2.9667 | Residential & Commercial | Ducted CEE Tier 1
216445240 | Central HP <5.4 tons | ECOER | HRCU-A-CB (Split System: Heat Pump with Remote Outdoor Unit-Air-Source) | EODA19H-2436AB* |  |  | EAHDEN-36AB* |  | 34200 | 19 | 10 | 36000 | 25200 | 70% | 2 | 0 | 12 |  |  |  | No | R-454B | 2.85 | Residential & Commercial | Ducted CEE Tier 1
212348355 | Central HP <5.4 tons | HISENSE | HRCU-A-CB (Split System: Heat Pump with Remote Outdoor Unit-Air-Source) | AUWR-36U3SA2 | ASPEN |  | LEW36D4 |  | 34000 | 18 | 8.5 | 33400 | 23400 | 70.06% | 2.46 | 0 | 10 |  |  |  | No | R-410A | 2.8333 | Residential & Commercial | Ducted CEE Tier 1
214394802 | Central HP <5.4 tons | CARRIER | HRCU-A-CB (Split System: Heat Pump with Remote Outdoor Unit-Air-Source) | 25VNA837A*031* | ADP |  | H,PG53936 | 59TN6C080C17**14 | 32800 | 17 | 8.5 | 31200 | 24800 | 79.49% | 1.98 | 0 | 11 |  |  |  | No | R-410A | 2.7333 | Residential & Commercial | Ducted CEE Tier 1
215424253 | Central HP <5.4 tons | LUXAIRE | HRCU-A-CB (Split System: Heat Pump with Remote Outdoor Unit-Air-Source) | HH860E2S11 | ADP |  | H,YE36*60+TXV-BLEED | LP9C080C16MP13 | 43000 | 17 | 8.4 | 42000 | 33000 | 78.57% | 1.98 | 0 | 10.5 |  |  |  | No | R-454B | 3.5833 | Residential & Commercial | Ducted CEE Tier 1
215438162 | Central HP <5.4 tons | CHAMPION HEATING AND COOLING | HRCU-A-CB (Split System: Heat Pump with Remote Outdoor Unit-Air-Source) | HH860E2S11 | ADP |  | FE*BB9*48+TXV |  | 45000 | 18 | 8.8 | 44000 | 33600 | 76.36% | 2.06 | 0 | 11.7 |  |  |  | No | R-454B | 3.75 | Residential & Commercial | Ducted CEE Tier 1
214650016 | Central HP <5.4 tons | CHAMPION HEATING AND COOLING | HRCU-A-CB (Split System: Heat Pump with Remote Outdoor Unit-Air-Source) | HH860E2S11 |  |  | CTU60D5XGS1+TXV | Z9ES120D20SMPS1 | 46000 | 18 | 9 | 47000 | 34200 | 72.77% | 2 | 0 | 11.7 |  |  |  | No | R-454B | 3.8333 | Residential & Commercial | Ducted CEE Tier 1
215850623 | Central HP <5.4 tons | COLEMAN | HRCU-A-CB (Split System: Heat Pump with Remote Outdoor Unit-Air-Source) | HH860E2S11 | ASPEN |  | C(A,C,D,E)48A3K+TDR | CP9C100C16MP13 | 39500 | 16.5 | 8.1 | 44000 | 33200 | 75.45% | 2 | 0 | 11.2 |  |  |  | No | R-454B | 3.2917 | Residential & Commercial | Ducted CEE Tier 1
215850625 | Central HP <5.4 tons | COLEMAN | HRCU-A-CB (Split System: Heat Pump with Remote Outdoor Unit-Air-Source) | HH860E2S11 | ASPEN |  | C(A,C,D,E)60A3K+TDR | CP9C100C16MP13 | 40500 | 17 | 8.5 | 44000 | 33200 | 75.45% | 2 | 0 | 11 |  |  |  | No | R-454B | 3.375 | Residential & Commercial | Ducted CEE Tier 1
215850659 | Central HP <5.4 tons | COLEMAN | HRCU-A-CB (Split System: Heat Pump with Remote Outdoor Unit-Air-Source) | HH860E2S11 | ASPEN |  | D(A,C,E)60A3K+TDR | CPLC080C16MP13 | 40500 | 17 | 8.5 | 44000 | 33400 | 75.91% | 2 | 0 | 11 |  |  |  | No | R-454B | 3.375 | Residential & Commercial | Ducted CEE Tier 1
216019553 | Central HP <5.4 tons | YORK | HRCU-A-CB (Split System: Heat Pump with Remote Outdoor Unit-Air-Source) | HH824E2S11 | ADP |  | H,YG7J(1,2)36+TXV-BLEED | Y82E060A12LMPS1 | 22400 | 18 | 9.25 | 21400 | 18100 | 84.58% | 1.96 | 0 | 11.5 |  |  |  | No | R-454B | 1.8667 | Residential & Commercial | Ducted CEE Tier 1
216019555 | Central HP <5.4 tons | YORK | HRCU-A-CB (Split System: Heat Pump with Remote Outdoor Unit-Air-Source) | HH824E2S11 | ADP |  | H,YG7J(1,2)36+TXV-BLEED | Y82E080B12LMPS1 | 22400 | 18 | 9.25 | 21400 | 18200 | 85.05% | 1.96 | 0 | 11.5 |  |  |  | No | R-454B | 1.8667 | Residential & Commercial | Ducted CEE Tier 1
215850207 | Central HP <5.4 tons | COLEMAN | HRCU-A-CB (Split System: Heat Pump with Remote Outdoor Unit-Air-Source) | HH824E2S11 | ASPEN |  | D(A,C,E)36A3K+TDR | Z9ES060B12SMPS1 | 22200 | 17 | 8.1 | 22600 | 18600 | 82.3% | 2 | 0 | 11.7 |  |  |  | No | R-454B | 1.85 | Residential & Commercial | Ducted CEE Tier 1
206133308 | Central HP <5.4 tons | ARCOAIRE | HRCU-A-CB (Split System: Heat Pump with Remote Outdoor Unit-Air-Source) | HVH825GKA2* |  |  | EA*4X24L17A*+WALLCON | *80CSU0601716A* | 23200 | 16.5 | 8.1 | 22000 | 16800 | 76.36% | 1.9 | 11 | 10.5 |  |  |  | No | R-410A | 1.9333 | Residential & Commercial | Ducted CEE Tier 1
215870933 | Central HP <5.4 tons | YORK | HRCU-A-CB (Split System: Heat Pump with Remote Outdoor Unit-Air-Source) | HH824E2S11 | ADP |  | CH360B*C+TXV | Y91E060B12SMPS1 | 22800 | 16 | 8.95 | 21400 | 18200 | 85.05% | 1.98 | 0 | 11.5 |  |  |  | No | R-454B | 1.9 | Residential & Commercial | Ducted CEE Tier 1
214573298 | Central HP <5.4 tons | CARRIER | HRCU-A-CB (Split System: Heat Pump with Remote Outdoor Unit-Air-Source) | 25VNA837A*030* |  |  | CSPH*6012AL*+UI | 59TN6C080C21**20 | 33000 | 18 | 8.5 | 32000 | 24800 | 77.5% | 2.02 | 0 | 11.5 |  |  |  | No | R-410A | 2.75 | Residential & Commercial | Ducted CEE Tier 1
214573398 | Central HP <5.4 tons | CARRIER | HRCU-A-CB (Split System: Heat Pump with Remote Outdoor Unit-Air-Source) | 25VNA837A*030* |  |  | CNPV*4221AL*+UI | 59MN7C060C21**20 | 31600 | 16.5 | 8.1 | 33200 | 24600 | 74.1% | 1.86 | 0 | 11 |  |  |  | No | R-410A | 2.6333 | Residential & Commercial | Ducted CEE Tier 1
214320270 | Central HP <5.4 tons | BOREAL | HRCU-A-C (Split System: Heat Pump with Remote Outdoor Unit with No Indoor Fan --Air Source) | ENVBR60HPJ1OA | ASPEN |  | C(A,C,D,E)48C44+TDR |  | 47000 | 15.2 | 8.5 | 48000 | 33600 | 70% | 1.8 | 0 | 10 |  |  |  | No | R-410A | 3.9167 | Residential & Commercial | Ducted CEE Tier 1
214320272 | Central HP <5.4 tons | BOREAL | HRCU-A-C (Split System: Heat Pump with Remote Outdoor Unit with No Indoor Fan --Air Source) | ENVBR60HPJ1OA | ASPEN |  | D(A,C,E)61C44+TDR |  | 47000 | 15.2 | 8.5 | 48000 | 33600 | 70% | 1.8 | 0 | 10 |  |  |  | No | R-410A | 3.9167 | Residential & Commercial | Ducted CEE Tier 1
214242962 | Central HP <5.4 tons | KEEPRITE | HRCU-A-CB (Split System: Heat Pump with Remote Outdoor Unit-Air-Source) | CVH825GKA2* |  |  | EN(A,D,W)4X42L21**+WALLCON | *80CTL0451712B* | 23600 | 16 | 8.1 | 21600 | 16800 | 77.78% | 1.94 | 0 | 10.5 |  |  |  | No | R-410A | 1.9667 | Residential & Commercial | Ducted CEE Tier 1
214243092 | Central HP <5.4 tons | KEEPRITE | HRCU-A-CB (Split System: Heat Pump with Remote Outdoor Unit-Air-Source) | CVH825GKA2* |  |  | EN(A,D,W)4X48L21**+WALLCON | *80CTL0701716B* | 24000 | 17 | 8.1 | 21400 | 16600 | 77.57% | 2 | 0 | 11 |  |  |  | No | R-410A | 2 | Residential & Commercial | Ducted CEE Tier 1
214243212 | Central HP <5.4 tons | KEEPRITE | HRCU-A-CB (Split System: Heat Pump with Remote Outdoor Unit-Air-Source) | CVH825GKA2* |  |  | EN(A,D)4X48L24**+WALLCON | *80CTL1102120B* | 24200 | 17 | 8.1 | 21200 | 16600 | 78.3% | 2.02 | 0 | 11.5 |  |  |  | No | R-410A | 2.0167 | Residential & Commercial | Ducted CEE Tier 1
214242442 | Central HP <5.4 tons | KEEPRITE | HRCU-A-CB (Split System: Heat Pump with Remote Outdoor Unit-Air-Source) | CVH825GKA2* |  |  | EN(A,D)4X24L17**+WALLCON | *80CTL0701716B* | 23200 | 16 | 8.1 | 22000 | 16900 | 76.82% | 1.92 | 0 | 10.5 |  |  |  | No | R-410A | 1.9333 | Residential & Commercial | Ducted CEE Tier 1
214588225 | Central HP <5.4 tons | BRYANT HEATING AND COOLING SYSTEMS | HRCU-A-CB (Split System: Heat Pump with Remote Outdoor Unit-Air-Source) | 38MURAQ18AB3* | ADP |  | V,C36H***P039 | 926TC36060V14*** | 17000 | 16 | 8.5 | 16900 | 19400 | 114.8% | 2.38 | 0 | 10 |  |  |  | No | R-410A | 1.4167 | Residential & Commercial | Ducted CEE Tier 1
215430836 | Central HP <5.4 tons | LUXAIRE | HRCU-A-CB (Split System: Heat Pump with Remote Outdoor Unit-Air-Source) | HH824E2S11 | ADP |  | H,YG80(1,2)36+TXV | Z8ES100B12SMPS1 | 23000 | 19 | 9.5 | 21400 | 17600 | 82.24% | 2 | 0 | 11.7 |  |  |  | No | R-454B | 1.9167 | Residential & Commercial | Ducted CEE Tier 1
215849761 | Central HP <5.4 tons | COLEMAN | HRCU-A-CB (Split System: Heat Pump with Remote Outdoor Unit-Air-Source) | HH824E2S11 | ASPEN |  | C(A,C,D,E)24C3K+TDR | CP9C060B12MP13 | 22200 | 17 | 9 | 22800 | 18000 | 78.95% | 2 | 0 | 12 |  |  |  | No | R-454B | 1.85 | Residential & Commercial | Ducted CEE Tier 1
215849834 | Central HP <5.4 tons | COLEMAN | HRCU-A-CB (Split System: Heat Pump with Remote Outdoor Unit-Air-Source) | HH824E2S11 | ASPEN |  | D(A,C,E)36A3K+TDR | TM8E040A12MP11 | 20800 | 16.5 | 8.5 | 22400 | 17200 | 76.79% | 2 | 0 | 11.7 |  |  |  | No | R-454B | 1.7333 | Residential & Commercial | Ducted CEE Tier 1
215849852 | Central HP <5.4 tons | COLEMAN | HRCU-A-CB (Split System: Heat Pump with Remote Outdoor Unit-Air-Source) | HH824E2S11 | ASPEN |  | C(A,C,D,E)24C3K+TDR | TM8E080B12MP11 | 22200 | 17 | 8.5 | 22800 | 18000 | 78.95% | 2 | 0 | 12 |  |  |  | No | R-454B | 1.85 | Residential & Commercial | Ducted CEE Tier 1
215850725 | Central HP <5.4 tons | COLEMAN | HRCU-A-CB (Split System: Heat Pump with Remote Outdoor Unit-Air-Source) | HH860E2S11 | ASPEN |  | C(A,C,D,E)60A3K+TDR | TL9E100C20UH11 | 41000 | 17 | 8.1 | 44000 | 33400 | 75.91% | 2 | 0 | 11.5 |  |  |  | No | R-454B | 3.4167 | Residential & Commercial | Ducted CEE Tier 1
215850743 | Central HP <5.4 tons | COLEMAN | HRCU-A-CB (Split System: Heat Pump with Remote Outdoor Unit-Air-Source) | HH860E2S11 | ASPEN |  | C(A,C,D,E)48A3K+TDR | TM8E080C20MP11 | 41000 | 16.5 | 8.1 | 46000 | 35000 | 76.09% | 2 | 0 | 10.5 |  |  |  | No | R-454B | 3.4167 | Residential & Commercial | Ducted CEE Tier 1
215850774 | Central HP <5.4 tons | COLEMAN | HRCU-A-CB (Split System: Heat Pump with Remote Outdoor Unit-Air-Source) | HH860E2S11 | ASPEN |  | C(A,C,D,E)60A3K+TDR | TM8E120C16MP11 | 41000 | 18 | 8.5 | 45000 | 34200 | 76% | 2 | 0 | 10.5 |  |  |  | No | R-454B | 3.4167 | Residential & Commercial | Ducted CEE Tier 1
215850958 | Central HP <5.4 tons | COLEMAN | HRCU-A-CB (Split System: Heat Pump with Remote Outdoor Unit-Air-Source) | HH860E2S11 | ASPEN |  | C(A,C,D,E)60B3K+TDR | TM9V100C20MP12 | 41000 | 18 | 8.5 | 44500 | 33800 | 75.96% | 2 | 0 | 10.5 |  |  |  | No | R-454B | 3.4167 | Residential & Commercial | Ducted CEE Tier 1
215851010 | Central HP <5.4 tons | COLEMAN | HRCU-A-CB (Split System: Heat Pump with Remote Outdoor Unit-Air-Source) | HH860E2S11 | ASPEN |  | D(A,C,E)60A3K+TDR | TM9Y120D20MP11 | 41000 | 17.5 | 8.1 | 43500 | 33400 | 76.78% | 2 | 0 | 11.5 |  |  |  | No | R-454B | 3.4167 | Residential & Commercial | Ducted CEE Tier 1
215851057 | Central HP <5.4 tons | COLEMAN | HRCU-A-CB (Split System: Heat Pump with Remote Outdoor Unit-Air-Source) | HH860E2S11 | ASPEN |  | C(A,C,D,E)60A3K+TDR | TMLE120C16MP11 | 41000 | 18 | 8.5 | 45000 | 34200 | 76% | 2 | 0 | 10.5 |  |  |  | No | R-454B | 3.4167 | Residential & Commercial | Ducted CEE Tier 1
215851075 | Central HP <5.4 tons | COLEMAN | HRCU-A-CB (Split System: Heat Pump with Remote Outdoor Unit-Air-Source) | HH860E2S11 | ASPEN |  | D(A,C,E)60B3K+TDR | TMLE120C20MP11 | 42500 | 17 | 8.5 | 46500 | 35000 | 75.27% | 2 | 0 | 11 |  |  |  | No | R-454B | 3.5417 | Residential & Commercial | Ducted CEE Tier 1
215851228 | Central HP <5.4 tons | COLEMAN | HRCU-A-CB (Split System: Heat Pump with Remote Outdoor Unit-Air-Source) | HH860E2S11 | ASPEN |  | C(A,C,D,E)48A3K+TDR | Z8ES080C16SMPS1 | 40500 | 17.5 | 8.1 | 44000 | 33400 | 75.91% | 2 | 0 | 11.7 |  |  |  | No | R-454B | 3.375 | Residential & Commercial | Ducted CEE Tier 1
214728379 | Central HP <5.4 tons | CHAMPION HEATING AND COOLING | HRCU-A-CB (Split System: Heat Pump with Remote Outdoor Unit-Air-Source) | HH836E2S11 |  |  | CTU36B5XDS1+TXV | TPLC080B12MP13 | 33000 | 17 | 8.5 | 31000 | 25200 | 81.29% | 2 | 0 | 11 |  |  |  | No | R-454B | 2.75 | Residential & Commercial | Ducted CEE Tier 1
212394497 | Central HP <5.4 tons | COLEMAN | HRCU-A-CB (Split System: Heat Pump with Remote Outdoor Unit-Air-Source) | HMH72B341 | ADP |  | H,YE32936 | TM9E080C16MP12 | 33000 | 18 | 8.5 | 32400 | 22800 | 70.37% | 2.04 | 0 | 10 |  |  |  | No | R-410A | 2.75 | Residential & Commercial | Ducted CEE Tier 1
215375212 | Central HP <5.4 tons | RUUD | HRCU-A-CB (Split System: Heat Pump with Remote Outdoor Unit-Air-Source) | RD17AZ48AJ3N | ASPEN |  | D(A,C,E)60D34+TDR | R801V0755A21DZ | 45500 | 16 | 8.1 | 45500 | 32400 | 71.21% | 2.4 | 0 | 10 |  |  |  | No | R-410A | 3.7917 | Residential & Commercial | Ducted CEE Tier 1
215375231 | Central HP <5.4 tons | RUUD | HRCU-A-CB (Split System: Heat Pump with Remote Outdoor Unit-Air-Source) | RD17AZ48AJ3N | ASPEN |  | D(A,C,E)48B46+TDR | R801V1005A21UHS | 44000 | 16 | 8.1 | 45500 | 32400 | 71.21% | 2.4 | 0 | 10 |  |  |  | No | R-410A | 3.6667 | Residential & Commercial | Ducted CEE Tier 1
215375232 | Central HP <5.4 tons | RUUD | HRCU-A-CB (Split System: Heat Pump with Remote Outdoor Unit-Air-Source) | RD17AZ48AJ3N | ASPEN |  | D(A,C,E)60D34+TDR | R801V1005A21UHS | 45500 | 16 | 8.1 | 45500 | 32400 | 71.21% | 2.4 | 0 | 10 |  |  |  | No | R-410A | 3.7917 | Residential & Commercial | Ducted CEE Tier 1
215375245 | Central HP <5.4 tons | RUUD | HRCU-A-CB (Split System: Heat Pump with Remote Outdoor Unit-Air-Source) | RD17AZ48AJ3N | ASPEN |  | D(A,C,E)60D36+TDR | R801V1255A24UH | 45500 | 16 | 8.1 | 45500 | 32400 | 71.21% | 2.4 | 0 | 10 |  |  |  | No | R-410A | 3.7917 | Residential & Commercial | Ducted CEE Tier 1
215375262 | Central HP <5.4 tons | RUUD | HRCU-A-CB (Split System: Heat Pump with Remote Outdoor Unit-Air-Source) | RD17AZ48AJ3N | ASPEN |  | D(A,C,E)48B44+TDR | R802V1005A21DZ | 44000 | 16 | 8.1 | 45500 | 32200 | 70.77% | 2.4 | 0 | 10 |  |  |  | No | R-410A | 3.6667 | Residential & Commercial | Ducted CEE Tier 1
215375279 | Central HP <5.4 tons | RUUD | HRCU-A-CB (Split System: Heat Pump with Remote Outdoor Unit-Air-Source) | RD17AZ48AJ3N | ASPEN |  | D(A,C,E)48B46+TDR | R802V1255A24UHN | 44000 | 16 | 8.1 | 45500 | 32400 | 71.21% | 2.4 | 0 | 10 |  |  |  | No | R-410A | 3.6667 | Residential & Commercial | Ducted CEE Tier 1
215375296 | Central HP <5.4 tons | RUUD | HRCU-A-CB (Split System: Heat Pump with Remote Outdoor Unit-Air-Source) | RD17AZ48AJ3N | ASPEN |  | D(A,C,E)60D34+TDR | R921V0705A21M4S | 45500 | 15.2 | 8.1 | 45500 | 32600 | 71.65% | 2.3 | 0 | 10 |  |  |  | No | R-410A | 3.7917 | Residential & Commercial | Ducted CEE Tier 1
215375298 | Central HP <5.4 tons | RUUD | HRCU-A-CB (Split System: Heat Pump with Remote Outdoor Unit-Air-Source) | RD17AZ48AJ3N | ASPEN |  | D(A,C,E)48B44+TDR | R921V0855A21M4S | 44000 | 15.2 | 8.1 | 45500 | 32600 | 71.65% | 2.3 | 0 | 10 |  |  |  | No | R-410A | 3.6667 | Residential & Commercial | Ducted CEE Tier 1
215375074 | Central HP <5.4 tons | RUUD | HRCU-A-CB (Split System: Heat Pump with Remote Outdoor Unit-Air-Source) | RD17AZ24AJ3N | ASPEN |  | D(A,C,E)30B36+TDR | R801V0503A14UH | 21600 | 18 | 8.1 | 22600 | 19000 | 84.07% | 2 | 0 | 10 |  |  |  | No | R-410A | 1.8 | Residential & Commercial | Ducted CEE Tier 1
215375101 | Central HP <5.4 tons | RUUD | HRCU-A-CB (Split System: Heat Pump with Remote Outdoor Unit-Air-Source) | RD17AZ24AJ3N | ASPEN |  | D(A,C,E)30B36+TDR | R962V0403A17M4S | 21600 | 17 | 8.1 | 22600 | 19000 | 84.07% | 2 | 0 | 10 |  |  |  | No | R-410A | 1.8 | Residential & Commercial | Ducted CEE Tier 1
215375103 | Central HP <5.4 tons | RUUD | HRCU-A-CB (Split System: Heat Pump with Remote Outdoor Unit-Air-Source) | RD17AZ24AJ3N | ASPEN |  | D(A,C,E)30B36+TDR | R962V0703A17M4S | 21600 | 17 | 8.1 | 22600 | 19000 | 84.07% | 2 | 0 | 10 |  |  |  | No | R-410A | 1.8 | Residential & Commercial | Ducted CEE Tier 1
215375315 | Central HP <5.4 tons | RUUD | HRCU-A-CB (Split System: Heat Pump with Remote Outdoor Unit-Air-Source) | RD17AZ48AJ3N | ASPEN |  | D(A,C,E)48B46+TDR | R951V0855A21M4S | 44000 | 15.2 | 8.1 | 45500 | 32600 | 71.65% | 2.3 | 0 | 10 |  |  |  | No | R-410A | 3.6667 | Residential & Commercial | Ducted CEE Tier 1
215424708 | Central HP <5.4 tons | LUXAIRE | HRCU-A-CB (Split System: Heat Pump with Remote Outdoor Unit-Air-Source) | HH824E2S11 | ADP |  | H,YE7J*36+TXV-BLEED | LP9C080B12MP13 | 22400 | 17 | 8.8 | 21400 | 17300 | 80.84% | 1.96 | 0 | 11.5 |  |  |  | No | R-454B | 1.8667 | Residential & Commercial | Ducted CEE Tier 1
215375220 | Central HP <5.4 tons | RUUD | HRCU-A-CB (Split System: Heat Pump with Remote Outdoor Unit-Air-Source) | RD17AZ48AJ3N | ASPEN |  | D(A,C,E)60D34+TDR | R801V0755A21UHS | 45500 | 15.2 | 8.1 | 45500 | 32400 | 71.21% | 2.4 | 0 | 10 |  |  |  | No | R-410A | 3.7917 | Residential & Commercial | Ducted CEE Tier 1
214588230 | Central HP <5.4 tons | BRYANT HEATING AND COOLING SYSTEMS | HRCU-A-CB (Split System: Heat Pump with Remote Outdoor Unit-Air-Source) | 38MURAQ18AB3* | ADP |  | PL36H175P159 | 926TC36060V14*** | 17400 | 16 | 8.1 | 16400 | 18300 | 111.6% | 2.24 | 0 | 11 |  |  |  | No | R-410A | 1.45 | Residential & Commercial | Ducted CEE Tier 1
214588231 | Central HP <5.4 tons | BRYANT HEATING AND COOLING SYSTEMS | HRCU-A-CB (Split System: Heat Pump with Remote Outdoor Unit-Air-Source) | 38MURAQ18AB3* | ADP |  | C36A***L159 | 926TC36060V14*** | 17500 | 16 | 8.5 | 16900 | 18800 | 111.2% | 2.3 | 0 | 10.5 |  |  |  | No | R-410A | 1.4583 | Residential & Commercial | Ducted CEE Tier 1
214588232 | Central HP <5.4 tons | BRYANT HEATING AND COOLING SYSTEMS | HRCU-A-CB (Split System: Heat Pump with Remote Outdoor Unit-Air-Source) | 38MURAQ18AB3* | ADP |  | V,C36H***P219 | 926TC36060V14*** | 17500 | 16 | 8.5 | 16900 | 18800 | 111.2% | 2.3 | 0 | 10.5 |  |  |  | No | R-410A | 1.4583 | Residential & Commercial | Ducted CEE Tier 1
212394524 | Central HP <5.4 tons | COLEMAN | HRCU-A-CB (Split System: Heat Pump with Remote Outdoor Unit-Air-Source) | HMH72B341 | ADP |  | H,YE35936 | TM9V100C16MP12 | 34000 | 17 | 8.5 | 32400 | 23600 | 72.84% | 2.1 | 0 | 10 |  |  |  | No | R-410A | 2.8333 | Residential & Commercial | Ducted CEE Tier 1
212394498 | Central HP <5.4 tons | COLEMAN | HRCU-A-CB (Split System: Heat Pump with Remote Outdoor Unit-Air-Source) | HMH72B341 | ADP |  | H,YE33936 | TM9E080C16MP12 | 33000 | 18 | 8.5 | 32400 | 22800 | 70.37% | 2.04 | 0 | 10 |  |  |  | No | R-410A | 2.75 | Residential & Commercial | Ducted CEE Tier 1
216032224 | Central HP <5.4 tons | 1HVAC | HRCU-A-CB (Split System: Heat Pump with Remote Outdoor Unit-Air-Source) | ACIQ-36-EHPD |  |  | ACIQ-36-AHD |  | 36000 | 16.1 | 8.7 | 36000 | 27000 | 75% | 2 | 0 | 10 |  |  |  | No | R-454B | 3 | Residential & Commercial | Ducted CEE Tier 1
206767108 | Central HP <5.4 tons | ARCOAIRE | HRCU-A-CB (Split System: Heat Pump with Remote Outdoor Unit-Air-Source) | HVH825GKA3* |  |  | EA*4X30L17A*+WALLCON | *80CSU0401712A* | 23400 | 16.5 | 8.1 | 21600 | 16700 | 77.31% | 1.9 | 11 | 10.5 |  |  |  | No | R-410A | 1.95 | Residential & Commercial | Ducted CEE Tier 1
206767189 | Central HP <5.4 tons | ARCOAIRE | HRCU-A-CB (Split System: Heat Pump with Remote Outdoor Unit-Air-Source) | HVH825GKA3* |  |  | EA*4X37L17A*+WALLCON | *80CSU0601716A* | 24200 | 16.5 | 8.1 | 21400 | 16700 | 78.04% | 1.98 | 11.5 | 10.5 |  |  |  | No | R-410A | 2.0167 | Residential & Commercial | Ducted CEE Tier 1
206765702 | Central HP <5.4 tons | ARCOAIRE | HRCU-A-CB (Split System: Heat Pump with Remote Outdoor Unit-Air-Source) | HVH825GKA3* |  |  | EA*4X36L17A*+WALLCON | *80CTL0701412A* | 23600 | 17 | 8.1 | 21400 | 16600 | 77.57% | 1.94 | 11 | 11 |  |  |  | No | R-410A | 1.9667 | Residential & Commercial | Ducted CEE Tier 1
206765918 | Central HP <5.4 tons | ARCOAIRE | HRCU-A-CB (Split System: Heat Pump with Remote Outdoor Unit-Air-Source) | HVH825GKA3* |  |  | EA*4X37L17A*+WALLCON | *80CTL0901716A* | 24200 | 17 | 8.1 | 21400 | 16600 | 77.57% | 2.02 | 11 | 11 |  |  |  | No | R-410A | 2.0167 | Residential & Commercial | Ducted CEE Tier 1
206771481 | Central HP <5.4 tons | ARCOAIRE | HRCU-A-CB (Split System: Heat Pump with Remote Outdoor Unit-Air-Source) | HVH837GKA2* |  |  | EA*4X42L21A*+WALLCON | *96CTN1002122A* | 31800 | 17 | 8.1 | 33000 | 24400 | 73.94% | 1.9 | 11 | 11.5 |  |  |  | No | R-410A | 2.65 | Residential & Commercial | Ducted CEE Tier 1
206771256 | Central HP <5.4 tons | ARCOAIRE | HRCU-A-CB (Split System: Heat Pump with Remote Outdoor Unit-Air-Source) | HVH837GKA2* |  |  | EA*4X37L21A*+WALLCON | *80CTL0701716A* | 32800 | 17.5 | 8.5 | 33000 | 25200 | 76.36% | 1.98 | 11 | 11.5 |  |  |  | No | R-410A | 2.7333 | Residential & Commercial | Ducted CEE Tier 1
213286701 | Central HP <5.4 tons | DAY & NIGHT | HRCU-A-CB (Split System: Heat Pump with Remote Outdoor Unit-Air-Source) | DLCURAH24ABK | ADP |  | CE2403C+TXV |  | 23800 | 17 | 8.85 | 25600 | 25400 | 99.22% | 2.14 | 0 | 10 |  |  |  | No | R-410A | 1.9833 | Residential & Commercial | Ducted CEE Tier 1
206773663 | Central HP <5.4 tons | ARCOAIRE | HRCU-A-CB (Split System: Heat Pump with Remote Outdoor Unit-Air-Source) | HVH837GKA2* |  |  | EHD4X42AAL+WALLCON | *95CSU1002122A* | 32600 | 17 | 8.1 | 33000 | 24800 | 75.15% | 1.96 | 11.5 | 11 |  |  |  | No | R-410A | 2.7167 | Residential & Commercial | Ducted CEE Tier 1
215424209 | Central HP <5.4 tons | LUXAIRE | HRCU-A-CB (Split System: Heat Pump with Remote Outdoor Unit-Air-Source) | HH836E2S11 | ADP |  | H,YE9J*36+TXV-BLEED | TM8E080B12MP11 | 33200 | 17 | 8.5 | 29800 | 25000 | 83.89% | 2 | 0 | 11 |  |  |  | No | R-454B | 2.7667 | Residential & Commercial | Ducted CEE Tier 1
214862361 | Central HP <5.4 tons | BRYANT HEATING AND COOLING SYSTEMS | HRCU-A-CB (Split System: Heat Pump with Remote Outdoor Unit-Air-Source) | 288BNV037*0**A* | ADP |  | H,PG35936 | 987MC60060C21*** | 31600 | 17 | 8.1 | 31400 | 24600 | 78.34% | 1.94 | 0 | 11 |  |  |  | No | R-410A | 2.6333 | Residential & Commercial | Ducted CEE Tier 1
214862377 | Central HP <5.4 tons | BRYANT HEATING AND COOLING SYSTEMS | HRCU-A-CB (Split System: Heat Pump with Remote Outdoor Unit-Air-Source) | 288BNV037*0**A* | ADP |  | H,PG83936 | 987MC66100C21*** | 32400 | 18 | 8.1 | 30600 | 24200 | 79.08% | 1.98 | 0 | 11.7 |  |  |  | No | R-410A | 2.7 | Residential & Commercial | Ducted CEE Tier 1
214053809 | Central HP <5.4 tons | BOSCH | HRCU-A-CB (Split System: Heat Pump with Remote Outdoor Unit-Air-Source) | BOVC-36HDN1-M20G |  |  | BMAC2430BNTD | BGH96M080B3B | 24000 | 18.5 | 9 | 24000 | 17400 | 72.5% | 1.9 | 0 | 12 |  |  |  | No | R-410A | 2 | Residential & Commercial | Ducted CEE Tier 1
214053810 | Central HP <5.4 tons | BOSCH | HRCU-A-CB (Split System: Heat Pump with Remote Outdoor Unit-Air-Source) | BOVC-36HDN1-M20G |  |  | BMAC3036ANTD | BGH96M060B3B | 32800 | 17.5 | 9 | 34000 | 24000 | 70.59% | 1.85 | 0 | 10.6 |  |  |  | No | R-410A | 2.7333 | Residential & Commercial | Ducted CEE Tier 1
214053826 | Central HP <5.4 tons | BOSCH | HRCU-A-CB (Split System: Heat Pump with Remote Outdoor Unit-Air-Source) | BOVD-36HDN1-M20G |  |  | BMAC2430ANTD | BGH96M080B3B | 23800 | 18 | 9 | 24000 | 17200 | 71.67% | 1.85 | 0 | 12 |  |  |  | No | R-410A | 1.9833 | Residential & Commercial | Ducted CEE Tier 1
215375287 | Central HP <5.4 tons | RUUD | HRCU-A-CB (Split System: Heat Pump with Remote Outdoor Unit-Air-Source) | RD17AZ48AJ3N | ASPEN |  | D(A,C,E)48B46+TDR | R802V1505A24UHN | 44000 | 16 | 8.1 | 45500 | 32400 | 71.21% | 2.4 | 0 | 10 |  |  |  | No | R-410A | 3.6667 | Residential & Commercial | Ducted CEE Tier 1
204456502 | Central HP <5.4 tons | ARCOAIRE | HRCU-A-CB (Split System: Heat Pump with Remote Outdoor Unit-Air-Source) | HVH825GKA2* |  |  | EA*4X25L17A*+WALLCON | *80CTL0901716A* | 24400 | 17.5 | 8.5 | 21200 | 16600 | 78.3% | 2.04 | 12 | 11.5 |  |  |  | No | R-410A | 2.0333 | Residential & Commercial | Ducted CEE Tier 1
214650622 | Central HP <5.4 tons | CHAMPION HEATING AND COOLING | HRCU-A-CB (Split System: Heat Pump with Remote Outdoor Unit-Air-Source) | HH824E2S11 |  |  | CTU36B5XDS1+TXV | Z8ET080B12LMPS1 | 23000 | 19 | 9.5 | 23000 | 18600 | 80.87% | 2 | 0 | 12 |  |  |  | No | R-454B | 1.9167 | Residential & Commercial | Ducted CEE Tier 1
214649772 | Central HP <5.4 tons | CHAMPION HEATING AND COOLING | HRCU-A-CB (Split System: Heat Pump with Remote Outdoor Unit-Air-Source) | HH824E2S11 |  |  | CTU30B5XCS1+TXV | TMLE100B12MP11 | 23000 | 17 | 9.5 | 23000 | 18400 | 80% | 2 | 0 | 12 |  |  |  | No | R-454B | 1.9167 | Residential & Commercial | Ducted CEE Tier 1
214650483 | Central HP <5.4 tons | CHAMPION HEATING AND COOLING | HRCU-A-CB (Split System: Heat Pump with Remote Outdoor Unit-Air-Source) | HH824E2S11 |  |  | CTU36B5XDS1+TXV | TM8Y080B12MP11 | 23000 | 18 | 9.5 | 23000 | 18300 | 79.57% | 2 | 0 | 12 |  |  |  | No | R-454B | 1.9167 | Residential & Commercial | Ducted CEE Tier 1
212617025 | Central HP <5.4 tons | AMERISTAR | HRCU-A-CB (Split System: Heat Pump with Remote Outdoor Unit-Air-Source) | E4HL5048A1000A |  |  | E4AH5E36A1J30A |  | 36000 | 15.2 | 8.5 | 36000 | 30000 | 83.33% | 1.8 | 0 | 10 |  |  |  | No | R-410A | 3 | Residential & Commercial | Ducted CEE Tier 1
214394800 | Central HP <5.4 tons | CARRIER | HRCU-A-CB (Split System: Heat Pump with Remote Outdoor Unit-Air-Source) | 25VNA837A*030* | ADP |  | H,PG53936 | 59TN6C120C24**22 | 32800 | 18 | 8.5 | 30200 | 24400 | 80.79% | 2 | 0 | 11.7 |  |  |  | No | R-410A | 2.7333 | Residential & Commercial | Ducted CEE Tier 1
215375104 | Central HP <5.4 tons | RUUD | HRCU-A-CB (Split System: Heat Pump with Remote Outdoor Unit-Air-Source) | RD17AZ36AJ3N | ASPEN |  | D(A,C,E)36C46+TDR | R801V0504A17UHN | 33000 | 18 | 8.1 | 34200 | 31400 | 91.81% | 1.9 | 0 | 10 |  |  |  | No | R-410A | 2.75 | Residential & Commercial | Ducted CEE Tier 1
215375106 | Central HP <5.4 tons | RUUD | HRCU-A-CB (Split System: Heat Pump with Remote Outdoor Unit-Air-Source) | RD17AZ36AJ3N | ASPEN |  | D(A,C,E)36C46+TDR | R801V0504A17UHS | 33000 | 18 | 8.1 | 34200 | 31400 | 91.81% | 1.9 | 0 | 10 |  |  |  | No | R-410A | 2.75 | Residential & Commercial | Ducted CEE Tier 1
214394799 | Central HP <5.4 tons | CARRIER | HRCU-A-CB (Split System: Heat Pump with Remote Outdoor Unit-Air-Source) | 25VNA837A*030* | ADP |  | H,PG53936 | 59TN6C100C21**22 | 32400 | 18 | 8.5 | 30400 | 24400 | 80.26% | 2 | 0 | 11.5 |  |  |  | No | R-410A | 2.7 | Residential & Commercial | Ducted CEE Tier 1
215375303 | Central HP <5.4 tons | RUUD | HRCU-A-CB (Split System: Heat Pump with Remote Outdoor Unit-Air-Source) | RD17AZ48AJ3N | ASPEN |  | D(A,C,E)48B46+TDR | R921V1005A21M4S | 44000 | 15.2 | 8.1 | 45500 | 32600 | 71.65% | 2.3 | 0 | 10 |  |  |  | No | R-410A | 3.6667 | Residential & Commercial | Ducted CEE Tier 1
215375308 | Central HP <5.4 tons | RUUD | HRCU-A-CB (Split System: Heat Pump with Remote Outdoor Unit-Air-Source) | RD17AZ48AJ3N | ASPEN |  | D(A,C,E)60D34+TDR | R921V1155A24M4S | 45500 | 16 | 8.1 | 45500 | 32400 | 71.21% | 2.4 | 0 | 10 |  |  |  | No | R-410A | 3.7917 | Residential & Commercial | Ducted CEE Tier 1
215375326 | Central HP <5.4 tons | RUUD | HRCU-A-CB (Split System: Heat Pump with Remote Outdoor Unit-Air-Source) | RD17AZ48AJ3N | ASPEN |  | D(A,C,E)48B44+TDR | R951V1155A24M4S | 44000 | 16 | 8.1 | 45500 | 32400 | 71.21% | 2.4 | 0 | 10 |  |  |  | No | R-410A | 3.6667 | Residential & Commercial | Ducted CEE Tier 1
215375217 | Central HP <5.4 tons | RUUD | HRCU-A-CB (Split System: Heat Pump with Remote Outdoor Unit-Air-Source) | RD17AZ48AJ3N | ASPEN |  | D(A,C,E)60D36+TDR | R801V0755A21UHN | 45500 | 15.2 | 8.1 | 45500 | 32400 | 71.21% | 2.4 | 0 | 10 |  |  |  | No | R-410A | 3.7917 | Residential & Commercial | Ducted CEE Tier 1
215375219 | Central HP <5.4 tons | RUUD | HRCU-A-CB (Split System: Heat Pump with Remote Outdoor Unit-Air-Source) | RD17AZ48AJ3N | ASPEN |  | D(A,C,E)48B46+TDR | R801V0755A21UHS | 44000 | 15.2 | 8.1 | 45500 | 32400 | 71.21% | 2.4 | 0 | 10 |  |  |  | No | R-410A | 3.6667 | Residential & Commercial | Ducted CEE Tier 1
213828529 | Central HP <5.4 tons | HISENSE | HRCU-A-C (Split System: Heat Pump with Remote Outdoor Unit with No Indoor Fan --Air Source) | AUWR-48U3SP | ASPEN |  | D(A,C,E)60C44+TDR |  | 40500 | 15.55 | 8.55 | 42000 | 34600 | 82.38% | 1.94 | 0 | 11.4 |  |  |  | No | R-410A | 3.375 | Residential & Commercial | Ducted CEE Tier 1
214810546 | Central HP <5.4 tons | 1HVAC | HRCU-A-CB (Split System: Heat Pump with Remote Outdoor Unit-Air-Source) | EZ-24-HP |  |  | EZ-24-AH |  | 24000 | 17.4 | 10 | 24000 | 22600 | 94.17% | 1.91 | 0 | 11.7 |  |  |  | No | R-410A | 2 | Residential & Commercial | Ducted CEE Tier 1
215851241 | Central HP <5.4 tons | COLEMAN | HRCU-A-CB (Split System: Heat Pump with Remote Outdoor Unit-Air-Source) | HH860E2S11 | ASPEN |  | C(A,C,D,E)48A3K+TDR | Z8ES080C20SMPS1 | 40000 | 17.5 | 8.1 | 44000 | 33400 | 75.91% | 2 | 0 | 11.7 |  |  |  | No | R-454B | 3.3333 | Residential & Commercial | Ducted CEE Tier 1
215851310 | Central HP <5.4 tons | COLEMAN | HRCU-A-CB (Split System: Heat Pump with Remote Outdoor Unit-Air-Source) | HH860E2S11 | ASPEN |  | C(A,C,D,E)60B3K+TDR | Z8ES130D20SMPS1 | 42000 | 18 | 9 | 44500 | 33600 | 75.51% | 2 | 0 | 11.7 |  |  |  | No | R-454B | 3.5 | Residential & Commercial | Ducted CEE Tier 1
215424255 | Central HP <5.4 tons | LUXAIRE | HRCU-A-CB (Split System: Heat Pump with Remote Outdoor Unit-Air-Source) | HH860E2S11 | ADP |  | H,YE36*60+TXV-BLEED | LP9C100C16MP13 | 43000 | 17 | 8.4 | 42000 | 32800 | 78.1% | 1.98 | 0 | 11.5 |  |  |  | No | R-454B | 3.5833 | Residential & Commercial | Ducted CEE Tier 1
215424256 | Central HP <5.4 tons | LUXAIRE | HRCU-A-CB (Split System: Heat Pump with Remote Outdoor Unit-Air-Source) | HH860E2S11 | ADP |  | H,YE48*60+TXV-BLEED | LP9C100C16MP13 | 43500 | 18 | 8.5 | 42000 | 32800 | 78.1% | 2 | 0 | 11.7 |  |  |  | No | R-454B | 3.625 | Residential & Commercial | Ducted CEE Tier 1
215424257 | Central HP <5.4 tons | LUXAIRE | HRCU-A-CB (Split System: Heat Pump with Remote Outdoor Unit-Air-Source) | HH860E2S11 | ADP |  | H,YE36*60+TXV-BLEED | LP9C100C20MP13 | 50500 | 18 | 8.3 | 51500 | 38000 | 73.79% | 1.96 | 0 | 10.5 |  |  |  | No | R-454B | 4.2083 | Residential & Commercial | Ducted CEE Tier 1
215424289 | Central HP <5.4 tons | LUXAIRE | HRCU-A-CB (Split System: Heat Pump with Remote Outdoor Unit-Air-Source) | HH860E2S11 | ADP |  | H,YE36*60+TXV-BLEED | TM8Y120C20MP11 | 52000 | 18 | 8.3 | 53000 | 39500 | 74.53% | 1.96 | 0 | 10.5 |  |  |  | No | R-454B | 4.3333 | Residential & Commercial | Ducted CEE Tier 1
215424339 | Central HP <5.4 tons | LUXAIRE | HRCU-A-CB (Split System: Heat Pump with Remote Outdoor Unit-Air-Source) | HH860E2S11 | ADP |  | H,YE36*60+TXV-BLEED | Z9ES120D20SMPS1 | 46000 | 17 | 8.4 | 45000 | 33800 | 75.11% | 1.98 | 0 | 11.5 |  |  |  | No | R-454B | 3.8333 | Residential & Commercial | Ducted CEE Tier 1
215424268 | Central HP <5.4 tons | LUXAIRE | HRCU-A-CB (Split System: Heat Pump with Remote Outdoor Unit-Air-Source) | HH860E2S11 | ADP |  | H,YE48*60+TXV-BLEED | TM8E100C20MP11 | 53500 | 18 | 8.5 | 53000 | 39500 | 74.53% | 2 | 0 | 11 |  |  |  | No | R-454B | 4.4583 | Residential & Commercial | Ducted CEE Tier 1
205750636 | Central HP <5.4 tons | KEEPRITE | HRCU-A-CB (Split System: Heat Pump with Remote Outdoor Unit-Air-Source) | CVH825GKA2* |  |  | EA*4X37L21A*+WALLCON | *80CTL0451712A* | 24200 | 16.5 | 8.1 | 21200 | 16700 | 78.77% | 2 | 11 | 11 |  |  |  | No | R-410A | 2.0167 | Residential & Commercial | Ducted CEE Tier 1
215375235 | Central HP <5.4 tons | RUUD | HRCU-A-CB (Split System: Heat Pump with Remote Outdoor Unit-Air-Source) | RD17AZ48AJ3N | ASPEN |  | D(A,C,E)48B46+TDR | R801V1005A21UHU | 44000 | 16 | 8.1 | 45500 | 32400 | 71.21% | 2.4 | 0 | 10 |  |  |  | No | R-410A | 3.6667 | Residential & Commercial | Ducted CEE Tier 1
215375251 | Central HP <5.4 tons | RUUD | HRCU-A-CB (Split System: Heat Pump with Remote Outdoor Unit-Air-Source) | RD17AZ48AJ3N | ASPEN |  | D(A,C,E)48B46+TDR | R802V0755A21DZ | 44000 | 16 | 8.1 | 45500 | 32400 | 71.21% | 2.4 | 0 | 10 |  |  |  | No | R-410A | 3.6667 | Residential & Commercial | Ducted CEE Tier 1
215375269 | Central HP <5.4 tons | RUUD | HRCU-A-CB (Split System: Heat Pump with Remote Outdoor Unit-Air-Source) | RD17AZ48AJ3N | ASPEN |  | D(A,C,E)60D36+TDR | R802V1005A21UHN | 45500 | 16 | 8.1 | 45500 | 32400 | 71.21% | 2.4 | 0 | 10 |  |  |  | No | R-410A | 3.7917 | Residential & Commercial | Ducted CEE Tier 1
215375283 | Central HP <5.4 tons | RUUD | HRCU-A-CB (Split System: Heat Pump with Remote Outdoor Unit-Air-Source) | RD17AZ48AJ3N | ASPEN |  | D(A,C,E)48B46+TDR | R802V1255A24UHS | 44000 | 16 | 8.1 | 45500 | 32400 | 71.21% | 2.4 | 0 | 10 |  |  |  | No | R-410A | 3.6667 | Residential & Commercial | Ducted CEE Tier 1
215375294 | Central HP <5.4 tons | RUUD | HRCU-A-CB (Split System: Heat Pump with Remote Outdoor Unit-Air-Source) | RD17AZ48AJ3N | ASPEN |  | D(A,C,E)48B44+TDR | R921V0705A21M4S | 44000 | 15.2 | 8.1 | 45500 | 32600 | 71.65% | 2.3 | 0 | 10 |  |  |  | No | R-410A | 3.6667 | Residential & Commercial | Ducted CEE Tier 1
214394798 | Central HP <5.4 tons | CARRIER | HRCU-A-CB (Split System: Heat Pump with Remote Outdoor Unit-Air-Source) | 25VNA837A*030* | ADP |  | H,PG53936 | 59TN6C080C17**14 | 32800 | 17 | 8.5 | 31200 | 24800 | 79.49% | 1.98 | 0 | 11 |  |  |  | No | R-410A | 2.7333 | Residential & Commercial | Ducted CEE Tier 1
214572518 | Central HP <5.4 tons | CARRIER | HRCU-A-CB (Split System: Heat Pump with Remote Outdoor Unit-Air-Source) | 25VNA837A*030* |  |  | CAP**3621AL*+UI | 59TN6C080C21**20 | 31600 | 17.5 | 8.1 | 32800 | 24200 | 73.78% | 1.86 | 0 | 11 |  |  |  | No | R-410A | 2.6333 | Residential & Commercial | Ducted CEE Tier 1
214093001 | Central HP <5.4 tons | LUXAIRE | HRCU-A-CB (Split System: Heat Pump with Remote Outdoor Unit-Air-Source) | HMH72B341 | ASPEN |  | D(A,C,E)42A46+TDR | TM8V080C16MP12 | 32400 | 17.5 | 8.5 | 32400 | 44000 | 135.8% | 3.14 | 0 | 10 |  |  |  | No | R-410A | 2.7 | Residential & Commercial | Ducted CEE Tier 1
214572918 | Central HP <5.4 tons | CARRIER | HRCU-A-CB (Split System: Heat Pump with Remote Outdoor Unit-Air-Source) | 25VNA837A*030* |  |  | CAP**6024AL*+UI | 59MN7C060C21**20 | 32600 | 17.5 | 8.5 | 31800 | 25000 | 78.62% | 1.96 | 0 | 11 |  |  |  | No | R-410A | 2.7167 | Residential & Commercial | Ducted CEE Tier 1
214572618 | Central HP <5.4 tons | CARRIER | HRCU-A-CB (Split System: Heat Pump with Remote Outdoor Unit-Air-Source) | 25VNA837A*030* |  |  | CAP**4221AL*+UI | 59MN7C060C21**20 | 31600 | 17 | 8.1 | 33200 | 24800 | 74.7% | 1.88 | 0 | 10.5 |  |  |  | No | R-410A | 2.6333 | Residential & Commercial | Ducted CEE Tier 1
215375168 | Central HP <5.4 tons | RUUD | HRCU-A-CB (Split System: Heat Pump with Remote Outdoor Unit-Air-Source) | RD17AZ36AJ3N | ASPEN |  | D(A,C,E)36C46+TDR | R921V0855A21M4S | 33000 | 18 | 8.1 | 34200 | 31400 | 91.81% | 1.9 | 0 | 10 |  |  |  | No | R-410A | 2.75 | Residential & Commercial | Ducted CEE Tier 1
215424718 | Central HP <5.4 tons | LUXAIRE | HRCU-A-CB (Split System: Heat Pump with Remote Outdoor Unit-Air-Source) | HH824E2S11 | ADP |  | H,YE7J*36+TXV-BLEED | TM9E060B12MP12 | 23000 | 16 | 9 | 21400 | 17900 | 83.64% | 2 | 0 | 11.7 |  |  |  | No | R-454B | 1.9167 | Residential & Commercial | Ducted CEE Tier 1
215430818 | Central HP <5.4 tons | LUXAIRE | HRCU-A-CB (Split System: Heat Pump with Remote Outdoor Unit-Air-Source) | HH824E2S11 | ADP |  | H,YG80(1,2)36+TXV | TM9E060B12MP12 | 23000 | 18 | 9 | 21400 | 17900 | 83.64% | 2 | 0 | 11.7 |  |  |  | No | R-454B | 1.9167 | Residential & Commercial | Ducted CEE Tier 1
215430827 | Central HP <5.4 tons | LUXAIRE | HRCU-A-CB (Split System: Heat Pump with Remote Outdoor Unit-Air-Source) | HH824E2S11 | ADP |  | H,YG80(1,2)36+TXV | TM9Y060B12MP11 | 23000 | 18 | 9 | 21400 | 17300 | 80.84% | 2 | 0 | 11.7 |  |  |  | No | R-454B | 1.9167 | Residential & Commercial | Ducted CEE Tier 1
215430829 | Central HP <5.4 tons | LUXAIRE | HRCU-A-CB (Split System: Heat Pump with Remote Outdoor Unit-Air-Source) | HH824E2S11 | ADP |  | H,YG80(1,2)36+TXV | TM9Y080B12MP11 | 23000 | 18 | 9 | 21200 | 17000 | 80.19% | 2 | 0 | 12 |  |  |  | No | R-454B | 1.9167 | Residential & Commercial | Ducted CEE Tier 1
215375234 | Central HP <5.4 tons | RUUD | HRCU-A-CB (Split System: Heat Pump with Remote Outdoor Unit-Air-Source) | RD17AZ48AJ3N | ASPEN |  | D(A,C,E)48B44+TDR | R801V1005A21UHU | 44000 | 16 | 8.1 | 45500 | 32400 | 71.21% | 2.4 | 0 | 10 |  |  |  | No | R-410A | 3.6667 | Residential & Commercial | Ducted CEE Tier 1
214093100 | Central HP <5.4 tons | LUXAIRE | HRCU-A-CB (Split System: Heat Pump with Remote Outdoor Unit-Air-Source) | HMH72B341 | ASPEN |  | D(A,C,E)42A46+TDR | TMLE080C16MP11 | 33000 | 18 | 8.3 | 32400 | 45000 | 138.9% | 3.11 | 0 | 10 |  |  |  | No | R-410A | 2.75 | Residential & Commercial | Ducted CEE Tier 1
212394499 | Central HP <5.4 tons | COLEMAN | HRCU-A-CB (Split System: Heat Pump with Remote Outdoor Unit-Air-Source) | HMH72B341 | ADP |  | H,YE34936 | TM9E080C16MP12 | 33000 | 18 | 8.5 | 32400 | 22800 | 70.37% | 2.04 | 0 | 10 |  |  |  | No | R-410A | 2.75 | Residential & Commercial | Ducted CEE Tier 1
215726443 | Central HP <5.4 tons | YORK | HRCU-A-CB (Split System: Heat Pump with Remote Outdoor Unit-Air-Source) | HH836E2S11 | ADP |  | H,YG80*36+TXV-BLEED | Y81E120C20SMPS1 | 33600 | 19 | 8.5 | 30000 | 25000 | 83.33% | 2 | 0 | 11 |  |  |  | No | R-454B | 2.8 | Residential & Commercial | Ducted CEE Tier 1
215726444 | Central HP <5.4 tons | YORK | HRCU-A-CB (Split System: Heat Pump with Remote Outdoor Unit-Air-Source) | HH836E2S11 | ADP |  | H,YG80*36+TXV | Y81E120C20SMPS1 | 33600 | 19 | 8.5 | 30000 | 25000 | 83.33% | 2 | 0 | 11 |  |  |  | No | R-454B | 2.8 | Residential & Commercial | Ducted CEE Tier 1
215375266 | Central HP <5.4 tons | RUUD | HRCU-A-CB (Split System: Heat Pump with Remote Outdoor Unit-Air-Source) | RD17AZ48AJ3N | ASPEN |  | D(A,C,E)48B44+TDR | R802V1005A21UHN | 44000 | 16 | 8.1 | 45500 | 32400 | 71.21% | 2.4 | 0 | 10 |  |  |  | No | R-410A | 3.6667 | Residential & Commercial | Ducted CEE Tier 1
215375268 | Central HP <5.4 tons | RUUD | HRCU-A-CB (Split System: Heat Pump with Remote Outdoor Unit-Air-Source) | RD17AZ48AJ3N | ASPEN |  | D(A,C,E)60D34+TDR | R802V1005A21UHN | 45500 | 16 | 8.1 | 45500 | 32400 | 71.21% | 2.4 | 0 | 10 |  |  |  | No | R-410A | 3.7917 | Residential & Commercial | Ducted CEE Tier 1
215375277 | Central HP <5.4 tons | RUUD | HRCU-A-CB (Split System: Heat Pump with Remote Outdoor Unit-Air-Source) | RD17AZ48AJ3N | ASPEN |  | D(A,C,E)60D36+TDR | R802V1255A24DZ | 45500 | 16 | 8.1 | 45500 | 32400 | 71.21% | 2.4 | 0 | 10 |  |  |  | No | R-410A | 3.7917 | Residential & Commercial | Ducted CEE Tier 1
215375286 | Central HP <5.4 tons | RUUD | HRCU-A-CB (Split System: Heat Pump with Remote Outdoor Unit-Air-Source) | RD17AZ48AJ3N | ASPEN |  | D(A,C,E)48B44+TDR | R802V1505A24UHN | 44000 | 16 | 8.1 | 45500 | 32400 | 71.21% | 2.4 | 0 | 10 |  |  |  | No | R-410A | 3.6667 | Residential & Commercial | Ducted CEE Tier 1
215375325 | Central HP <5.4 tons | RUUD | HRCU-A-CB (Split System: Heat Pump with Remote Outdoor Unit-Air-Source) | RD17AZ48AJ3N | ASPEN |  | D(A,C,E)60D36+TDR | R951V1005A21UHU | 45500 | 15.2 | 8.1 | 45500 | 32600 | 71.65% | 2.3 | 0 | 10 |  |  |  | No | R-410A | 3.7917 | Residential & Commercial | Ducted CEE Tier 1
215375327 | Central HP <5.4 tons | RUUD | HRCU-A-CB (Split System: Heat Pump with Remote Outdoor Unit-Air-Source) | RD17AZ48AJ3N | ASPEN |  | D(A,C,E)48B46+TDR | R951V1155A24M4S | 44000 | 16 | 8.1 | 45500 | 32400 | 71.21% | 2.4 | 0 | 10 |  |  |  | No | R-410A | 3.6667 | Residential & Commercial | Ducted CEE Tier 1
213872343 | Central HP <5.4 tons | CHAMPION HEATING AND COOLING | HRCU-A-CB (Split System: Heat Pump with Remote Outdoor Unit-Air-Source) | HMH72B341 | ADP |  | H,YG9J936 | TM9Y100C16MP11 | 32800 | 18 | 8.1 | 31800 | 23000 | 72.33% | 2.04 | 0 | 10 |  |  |  | No | R-410A | 2.7333 | Residential & Commercial | Ducted CEE Tier 1
216055044 | Central HP <5.4 tons | LUXAIRE | HRCU-A-CB (Split System: Heat Pump with Remote Outdoor Unit-Air-Source) | HH836E2S11 | ASPEN |  | C(A,C,D,E)48A3K+TDR | TM8E100C16MP11 | 31400 | 18 | 8.1 | 31200 | 25200 | 80.77% | 2 | 0 | 10.5 |  |  |  | No | R-454B | 2.6167 | Residential & Commercial | Ducted CEE Tier 1
216055061 | Central HP <5.4 tons | LUXAIRE | HRCU-A-CB (Split System: Heat Pump with Remote Outdoor Unit-Air-Source) | HH836E2S11 | ASPEN |  | C(A,C,D,E)36B3K+TDR | TM8V100C16MP12 | 31000 | 18 | 8.5 | 31200 | 25400 | 81.41% | 2 | 0 | 10.5 |  |  |  | No | R-454B | 2.5833 | Residential & Commercial | Ducted CEE Tier 1
216055127 | Central HP <5.4 tons | LUXAIRE | HRCU-A-CB (Split System: Heat Pump with Remote Outdoor Unit-Air-Source) | HH836E2S11 | ASPEN |  | C(A,C,D,E)36B3K+TDR | TMLE080B12MP11 | 30800 | 18 | 8.5 | 31400 | 25400 | 80.89% | 2 | 0 | 10.5 |  |  |  | No | R-454B | 2.5667 | Residential & Commercial | Ducted CEE Tier 1
212617026 | Central HP <5.4 tons | AMERISTAR | HRCU-A-CB (Split System: Heat Pump with Remote Outdoor Unit-Air-Source) | E4HL5042A1000A |  |  | E4AH5E36A1J30A |  | 36000 | 15.2 | 8.5 | 36000 | 30000 | 83.33% | 1.8 | 0 | 10 |  |  |  | No | R-410A | 3 | Residential & Commercial | Ducted CEE Tier 1
214660558 | Central HP <5.4 tons | ECOER | HRCU-A-CB (Split System: Heat Pump with Remote Outdoor Unit-Air-Source) | EODA19H-4860AA* |  |  | GNC3036BPT | MGH96M060B3A | 33000 | 18 | 9 | 35000 | 28000 | 80% | 1.95 | 0 | 12 |  |  |  | No | R-410A | 2.75 | Residential & Commercial | Ducted CEE Tier 1
214303530 | Central HP <5.4 tons | ECOER | HRCU-A-CB (Split System: Heat Pump with Remote Outdoor Unit-Air-Source) | EODA19H-4860A |  |  | GNC4860CPT | MGH96M100C5A | 52000 | 18 | 8.7 | 54000 | 37800 | 70% | 1.9 | 0 | 11.4 |  |  |  | No | R-410A | 4.3333 | Residential & Commercial | Ducted CEE Tier 1
215447633 | Central HP <5.4 tons | ECOER | HRCU-A-CB (Split System: Heat Pump with Remote Outdoor Unit-Air-Source) | EODA19H-4860AA* |  |  | GNC3036BPT | FG7TC-060D-V24B* | 33000 | 18 | 9 | 35000 | 28000 | 80% | 1.95 | 0 | 12 |  |  |  | No | R-410A | 2.75 | Residential & Commercial | Ducted CEE Tier 1
214303515 | Central HP <5.4 tons | ECOER | HRCU-A-C (Split System: Heat Pump with Remote Outdoor Unit with No Indoor Fan --Air Source) | EODA19H-4860A |  |  | GNC4248CPT+DK |  | 42000 | 15.2 | 8.6 | 43000 | 32400 | 75.35% | 1.9 | 0 | 11.7 |  |  |  | No | R-410A | 3.5 | Residential & Commercial | Ducted CEE Tier 1
212622261 | Central HP <5.4 tons | COLEMAN | HRCU-A-CB (Split System: Heat Pump with Remote Outdoor Unit-Air-Source) | HMH72B341 | ASPEN |  | D(A,C,E)48A34+TDR | TM9Y100C16MP11 | 32800 | 18 | 8.1 | 33600 | 28200 | 83.93% | 2.62 | 0 | 10 |  |  |  | No | R-410A | 2.7333 | Residential & Commercial | Ducted CEE Tier 1
212622344 | Central HP <5.4 tons | COLEMAN | HRCU-A-CB (Split System: Heat Pump with Remote Outdoor Unit-Air-Source) | HMH72B341 | ASPEN |  | D(A,C,E)48A34+TDR | TM8E120C16MP11 | 33200 | 18 | 8.1 | 33600 | 28600 | 85.12% | 2.67 | 0 | 10 |  |  |  | No | R-410A | 2.7667 | Residential & Commercial | Ducted CEE Tier 1
212394540 | Central HP <5.4 tons | COLEMAN | HRCU-A-CB (Split System: Heat Pump with Remote Outdoor Unit-Air-Source) | HMH72B341 | ADP |  | H,YE34936 | TM9Y100C16MP11 | 32800 | 18 | 8.5 | 32400 | 23000 | 70.99% | 2.04 | 0 | 10 |  |  |  | No | R-410A | 2.7333 | Residential & Commercial | Ducted CEE Tier 1
215424235 | Central HP <5.4 tons | LUXAIRE | HRCU-A-CB (Split System: Heat Pump with Remote Outdoor Unit-Air-Source) | HH836E2S11 | ADP |  | H,YE9J*36+TXV-BLEED | TM9V100C20MP12 | 34200 | 18 | 8.5 | 31000 | 25600 | 82.58% | 2 | 0 | 10 |  |  |  | No | R-454B | 2.85 | Residential & Commercial | Ducted CEE Tier 1
215424286 | Central HP <5.4 tons | LUXAIRE | HRCU-A-CB (Split System: Heat Pump with Remote Outdoor Unit-Air-Source) | HH860E2S11 | ADP |  | H,YE48*60+TXV-BLEED | TM8Y100C16MP11 | 44000 | 18 | 8.5 | 42000 | 33000 | 78.57% | 2 | 0 | 11.7 |  |  |  | No | R-454B | 3.6667 | Residential & Commercial | Ducted CEE Tier 1
215424304 | Central HP <5.4 tons | LUXAIRE | HRCU-A-CB (Split System: Heat Pump with Remote Outdoor Unit-Air-Source) | HH860E2S11 | ADP |  | H,YE48*60+TXV-BLEED | TM9V100C16MP12 | 43500 | 18 | 8.5 | 42000 | 32800 | 78.1% | 2 | 0 | 11.7 |  |  |  | No | R-454B | 3.625 | Residential & Commercial | Ducted CEE Tier 1
215424309 | Central HP <5.4 tons | LUXAIRE | HRCU-A-CB (Split System: Heat Pump with Remote Outdoor Unit-Air-Source) | HH860E2S11 | ADP |  | H,YE36*60+TXV-BLEED | TM9Y080C16MP11 | 43500 | 16 | 8.4 | 42500 | 33400 | 78.59% | 1.98 | 0 | 10.5 |  |  |  | No | R-454B | 3.625 | Residential & Commercial | Ducted CEE Tier 1
214848939 | Central HP <5.4 tons | YORK | HRCU-A-CB (Split System: Heat Pump with Remote Outdoor Unit-Air-Source) | HH860E2S11 | ADP |  | H,YG48*60+TXV | Y91E080C20SMPS1 | 44500 | 18 | 8.5 | 44500 | 33000 | 74.16% | 2 | 0 | 12 |  |  |  | No | R-454B | 3.7083 | Residential & Commercial | Ducted CEE Tier 1
216055294 | Central HP <5.4 tons | LUXAIRE | HRCU-A-CB (Split System: Heat Pump with Remote Outdoor Unit-Air-Source) | HH860E2S11 | ASPEN |  | D(A,C,E)60A3K+TDR | TM8Y120C20MP11 | 41000 | 17.5 | 8.1 | 44500 | 33800 | 75.96% | 2 | 0 | 11.5 |  |  |  | No | R-454B | 3.4167 | Residential & Commercial | Ducted CEE Tier 1
216055311 | Central HP <5.4 tons | LUXAIRE | HRCU-A-CB (Split System: Heat Pump with Remote Outdoor Unit-Air-Source) | HH860E2S11 | ASPEN |  | C(A,C,D,E)60A3K+TDR | TM9V080C16MP12 | 40500 | 17 | 8.5 | 43500 | 33600 | 77.24% | 2 | 0 | 10.5 |  |  |  | No | R-454B | 3.375 | Residential & Commercial | Ducted CEE Tier 1
215385618 | Central HP <5.4 tons | HISENSE | HRCU-A-CB (Split System: Heat Pump with Remote Outdoor Unit-Air-Source) | AUWR-24U3SF2 | ASPEN |  | A(E,F)W244+TDR |  | 20600 | 15.8 | 8.1 | 23000 | 17700 | 76.96% | 1.98 | 0 | 10 |  |  |  | No | R-410A | 1.7167 | Residential & Commercial | Ducted CEE Tier 1
214320263 | Central HP <5.4 tons | BOREAL | HRCU-A-C (Split System: Heat Pump with Remote Outdoor Unit with No Indoor Fan --Air Source) | ENVBR36HPJ1OA | ASPEN |  | D(A,C,E)24A44+TDR |  | 23000 | 15.2 | 8.5 | 24000 | 21600 | 90% | 1.8 | 0 | 11 |  |  |  | No | R-410A | 1.9167 | Residential & Commercial | Ducted CEE Tier 1
215295695 | Central HP <5.4 tons | AIRQUEST | HRCU-A-CB (Split System: Heat Pump with Remote Outdoor Unit-Air-Source) | DLCURAH36ABK | ADP |  | HG80936 | *96VTN1002122B* | 35600 | 17 | 8.1 | 36800 | 34400 | 93.48% | 2 | 0 | 10 |  |  |  | No | R-410A | 2.9667 | Residential & Commercial | Ducted CEE Tier 1
215295697 | Central HP <5.4 tons | AIRQUEST | HRCU-A-CB (Split System: Heat Pump with Remote Outdoor Unit-Air-Source) | DLCURAH36ABK | ADP |  | H,GG81936 | *96VTN1002122B* | 36000 | 17 | 8.1 | 36800 | 34400 | 93.48% | 2 | 0 | 10.5 |  |  |  | No | R-410A | 3 | Residential & Commercial | Ducted CEE Tier 1
214571098 | Central HP <5.4 tons | CARRIER | HRCU-A-CB (Split System: Heat Pump with Remote Outdoor Unit-Air-Source) | 25VNA825A*032* |  |  | CNPV*3621AL*+UI | 59CU5B080C21**20 | 23400 | 16.5 | 8.1 | 21600 | 16700 | 77.31% | 1.92 | 0 | 11 |  |  |  | No | R-410A | 1.95 | Residential & Commercial | Ducted CEE Tier 1
214571148 | Central HP <5.4 tons | CARRIER | HRCU-A-CB (Split System: Heat Pump with Remote Outdoor Unit-Air-Source) | 25VNA825A*032* |  |  | CNPV*4221AL*+UI | 58TN*B070C21**20 | 23800 | 16.5 | 8.1 | 21400 | 16700 | 78.04% | 1.96 | 0 | 11 |  |  |  | No | R-410A | 1.9833 | Residential & Commercial | Ducted CEE Tier 1
214571248 | Central HP <5.4 tons | CARRIER | HRCU-A-CB (Split System: Heat Pump with Remote Outdoor Unit-Air-Source) | 25VNA825A*032* |  |  | CNPV*4821AL*+UI | 59MN7C080C21**20 | 24200 | 17 | 8.1 | 21200 | 16600 | 78.3% | 2.02 | 0 | 11.5 |  |  |  | No | R-410A | 2.0167 | Residential & Commercial | Ducted CEE Tier 1
215424727 | Central HP <5.4 tons | LUXAIRE | HRCU-A-CB (Split System: Heat Pump with Remote Outdoor Unit-Air-Source) | HH824E2S11 | ADP |  | H,YE7J*36+TXV-BLEED | Z8ES080B12SMPS1 | 23000 | 18 | 9 | 21400 | 18100 | 84.58% | 2 | 0 | 12 |  |  |  | No | R-454B | 1.9167 | Residential & Commercial | Ducted CEE Tier 1
212437267 | Central HP <5.4 tons | BOSCH | HRCU-A-CB (Split System: Heat Pump with Remote Outdoor Unit-Air-Source) | BOVA-24HDN1-M15G |  |  | BWA-18WN1-M16 |  | 18000 | 16.1 | 9 | 18000 | 12900 | 71.67% | 1.81 | 0 | 11.7 |  |  |  | No | R-410A | 1.5 | Residential & Commercial | Ducted CEE Tier 1
216032239 | Central HP <5.4 tons | 1HVAC | HRCU-A-CB (Split System: Heat Pump with Remote Outdoor Unit-Air-Source) | ACIQ-60-HPD |  |  | ACIQ-60-PAH |  | 54000 | 17.5 | 9.5 | 55000 | 54000 | 98.18% | 1.9 | 0 | 12 |  |  |  | No | R-454B | 4.5 | Residential & Commercial | Ducted CEE Tier 1
214573688 | Central HP <5.4 tons | CARRIER | HRCU-A-CB (Split System: Heat Pump with Remote Outdoor Unit-Air-Source) | 25VNA837A*031* |  |  | CAP**3721AL*+UI | 59CU5B100C21**22 | 33000 | 17.5 | 8.5 | 32600 | 25000 | 76.69% | 2 | 0 | 11.5 |  |  |  | No | R-410A | 2.75 | Residential & Commercial | Ducted CEE Tier 1
214092282 | Central HP <5.4 tons | LUXAIRE | HRCU-A-CB (Split System: Heat Pump with Remote Outdoor Unit-Air-Source) | HMH72B341 | ASPEN |  | D(A,C,E)42A44+TDR | TM8E040A12MP11 | 32800 | 18 | 8.1 | 32400 | 45500 | 140.4% | 3.1 | 0 | 10 |  |  |  | No | R-410A | 2.7333 | Residential & Commercial | Ducted CEE Tier 1
214092297 | Central HP <5.4 tons | LUXAIRE | HRCU-A-CB (Split System: Heat Pump with Remote Outdoor Unit-Air-Source) | HMH72B341 | ASPEN |  | D(A,C,E)42A44+TDR | TM8E100C16MP11 | 33000 | 18 | 8.3 | 32400 | 45000 | 138.9% | 3.11 | 0 | 10 |  |  |  | No | R-410A | 2.75 | Residential & Commercial | Ducted CEE Tier 1
215424244 | Central HP <5.4 tons | LUXAIRE | HRCU-A-CB (Split System: Heat Pump with Remote Outdoor Unit-Air-Source) | HH836E2S11 | ADP |  | H,YE9J*36+TXV-BLEED | Z8ES100B12SMPS1 | 33000 | 17 | 8.5 | 28800 | 24400 | 84.72% | 2 | 0 | 11.7 |  |  |  | No | R-454B | 2.75 | Residential & Commercial | Ducted CEE Tier 1
215430610 | Central HP <5.4 tons | LUXAIRE | HRCU-A-CB (Split System: Heat Pump with Remote Outdoor Unit-Air-Source) | HH836E2S11 | ADP |  | H,YG80(1,2)36+TXV | TM9V100C16MP12 | 33400 | 18 | 8.5 | 29400 | 24800 | 84.35% | 2 | 0 | 11 |  |  |  | No | R-454B | 2.7833 | Residential & Commercial | Ducted CEE Tier 1
215430612 | Central HP <5.4 tons | LUXAIRE | HRCU-A-CB (Split System: Heat Pump with Remote Outdoor Unit-Air-Source) | HH836E2S11 | ADP |  | H,YG80(1,2)36+TXV | TM9V100C20MP12 | 33800 | 18 | 8.5 | 30600 | 25400 | 83.01% | 2 | 0 | 11 |  |  |  | No | R-454B | 2.8167 | Residential & Commercial | Ducted CEE Tier 1
215430635 | Central HP <5.4 tons | LUXAIRE | HRCU-A-CB (Split System: Heat Pump with Remote Outdoor Unit-Air-Source) | HH836E2S11 | ADP |  | H,YG80(1,2)36+TXV | Z8ES120C16SMPS1 | 33400 | 19 | 8.5 | 29600 | 24800 | 83.78% | 2 | 0 | 11.7 |  |  |  | No | R-454B | 2.7833 | Residential & Commercial | Ducted CEE Tier 1
212622265 | Central HP <5.4 tons | COLEMAN | HRCU-A-CB (Split System: Heat Pump with Remote Outdoor Unit-Air-Source) | HMH72B341 | ASPEN |  | D(A,C,E)48B24+TDR | TM8E080C16MP11 | 31800 | 18 | 8.1 | 33600 | 28200 | 83.93% | 2.65 | 0 | 10 |  |  |  | No | R-410A | 2.65 | Residential & Commercial | Ducted CEE Tier 1
215399910 | Central HP <5.4 tons | CHAMPION HEATING AND COOLING | HRCU-A-C (Split System: Heat Pump with Remote Outdoor Unit with No Indoor Fan --Air Source) | HH836E2S11 | ASPEN |  | C(A,C,D,E)36B3K+TDR |  | 30600 | 15.2 | 8.1 | 31000 | 31600 | 101.9% | 2.56 | 0 | 10.5 |  |  |  | No | R-454B | 2.55 | Residential & Commercial | Ducted CEE Tier 1
215424218 | Central HP <5.4 tons | LUXAIRE | HRCU-A-CB (Split System: Heat Pump with Remote Outdoor Unit-Air-Source) | HH836E2S11 | ADP |  | H,YE9J*36+TXV-BLEED | TM8V080C16MP12 | 33600 | 18 | 8.5 | 30000 | 25200 | 84% | 2 | 0 | 11 |  |  |  | No | R-454B | 2.8 | Residential & Commercial | Ducted CEE Tier 1
215850609 | Central HP <5.4 tons | COLEMAN | HRCU-A-CB (Split System: Heat Pump with Remote Outdoor Unit-Air-Source) | HH836E2S11 | ASPEN |  | C(A,C,D,E)36B3K+TDR | Z9ES100C16SMPS1 | 32000 | 17.5 | 8.1 | 32400 | 24600 | 75.93% | 2 | 0 | 10.5 |  |  |  | No | R-454B | 2.6667 | Residential & Commercial | Ducted CEE Tier 1
215424205 | Central HP <5.4 tons | LUXAIRE | HRCU-A-CB (Split System: Heat Pump with Remote Outdoor Unit-Air-Source) | HH836E2S11 | ADP |  | H,YE9J*36+TXV-BLEED | LP9C080B12MP13 | 33000 | 17 | 8.5 | 29200 | 24800 | 84.93% | 2 | 0 | 11 |  |  |  | No | R-454B | 2.75 | Residential & Commercial | Ducted CEE Tier 1
215424223 | Central HP <5.4 tons | LUXAIRE | HRCU-A-CB (Split System: Heat Pump with Remote Outdoor Unit-Air-Source) | HH836E2S11 | ADP |  | H,YE9J*36+TXV-BLEED | TM8Y100C20MP11 | 33800 | 18 | 8.5 | 30600 | 25400 | 83.01% | 2 | 0 | 10.5 |  |  |  | No | R-454B | 2.8167 | Residential & Commercial | Ducted CEE Tier 1
212622465 | Central HP <5.4 tons | COLEMAN | HRCU-A-CB (Split System: Heat Pump with Remote Outdoor Unit-Air-Source) | HMH72B341 | ASPEN |  | D(A,C,E)42C34+TDR | TM9E100C16MP12 | 33000 | 18 | 8.5 | 33600 | 27200 | 80.95% | 2.66 | 0 | 10 |  |  |  | No | R-410A | 2.75 | Residential & Commercial | Ducted CEE Tier 1
215295711 | Central HP <5.4 tons | AIRQUEST | HRCU-A-CB (Split System: Heat Pump with Remote Outdoor Unit-Air-Source) | DLCURAH36ABK | ADP |  | HE33936 | *96VTN1202422A* | 35400 | 16 | 8.1 | 36800 | 34600 | 94.02% | 1.88 | 0 | 10 |  |  |  | No | R-410A | 2.95 | Residential & Commercial | Ducted CEE Tier 1
212622692 | Central HP <5.4 tons | COLEMAN | HRCU-A-CB (Split System: Heat Pump with Remote Outdoor Unit-Air-Source) | HMH72B341 | ASPEN |  | C(A,C,D,E)36B34+TDR | TM8E080C16MP11 | 33000 | 18 | 8.2 | 33800 | 28200 | 83.43% | 2.68 | 0 | 10 |  |  |  | No | R-410A | 2.75 | Residential & Commercial | Ducted CEE Tier 1
211708411 | Central HP <5.4 tons | COLEMAN | HRCU-A-CB (Split System: Heat Pump with Remote Outdoor Unit-Air-Source) | THF2B48T21 | ASPEN |  | D(A,C,E)48D36+TDR | CPLC080C16MP13 | 45500 | 16 | 8.2 | 44000 | 30800 | 70% | 3.14 | 0 | 11.9 |  |  |  | No | R-410A | 3.7917 | Residential & Commercial | Ducted CEE Tier 1
211708434 | Central HP <5.4 tons | COLEMAN | HRCU-A-CB (Split System: Heat Pump with Remote Outdoor Unit-Air-Source) | THF2B48T21 | ASPEN |  | D(A,C,E)48D34+TDR | TM8E100C16MP11 | 45000 | 16 | 8.2 | 44000 | 31200 | 70.91% | 3.13 | 0 | 11.9 |  |  |  | No | R-410A | 3.75 | Residential & Commercial | Ducted CEE Tier 1
214604906 | Central HP <5.4 tons | CHAMPION HEATING AND COOLING | HRCU-A-CB (Split System: Heat Pump with Remote Outdoor Unit-Air-Source) | THF2B48T21 | ASPEN |  | DP61A44+TDR | TM9E100C16MP12 | 42500 | 16 | 8.2 | 44500 | 31200 | 70.11% | 3.12 | 0 | 11 |  |  |  | No | R-410A | 3.5417 | Residential & Commercial | Ducted CEE Tier 1
206133328 | Central HP <5.4 tons | ARCOAIRE | HRCU-A-CB (Split System: Heat Pump with Remote Outdoor Unit-Air-Source) | HVH825GKA2* |  |  | EA*4X25L17A*+WALLCON | *80CSU0601716A* | 24400 | 16.5 | 8.1 | 21200 | 16700 | 78.77% | 2.02 | 11.5 | 11 |  |  |  | No | R-410A | 2.0333 | Residential & Commercial | Ducted CEE Tier 1
214570398 | Central HP <5.4 tons | CARRIER | HRCU-A-CB (Split System: Heat Pump with Remote Outdoor Unit-Air-Source) | 25VNA825A*032* |  |  | CAP**3621AL*+UI | 59MN7C060C21**20 | 23600 | 16 | 8.1 | 21400 | 16700 | 78.04% | 1.92 | 0 | 10.5 |  |  |  | No | R-410A | 1.9667 | Residential & Commercial | Ducted CEE Tier 1
214570498 | Central HP <5.4 tons | CARRIER | HRCU-A-CB (Split System: Heat Pump with Remote Outdoor Unit-Air-Source) | 25VNA825A*032* |  |  | CAP**4221AL*+UI | 59CU5B080C21**20 | 23800 | 16.5 | 8.1 | 21400 | 16700 | 78.04% | 1.96 | 0 | 10.5 |  |  |  | No | R-410A | 1.9833 | Residential & Commercial | Ducted CEE Tier 1
214570718 | Central HP <5.4 tons | CARRIER | HRCU-A-CB (Split System: Heat Pump with Remote Outdoor Unit-Air-Source) | 25VNA825A*032* |  |  | CAP**4821AL*+UI | 59TN6C080C21**20 | 24200 | 17 | 8.5 | 20800 | 16500 | 79.33% | 2.02 | 0 | 11 |  |  |  | No | R-410A | 2.0167 | Residential & Commercial | Ducted CEE Tier 1
215735536 | Central HP <5.4 tons | YORK | HRCU-A-CB (Split System: Heat Pump with Remote Outdoor Unit-Air-Source) | HH824E2S11 | ADP |  | H,YE33*36+TXV-BLEED | TM9V060B12MP12 | 22400 | 17 | 8.8 | 21400 | 17200 | 80.37% | 1.96 | 0 | 11 |  |  |  | No | R-454B | 1.8667 | Residential & Commercial | Ducted CEE Tier 1
213828530 | Central HP <5.4 tons | HISENSE | HRCU-A-C (Split System: Heat Pump with Remote Outdoor Unit with No Indoor Fan --Air Source) | AUWR-48U3SP | ASPEN |  | D(A,C,E)49D44+TDR |  | 41000 | 15.55 | 8.55 | 42000 | 34600 | 82.38% | 1.94 | 0 | 11.4 |  |  |  | No | R-410A | 3.4167 | Residential & Commercial | Ducted CEE Tier 1
215668753 | Central HP <5.4 tons | KEEPRITE | HRCU-A-CB (Split System: Heat Pump with Remote Outdoor Unit-Air-Source) | C5H0V36*K*AAA* |  |  | EA*5X37M21A*+WALLCON | *97CMN0802120B* | 34400 | 18 | 8.1 | 35400 | 25200 | 71.19% | 1.88 | 0 | 10 |  |  |  | No | R-454B | 2.8667 | Residential & Commercial | Ducted CEE Tier 1
212622847 | Central HP <5.4 tons | COLEMAN | HRCU-A-CB (Split System: Heat Pump with Remote Outdoor Unit-Air-Source) | HMH72B341 | ASPEN |  | D(A,C,E)36A44+TDR | TM8E120C16MP11 | 33200 | 18 | 8.2 | 33800 | 28600 | 84.62% | 2.7 | 0 | 10 |  |  |  | No | R-410A | 2.7667 | Residential & Commercial | Ducted CEE Tier 1
212622947 | Central HP <5.4 tons | COLEMAN | HRCU-A-CB (Split System: Heat Pump with Remote Outdoor Unit-Air-Source) | HMH72B341 | ASPEN |  | D(A,C,E)42C24+TDR | TM8E120C16MP11 | 32000 | 18 | 8.3 | 33800 | 28800 | 85.21% | 2.73 | 0 | 10 |  |  |  | No | R-410A | 2.6667 | Residential & Commercial | Ducted CEE Tier 1
214092330 | Central HP <5.4 tons | LUXAIRE | HRCU-A-CB (Split System: Heat Pump with Remote Outdoor Unit-Air-Source) | HMH72B341 | ASPEN |  | D(A,C,E)42A44+TDR | TM8Y100C16MP11 | 32400 | 18.5 | 8.5 | 32400 | 44000 | 135.8% | 3.14 | 0 | 10 |  |  |  | No | R-410A | 2.7 | Residential & Commercial | Ducted CEE Tier 1
214392171 | Central HP <5.4 tons | RUUD | HRCU-A-CB (Split System: Heat Pump with Remote Outdoor Unit-Air-Source) | RD17AZ24AJ3N | ASPEN |  | D(A,C,E)30B34+TDR | R801V0504A17UHS | 21600 | 18 | 8.1 | 22600 | 16900 | 74.78% | 2 | 0 | 10 |  |  |  | No | R-410A | 1.8 | Residential & Commercial | Ducted CEE Tier 1
214392251 | Central HP <5.4 tons | RUUD | HRCU-A-CB (Split System: Heat Pump with Remote Outdoor Unit-Air-Source) | RD17AZ24AJ3N | ASPEN |  | D(A,C,E)30B34+TDR | R801V0754A17UHS | 21600 | 19 | 8.1 | 22600 | 16800 | 74.34% | 2.1 | 0 | 10 |  |  |  | No | R-410A | 1.8 | Residential & Commercial | Ducted CEE Tier 1
214311481 | Central HP <5.4 tons | BRYANT HEATING AND COOLING SYSTEMS | HRCU-A-CB (Split System: Heat Pump with Remote Outdoor Unit-Air-Source) | 38MURAQ36AB3* | ADP |  | V,C36H210P749 | 926TB60100V21*** | 35800 | 15.2 | 8.1 | 37800 | 34800 | 92.06% | 1.9 | 0 | 10 |  |  |  | No | R-410A | 2.9833 | Residential & Commercial | Ducted CEE Tier 1
214802893 | Central HP <5.4 tons | RHEEM | HRCU-A-CB (Split System: Heat Pump with Remote Outdoor Unit-Air-Source) | RP15AZ48AJ2N | ASPEN |  | D(A,C,E)48D34+TDR | R801V0755A21DZ | 44500 | 15.5 | 8.2 | 45500 | 33800 | 74.29% | 3.05 | 0 | 10 |  |  |  | No | R-410A | 3.7083 | Residential & Commercial | Ducted CEE Tier 1
211708440 | Central HP <5.4 tons | COLEMAN | HRCU-A-CB (Split System: Heat Pump with Remote Outdoor Unit-Air-Source) | THF2B48T21 | ASPEN |  | D(A,C,E)48D34+TDR | TM8E120C20MP11 | 46000 | 16 | 8.2 | 44500 | 31200 | 70.11% | 3.07 | 0 | 11.9 |  |  |  | No | R-410A | 3.8333 | Residential & Commercial | Ducted CEE Tier 1
211708472 | Central HP <5.4 tons | COLEMAN | HRCU-A-CB (Split System: Heat Pump with Remote Outdoor Unit-Air-Source) | THF2B48T21 | ASPEN |  | D(A,C,E)48D34+TDR | TM9E100C20MP12 | 46000 | 16 | 8.2 | 44500 | 31600 | 71.01% | 3.08 | 0 | 11.9 |  |  |  | No | R-410A | 3.8333 | Residential & Commercial | Ducted CEE Tier 1
213278308 | Central HP <5.4 tons | COLEMAN | HRCU-A-CB (Split System: Heat Pump with Remote Outdoor Unit-Air-Source) | THF2B48T21 | ASPEN |  | D(A,C,E)60A44+JMET16CS2N1+TDR |  | 43000 | 16 | 8.2 | 44000 | 31200 | 70.91% | 3.19 | 0 | 11.8 |  |  |  | No | R-410A | 3.5833 | Residential & Commercial | Ducted CEE Tier 1
214779594 | Central HP <5.4 tons | CHAMPION HEATING AND COOLING | HRCU-A-CB (Split System: Heat Pump with Remote Outdoor Unit-Air-Source) | HMH72B341 |  |  | XAHB36DBCN1 | Z9ES060B12SMPS1 | 32800 | 16.5 | 8.5 | 31600 | 22200 | 70.25% | 1.8 | 0 | 10 |  |  |  | No | R-410A | 2.7333 | Residential & Commercial | Ducted CEE Tier 1
214392519 | Central HP <5.4 tons | RUUD | HRCU-A-CB (Split System: Heat Pump with Remote Outdoor Unit-Air-Source) | RD17AZ24AJ3N | ASPEN |  | D(A,C,E)24C34+TDR | R951V0603A17M4S | 21600 | 18 | 8.1 | 22600 | 17000 | 75.22% | 2 | 0 | 10 |  |  |  | No | R-410A | 1.8 | Residential & Commercial | Ducted CEE Tier 1
214392555 | Central HP <5.4 tons | RUUD | HRCU-A-CB (Split System: Heat Pump with Remote Outdoor Unit-Air-Source) | RD17AZ24AJ3N | ASPEN |  | D(A,C,E)30B34+TDR | R951V0703A17M4S | 21600 | 18 | 8.1 | 22600 | 16900 | 74.78% | 2 | 0 | 10 |  |  |  | No | R-410A | 1.8 | Residential & Commercial | Ducted CEE Tier 1
214392619 | Central HP <5.4 tons | RUUD | HRCU-A-CB (Split System: Heat Pump with Remote Outdoor Unit-Air-Source) | RD17AZ24AJ3N | ASPEN |  | D(A,C,E)30B34+TDR | U802VA050317M | 21600 | 19 | 8.1 | 22600 | 16900 | 74.78% | 2 | 0 | 10 |  |  |  | No | R-410A | 1.8 | Residential & Commercial | Ducted CEE Tier 1
216055327 | Central HP <5.4 tons | LUXAIRE | HRCU-A-CB (Split System: Heat Pump with Remote Outdoor Unit-Air-Source) | HH860E2S11 | ASPEN |  | D(A,C,E)60A3K+TDR | TM9Y100C16MP11 | 40500 | 17 | 8.5 | 44000 | 33800 | 76.82% | 2 | 0 | 10.5 |  |  |  | No | R-454B | 3.375 | Residential & Commercial | Ducted CEE Tier 1
216055342 | Central HP <5.4 tons | LUXAIRE | HRCU-A-CB (Split System: Heat Pump with Remote Outdoor Unit-Air-Source) | HH860E2S11 | ASPEN |  | D(A,C,E)60A3K+TDR | TMLE100C16MP11 | 41000 | 18 | 8.5 | 45000 | 34200 | 76% | 2 | 0 | 10.5 |  |  |  | No | R-454B | 3.4167 | Residential & Commercial | Ducted CEE Tier 1
216055343 | Central HP <5.4 tons | LUXAIRE | HRCU-A-CB (Split System: Heat Pump with Remote Outdoor Unit-Air-Source) | HH860E2S11 | ASPEN |  | C(A,C,D,E)48A3K+TDR | TMLE100C20MP11 | 41000 | 16.5 | 8.1 | 46000 | 35000 | 76.09% | 2 | 0 | 10.5 |  |  |  | No | R-454B | 3.4167 | Residential & Commercial | Ducted CEE Tier 1
214440931 | Central HP <5.4 tons | CARRIER | HRCU-A-CB (Split System: Heat Pump with Remote Outdoor Unit-Air-Source) | 25VNA424A*031* | ADP |  | H,PG24936 | 59TN6C060C17**14 | 22600 | 20 | 10 | 25000 | 19500 | 78% | 2.4 | 0 | 12 |  |  |  | No | R-410A | 1.8833 | Residential & Commercial | Ducted CEE Tier 1
214440947 | Central HP <5.4 tons | CARRIER | HRCU-A-CB (Split System: Heat Pump with Remote Outdoor Unit-Air-Source) | 25VNA424A*031* | ADP |  | H,PG9J936 | 59TN6C080C17**14 | 23400 | 20 | 10.5 | 25000 | 19400 | 77.6% | 2.46 | 0 | 13 |  |  |  | No | R-410A | 1.95 | Residential & Commercial | Ducted CEE Tier 1
215424259 | Central HP <5.4 tons | LUXAIRE | HRCU-A-CB (Split System: Heat Pump with Remote Outdoor Unit-Air-Source) | HH860E2S11 | ADP |  | H,YE36*60+TXV-BLEED | LP9C120D20MP13 | 51500 | 18 | 8.3 | 52500 | 39000 | 74.29% | 1.96 | 0 | 10.5 |  |  |  | No | R-454B | 4.2917 | Residential & Commercial | Ducted CEE Tier 1
215424261 | Central HP <5.4 tons | LUXAIRE | HRCU-A-CB (Split System: Heat Pump with Remote Outdoor Unit-Air-Source) | HH860E2S11 | ADP |  | H,YE36*60+TXV-BLEED | TM8E080C16MP11 | 44000 | 17 | 8.4 | 43500 | 33800 | 77.7% | 1.98 | 0 | 10.5 |  |  |  | No | R-454B | 3.6667 | Residential & Commercial | Ducted CEE Tier 1
215399912 | Central HP <5.4 tons | CHAMPION HEATING AND COOLING | HRCU-A-C (Split System: Heat Pump with Remote Outdoor Unit with No Indoor Fan --Air Source) | HH836E2S11 | ASPEN |  | D(A,C,E)36A4K+TDR |  | 30400 | 15.2 | 8.1 | 31000 | 31600 | 101.9% | 2.54 | 0 | 10.5 |  |  |  | No | R-454B | 2.5333 | Residential & Commercial | Ducted CEE Tier 1
212623197 | Central HP <5.4 tons | COLEMAN | HRCU-A-CB (Split System: Heat Pump with Remote Outdoor Unit-Air-Source) | HMH72B341 | ASPEN |  | C(A,C,D,E)36C34+TDR | TMLE100B12MP11 | 32600 | 18 | 8.1 | 33800 | 27400 | 81.07% | 2.44 | 0 | 10 |  |  |  | No | R-410A | 2.7167 | Residential & Commercial | Ducted CEE Tier 1
215375211 | Central HP <5.4 tons | RUUD | HRCU-A-CB (Split System: Heat Pump with Remote Outdoor Unit-Air-Source) | RD17AZ48AJ3N | ASPEN |  | D(A,C,E)48B46+TDR | R801V0755A21DZ | 44000 | 16 | 8.1 | 45500 | 32400 | 71.21% | 2.4 | 0 | 10 |  |  |  | No | R-410A | 3.6667 | Residential & Commercial | Ducted CEE Tier 1
215375216 | Central HP <5.4 tons | RUUD | HRCU-A-CB (Split System: Heat Pump with Remote Outdoor Unit-Air-Source) | RD17AZ48AJ3N | ASPEN |  | D(A,C,E)60D34+TDR | R801V0755A21UHN | 45500 | 15.2 | 8.1 | 45500 | 32400 | 71.21% | 2.4 | 0 | 10 |  |  |  | No | R-410A | 3.7917 | Residential & Commercial | Ducted CEE Tier 1
215375227 | Central HP <5.4 tons | RUUD | HRCU-A-CB (Split System: Heat Pump with Remote Outdoor Unit-Air-Source) | RD17AZ48AJ3N | ASPEN |  | D(A,C,E)48B46+TDR | R801V1005A21UHN | 44000 | 16 | 8.1 | 45500 | 32400 | 71.21% | 2.4 | 0 | 10 |  |  |  | No | R-410A | 3.6667 | Residential & Commercial | Ducted CEE Tier 1
215375241 | Central HP <5.4 tons | RUUD | HRCU-A-CB (Split System: Heat Pump with Remote Outdoor Unit-Air-Source) | RD17AZ48AJ3N | ASPEN |  | D(A,C,E)60D36+TDR | R801V1255A24DZ | 45500 | 16 | 8.1 | 45500 | 32400 | 71.21% | 2.4 | 0 | 10 |  |  |  | No | R-410A | 3.7917 | Residential & Commercial | Ducted CEE Tier 1
215375184 | Central HP <5.4 tons | RUUD | HRCU-A-CB (Split System: Heat Pump with Remote Outdoor Unit-Air-Source) | RD17AZ36AJ3N | ASPEN |  | D(A,C,E)36C46+TDR | R951V0603A17M4S | 33000 | 18 | 8.1 | 34200 | 31600 | 92.4% | 1.9 | 0 | 10 |  |  |  | No | R-410A | 2.75 | Residential & Commercial | Ducted CEE Tier 1
215375186 | Central HP <5.4 tons | RUUD | HRCU-A-CB (Split System: Heat Pump with Remote Outdoor Unit-Air-Source) | RD17AZ36AJ3N | ASPEN |  | D(A,C,E)36C46+TDR | R951V0603A17UHU | 33000 | 18 | 8.1 | 34200 | 31600 | 92.4% | 1.9 | 0 | 10 |  |  |  | No | R-410A | 2.75 | Residential & Commercial | Ducted CEE Tier 1
214573018 | Central HP <5.4 tons | CARRIER | HRCU-A-CB (Split System: Heat Pump with Remote Outdoor Unit-Air-Source) | 25VNA837A*030* |  |  | CAP**6124AL*+UI | 59CU5B080C21**20 | 33200 | 17.5 | 8.5 | 32000 | 24800 | 77.5% | 2 | 0 | 11.5 |  |  |  | No | R-410A | 2.7667 | Residential & Commercial | Ducted CEE Tier 1
214573268 | Central HP <5.4 tons | CARRIER | HRCU-A-CB (Split System: Heat Pump with Remote Outdoor Unit-Air-Source) | 25VNA837A*030* |  |  | CSPH*6012AL*+UI | 59CU5B100C21**22 | 33000 | 18 | 8.5 | 32000 | 24800 | 77.5% | 2.02 | 0 | 11.5 |  |  |  | No | R-410A | 2.75 | Residential & Commercial | Ducted CEE Tier 1
214573538 | Central HP <5.4 tons | CARRIER | HRCU-A-CB (Split System: Heat Pump with Remote Outdoor Unit-Air-Source) | 25VNA837A*030* |  |  | CNPV*4824AL*+UI | 59TN6C080C21**20 | 32400 | 17.5 | 8.5 | 32600 | 24800 | 76.07% | 1.98 | 0 | 11.5 |  |  |  | No | R-410A | 2.7 | Residential & Commercial | Ducted CEE Tier 1
214660553 | Central HP <5.4 tons | ECOER | HRCU-A-CB (Split System: Heat Pump with Remote Outdoor Unit-Air-Source) | EODA19H-2436AA* |  |  | GNC3036BPT | MGH96M080B3A | 33000 | 18 | 9 | 34600 | 24400 | 70.52% | 1.95 | 0 | 11 |  |  |  | No | R-410A | 2.75 | Residential & Commercial | Ducted CEE Tier 1
216032530 | Central HP <5.4 tons | MRCOOL | HRCU-A-CB (Split System: Heat Pump with Remote Outdoor Unit-Air-Source) | CENTRAL-24-HP-C-230B00-O |  |  | MVP-24-HP-MUAH-230A00-O |  | 23000 | 18.4 | 10 | 24000 | 21600 | 90% | 1.87 | 0 | 11.7 |  |  |  | No | R-454B | 1.9167 | Residential & Commercial | Ducted CEE Tier 1
214573888 | Central HP <5.4 tons | CARRIER | HRCU-A-CB (Split System: Heat Pump with Remote Outdoor Unit-Air-Source) | 25VNA837A*031* |  |  | CAP**4321AL*+UI | 59MN7C080C21**20 | 32800 | 17.5 | 8.5 | 32800 | 25200 | 76.83% | 2 | 0 | 11.5 |  |  |  | No | R-410A | 2.7333 | Residential & Commercial | Ducted CEE Tier 1
214573938 | Central HP <5.4 tons | CARRIER | HRCU-A-CB (Split System: Heat Pump with Remote Outdoor Unit-Air-Source) | 25VNA837A*031* |  |  | CAP**4821AL*+UI | 59MN7C060C21**20 | 32200 | 17 | 8.5 | 32600 | 25200 | 77.3% | 1.96 | 0 | 11 |  |  |  | No | R-410A | 2.6833 | Residential & Commercial | Ducted CEE Tier 1
206771355 | Central HP <5.4 tons | ARCOAIRE | HRCU-A-CB (Split System: Heat Pump with Remote Outdoor Unit-Air-Source) | HVH837GKA2* |  |  | EA*4X37L21A*+WALLCON | *80CTL0901716A* | 33000 | 18 | 8.5 | 32800 | 25000 | 76.22% | 2 | 12 | 11.7 |  |  |  | No | R-410A | 2.75 | Residential & Commercial | Ducted CEE Tier 1
213828522 | Central HP <5.4 tons | HISENSE | HRCU-A-C (Split System: Heat Pump with Remote Outdoor Unit with No Indoor Fan --Air Source) | AUWR-36U3SA | ASPEN |  | D(A,C,E)36B44+TDR |  | 28800 | 15.5 | 9.4 | 30000 | 24200 | 80.67% | 2.08 | 0 | 11.3 |  |  |  | No | R-410A | 2.4 | Residential & Commercial | Ducted CEE Tier 1
213828547 | Central HP <5.4 tons | HISENSE | HRCU-A-C (Split System: Heat Pump with Remote Outdoor Unit with No Indoor Fan --Air Source) | AUWR-36U3SA | ASPEN |  | D(A,C,E)37E34+TDR |  | 29800 | 15.5 | 9.4 | 30000 | 24200 | 80.67% | 2.08 | 0 | 11.3 |  |  |  | No | R-410A | 2.4833 | Residential & Commercial | Ducted CEE Tier 1
213828524 | Central HP <5.4 tons | HISENSE | HRCU-A-C (Split System: Heat Pump with Remote Outdoor Unit with No Indoor Fan --Air Source) | AUWR-36U3SA | ASPEN |  | D(A,C,E)42A44+TDR |  | 28800 | 15.5 | 9.4 | 30000 | 24200 | 80.67% | 2.08 | 0 | 11.3 |  |  |  | No | R-410A | 2.4 | Residential & Commercial | Ducted CEE Tier 1
213828525 | Central HP <5.4 tons | HISENSE | HRCU-A-C (Split System: Heat Pump with Remote Outdoor Unit with No Indoor Fan --Air Source) | AUWR-36U3SA | ASPEN |  | D(A,C,E)42B44+TDR |  | 29200 | 15.5 | 9.4 | 30000 | 24200 | 80.67% | 2.08 | 0 | 11.3 |  |  |  | No | R-410A | 2.4333 | Residential & Commercial | Ducted CEE Tier 1
213828541 | Central HP <5.4 tons | HISENSE | HRCU-A-C (Split System: Heat Pump with Remote Outdoor Unit with No Indoor Fan --Air Source) | AUWR-36U3SA | ASPEN |  | D(A,C,E)37A44+TDR |  | 28800 | 15.5 | 9.4 | 30000 | 24200 | 80.67% | 2.08 | 0 | 11.3 |  |  |  | No | R-410A | 2.4 | Residential & Commercial | Ducted CEE Tier 1
215293271 | Central HP <5.4 tons | AIRQUEST | HRCU-A-CB (Split System: Heat Pump with Remote Outdoor Unit-Air-Source) | DLCURAH24ABK | ADP |  | H,GG24936 | *96VTN1002122B* | 23200 | 17 | 8.5 | 24800 | 23400 | 94.35% | 1.98 | 0 | 10 |  |  |  | No | R-410A | 1.9333 | Residential & Commercial | Ducted CEE Tier 1
214391617 | Central HP <5.4 tons | RUUD | HRCU-A-CB (Split System: Heat Pump with Remote Outdoor Unit-Air-Source) | RP15AZ18AJ2N | ASPEN |  | CP31A34+TDR | R802V0503A14DZ | 16700 | 15.5 | 8.3 | 17200 | 12200 | 70.93% | 2.72 | 0 | 11.8 |  |  |  | No | R-410A | 1.3917 | Residential & Commercial | Ducted CEE Tier 1
214392770 | Central HP <5.4 tons | RUUD | HRCU-A-CB (Split System: Heat Pump with Remote Outdoor Unit-Air-Source) | RD17AZ36AJ3N | ASPEN |  | D(A,C,E)42D34+TDR | R801V0504A17UHS | 32800 | 18 | 8.1 | 34200 | 29800 | 87.13% | 1.9 | 0 | 10 |  |  |  | No | R-410A | 2.7333 | Residential & Commercial | Ducted CEE Tier 1
214392821 | Central HP <5.4 tons | RUUD | HRCU-A-CB (Split System: Heat Pump with Remote Outdoor Unit-Air-Source) | RD17AZ36AJ3N | ASPEN |  | D(A,C,E)36D44+TDR | R801V0704A17UHU | 33200 | 18 | 8.1 | 34200 | 29600 | 86.55% | 1.9 | 0 | 10 |  |  |  | No | R-410A | 2.7667 | Residential & Commercial | Ducted CEE Tier 1
214392838 | Central HP <5.4 tons | RUUD | HRCU-A-CB (Split System: Heat Pump with Remote Outdoor Unit-Air-Source) | RD17AZ36AJ3N | ASPEN |  | D(A,C,E)48C34+TDR | R801V0704A17UHU | 32800 | 18 | 8.1 | 34200 | 29600 | 86.55% | 1.9 | 0 | 10 |  |  |  | No | R-410A | 2.7333 | Residential & Commercial | Ducted CEE Tier 1
214092948 | Central HP <5.4 tons | LUXAIRE | HRCU-A-CB (Split System: Heat Pump with Remote Outdoor Unit-Air-Source) | HMH72B341 | ASPEN |  | D(A,C,E)48B36+TDR | LPLC100C16MP13 | 32600 | 17.5 | 8.5 | 32400 | 44000 | 135.8% | 3.14 | 0 | 10 |  |  |  | No | R-410A | 2.7167 | Residential & Commercial | Ducted CEE Tier 1
215424220 | Central HP <5.4 tons | LUXAIRE | HRCU-A-CB (Split System: Heat Pump with Remote Outdoor Unit-Air-Source) | HH836E2S11 | ADP |  | H,YE9J*36+TXV-BLEED | TM8Y080B12MP11 | 33000 | 17 | 8.5 | 29200 | 24800 | 84.93% | 2 | 0 | 11 |  |  |  | No | R-454B | 2.75 | Residential & Commercial | Ducted CEE Tier 1
215424243 | Central HP <5.4 tons | LUXAIRE | HRCU-A-CB (Split System: Heat Pump with Remote Outdoor Unit-Air-Source) | HH836E2S11 | ADP |  | H,YE9J*36+TXV-BLEED | Z8ES080C20SMPS1 | 34600 | 19 | 8.5 | 30800 | 25400 | 82.47% | 2 | 0 | 11 |  |  |  | No | R-454B | 2.8833 | Residential & Commercial | Ducted CEE Tier 1
213369415 | Central HP <5.4 tons | CARRIER | HRCU-A-CB (Split System: Heat Pump with Remote Outdoor Unit-Air-Source) | 38MURAQ24AB3* | ADP |  | H,PG7J936 | 59TP6C100V21**20 | 23000 | 17 | 8.5 | 24600 | 24200 | 98.37% | 2.04 | 0 | 10 |  |  |  | No | R-410A | 1.9167 | Residential & Commercial | Ducted CEE Tier 1
212498431 | Central HP <5.4 tons | CARRIER | HRCU-A-CB (Split System: Heat Pump with Remote Outdoor Unit-Air-Source) | 38MURAQ24AB3* | ADP |  | CP2403A+TXV+TD |  | 23000 | 16 | 8.5 | 24800 | 22600 | 91.13% | 1.84 | 0 | 10 |  |  |  | No | R-410A | 1.9167 | Residential & Commercial | Ducted CEE Tier 1
213752718 | Central HP <5.4 tons | CARRIER | HRCU-A-CB (Split System: Heat Pump with Remote Outdoor Unit-Air-Source) | 38MURAQ24AB3* | ASPEN |  | D(A,C,E)30C44+TDR | 58S(B,C)*B110M21**20 | 23400 | 17.5 | 8.5 | 25600 | 20000 | 78.12% | 3.01 | 0 | 10.3 |  |  |  | No | R-410A | 1.95 | Residential & Commercial | Ducted CEE Tier 1
216032536 | Central HP <5.4 tons | MRCOOL | HRCU-A-CB (Split System: Heat Pump with Remote Outdoor Unit-Air-Source) | MVP-24-HP-C-230A00-O |  |  | MVP-24-HP-MUAH-230A00-O |  | 24000 | 18.1 | 9.7 | 26000 | 21600 | 83.08% | 1.87 | 0 | 11 |  |  |  | No | R-454B | 2 | Residential & Commercial | Ducted CEE Tier 1
215293272 | Central HP <5.4 tons | AIRQUEST | HRCU-A-CB (Split System: Heat Pump with Remote Outdoor Unit-Air-Source) | DLCURAH24ABK | ADP |  | H,GE24936 | *96VTN1002122B* | 23200 | 17 | 8.5 | 24800 | 23400 | 94.35% | 1.98 | 0 | 10 |  |  |  | No | R-410A | 1.9333 | Residential & Commercial | Ducted CEE Tier 1
215293287 | Central HP <5.4 tons | AIRQUEST | HRCU-A-CB (Split System: Heat Pump with Remote Outdoor Unit-Air-Source) | DLCURAH24ABK | ADP |  | H,GG33936 | *96VTN1002122B* | 23600 | 17 | 8.5 | 24800 | 23400 | 94.35% | 1.98 | 0 | 10.5 |  |  |  | No | R-410A | 1.9667 | Residential & Commercial | Ducted CEE Tier 1
213828543 | Central HP <5.4 tons | HISENSE | HRCU-A-C (Split System: Heat Pump with Remote Outdoor Unit with No Indoor Fan --Air Source) | AUWR-36U3SA | ASPEN |  | D(A,C,E)37B44+TDR |  | 29600 | 15.5 | 9.4 | 30000 | 24200 | 80.67% | 2.08 | 0 | 11.3 |  |  |  | No | R-410A | 2.4667 | Residential & Commercial | Ducted CEE Tier 1
213204382 | Central HP <5.4 tons | TEMPSTAR | HRCU-A-CB (Split System: Heat Pump with Remote Outdoor Unit-Air-Source) | DLCURAH24ABK | ASPEN |  | D(A,C,E)24B44+TDR | *80ES(N,L)0451412A* | 23600 | 16.4 | 8.4 | 26000 | 26200 | 100.8% | 2.75 | 0 | 10.3 |  |  |  | No | R-410A | 1.9667 | Residential & Commercial | Ducted CEE Tier 1
213204413 | Central HP <5.4 tons | TEMPSTAR | HRCU-A-CB (Split System: Heat Pump with Remote Outdoor Unit-Air-Source) | DLCURAH24ABK | ASPEN |  | D(A,C,E)36B34+TDR | *80ES(N,L)0701412A* | 23800 | 17 | 8.5 | 26200 | 25600 | 97.71% | 2.52 | 0 | 10 |  |  |  | No | R-410A | 1.9833 | Residential & Commercial | Ducted CEE Tier 1
213204815 | Central HP <5.4 tons | TEMPSTAR | HRCU-A-CB (Split System: Heat Pump with Remote Outdoor Unit-Air-Source) | DLCURAH24ABK | ASPEN |  | D(A,C,E)30B34+TDR | *80ES(N,L)1102120A* | 23600 | 16.2 | 8.3 | 26000 | 20200 | 77.69% | 2.94 | 0 | 10 |  |  |  | No | R-410A | 1.9667 | Residential & Commercial | Ducted CEE Tier 1
213204867 | Central HP <5.4 tons | TEMPSTAR | HRCU-A-CB (Split System: Heat Pump with Remote Outdoor Unit-Air-Source) | DLCURAH24ABK | ASPEN |  | D(A,C,E)36B34+TDR | *92ESN0601714A* | 23800 | 17 | 8.5 | 26200 | 20200 | 77.1% | 2.91 | 0 | 10 |  |  |  | No | R-410A | 1.9833 | Residential & Commercial | Ducted CEE Tier 1
213204897 | Central HP <5.4 tons | TEMPSTAR | HRCU-A-CB (Split System: Heat Pump with Remote Outdoor Unit-Air-Source) | DLCURAH24ABK | ASPEN |  | D(A,C,E)30B34+TDR | *92ESN1002120A* | 23400 | 16.7 | 8.3 | 25800 | 20000 | 77.52% | 2.92 | 0 | 10 |  |  |  | No | R-410A | 1.95 | Residential & Commercial | Ducted CEE Tier 1
213369434 | Central HP <5.4 tons | CARRIER | HRCU-A-CB (Split System: Heat Pump with Remote Outdoor Unit-Air-Source) | 38MURAQ36AB3* | ADP |  | H,PG7J936 | 59TP6C100V21**20 | 35200 | 16 | 8.1 | 36800 | 34800 | 94.57% | 1.82 | 0 | 10 |  |  |  | No | R-410A | 2.9333 | Residential & Commercial | Ducted CEE Tier 1
213881419 | Central HP <5.4 tons | CARRIER | HRCU-A-CB (Split System: Heat Pump with Remote Outdoor Unit-Air-Source) | 38MURAQ36AB3* | ADP |  | PL36H210P299 | 58TP*B070V17**16 | 36200 | 16 | 8.5 | 36400 | 34400 | 94.51% | 2.04 | 0 | 10 |  |  |  | No | R-410A | 3.0167 | Residential & Commercial | Ducted CEE Tier 1
214393221 | Central HP <5.4 tons | RUUD | HRCU-A-CB (Split System: Heat Pump with Remote Outdoor Unit-Air-Source) | RD17AZ36AJ3N | ASPEN |  | D(A,C,E)42D44+TDR | R802V0504A17UHS | 33400 | 18 | 8.1 | 34200 | 29800 | 87.13% | 1.9 | 0 | 10 |  |  |  | No | R-410A | 2.7833 | Residential & Commercial | Ducted CEE Tier 1
214393591 | Central HP <5.4 tons | RUUD | HRCU-A-CB (Split System: Heat Pump with Remote Outdoor Unit-Air-Source) | RD17AZ36AJ3N | ASPEN |  | D(A,C,E)48D34+TDR | R921V0403A17M4S | 33200 | 18 | 8.1 | 34200 | 29600 | 86.55% | 1.9 | 0 | 10 |  |  |  | No | R-410A | 2.7667 | Residential & Commercial | Ducted CEE Tier 1
212623315 | Central HP <5.4 tons | COLEMAN | HRCU-A-CB (Split System: Heat Pump with Remote Outdoor Unit-Air-Source) | HMH72B341 | ASPEN |  | D(A,C,E)42B34+TDR | CP9C080C16MP13 | 32600 | 17.5 | 8.1 | 33800 | 27400 | 81.07% | 2.45 | 0 | 10 |  |  |  | No | R-410A | 2.7167 | Residential & Commercial | Ducted CEE Tier 1
212623363 | Central HP <5.4 tons | COLEMAN | HRCU-A-CB (Split System: Heat Pump with Remote Outdoor Unit-Air-Source) | HMH72B341 | ASPEN |  | D(A,C,E)48C34+TDR | TM9V080C16MP12 | 33200 | 17.5 | 8.5 | 33800 | 27400 | 81.07% | 2.66 | 0 | 10 |  |  |  | No | R-410A | 2.7667 | Residential & Commercial | Ducted CEE Tier 1
214092982 | Central HP <5.4 tons | LUXAIRE | HRCU-A-CB (Split System: Heat Pump with Remote Outdoor Unit-Air-Source) | HMH72B341 | ASPEN |  | D(A,C,E)36A36+TDR | TM8E080C16MP11 | 33000 | 18 | 8.1 | 32400 | 45000 | 138.9% | 3.06 | 0 | 10 |  |  |  | No | R-410A | 2.75 | Residential & Commercial | Ducted CEE Tier 1
213752934 | Central HP <5.4 tons | CARRIER | HRCU-A-CB (Split System: Heat Pump with Remote Outdoor Unit-Air-Source) | 38MURAQ24AB3* | ASPEN |  | D(A,C,E)36B34+TDR | 59SP6A060V14**12 | 23200 | 16.5 | 8.5 | 26400 | 20400 | 77.27% | 2.86 | 0 | 10 |  |  |  | No | R-410A | 1.9333 | Residential & Commercial | Ducted CEE Tier 1
213753001 | Central HP <5.4 tons | CARRIER | HRCU-A-CB (Split System: Heat Pump with Remote Outdoor Unit-Air-Source) | 38MURAQ24AB3* | ASPEN |  | D(A,C,E)24B44+TDR | 59TP6C060V14**12 | 23200 | 17 | 8.5 | 26200 | 20200 | 77.1% | 2.89 | 0 | 10 |  |  |  | No | R-410A | 1.9333 | Residential & Commercial | Ducted CEE Tier 1
213753033 | Central HP <5.4 tons | CARRIER | HRCU-A-CB (Split System: Heat Pump with Remote Outdoor Unit-Air-Source) | 38MURAQ24AB3* | ASPEN |  | D(A,C,E)24B44+TDR | 59TP6C080V21**20 | 23600 | 17 | 8.5 | 26400 | 20200 | 76.52% | 2.92 | 0 | 10 |  |  |  | No | R-410A | 1.9667 | Residential & Commercial | Ducted CEE Tier 1
214393622 | Central HP <5.4 tons | RUUD | HRCU-A-CB (Split System: Heat Pump with Remote Outdoor Unit-Air-Source) | RD17AZ36AJ3N | ASPEN |  | D(A,C,E)48D44+TDR | R921V0603A17M4S | 33800 | 18 | 8.1 | 34200 | 29800 | 87.13% | 1.9 | 0 | 10 |  |  |  | No | R-410A | 2.8167 | Residential & Commercial | Ducted CEE Tier 1
214393638 | Central HP <5.4 tons | RUUD | HRCU-A-CB (Split System: Heat Pump with Remote Outdoor Unit-Air-Source) | RD17AZ36AJ3N | ASPEN |  | D(A,C,E)42C44+TDR | R921V0703A17M4S | 33200 | 18 | 8.1 | 34200 | 29600 | 86.55% | 1.9 | 0 | 10 |  |  |  | No | R-410A | 2.7667 | Residential & Commercial | Ducted CEE Tier 1
214393723 | Central HP <5.4 tons | RUUD | HRCU-A-CB (Split System: Heat Pump with Remote Outdoor Unit-Air-Source) | RD17AZ36AJ3N | ASPEN |  | D(A,C,E)48C34+TDR | R921V1005A21M4S | 32800 | 17 | 8.1 | 34200 | 29600 | 86.55% | 1.9 | 0 | 10 |  |  |  | No | R-410A | 2.7333 | Residential & Commercial | Ducted CEE Tier 1
214393822 | Central HP <5.4 tons | RUUD | HRCU-A-CB (Split System: Heat Pump with Remote Outdoor Unit-Air-Source) | RD17AZ36AJ3N | ASPEN |  | D(A,C,E)36C44+TDR | R951V0603A17UHU | 33000 | 18 | 8.1 | 34200 | 29800 | 87.13% | 1.9 | 0 | 10 |  |  |  | No | R-410A | 2.75 | Residential & Commercial | Ducted CEE Tier 1
214393859 | Central HP <5.4 tons | RUUD | HRCU-A-CB (Split System: Heat Pump with Remote Outdoor Unit-Air-Source) | RD17AZ36AJ3N | ASPEN |  | D(A,C,E)42B44+TDR | R951V0703A17M4S | 33000 | 18 | 8.1 | 34200 | 29600 | 86.55% | 1.9 | 0 | 10 |  |  |  | No | R-410A | 2.75 | Residential & Commercial | Ducted CEE Tier 1
214393875 | Central HP <5.4 tons | RUUD | HRCU-A-CB (Split System: Heat Pump with Remote Outdoor Unit-Air-Source) | RD17AZ36AJ3N | ASPEN |  | D(A,C,E)48D34+TDR | R951V0703A17M4S | 33200 | 18 | 8.1 | 34200 | 29600 | 86.55% | 1.9 | 0 | 10 |  |  |  | No | R-410A | 2.7667 | Residential & Commercial | Ducted CEE Tier 1
214393907 | Central HP <5.4 tons | RUUD | HRCU-A-CB (Split System: Heat Pump with Remote Outdoor Unit-Air-Source) | RD17AZ36AJ3N | ASPEN |  | D(A,C,E)36D44+TDR | R951V0855A21M4S | 33200 | 18 | 8.1 | 34200 | 29600 | 86.55% | 1.9 | 0 | 10 |  |  |  | No | R-410A | 2.7667 | Residential & Commercial | Ducted CEE Tier 1
214393940 | Central HP <5.4 tons | RUUD | HRCU-A-CB (Split System: Heat Pump with Remote Outdoor Unit-Air-Source) | RD17AZ36AJ3N | ASPEN |  | D(A,C,E)42C44+TDR | R951V1005A21M4S | 33200 | 17 | 8.1 | 34200 | 29600 | 86.55% | 1.9 | 0 | 10 |  |  |  | No | R-410A | 2.7667 | Residential & Commercial | Ducted CEE Tier 1
214393941 | Central HP <5.4 tons | RUUD | HRCU-A-CB (Split System: Heat Pump with Remote Outdoor Unit-Air-Source) | RD17AZ36AJ3N | ASPEN |  | D(A,C,E)42D34+TDR | R951V1005A21M4S | 32800 | 17 | 8.1 | 34200 | 29600 | 86.55% | 1.9 | 0 | 10 |  |  |  | No | R-410A | 2.7333 | Residential & Commercial | Ducted CEE Tier 1
214393942 | Central HP <5.4 tons | RUUD | HRCU-A-CB (Split System: Heat Pump with Remote Outdoor Unit-Air-Source) | RD17AZ36AJ3N | ASPEN |  | D(A,C,E)42D44+TDR | R951V1005A21M4S | 33400 | 17 | 8.1 | 34200 | 29600 | 86.55% | 1.9 | 0 | 10 |  |  |  | No | R-410A | 2.7833 | Residential & Commercial | Ducted CEE Tier 1
214394039 | Central HP <5.4 tons | RUUD | HRCU-A-CB (Split System: Heat Pump with Remote Outdoor Unit-Air-Source) | RD17AZ36AJ3N | ASPEN |  | D(A,C,E)48D34+TDR | R962V0603A17M4S | 33200 | 18 | 8.1 | 34200 | 29800 | 87.13% | 1.9 | 0 | 10 |  |  |  | No | R-410A | 2.7667 | Residential & Commercial | Ducted CEE Tier 1
215424279 | Central HP <5.4 tons | LUXAIRE | HRCU-A-CB (Split System: Heat Pump with Remote Outdoor Unit-Air-Source) | HH860E2S11 | ADP |  | H,YE36*60+TXV-BLEED | TM8V100C20MP12 | 51500 | 18 | 8.3 | 52000 | 38500 | 74.04% | 1.96 | 0 | 10.5 |  |  |  | No | R-454B | 4.2917 | Residential & Commercial | Ducted CEE Tier 1
215424334 | Central HP <5.4 tons | LUXAIRE | HRCU-A-CB (Split System: Heat Pump with Remote Outdoor Unit-Air-Source) | HH860E2S11 | ADP |  | H,YE48*60+TXV-BLEED | Z9ES080C20SMPS1 | 44500 | 18 | 8.5 | 44500 | 33000 | 74.16% | 2 | 0 | 12 |  |  |  | No | R-454B | 3.7083 | Residential & Commercial | Ducted CEE Tier 1
215430659 | Central HP <5.4 tons | LUXAIRE | HRCU-A-CB (Split System: Heat Pump with Remote Outdoor Unit-Air-Source) | HH860E2S11 | ADP |  | H,YG48(1,2)60+TXV | TM9V100C16MP12 | 43500 | 18 | 8.5 | 42000 | 32800 | 78.1% | 2 | 0 | 11.7 |  |  |  | No | R-454B | 3.625 | Residential & Commercial | Ducted CEE Tier 1
215387236 | Central HP <5.4 tons | 1HVAC | HRCU-A-CB (Split System: Heat Pump with Remote Outdoor Unit-Air-Source) | ACIQ-48-HP32 |  |  | ACIQ-48-AH32 |  | 48000 | 17 | 9.5 | 48000 | 45000 | 93.75% | 1.8 | 0 | 11.7 |  |  |  | No | R-32 | 4 | Residential & Commercial | Ducted CEE Tier 1
215850974 | Central HP <5.4 tons | COLEMAN | HRCU-A-CB (Split System: Heat Pump with Remote Outdoor Unit-Air-Source) | HH860E2S11 | ASPEN |  | C(A,C,D,E)48A3K+TDR | TM9Y080C16MP11 | 39500 | 16.5 | 8.1 | 44000 | 33800 | 76.82% | 2 | 0 | 10.5 |  |  |  | No | R-454B | 3.2917 | Residential & Commercial | Ducted CEE Tier 1
215851244 | Central HP <5.4 tons | COLEMAN | HRCU-A-CB (Split System: Heat Pump with Remote Outdoor Unit-Air-Source) | HH860E2S11 | ASPEN |  | C(A,C,D,E)60A3K+TDR | Z8ES080C20SMPS1 | 41000 | 18 | 8.5 | 44000 | 33400 | 75.91% | 2 | 0 | 11.7 |  |  |  | No | R-454B | 3.4167 | Residential & Commercial | Ducted CEE Tier 1
215851325 | Central HP <5.4 tons | COLEMAN | HRCU-A-CB (Split System: Heat Pump with Remote Outdoor Unit-Air-Source) | HH860E2S11 | ASPEN |  | D(A,C,E)60A3K+TDR | Z9ES080C16SMPS1 | 41500 | 17.5 | 8.1 | 46500 | 33800 | 72.69% | 2 | 0 | 11.5 |  |  |  | No | R-454B | 3.4583 | Residential & Commercial | Ducted CEE Tier 1
212622087 | Central HP <5.4 tons | COLEMAN | HRCU-A-CB (Split System: Heat Pump with Remote Outdoor Unit-Air-Source) | HMH72B341 | ASPEN |  | D(A,C,E)48B34+TDR | TM8Y060A12MP11 | 32800 | 18 | 8.1 | 33400 | 27400 | 82.04% | 2.42 | 0 | 10 |  |  |  | No | R-410A | 2.7333 | Residential & Commercial | Ducted CEE Tier 1
212622120 | Central HP <5.4 tons | COLEMAN | HRCU-A-CB (Split System: Heat Pump with Remote Outdoor Unit-Air-Source) | HMH72B341 | ASPEN |  | D(A,C,E)36B44+TDR | TM8Y080B12MP11 | 33000 | 18 | 8.5 | 33400 | 27400 | 82.04% | 2.65 | 0 | 10 |  |  |  | No | R-410A | 2.75 | Residential & Commercial | Ducted CEE Tier 1
212623365 | Central HP <5.4 tons | COLEMAN | HRCU-A-CB (Split System: Heat Pump with Remote Outdoor Unit-Air-Source) | HMH72B341 | ASPEN |  | D(A,C,E)48D34+TDR | TM9V080C16MP12 | 33600 | 17.5 | 8.5 | 33800 | 27400 | 81.07% | 2.66 | 0 | 10 |  |  |  | No | R-410A | 2.8 | Residential & Commercial | Ducted CEE Tier 1
216055161 | Central HP <5.4 tons | LUXAIRE | HRCU-A-CB (Split System: Heat Pump with Remote Outdoor Unit-Air-Source) | HH836E2S11 | ASPEN |  | C(A,C,D,E)48A3K+TDR | TP9C080C16MP13 | 31200 | 18 | 8.1 | 31400 | 25400 | 80.89% | 2 | 0 | 10.5 |  |  |  | No | R-454B | 2.6 | Residential & Commercial | Ducted CEE Tier 1
214394542 | Central HP <5.4 tons | RUUD | HRCU-A-CB (Split System: Heat Pump with Remote Outdoor Unit-Air-Source) | RD17AZ36AJ3N | ASPEN |  | D(A,C,E)48D44+TDR | U98MV0603A17UPS | 33800 | 18 | 8.1 | 34200 | 29800 | 87.13% | 1.9 | 0 | 10 |  |  |  | No | R-410A | 2.8167 | Residential & Commercial | Ducted CEE Tier 1
214394628 | Central HP <5.4 tons | RUUD | HRCU-A-CB (Split System: Heat Pump with Remote Outdoor Unit-Air-Source) | RD17AZ36AJ3N | ASPEN |  | D(A,C,E)48C34+TDR | U98MV1005A21UPS | 32800 | 18 | 8.1 | 34200 | 29600 | 86.55% | 1.9 | 0 | 10 |  |  |  | No | R-410A | 2.7333 | Residential & Commercial | Ducted CEE Tier 1
214572538 | Central HP <5.4 tons | CARRIER | HRCU-A-CB (Split System: Heat Pump with Remote Outdoor Unit-Air-Source) | 25VNA837A*030* |  |  | CAP**3721AL*+UI | 59CU5B080C21**20 | 32800 | 17.5 | 8.5 | 32800 | 25200 | 76.83% | 2 | 0 | 11 |  |  |  | No | R-410A | 2.7333 | Residential & Commercial | Ducted CEE Tier 1
215375250 | Central HP <5.4 tons | RUUD | HRCU-A-CB (Split System: Heat Pump with Remote Outdoor Unit-Air-Source) | RD17AZ48AJ3N | ASPEN |  | D(A,C,E)48B44+TDR | R802V0755A21DZ | 44000 | 16 | 8.1 | 45500 | 32400 | 71.21% | 2.4 | 0 | 10 |  |  |  | No | R-410A | 3.6667 | Residential & Commercial | Ducted CEE Tier 1
215375252 | Central HP <5.4 tons | RUUD | HRCU-A-CB (Split System: Heat Pump with Remote Outdoor Unit-Air-Source) | RD17AZ48AJ3N | ASPEN |  | D(A,C,E)60D34+TDR | R802V0755A21DZ | 45500 | 16 | 8.1 | 45500 | 32400 | 71.21% | 2.4 | 0 | 10 |  |  |  | No | R-410A | 3.7917 | Residential & Commercial | Ducted CEE Tier 1
215375318 | Central HP <5.4 tons | RUUD | HRCU-A-CB (Split System: Heat Pump with Remote Outdoor Unit-Air-Source) | RD17AZ48AJ3N | ASPEN |  | D(A,C,E)48B44+TDR | R951V1005A21M4S | 44000 | 15.2 | 8.1 | 45500 | 32600 | 71.65% | 2.3 | 0 | 10 |  |  |  | No | R-410A | 3.6667 | Residential & Commercial | Ducted CEE Tier 1
215849821 | Central HP <5.4 tons | COLEMAN | HRCU-A-CB (Split System: Heat Pump with Remote Outdoor Unit-Air-Source) | HH824E2S11 | ASPEN |  | D(A,C,E)36A3K+TDR | TL9E060B12UH11 | 22400 | 17 | 8.1 | 22600 | 18000 | 79.65% | 2 | 0 | 12 |  |  |  | No | R-454B | 1.8667 | Residential & Commercial | Ducted CEE Tier 1
214570768 | Central HP <5.4 tons | CARRIER | HRCU-A-CB (Split System: Heat Pump with Remote Outdoor Unit-Air-Source) | 25VNA825A*032* |  |  | CAP**4824AL*+UI | 59MN7C080C21**20 | 24000 | 16.5 | 8.5 | 21000 | 16500 | 78.57% | 2.02 | 0 | 11 |  |  |  | No | R-410A | 2 | Residential & Commercial | Ducted CEE Tier 1
215424707 | Central HP <5.4 tons | LUXAIRE | HRCU-A-CB (Split System: Heat Pump with Remote Outdoor Unit-Air-Source) | HH824E2S11 | ADP |  | H,YE7J*36+TXV-BLEED | LP9C060B12MP13 | 22400 | 17 | 8.8 | 21400 | 17200 | 80.37% | 1.96 | 0 | 11 |  |  |  | No | R-454B | 1.8667 | Residential & Commercial | Ducted CEE Tier 1
215430822 | Central HP <5.4 tons | LUXAIRE | HRCU-A-CB (Split System: Heat Pump with Remote Outdoor Unit-Air-Source) | HH824E2S11 | ADP |  | H,YG80(1,2)36+TXV | TM9V060B12MP12 | 23000 | 18 | 9 | 21400 | 17200 | 80.37% | 2 | 0 | 11.7 |  |  |  | No | R-454B | 1.9167 | Residential & Commercial | Ducted CEE Tier 1
216055175 | Central HP <5.4 tons | LUXAIRE | HRCU-A-CB (Split System: Heat Pump with Remote Outdoor Unit-Air-Source) | HH836E2S11 | ASPEN |  | C(A,C,D,E)36B3K+TDR | TPLC100C16MP13 | 31000 | 18 | 8.5 | 31200 | 25400 | 81.41% | 2 | 0 | 10.5 |  |  |  | No | R-454B | 2.5833 | Residential & Commercial | Ducted CEE Tier 1
216055176 | Central HP <5.4 tons | LUXAIRE | HRCU-A-CB (Split System: Heat Pump with Remote Outdoor Unit-Air-Source) | HH836E2S11 | ASPEN |  | C(A,C,D,E)48A3K+TDR | TPLC100C16MP13 | 31200 | 18 | 8.1 | 31200 | 25400 | 81.41% | 2 | 0 | 10.5 |  |  |  | No | R-454B | 2.6 | Residential & Commercial | Ducted CEE Tier 1
216055193 | Central HP <5.4 tons | LUXAIRE | HRCU-A-CB (Split System: Heat Pump with Remote Outdoor Unit-Air-Source) | HH836E2S11 | ASPEN |  | C(A,C,D,E)36B3K+TDR | Z8ES100C20SMPS1 | 31600 | 18 | 8.5 | 31800 | 25400 | 79.87% | 2 | 0 | 10.5 |  |  |  | No | R-454B | 2.6333 | Residential & Commercial | Ducted CEE Tier 1
210470437 | Central HP <5.4 tons | KEEPRITE | HRCU-A-CB (Split System: Heat Pump with Remote Outdoor Unit-Air-Source) | CVH837GKA2* |  |  | EA*4X61L21A*+WALLCON | *80CTL0701716A* | 33200 | 17.5 | 8.5 | 32200 | 25000 | 77.64% | 1.98 | 0 | 11.7 |  |  |  | No | R-410A | 2.7667 | Residential & Commercial | Ducted CEE Tier 1
214779538 | Central HP <5.4 tons | FRIEDRICH | HRCU-A-CB (Split System: Heat Pump with Remote Outdoor Unit-Air-Source) | WFPU17Z243C |  |  | FRH2TZ2417STANN |  | 21400 | 15.8 | 8.4 | 23200 | 17700 | 76.29% | 1.98 | 0 | 10 |  |  |  | No | R-410A | 1.7833 | Residential & Commercial | Ducted CEE Tier 1
214320265 | Central HP <5.4 tons | BOREAL | HRCU-A-C (Split System: Heat Pump with Remote Outdoor Unit with No Indoor Fan --Air Source) | ENVBR36HPJ1OA | ASPEN |  | D(A,C,E)24D34+TDR |  | 23000 | 15.2 | 8.5 | 24000 | 21600 | 90% | 1.8 | 0 | 11 |  |  |  | No | R-410A | 1.9167 | Residential & Commercial | Ducted CEE Tier 1
215375222 | Central HP <5.4 tons | RUUD | HRCU-A-CB (Split System: Heat Pump with Remote Outdoor Unit-Air-Source) | RD17AZ48AJ3N | ASPEN |  | D(A,C,E)48B44+TDR | R801V1005A21DZ | 44000 | 16 | 8.1 | 45500 | 32200 | 70.77% | 2.4 | 0 | 10 |  |  |  | No | R-410A | 3.6667 | Residential & Commercial | Ducted CEE Tier 1
215375239 | Central HP <5.4 tons | RUUD | HRCU-A-CB (Split System: Heat Pump with Remote Outdoor Unit-Air-Source) | RD17AZ48AJ3N | ASPEN |  | D(A,C,E)48B46+TDR | R801V1255A24DZ | 44000 | 16 | 8.1 | 45500 | 32400 | 71.21% | 2.4 | 0 | 10 |  |  |  | No | R-410A | 3.6667 | Residential & Commercial | Ducted CEE Tier 1
215375254 | Central HP <5.4 tons | RUUD | HRCU-A-CB (Split System: Heat Pump with Remote Outdoor Unit-Air-Source) | RD17AZ48AJ3N | ASPEN |  | D(A,C,E)48B44+TDR | R802V0755A21UHN | 44000 | 15.2 | 8.1 | 45500 | 32400 | 71.21% | 2.4 | 0 | 10 |  |  |  | No | R-410A | 3.6667 | Residential & Commercial | Ducted CEE Tier 1
215375270 | Central HP <5.4 tons | RUUD | HRCU-A-CB (Split System: Heat Pump with Remote Outdoor Unit-Air-Source) | RD17AZ48AJ3N | ASPEN |  | D(A,C,E)48B44+TDR | R802V1005A21UHS | 44000 | 16 | 8.1 | 45500 | 32400 | 71.21% | 2.4 | 0 | 10 |  |  |  | No | R-410A | 3.6667 | Residential & Commercial | Ducted CEE Tier 1
215375271 | Central HP <5.4 tons | RUUD | HRCU-A-CB (Split System: Heat Pump with Remote Outdoor Unit-Air-Source) | RD17AZ48AJ3N | ASPEN |  | D(A,C,E)48B46+TDR | R802V1005A21UHS | 44000 | 16 | 8.1 | 45500 | 32400 | 71.21% | 2.4 | 0 | 10 |  |  |  | No | R-410A | 3.6667 | Residential & Commercial | Ducted CEE Tier 1
214093081 | Central HP <5.4 tons | LUXAIRE | HRCU-A-CB (Split System: Heat Pump with Remote Outdoor Unit-Air-Source) | HMH72B341 | ASPEN |  | D(A,C,E)36A36+TDR | TM9Y100C16MP11 | 32800 | 18 | 8.1 | 32400 | 45000 | 138.9% | 3.04 | 0 | 10 |  |  |  | No | R-410A | 2.7333 | Residential & Commercial | Ducted CEE Tier 1
214093115 | Central HP <5.4 tons | LUXAIRE | HRCU-A-CB (Split System: Heat Pump with Remote Outdoor Unit-Air-Source) | HMH72B341 | ASPEN |  | D(A,C,E)42A46+TDR | TMLV100C16MP12 | 32400 | 17.5 | 8.5 | 32400 | 44000 | 135.8% | 3.14 | 0 | 10 |  |  |  | No | R-410A | 2.7 | Residential & Commercial | Ducted CEE Tier 1
216055195 | Central HP <5.4 tons | LUXAIRE | HRCU-A-CB (Split System: Heat Pump with Remote Outdoor Unit-Air-Source) | HH836E2S11 | ASPEN |  | D(A,C,E)36A4K+TDR | Z8ES100C20SMPS1 | 31600 | 18 | 8.5 | 31800 | 25400 | 79.87% | 2 | 0 | 10.5 |  |  |  | No | R-454B | 2.6333 | Residential & Commercial | Ducted CEE Tier 1
216055209 | Central HP <5.4 tons | LUXAIRE | HRCU-A-CB (Split System: Heat Pump with Remote Outdoor Unit-Air-Source) | HH836E2S11 | ASPEN |  | C(A,C,D,E)48A3K+TDR | Z9ES080C20SMPS1 | 31400 | 18 | 8.1 | 31800 | 24200 | 76.1% | 2 | 0 | 10.5 |  |  |  | No | R-454B | 2.6167 | Residential & Commercial | Ducted CEE Tier 1
215375272 | Central HP <5.4 tons | RUUD | HRCU-A-CB (Split System: Heat Pump with Remote Outdoor Unit-Air-Source) | RD17AZ48AJ3N | ASPEN |  | D(A,C,E)60D34+TDR | R802V1005A21UHS | 45500 | 16 | 8.1 | 45500 | 32400 | 71.21% | 2.4 | 0 | 10 |  |  |  | No | R-410A | 3.7917 | Residential & Commercial | Ducted CEE Tier 1
215375290 | Central HP <5.4 tons | RUUD | HRCU-A-CB (Split System: Heat Pump with Remote Outdoor Unit-Air-Source) | RD17AZ48AJ3N | ASPEN |  | D(A,C,E)48B44+TDR | R802V1505A24UHS | 44000 | 16 | 8.1 | 45500 | 32400 | 71.21% | 2.4 | 0 | 10 |  |  |  | No | R-410A | 3.6667 | Residential & Commercial | Ducted CEE Tier 1
215375323 | Central HP <5.4 tons | RUUD | HRCU-A-CB (Split System: Heat Pump with Remote Outdoor Unit-Air-Source) | RD17AZ48AJ3N | ASPEN |  | D(A,C,E)48B46+TDR | R951V1005A21UHU | 44000 | 15.2 | 8.1 | 45500 | 32600 | 71.65% | 2.3 | 0 | 10 |  |  |  | No | R-410A | 3.6667 | Residential & Commercial | Ducted CEE Tier 1
216021050 | Central HP <5.4 tons | RHEEM | HRCU-A-CB (Split System: Heat Pump with Remote Outdoor Unit-Air-Source) | RD17AZ48AJ3N | ADP |  | A60VHA+TXV+AEFE5* |  | 43500 | 17 | 8.1 | 43500 | 39500 | 90.8% | 2.1 | 0 | 11 |  |  |  | No | R-410A | 3.625 | Residential & Commercial | Ducted CEE Tier 1
215424731 | Central HP <5.4 tons | LUXAIRE | HRCU-A-CB (Split System: Heat Pump with Remote Outdoor Unit-Air-Source) | HH824E2S11 | ADP |  | H,YE7J*36+TXV-BLEED | Z9ES026A08SMPS1 | 22400 | 17 | 8.3 | 21400 | 16900 | 78.97% | 1.96 | 0 | 11.5 |  |  |  | No | R-454B | 1.8667 | Residential & Commercial | Ducted CEE Tier 1
215438169 | Central HP <5.4 tons | CHAMPION HEATING AND COOLING | HRCU-A-CB (Split System: Heat Pump with Remote Outdoor Unit-Air-Source) | HH824E2S11 | ADP |  | FE*E33*30+TXV |  | 24000 | 19 | 9.5 | 22400 | 16600 | 74.11% | 2.1 | 0 | 12 |  |  |  | No | R-454B | 2 | Residential & Commercial | Ducted CEE Tier 1
212622792 | Central HP <5.4 tons | COLEMAN | HRCU-A-CB (Split System: Heat Pump with Remote Outdoor Unit-Air-Source) | HMH72B341 | ASPEN |  | D(A,C,E)36B34+TDR | TM8E100C16MP11 | 33000 | 18 | 8.2 | 33800 | 28200 | 83.43% | 2.68 | 0 | 10 |  |  |  | No | R-410A | 2.75 | Residential & Commercial | Ducted CEE Tier 1
212622799 | Central HP <5.4 tons | COLEMAN | HRCU-A-CB (Split System: Heat Pump with Remote Outdoor Unit-Air-Source) | HMH72B341 | ASPEN |  | D(A,C,E)36C34+TDR | TM9Y100C16MP11 | 32800 | 18 | 8.3 | 33800 | 28600 | 84.62% | 2.68 | 0 | 10 |  |  |  | No | R-410A | 2.7333 | Residential & Commercial | Ducted CEE Tier 1
212622806 | Central HP <5.4 tons | COLEMAN | HRCU-A-CB (Split System: Heat Pump with Remote Outdoor Unit-Air-Source) | HMH72B341 | ASPEN |  | D(A,C,E)42C24+TDR | TM8E080C16MP11 | 31800 | 18 | 8.3 | 33800 | 28600 | 84.62% | 2.71 | 0 | 10 |  |  |  | No | R-410A | 2.65 | Residential & Commercial | Ducted CEE Tier 1
215851342 | Central HP <5.4 tons | COLEMAN | HRCU-A-CB (Split System: Heat Pump with Remote Outdoor Unit-Air-Source) | HH860E2S11 | ASPEN |  | C(A,C,D,E)60A3K+TDR | Z9ES100C16SMPS1 | 42000 | 18 | 8.5 | 46500 | 34200 | 73.55% | 2 | 0 | 10.5 |  |  |  | No | R-454B | 3.5 | Residential & Commercial | Ducted CEE Tier 1
215424271 | Central HP <5.4 tons | LUXAIRE | HRCU-A-CB (Split System: Heat Pump with Remote Outdoor Unit-Air-Source) | HH860E2S11 | ADP |  | H,YE36*60+TXV-BLEED | TM8E120C20MP11 | 51500 | 18 | 8.3 | 52000 | 38500 | 74.04% | 1.96 | 0 | 10.5 |  |  |  | No | R-454B | 4.2917 | Residential & Commercial | Ducted CEE Tier 1
215424273 | Central HP <5.4 tons | LUXAIRE | HRCU-A-CB (Split System: Heat Pump with Remote Outdoor Unit-Air-Source) | HH860E2S11 | ADP |  | H,YE36*60+TXV-BLEED | TM8E130D20MP11 | 52500 | 18 | 8.3 | 53000 | 39500 | 74.53% | 1.96 | 0 | 10.5 |  |  |  | No | R-454B | 4.375 | Residential & Commercial | Ducted CEE Tier 1
215424274 | Central HP <5.4 tons | LUXAIRE | HRCU-A-CB (Split System: Heat Pump with Remote Outdoor Unit-Air-Source) | HH860E2S11 | ADP |  | H,YE48*60+TXV-BLEED | TM8E130D20MP11 | 54000 | 18 | 8.5 | 53000 | 39500 | 74.53% | 2 | 0 | 11 |  |  |  | No | R-454B | 4.5 | Residential & Commercial | Ducted CEE Tier 1
215424322 | Central HP <5.4 tons | LUXAIRE | HRCU-A-CB (Split System: Heat Pump with Remote Outdoor Unit-Air-Source) | HH860E2S11 | ADP |  | H,YE48*60+TXV-BLEED | Z8ES100C16SMPS1 | 44000 | 18 | 8.5 | 42000 | 32800 | 78.1% | 2 | 0 | 12 |  |  |  | No | R-454B | 3.6667 | Residential & Commercial | Ducted CEE Tier 1
215424323 | Central HP <5.4 tons | LUXAIRE | HRCU-A-CB (Split System: Heat Pump with Remote Outdoor Unit-Air-Source) | HH860E2S11 | ADP |  | H,YE36*60+TXV-BLEED | Z8ES100C20SMPS1 | 51500 | 18 | 8.3 | 51500 | 38000 | 73.79% | 1.96 | 0 | 11 |  |  |  | No | R-454B | 4.2917 | Residential & Commercial | Ducted CEE Tier 1
215430640 | Central HP <5.4 tons | LUXAIRE | HRCU-A-CB (Split System: Heat Pump with Remote Outdoor Unit-Air-Source) | HH860E2S11 | ADP |  | H,YG48(1,2)60+TXV | LP9C080C16MP13 | 43500 | 18 | 8.5 | 42000 | 33000 | 78.57% | 2 | 0 | 11 |  |  |  | No | R-454B | 3.625 | Residential & Commercial | Ducted CEE Tier 1
214440955 | Central HP <5.4 tons | CARRIER | HRCU-A-CB (Split System: Heat Pump with Remote Outdoor Unit-Air-Source) | 25VNA424A*031* | ADP |  | H,PG34936 | 59TN6C100C21**22 | 23600 | 20 | 10.5 | 25000 | 19300 | 77.2% | 2.48 | 0 | 13 |  |  |  | No | R-410A | 1.9667 | Residential & Commercial | Ducted CEE Tier 1
214572638 | Central HP <5.4 tons | CARRIER | HRCU-A-CB (Split System: Heat Pump with Remote Outdoor Unit-Air-Source) | 25VNA837A*030* |  |  | CAP**4221AL*+UI | 59TN6C080C21**20 | 31800 | 17.5 | 8.5 | 32800 | 24400 | 74.39% | 1.9 | 0 | 11 |  |  |  | No | R-410A | 2.65 | Residential & Commercial | Ducted CEE Tier 1
214572788 | Central HP <5.4 tons | CARRIER | HRCU-A-CB (Split System: Heat Pump with Remote Outdoor Unit-Air-Source) | 25VNA837A*030* |  |  | CAP**4821AL*+UI | 59CU5B100C21**22 | 32400 | 17.5 | 8.5 | 32400 | 24800 | 76.54% | 2 | 0 | 11.5 |  |  |  | No | R-410A | 2.7 | Residential & Commercial | Ducted CEE Tier 1
214572838 | Central HP <5.4 tons | CARRIER | HRCU-A-CB (Split System: Heat Pump with Remote Outdoor Unit-Air-Source) | 25VNA837A*030* |  |  | CAP**4824AL*+UI | 59CU5B080C21**20 | 32200 | 17.5 | 8.5 | 32400 | 25000 | 77.16% | 1.98 | 0 | 11 |  |  |  | No | R-410A | 2.6833 | Residential & Commercial | Ducted CEE Tier 1
214572938 | Central HP <5.4 tons | CARRIER | HRCU-A-CB (Split System: Heat Pump with Remote Outdoor Unit-Air-Source) | 25VNA837A*030* |  |  | CAP**6024AL*+UI | 59TN6C080C21**20 | 32800 | 18 | 8.5 | 31600 | 24600 | 77.85% | 2 | 0 | 11.5 |  |  |  | No | R-410A | 2.7333 | Residential & Commercial | Ducted CEE Tier 1
215438161 | Central HP <5.4 tons | CHAMPION HEATING AND COOLING | HRCU-A-CB (Split System: Heat Pump with Remote Outdoor Unit-Air-Source) | HH836E2S11 | ADP |  | FE*SS9*37+TXV |  | 33800 | 19 | 8.5 | 29400 | 24600 | 83.67% | 2 | 0 | 11.7 |  |  |  | No | R-454B | 2.8167 | Residential & Commercial | Ducted CEE Tier 1
212394502 | Central HP <5.4 tons | COLEMAN | HRCU-A-CB (Split System: Heat Pump with Remote Outdoor Unit-Air-Source) | HMH72B341 | ADP |  | H,YE33936 | TM9E100C16MP12 | 33000 | 17 | 8.5 | 32400 | 22800 | 70.37% | 2.04 | 0 | 10 |  |  |  | No | R-410A | 2.75 | Residential & Commercial | Ducted CEE Tier 1
212622134 | Central HP <5.4 tons | COLEMAN | HRCU-A-CB (Split System: Heat Pump with Remote Outdoor Unit-Air-Source) | HMH72B341 | ASPEN |  | D(A,C,E)48D34+TDR | TM8Y080B12MP11 | 33600 | 18 | 8.5 | 33400 | 27400 | 82.04% | 2.65 | 0 | 10 |  |  |  | No | R-410A | 2.8 | Residential & Commercial | Ducted CEE Tier 1
215679570 | Central HP <5.4 tons | KEEPRITE | HRCU-A-CB (Split System: Heat Pump with Remote Outdoor Unit-Air-Source) | C5H0V36*K*AAA* |  |  | EA*5X60M24A*+WALLCON | *97CTN0802120A* | 34400 | 18 | 9 | 34200 | 24800 | 72.51% | 1.9 | 0 | 10 |  |  |  | No | R-454B | 2.8667 | Residential & Commercial | Ducted CEE Tier 1
212349320 | Central HP <5.4 tons | HISENSE | HRCU-A-CB (Split System: Heat Pump with Remote Outdoor Unit-Air-Source) | AUWR-36U3SA2 | ASPEN |  | LEM36F4 |  | 33800 | 17 | 9 | 33400 | 23400 | 70.06% | 2.61 | 0 | 10 |  |  |  | No | R-410A | 2.8167 | Residential & Commercial | Ducted CEE Tier 1
215385624 | Central HP <5.4 tons | HISENSE | HRCU-A-CB (Split System: Heat Pump with Remote Outdoor Unit-Air-Source) | AUWR-36U3SA2 | ASPEN |  | A(E,F)W304+TDR |  | 25600 | 16 | 8.1 | 28400 | 23200 | 81.69% | 2.07 | 0 | 10 |  |  |  | No | R-410A | 2.1333 | Residential & Commercial | Ducted CEE Tier 1
215385626 | Central HP <5.4 tons | HISENSE | HRCU-A-CB (Split System: Heat Pump with Remote Outdoor Unit-Air-Source) | AUWR-36U3SA2 | ASPEN |  | L(E,F)W30E4 |  | 26600 | 16 | 8.1 | 28600 | 23200 | 81.12% | 2.07 | 0 | 10 |  |  |  | No | R-410A | 2.2167 | Residential & Commercial | Ducted CEE Tier 1
202868497 | Central HP <5.4 tons | BOSCH | HRCU-A-CB (Split System: Heat Pump with Remote Outdoor Unit-Air-Source) | BOVA-60HDN1-M20G |  |  | BVA-60WN1-M20 |  | 52000 | 18 | 9.5 | 55000 | 38500 | 70% | 2.02 | 12.5 | 11.7 |  |  |  | No | R-410A | 4.3333 | Residential & Commercial | Ducted CEE Tier 1
212622320 | Central HP <5.4 tons | COLEMAN | HRCU-A-CB (Split System: Heat Pump with Remote Outdoor Unit-Air-Source) | HMH72B341 | ASPEN |  | D(A,C,E)48B34+TDR | TM9Y100C16MP11 | 32800 | 18 | 8.2 | 33600 | 28200 | 83.93% | 2.67 | 0 | 10 |  |  |  | No | R-410A | 2.7333 | Residential & Commercial | Ducted CEE Tier 1
212622386 | Central HP <5.4 tons | COLEMAN | HRCU-A-CB (Split System: Heat Pump with Remote Outdoor Unit-Air-Source) | HMH72B341 | ASPEN |  | D(A,C,E)48A34+TDR | TL9E100C20UH11 | 33400 | 17 | 8.1 | 33600 | 29000 | 86.31% | 2.69 | 0 | 10 |  |  |  | No | R-410A | 2.7833 | Residential & Commercial | Ducted CEE Tier 1
214093148 | Central HP <5.4 tons | LUXAIRE | HRCU-A-CB (Split System: Heat Pump with Remote Outdoor Unit-Air-Source) | HMH72B341 | ASPEN |  | D(A,C,E)42A46+TDR | TPLC100C16MP13 | 32400 | 17.5 | 8.5 | 32400 | 44000 | 135.8% | 3.14 | 0 | 10 |  |  |  | No | R-410A | 2.7 | Residential & Commercial | Ducted CEE Tier 1
212441640 | Central HP <5.4 tons | CHAMPION HEATING AND COOLING | HRCU-A-CB (Split System: Heat Pump with Remote Outdoor Unit-Air-Source) | HMH72B341 | ADP |  | H,YE8J936 | TM9E100C16MP12 | 33000 | 17 | 8.5 | 32400 | 22800 | 70.37% | 2.04 | 0 | 10 |  |  |  | No | R-410A | 2.75 | Residential & Commercial | Ducted CEE Tier 1
212622842 | Central HP <5.4 tons | COLEMAN | HRCU-A-CB (Split System: Heat Pump with Remote Outdoor Unit-Air-Source) | HMH72B341 | ASPEN |  | C(A,C,D,E)48B24+TDR | TM8E100C16MP11 | 31800 | 18 | 8.3 | 33800 | 28600 | 84.62% | 2.7 | 0 | 10 |  |  |  | No | R-410A | 2.65 | Residential & Commercial | Ducted CEE Tier 1
215849796 | Central HP <5.4 tons | COLEMAN | HRCU-A-CB (Split System: Heat Pump with Remote Outdoor Unit-Air-Source) | HH824E2S11 | ASPEN |  | C(A,C,D,E)24A3K+TDR | TL8E060A12UH11 | 20000 | 17.5 | 9 | 22600 | 17900 | 79.2% | 2 | 0 | 11.2 |  |  |  | No | R-454B | 1.6667 | Residential & Commercial | Ducted CEE Tier 1
215424734 | Central HP <5.4 tons | LUXAIRE | HRCU-A-CB (Split System: Heat Pump with Remote Outdoor Unit-Air-Source) | HH824E2S11 | ADP |  | H,YE7J*36+TXV-BLEED | Z9ES060B12SMPS1 | 23000 | 17 | 9 | 21400 | 18200 | 85.05% | 2 | 0 | 11.7 |  |  |  | No | R-454B | 1.9167 | Residential & Commercial | Ducted CEE Tier 1
214394611 | Central HP <5.4 tons | RUUD | HRCU-A-CB (Split System: Heat Pump with Remote Outdoor Unit-Air-Source) | RD17AZ36AJ3N | ASPEN |  | D(A,C,E)36D44+TDR | U98MV1005A21UPS | 33200 | 18 | 8.1 | 34200 | 29600 | 86.55% | 1.9 | 0 | 10 |  |  |  | No | R-410A | 2.7667 | Residential & Commercial | Ducted CEE Tier 1
215375112 | Central HP <5.4 tons | RUUD | HRCU-A-CB (Split System: Heat Pump with Remote Outdoor Unit-Air-Source) | RD17AZ36AJ3N | ASPEN |  | D(A,C,E)36C46+TDR | R801V0754A17DZ | 33000 | 18 | 8.1 | 34200 | 31400 | 91.81% | 1.9 | 0 | 10 |  |  |  | No | R-410A | 2.75 | Residential & Commercial | Ducted CEE Tier 1
212622917 | Central HP <5.4 tons | COLEMAN | HRCU-A-CB (Split System: Heat Pump with Remote Outdoor Unit-Air-Source) | HMH72B341 | ASPEN |  | C(A,C,D,E)36C34+TDR | TM8E100C16MP11 | 33000 | 18 | 8.3 | 33800 | 28600 | 84.62% | 2.7 | 0 | 10 |  |  |  | No | R-410A | 2.75 | Residential & Commercial | Ducted CEE Tier 1
214301839 | Central HP <5.4 tons | CHAMPION HEATING AND COOLING | HRCU-A-CB (Split System: Heat Pump with Remote Outdoor Unit-Air-Source) | HMH72B341 | ADP |  | H,YE9J(1,2)36+TXV | TM8E080C16MP11 | 33000 | 18 | 8.5 | 31400 | 22800 | 72.61% | 2.04 | 0 | 10 |  |  |  | No | R-410A | 2.75 | Residential & Commercial | Ducted CEE Tier 1
215679500 | Central HP <5.4 tons | KEEPRITE | HRCU-A-CB (Split System: Heat Pump with Remote Outdoor Unit-Air-Source) | C5H0V36*K*AAA* |  |  | EA*5X48M21A*+WALLCON | *80CSU0401712B* | 34000 | 18 | 9 | 35000 | 25000 | 71.43% | 1.9 | 0 | 10 |  |  |  | No | R-454B | 2.8333 | Residential & Commercial | Ducted CEE Tier 1
215375230 | Central HP <5.4 tons | RUUD | HRCU-A-CB (Split System: Heat Pump with Remote Outdoor Unit-Air-Source) | RD17AZ48AJ3N | ASPEN |  | D(A,C,E)48B44+TDR | R801V1005A21UHS | 44000 | 16 | 8.1 | 45500 | 32400 | 71.21% | 2.4 | 0 | 10 |  |  |  | No | R-410A | 3.6667 | Residential & Commercial | Ducted CEE Tier 1
215375265 | Central HP <5.4 tons | RUUD | HRCU-A-CB (Split System: Heat Pump with Remote Outdoor Unit-Air-Source) | RD17AZ48AJ3N | ASPEN |  | D(A,C,E)60D36+TDR | R802V1005A21DZ | 45500 | 16 | 8.1 | 45500 | 32200 | 70.77% | 2.4 | 0 | 10 |  |  |  | No | R-410A | 3.7917 | Residential & Commercial | Ducted CEE Tier 1
206767126 | Central HP <5.4 tons | ARCOAIRE | HRCU-A-CB (Split System: Heat Pump with Remote Outdoor Unit-Air-Source) | HVH825GKA3* |  |  | EA*4X36L17A*+WALLCON | *80CSU0401712A* | 23600 | 16.5 | 8.1 | 21400 | 16600 | 77.57% | 1.94 | 11 | 10.5 |  |  |  | No | R-410A | 1.9667 | Residential & Commercial | Ducted CEE Tier 1
213752706 | Central HP <5.4 tons | CARRIER | HRCU-A-CB (Split System: Heat Pump with Remote Outdoor Unit-Air-Source) | 38MURAQ24AB3* | ASPEN |  | D(A,C,E)30C44+TDR | 58S(B,C)*B090M21**20 | 23800 | 17.5 | 8.5 | 26200 | 20200 | 77.1% | 2.91 | 0 | 10 |  |  |  | No | R-410A | 1.9833 | Residential & Commercial | Ducted CEE Tier 1
213752822 | Central HP <5.4 tons | CARRIER | HRCU-A-CB (Split System: Heat Pump with Remote Outdoor Unit-Air-Source) | 38MURAQ24AB3* | ASPEN |  | D(A,C,E)36B34+TDR | 59SC2E080M17**16 | 23400 | 17.5 | 8.5 | 26200 | 20200 | 77.1% | 2.86 | 0 | 10 |  |  |  | No | R-410A | 1.95 | Residential & Commercial | Ducted CEE Tier 1
213752840 | Central HP <5.4 tons | CARRIER | HRCU-A-CB (Split System: Heat Pump with Remote Outdoor Unit-Air-Source) | 38MURAQ24AB3* | ASPEN |  | D(A,C,E)30C44+TDR | 59SC2E100M21**20 | 23600 | 17.5 | 8.5 | 26400 | 20200 | 76.52% | 2.88 | 0 | 10.5 |  |  |  | No | R-410A | 1.9667 | Residential & Commercial | Ducted CEE Tier 1
213752847 | Central HP <5.4 tons | CARRIER | HRCU-A-CB (Split System: Heat Pump with Remote Outdoor Unit-Air-Source) | 38MURAQ24AB3* | ASPEN |  | D(A,C,E)30B34+TDR | 59SC6A026M14**10 | 23200 | 16.5 | 8.5 | 27000 | 20600 | 76.3% | 2.86 | 0 | 10 |  |  |  | No | R-410A | 1.9333 | Residential & Commercial | Ducted CEE Tier 1
214092331 | Central HP <5.4 tons | LUXAIRE | HRCU-A-CB (Split System: Heat Pump with Remote Outdoor Unit-Air-Source) | HMH72B341 | ASPEN |  | D(A,C,E)48B34+TDR | TM8Y100C16MP11 | 32600 | 18.5 | 8.5 | 32400 | 44000 | 135.8% | 3.14 | 0 | 10 |  |  |  | No | R-410A | 2.7167 | Residential & Commercial | Ducted CEE Tier 1
214092349 | Central HP <5.4 tons | LUXAIRE | HRCU-A-CB (Split System: Heat Pump with Remote Outdoor Unit-Air-Source) | HMH72B341 | ASPEN |  | D(A,C,E)48B34+TDR | TM9E080B12MP12 | 32800 | 17.5 | 8.1 | 32400 | 44000 | 135.8% | 3.09 | 0 | 10 |  |  |  | No | R-410A | 2.7333 | Residential & Commercial | Ducted CEE Tier 1
212623110 | Central HP <5.4 tons | COLEMAN | HRCU-A-CB (Split System: Heat Pump with Remote Outdoor Unit-Air-Source) | HMH72B341 | ASPEN |  | C(A,C,D,E)36C34+TDR | TM8E060A12MP11 | 32600 | 18 | 8.1 | 33800 | 27400 | 81.07% | 2.44 | 0 | 10 |  |  |  | No | R-410A | 2.7167 | Residential & Commercial | Ducted CEE Tier 1
215849913 | Central HP <5.4 tons | COLEMAN | HRCU-A-CB (Split System: Heat Pump with Remote Outdoor Unit-Air-Source) | HH824E2S11 | ASPEN |  | C(A,C,D,E)24C3K+TDR | TM9E026A08MP12 | 20800 | 16.5 | 9 | 23000 | 17600 | 76.52% | 2 | 0 | 10.5 |  |  |  | No | R-454B | 1.7333 | Residential & Commercial | Ducted CEE Tier 1
215424715 | Central HP <5.4 tons | LUXAIRE | HRCU-A-CB (Split System: Heat Pump with Remote Outdoor Unit-Air-Source) | HH824E2S11 | ADP |  | H,YE7J*36+TXV-BLEED | TM9E026A08MP12 | 22400 | 16 | 8.8 | 21400 | 17200 | 80.37% | 1.96 | 0 | 10.5 |  |  |  | No | R-454B | 1.8667 | Residential & Commercial | Ducted CEE Tier 1
215850179 | Central HP <5.4 tons | COLEMAN | HRCU-A-CB (Split System: Heat Pump with Remote Outdoor Unit-Air-Source) | HH824E2S11 | ASPEN |  | C(A,C,D,E)24C3K+TDR | Z8ET060A12LMPS1 | 20600 | 18.8 | 9 | 23000 | 17700 | 76.96% | 2 | 0 | 11.7 |  |  |  | No | R-454B | 1.7167 | Residential & Commercial | Ducted CEE Tier 1
215850184 | Central HP <5.4 tons | COLEMAN | HRCU-A-CB (Split System: Heat Pump with Remote Outdoor Unit-Air-Source) | HH824E2S11 | ASPEN |  | D(A,C,E)24C3K+TDR | Z8ET080B12LMPS1 | 22400 | 18 | 8.5 | 22600 | 18500 | 81.86% | 2 | 0 | 12 |  |  |  | No | R-454B | 1.8667 | Residential & Commercial | Ducted CEE Tier 1
215850220 | Central HP <5.4 tons | COLEMAN | HRCU-A-CB (Split System: Heat Pump with Remote Outdoor Unit-Air-Source) | HH824E2S11 | ASPEN |  | D(A,C,E)36A3K+TDR | Z9ES080B12SMPS1 | 22400 | 17 | 8.1 | 22600 | 18100 | 80.09% | 2 | 0 | 12 |  |  |  | No | R-454B | 1.8667 | Residential & Commercial | Ducted CEE Tier 1
215424711 | Central HP <5.4 tons | LUXAIRE | HRCU-A-CB (Split System: Heat Pump with Remote Outdoor Unit-Air-Source) | HH824E2S11 | ADP |  | H,YE7J*36+TXV-BLEED | TM8E080B12MP11 | 22400 | 17 | 8.8 | 21400 | 17500 | 81.78% | 1.96 | 0 | 11.5 |  |  |  | No | R-454B | 1.8667 | Residential & Commercial | Ducted CEE Tier 1
213205050 | Central HP <5.4 tons | TEMPSTAR | HRCU-A-CB (Split System: Heat Pump with Remote Outdoor Unit-Air-Source) | DLCURAH24ABK | ASPEN |  | D(A,C,E)24B44+TDR | *96VTN0802120A* | 23400 | 17 | 8.1 | 25800 | 20000 | 77.52% | 2.86 | 0 | 10.5 |  |  |  | No | R-410A | 1.95 | Residential & Commercial | Ducted CEE Tier 1
213205065 | Central HP <5.4 tons | TEMPSTAR | HRCU-A-CB (Split System: Heat Pump with Remote Outdoor Unit-Air-Source) | DLCURAH24ABK | ASPEN |  | D(A,C,E)30B34+TDR | *96VTN1002120A* | 22400 | 16.7 | 8.4 | 25200 | 19900 | 78.97% | 2.91 | 0 | 10 |  |  |  | No | R-410A | 1.8667 | Residential & Commercial | Ducted CEE Tier 1
213821203 | Central HP <5.4 tons | TEMPSTAR | HRCU-A-CB (Split System: Heat Pump with Remote Outdoor Unit-Air-Source) | DLCURAH24ABK | ASPEN |  | D(A,C,E)30C44+TDR | *80MS(N,L)0901714A* | 23800 | 17.5 | 8.5 | 26200 | 20200 | 77.1% | 2.9 | 0 | 10 |  |  |  | No | R-410A | 1.9833 | Residential & Commercial | Ducted CEE Tier 1
215424733 | Central HP <5.4 tons | LUXAIRE | HRCU-A-CB (Split System: Heat Pump with Remote Outdoor Unit-Air-Source) | HH824E2S11 | ADP |  | H,YE7J*36+TXV-BLEED | Z9ES060A10SMPS1 | 22400 | 17 | 8.3 | 21400 | 17200 | 80.37% | 1.96 | 0 | 11.5 |  |  |  | No | R-454B | 1.8667 | Residential & Commercial | Ducted CEE Tier 1
215430831 | Central HP <5.4 tons | LUXAIRE | HRCU-A-CB (Split System: Heat Pump with Remote Outdoor Unit-Air-Source) | HH824E2S11 | ADP |  | H,YG80(1,2)36+TXV | Z8ES040A12SMPS1 | 23000 | 18 | 9.5 | 21400 | 17700 | 82.71% | 2 | 0 | 11.7 |  |  |  | No | R-454B | 1.9167 | Residential & Commercial | Ducted CEE Tier 1
215430834 | Central HP <5.4 tons | LUXAIRE | HRCU-A-CB (Split System: Heat Pump with Remote Outdoor Unit-Air-Source) | HH824E2S11 | ADP |  | H,YG80(1,2)36+TXV | Z8ES080B12SMPS1 | 23000 | 19 | 9.5 | 21400 | 17500 | 81.78% | 2 | 0 | 11.7 |  |  |  | No | R-454B | 1.9167 | Residential & Commercial | Ducted CEE Tier 1
215375215 | Central HP <5.4 tons | RUUD | HRCU-A-CB (Split System: Heat Pump with Remote Outdoor Unit-Air-Source) | RD17AZ48AJ3N | ASPEN |  | D(A,C,E)48B46+TDR | R801V0755A21UHN | 44000 | 15.2 | 8.1 | 45500 | 32400 | 71.21% | 2.4 | 0 | 10 |  |  |  | No | R-410A | 3.6667 | Residential & Commercial | Ducted CEE Tier 1
215375228 | Central HP <5.4 tons | RUUD | HRCU-A-CB (Split System: Heat Pump with Remote Outdoor Unit-Air-Source) | RD17AZ48AJ3N | ASPEN |  | D(A,C,E)60D34+TDR | R801V1005A21UHN | 45500 | 16 | 8.1 | 45500 | 32400 | 71.21% | 2.4 | 0 | 10 |  |  |  | No | R-410A | 3.7917 | Residential & Commercial | Ducted CEE Tier 1
215375229 | Central HP <5.4 tons | RUUD | HRCU-A-CB (Split System: Heat Pump with Remote Outdoor Unit-Air-Source) | RD17AZ48AJ3N | ASPEN |  | D(A,C,E)60D36+TDR | R801V1005A21UHN | 45500 | 16 | 8.1 | 45500 | 32400 | 71.21% | 2.4 | 0 | 10 |  |  |  | No | R-410A | 3.7917 | Residential & Commercial | Ducted CEE Tier 1
215375164 | Central HP <5.4 tons | RUUD | HRCU-A-CB (Split System: Heat Pump with Remote Outdoor Unit-Air-Source) | RD17AZ36AJ3N | ASPEN |  | D(A,C,E)36C46+TDR | R921V0703A17M4S | 33000 | 18 | 8.1 | 34200 | 31400 | 91.81% | 1.9 | 0 | 10 |  |  |  | No | R-410A | 2.75 | Residential & Commercial | Ducted CEE Tier 1
215676900 | Central HP <5.4 tons | KEEPRITE | HRCU-A-CB (Split System: Heat Pump with Remote Outdoor Unit-Air-Source) | C5H0V48*K*AAA* |  |  | EVD5X61M24A*+WALLCON | *95CSU1002122B* | 48500 | 19 | 9 | 50000 | 36600 | 73.2% | 2.1 | 0 | 10.5 |  |  |  | No | R-454B | 4.0417 | Residential & Commercial | Ducted CEE Tier 1
215676630 | Central HP <5.4 tons | KEEPRITE | HRCU-A-CB (Split System: Heat Pump with Remote Outdoor Unit-Air-Source) | C5H0V48*K*AAA* |  |  | EVD5X60M24A*+WALLCON | *80CTL1102120B* | 48000 | 19 | 9 | 50000 | 36400 | 72.8% | 2 | 0 | 10.5 |  |  |  | No | R-454B | 4 | Residential & Commercial | Ducted CEE Tier 1
215676430 | Central HP <5.4 tons | KEEPRITE | HRCU-A-CB (Split System: Heat Pump with Remote Outdoor Unit-Air-Source) | C5H0V48*K*AAA* |  |  | EVD5X60M21A*+WALLCON | *80CSU1002120A* | 48000 | 18.5 | 9 | 50000 | 36800 | 73.6% | 2 | 0 | 10 |  |  |  | No | R-454B | 4 | Residential & Commercial | Ducted CEE Tier 1
215675930 | Central HP <5.4 tons | KEEPRITE | HRCU-A-CB (Split System: Heat Pump with Remote Outdoor Unit-Air-Source) | C5H0V48*K*AAA* |  |  | EVM5X60M24A*+WALLCON | *97CMN1002122B* | 48000 | 19 | 9 | 50000 | 36600 | 73.2% | 2 | 0 | 10.5 |  |  |  | No | R-454B | 4 | Residential & Commercial | Ducted CEE Tier 1
215676030 | Central HP <5.4 tons | KEEPRITE | HRCU-A-CB (Split System: Heat Pump with Remote Outdoor Unit-Air-Source) | C5H0V48*K*AAA* |  |  | EVM5X61M24A*+WALLCON | *95CSU1002122B* | 48500 | 19 | 9 | 50000 | 36600 | 73.2% | 2.1 | 0 | 10.5 |  |  |  | No | R-454B | 4.0417 | Residential & Commercial | Ducted CEE Tier 1
215375246 | Central HP <5.4 tons | RUUD | HRCU-A-CB (Split System: Heat Pump with Remote Outdoor Unit-Air-Source) | RD17AZ48AJ3N | ASPEN |  | D(A,C,E)48B44+TDR | R801V1505A24UH | 44000 | 16 | 8.1 | 45500 | 32400 | 71.21% | 2.4 | 0 | 10 |  |  |  | No | R-410A | 3.6667 | Residential & Commercial | Ducted CEE Tier 1
215375263 | Central HP <5.4 tons | RUUD | HRCU-A-CB (Split System: Heat Pump with Remote Outdoor Unit-Air-Source) | RD17AZ48AJ3N | ASPEN |  | D(A,C,E)48B46+TDR | R802V1005A21DZ | 44000 | 16 | 8.1 | 45500 | 32200 | 70.77% | 2.4 | 0 | 10 |  |  |  | No | R-410A | 3.6667 | Residential & Commercial | Ducted CEE Tier 1
215375225 | Central HP <5.4 tons | RUUD | HRCU-A-CB (Split System: Heat Pump with Remote Outdoor Unit-Air-Source) | RD17AZ48AJ3N | ASPEN |  | D(A,C,E)60D36+TDR | R801V1005A21DZ | 45500 | 16 | 8.1 | 45500 | 32200 | 70.77% | 2.4 | 0 | 10 |  |  |  | No | R-410A | 3.7917 | Residential & Commercial | Ducted CEE Tier 1
215375284 | Central HP <5.4 tons | RUUD | HRCU-A-CB (Split System: Heat Pump with Remote Outdoor Unit-Air-Source) | RD17AZ48AJ3N | ASPEN |  | D(A,C,E)60D34+TDR | R802V1255A24UHS | 45500 | 16 | 8.1 | 45500 | 32400 | 71.21% | 2.4 | 0 | 10 |  |  |  | No | R-410A | 3.7917 | Residential & Commercial | Ducted CEE Tier 1
215375302 | Central HP <5.4 tons | RUUD | HRCU-A-CB (Split System: Heat Pump with Remote Outdoor Unit-Air-Source) | RD17AZ48AJ3N | ASPEN |  | D(A,C,E)48B44+TDR | R921V1005A21M4S | 44000 | 15.2 | 8.1 | 45500 | 32600 | 71.65% | 2.3 | 0 | 10 |  |  |  | No | R-410A | 3.6667 | Residential & Commercial | Ducted CEE Tier 1
213753653 | Central HP <5.4 tons | CARRIER | HRCU-A-CB (Split System: Heat Pump with Remote Outdoor Unit-Air-Source) | 38MURAQ36AB3* | ASPEN |  | D(A,C,E)42B34+TDR | 58S(B,C)*B070M14**12 | 35200 | 16 | 8.1 | 38500 | 32200 | 83.64% | 2.63 | 0 | 10 |  |  |  | No | R-410A | 2.9333 | Residential & Commercial | Ducted CEE Tier 1
213753702 | Central HP <5.4 tons | CARRIER | HRCU-A-CB (Split System: Heat Pump with Remote Outdoor Unit-Air-Source) | 38MURAQ36AB3* | ASPEN |  | D(A,C,E)36B34+TDR | 58S(B,C)*B135M24**20 | 34800 | 16.5 | 8.1 | 38500 | 31800 | 82.6% | 2.72 | 0 | 10.5 |  |  |  | No | R-410A | 2.9 | Residential & Commercial | Ducted CEE Tier 1
213753704 | Central HP <5.4 tons | CARRIER | HRCU-A-CB (Split System: Heat Pump with Remote Outdoor Unit-Air-Source) | 38MURAQ36AB3* | ASPEN |  | D(A,C,E)42B34+TDR | 58S(B,C)*B135M24**20 | 35200 | 16.5 | 8.1 | 38500 | 31800 | 82.6% | 2.72 | 0 | 10.5 |  |  |  | No | R-410A | 2.9333 | Residential & Commercial | Ducted CEE Tier 1
215375330 | Central HP <5.4 tons | RUUD | HRCU-A-CB (Split System: Heat Pump with Remote Outdoor Unit-Air-Source) | RD17AZ48AJ3N | ASPEN |  | D(A,C,E)48B44+TDR | R962V0705A21M4S | 44000 | 15.2 | 8.1 | 45500 | 32600 | 71.65% | 2.3 | 0 | 10 |  |  |  | No | R-410A | 3.6667 | Residential & Commercial | Ducted CEE Tier 1
215850189 | Central HP <5.4 tons | COLEMAN | HRCU-A-CB (Split System: Heat Pump with Remote Outdoor Unit-Air-Source) | HH824E2S11 | ASPEN |  | D(A,C,E)36A3K+TDR | Z9ES026A08SMPS1 | 20800 | 17.5 | 8.1 | 22800 | 17300 | 75.88% | 2 | 0 | 11.7 |  |  |  | No | R-454B | 1.7333 | Residential & Commercial | Ducted CEE Tier 1
215850192 | Central HP <5.4 tons | COLEMAN | HRCU-A-CB (Split System: Heat Pump with Remote Outdoor Unit-Air-Source) | HH824E2S11 | ASPEN |  | D(A,C,E)24C3K+TDR | Z9ES040A10SMPS1 | 20800 | 17.5 | 8.5 | 23000 | 17800 | 77.39% | 2 | 0 | 11.7 |  |  |  | No | R-454B | 1.7333 | Residential & Commercial | Ducted CEE Tier 1
216487988 | Central HP <5.4 tons | CHAMPION HEATING AND COOLING | HRCU-A-CB (Split System: Heat Pump with Remote Outdoor Unit-Air-Source) | HH824E2S11 | ADP |  | A36VBA*+TXV | TM9V040A10MP12 | 22400 | 16 | 8.7 | 21200 | 17400 | 82.08% | 1.94 | 0 | 11.5 |  |  |  | No | R-454B | 1.8667 | Residential & Commercial | Ducted CEE Tier 1
214440969 | Central HP <5.4 tons | CARRIER | HRCU-A-CB (Split System: Heat Pump with Remote Outdoor Unit-Air-Source) | 25VNA424A*031* | ADP |  | H,PG53936 | 59TN6C120C24**22 | 23400 | 20 | 10.5 | 25000 | 19300 | 77.2% | 2.48 | 0 | 13 |  |  |  | No | R-410A | 1.95 | Residential & Commercial | Ducted CEE Tier 1
215424266 | Central HP <5.4 tons | LUXAIRE | HRCU-A-CB (Split System: Heat Pump with Remote Outdoor Unit-Air-Source) | HH860E2S11 | ADP |  | H,YE48*60+TXV-BLEED | TM8E100C16MP11 | 44500 | 18 | 8.5 | 43500 | 33800 | 77.7% | 2 | 0 | 11 |  |  |  | No | R-454B | 3.7083 | Residential & Commercial | Ducted CEE Tier 1
215424281 | Central HP <5.4 tons | LUXAIRE | HRCU-A-CB (Split System: Heat Pump with Remote Outdoor Unit-Air-Source) | HH860E2S11 | ADP |  | H,YE36*60+TXV-BLEED | TM8V120C20MP12 | 51500 | 18 | 8.3 | 52000 | 38500 | 74.04% | 1.96 | 0 | 10.5 |  |  |  | No | R-454B | 4.2917 | Residential & Commercial | Ducted CEE Tier 1
214271623 | Central HP <5.4 tons | CARRIER | HRCU-A-CB (Split System: Heat Pump with Remote Outdoor Unit-Air-Source) | 25VNA424A*031* | ADP |  | C36A***L539 | 58TN*B070C14**12 | 24200 | 20 | 10.5 | 24800 | 19300 | 77.82% | 2.54 | 0 | 13 |  |  |  | No | R-410A | 2.0167 | Residential & Commercial | Ducted CEE Tier 1
215405746 | Central HP <5.4 tons | YORK | HRCU-A-CB (Split System: Heat Pump with Remote Outdoor Unit-Air-Source) | HH860E2S11 | ADP |  | CH604**C+TXV+AEF60*XP* |  | 54000 | 19 | 9 | 52000 | 38000 | 73.08% | 2 | 0 | 11.7 |  |  |  | No | R-454B | 4.5 | Residential & Commercial | Ducted CEE Tier 1
215405747 | Central HP <5.4 tons | YORK | HRCU-A-CB (Split System: Heat Pump with Remote Outdoor Unit-Air-Source) | HH860E2S11 | ADP |  | CH600D*C+TXV+AEF60DXP* |  | 53000 | 19 | 8.75 | 52000 | 38000 | 73.08% | 1.96 | 0 | 11.4 |  |  |  | No | R-454B | 4.4167 | Residential & Commercial | Ducted CEE Tier 1
215430681 | Central HP <5.4 tons | LUXAIRE | HRCU-A-CB (Split System: Heat Pump with Remote Outdoor Unit-Air-Source) | HH860E2S11 | ADP |  | H,YG48(1,2)60+TXV | Z8ES120C20SMPS1 | 52500 | 18 | 8.5 | 51500 | 38000 | 73.79% | 2 | 0 | 11.7 |  |  |  | No | R-454B | 4.375 | Residential & Commercial | Ducted CEE Tier 1
215850826 | Central HP <5.4 tons | COLEMAN | HRCU-A-CB (Split System: Heat Pump with Remote Outdoor Unit-Air-Source) | HH860E2S11 | ASPEN |  | C(A,C,D,E)60B3K+TDR | TM8V100C20MP12 | 41500 | 18 | 8.5 | 44500 | 33800 | 75.96% | 2 | 0 | 10.5 |  |  |  | No | R-454B | 3.4583 | Residential & Commercial | Ducted CEE Tier 1
214609615 | Central HP <5.4 tons | CARRIER | HRCU-A-CB (Split System: Heat Pump with Remote Outdoor Unit-Air-Source) | 38MURAQ36AB3* | ADP |  | PL36H210P299 | 58SU*B060M17**16 | 36600 | 16 | 8.5 | 36400 | 34400 | 94.51% | 2.08 | 0 | 10 |  |  |  | No | R-410A | 3.05 | Residential & Commercial | Ducted CEE Tier 1
211708446 | Central HP <5.4 tons | COLEMAN | HRCU-A-CB (Split System: Heat Pump with Remote Outdoor Unit-Air-Source) | THF2B48T21 | ASPEN |  | D(A,C,E)48D34+TDR | TM8V100C16MP12 | 45500 | 16 | 8.2 | 44000 | 30800 | 70% | 3.14 | 0 | 11.9 |  |  |  | No | R-410A | 3.7917 | Residential & Commercial | Ducted CEE Tier 1
214390530 | Central HP <5.4 tons | DAY & NIGHT | HRCU-A-CB (Split System: Heat Pump with Remote Outdoor Unit-Air-Source) | DLCURAH24ABK | ADP |  | H,GE32936 | *96VTN0601714A* | 23600 | 16 | 8.5 | 25200 | 24000 | 95.24% | 2.02 | 0 | 10 |  |  |  | No | R-410A | 1.9667 | Residential & Commercial | Ducted CEE Tier 1
213828523 | Central HP <5.4 tons | HISENSE | HRCU-A-C (Split System: Heat Pump with Remote Outdoor Unit with No Indoor Fan --Air Source) | AUWR-36U3SA | ASPEN |  | D(A,C,E)36C44+TDR |  | 29600 | 15.5 | 9.4 | 30000 | 24200 | 80.67% | 2.08 | 0 | 11.3 |  |  |  | No | R-410A | 2.4667 | Residential & Commercial | Ducted CEE Tier 1
213828526 | Central HP <5.4 tons | HISENSE | HRCU-A-C (Split System: Heat Pump with Remote Outdoor Unit with No Indoor Fan --Air Source) | AUWR-36U3SA | ASPEN |  | D(A,C,E)42D34+TDR |  | 29600 | 15.5 | 9.4 | 30000 | 24200 | 80.67% | 2.08 | 0 | 11.3 |  |  |  | No | R-410A | 2.4667 | Residential & Commercial | Ducted CEE Tier 1
206771877 | Central HP <5.4 tons | ARCOAIRE | HRCU-A-CB (Split System: Heat Pump with Remote Outdoor Unit-Air-Source) | HVH837GKA2* |  |  | EA*4X48L21A*+WALLCON | *97CMN0602120A* | 32200 | 17 | 8.1 | 32800 | 25200 | 76.83% | 1.96 | 11.5 | 11 |  |  |  | No | R-410A | 2.6833 | Residential & Commercial | Ducted CEE Tier 1
206771274 | Central HP <5.4 tons | ARCOAIRE | HRCU-A-CB (Split System: Heat Pump with Remote Outdoor Unit-Air-Source) | HVH837GKA2* |  |  | EA*4X37L21A*+WALLCON | *80CTL0902120A* | 32800 | 17.5 | 8.5 | 33000 | 25200 | 76.36% | 1.98 | 12 | 11.7 |  |  |  | No | R-410A | 2.7333 | Residential & Commercial | Ducted CEE Tier 1
214391043 | Central HP <5.4 tons | DAY & NIGHT | HRCU-A-CB (Split System: Heat Pump with Remote Outdoor Unit-Air-Source) | DLCURAH24ABK | ADP |  | H,GE32936 | *96VTN0601412B* | 23200 | 16 | 8.5 | 25200 | 26400 | 104.8% | 2.28 | 0 | 10 |  |  |  | No | R-410A | 1.9333 | Residential & Commercial | Ducted CEE Tier 1
211708466 | Central HP <5.4 tons | COLEMAN | HRCU-A-CB (Split System: Heat Pump with Remote Outdoor Unit-Air-Source) | THF2B48T21 | ASPEN |  | D(A,C,E)48D34+TDR | TM9E080C16MP12 | 45000 | 16 | 8.2 | 44000 | 31200 | 70.91% | 3.13 | 0 | 11.9 |  |  |  | No | R-410A | 3.75 | Residential & Commercial | Ducted CEE Tier 1
213753781 | Central HP <5.4 tons | CARRIER | HRCU-A-CB (Split System: Heat Pump with Remote Outdoor Unit-Air-Source) | 38MURAQ36AB3* | ASPEN |  | D(A,C,E)42B34+TDR | 59SC2E120M24**20 | 35400 | 16 | 8.1 | 38500 | 31800 | 82.6% | 2.7 | 0 | 10.5 |  |  |  | No | R-410A | 2.95 | Residential & Commercial | Ducted CEE Tier 1
212437269 | Central HP <5.4 tons | BOSCH | HRCU-A-CB (Split System: Heat Pump with Remote Outdoor Unit-Air-Source) | BOVA-24HDN1-M15G |  |  | BCA-18WN1-M16 |  | 18000 | 16.1 | 9 | 18000 | 12900 | 71.67% | 1.81 | 0 | 11.7 |  |  |  | No | R-410A | 1.5 | Residential & Commercial | Ducted CEE Tier 1
213238534 | Central HP <5.4 tons | CHAMPION HEATING AND COOLING | HRCU-A-CB (Split System: Heat Pump with Remote Outdoor Unit-Air-Source) | THF2B48T21 | ASPEN |  | D(A,C,E)48D44+TDR | TM8E100B12MP11 | 43500 | 16.2 | 8.1 | 44500 | 31200 | 70.11% | 3.19 | 0 | 11 |  |  |  | No | R-410A | 3.625 | Residential & Commercial | Ducted CEE Tier 1
215389811 | Central HP <5.4 tons | CARRIER | HRCU-A-CB (Split System: Heat Pump with Remote Outdoor Unit-Air-Source) | 38MURAQ36AB3* |  |  | CNPV*4217AL* | 59TP6C060V17**16 | 35400 | 15.5 | 8.5 | 38500 | 35000 | 90.91% | 1.94 | 0 | 10 |  |  |  | No | R-410A | 2.95 | Residential & Commercial | Ducted CEE Tier 1
213828553 | Central HP <5.4 tons | HISENSE | HRCU-A-C (Split System: Heat Pump with Remote Outdoor Unit with No Indoor Fan --Air Source) | AUWR-48U3SP | ASPEN |  | D(A,C,E)49C44+TDR |  | 40500 | 15.55 | 8.55 | 42000 | 34600 | 82.38% | 1.94 | 0 | 11.4 |  |  |  | No | R-410A | 3.375 | Residential & Commercial | Ducted CEE Tier 1
213828555 | Central HP <5.4 tons | HISENSE | HRCU-A-C (Split System: Heat Pump with Remote Outdoor Unit with No Indoor Fan --Air Source) | AUWR-48U3SP | ASPEN |  | D(A,C,E)61B44+TDR |  | 40500 | 15.55 | 8.55 | 42000 | 34600 | 82.38% | 1.94 | 0 | 11.4 |  |  |  | No | R-410A | 3.375 | Residential & Commercial | Ducted CEE Tier 1
211262918 | Central HP <5.4 tons | ARCOAIRE | HRCU-A-CB (Split System: Heat Pump with Remote Outdoor Unit-Air-Source) | DLCURAH18ABK |  |  | EN(A,D)4X24L17** | *95ESU0401712A* | 17600 | 16 | 8.5 | 18500 | 18800 | 101.6% | 2.26 | 0 | 11 |  |  |  | No | R-410A | 1.4667 | Residential & Commercial | Ducted CEE Tier 1
213206328 | Central HP <5.4 tons | CARRIER | HRCU-A-CB (Split System: Heat Pump with Remote Outdoor Unit-Air-Source) | 38MURAQ24AB3* | ASPEN |  | D(A,C,E)36C34+TDR | 58S(B,C)*A110E21**20 | 23800 | 16.5 | 8.1 | 26200 | 20200 | 77.1% | 2.98 | 0 | 10.3 |  |  |  | No | R-410A | 1.9833 | Residential & Commercial | Ducted CEE Tier 1
213752658 | Central HP <5.4 tons | CARRIER | HRCU-A-CB (Split System: Heat Pump with Remote Outdoor Unit-Air-Source) | 38MURAQ24AB3* | ASPEN |  | D(A,C,E)36B34+TDR | 58S(B,C)*B070M17**12 | 23400 | 17.5 | 8.5 | 26200 | 20000 | 76.34% | 2.86 | 0 | 10 |  |  |  | No | R-410A | 1.95 | Residential & Commercial | Ducted CEE Tier 1
213752673 | Central HP <5.4 tons | CARRIER | HRCU-A-CB (Split System: Heat Pump with Remote Outdoor Unit-Air-Source) | 38MURAQ24AB3* | ASPEN |  | D(A,C,E)30B34+TDR | 58S(B,C)*B070M21**16 | 23600 | 17.5 | 8.5 | 26400 | 20200 | 76.52% | 2.92 | 0 | 10 |  |  |  | No | R-410A | 1.9667 | Residential & Commercial | Ducted CEE Tier 1
215375075 | Central HP <5.4 tons | RUUD | HRCU-A-CB (Split System: Heat Pump with Remote Outdoor Unit-Air-Source) | RD17AZ24AJ3N | ASPEN |  | D(A,C,E)30B36+TDR | R801V0504A17UHN | 21600 | 17 | 8.1 | 22600 | 19000 | 84.07% | 2 | 0 | 10 |  |  |  | No | R-410A | 1.8 | Residential & Commercial | Ducted CEE Tier 1
210288098 | Central HP <5.4 tons | MRCOOL | HRCU-A-CB (Split System: Heat Pump with Remote Outdoor Unit-Air-Source) | DIYH-24-HP-C-230C25 |  |  | DIYH-24-HP-MUAH-230C25 |  | 23000 | 18 | 9.7 | 24000 | 23600 | 98.33% | 1.95 | 11.7 | 11.7 |  |  |  | No | R-410A | 1.9167 | Residential & Commercial | Ducted CEE Tier 1
215675610 | Central HP <5.4 tons | KEEPRITE | HRCU-A-CB (Split System: Heat Pump with Remote Outdoor Unit-Air-Source) | C5H0V48*K*AAA* |  |  | EVM5X49M21A*+WALLCON | *97CMN0602120B* | 47500 | 18.5 | 9 | 50000 | 37200 | 74.4% | 1.98 | 0 | 10 |  |  |  | No | R-454B | 3.9583 | Residential & Commercial | Ducted CEE Tier 1
215424221 | Central HP <5.4 tons | LUXAIRE | HRCU-A-CB (Split System: Heat Pump with Remote Outdoor Unit-Air-Source) | HH836E2S11 | ADP |  | H,YE9J*36+TXV-BLEED | TM8Y080C16MP11 | 33000 | 18 | 8.5 | 29800 | 25200 | 84.56% | 2 | 0 | 10.5 |  |  |  | No | R-454B | 2.75 | Residential & Commercial | Ducted CEE Tier 1
212623208 | Central HP <5.4 tons | COLEMAN | HRCU-A-CB (Split System: Heat Pump with Remote Outdoor Unit-Air-Source) | HMH72B341 | ASPEN |  | D(A,C,E)36C34+TDR | TMLE100B12MP11 | 32600 | 18 | 8.1 | 33800 | 27400 | 81.07% | 2.44 | 0 | 10 |  |  |  | No | R-410A | 2.7167 | Residential & Commercial | Ducted CEE Tier 1
214092399 | Central HP <5.4 tons | LUXAIRE | HRCU-A-CB (Split System: Heat Pump with Remote Outdoor Unit-Air-Source) | HMH72B341 | ASPEN |  | D(A,C,E)42A44+TDR | TMLE040A12MP11 | 32800 | 18 | 8.1 | 32400 | 45500 | 140.4% | 3.1 | 0 | 10 |  |  |  | No | R-410A | 2.7333 | Residential & Commercial | Ducted CEE Tier 1
214092414 | Central HP <5.4 tons | LUXAIRE | HRCU-A-CB (Split System: Heat Pump with Remote Outdoor Unit-Air-Source) | HMH72B341 | ASPEN |  | D(A,C,E)42A44+TDR | TMLE100C16MP11 | 33000 | 18 | 8.3 | 32400 | 45000 | 138.9% | 3.11 | 0 | 10 |  |  |  | No | R-410A | 2.75 | Residential & Commercial | Ducted CEE Tier 1
214092416 | Central HP <5.4 tons | LUXAIRE | HRCU-A-CB (Split System: Heat Pump with Remote Outdoor Unit-Air-Source) | HMH72B341 | ASPEN |  | D(A,C,E)36A34+TDR | TMLE120C16MP11 | 33200 | 18 | 8.1 | 32400 | 45000 | 138.9% | 3.06 | 0 | 10 |  |  |  | No | R-410A | 2.7667 | Residential & Commercial | Ducted CEE Tier 1
212628025 | Central HP <5.4 tons | COLEMAN | HRCU-A-CB (Split System: Heat Pump with Remote Outdoor Unit-Air-Source) | HMH72B341 | ASPEN |  | D(A,C,E)42D36+TDR | TL9E100C20UH11 | 33400 | 17 | 8.5 | 34000 | 29200 | 85.88% | 2.81 | 0 | 10 |  |  |  | No | R-410A | 2.7833 | Residential & Commercial | Ducted CEE Tier 1
212622921 | Central HP <5.4 tons | COLEMAN | HRCU-A-CB (Split System: Heat Pump with Remote Outdoor Unit-Air-Source) | HMH72B341 | ASPEN |  | D(A,C,E)42A44+TDR | TM8E100C16MP11 | 33000 | 18 | 8.3 | 33800 | 28600 | 84.62% | 2.7 | 0 | 10 |  |  |  | No | R-410A | 2.75 | Residential & Commercial | Ducted CEE Tier 1
212623073 | Central HP <5.4 tons | COLEMAN | HRCU-A-CB (Split System: Heat Pump with Remote Outdoor Unit-Air-Source) | HMH72B341 | ASPEN |  | D(A,C,E)48B34+TDR | TM9E080B12MP12 | 32800 | 17.5 | 8.5 | 33800 | 27400 | 81.07% | 2.65 | 0 | 10 |  |  |  | No | R-410A | 2.7333 | Residential & Commercial | Ducted CEE Tier 1
212623267 | Central HP <5.4 tons | COLEMAN | HRCU-A-CB (Split System: Heat Pump with Remote Outdoor Unit-Air-Source) | HMH72B341 | ASPEN |  | D(A,C,E)36C34+TDR | TL9E100C20UH11 | 33400 | 17 | 8.3 | 33800 | 29200 | 86.39% | 2.78 | 0 | 10 |  |  |  | No | R-410A | 2.7833 | Residential & Commercial | Ducted CEE Tier 1
212623087 | Central HP <5.4 tons | COLEMAN | HRCU-A-CB (Split System: Heat Pump with Remote Outdoor Unit-Air-Source) | HMH72B341 | ASPEN |  | D(A,C,E)36A44+TDR | TL9E100C20UH11 | 33400 | 17 | 8.3 | 33800 | 28800 | 85.21% | 2.73 | 0 | 10 |  |  |  | No | R-410A | 2.7833 | Residential & Commercial | Ducted CEE Tier 1
212623154 | Central HP <5.4 tons | COLEMAN | HRCU-A-CB (Split System: Heat Pump with Remote Outdoor Unit-Air-Source) | HMH72B341 | ASPEN |  | D(A,C,E)42B34+TDR | TM8E100B12MP11 | 32600 | 18 | 8.5 | 33800 | 27400 | 81.07% | 2.64 | 0 | 10 |  |  |  | No | R-410A | 2.7167 | Residential & Commercial | Ducted CEE Tier 1
215424239 | Central HP <5.4 tons | LUXAIRE | HRCU-A-CB (Split System: Heat Pump with Remote Outdoor Unit-Air-Source) | HH836E2S11 | ADP |  | H,YE9J*36+TXV-BLEED | TM9Y100C16MP11 | 32400 | 18 | 8.5 | 29400 | 23800 | 80.95% | 2 | 0 | 10.5 |  |  |  | No | R-454B | 2.7 | Residential & Commercial | Ducted CEE Tier 1
215430588 | Central HP <5.4 tons | LUXAIRE | HRCU-A-CB (Split System: Heat Pump with Remote Outdoor Unit-Air-Source) | HH836E2S11 | ADP |  | H,YG80(1,2)36+TXV | LP9C080C16MP13 | 33400 | 18 | 8.5 | 29800 | 25000 | 83.89% | 2 | 0 | 11 |  |  |  | No | R-454B | 2.7833 | Residential & Commercial | Ducted CEE Tier 1
215430608 | Central HP <5.4 tons | LUXAIRE | HRCU-A-CB (Split System: Heat Pump with Remote Outdoor Unit-Air-Source) | HH836E2S11 | ADP |  | H,YG80(1,2)36+TXV | TM9V080C16MP12 | 33400 | 18 | 8.5 | 29800 | 25000 | 83.89% | 2 | 0 | 11 |  |  |  | No | R-454B | 2.7833 | Residential & Commercial | Ducted CEE Tier 1
212623317 | Central HP <5.4 tons | COLEMAN | HRCU-A-CB (Split System: Heat Pump with Remote Outdoor Unit-Air-Source) | HMH72B341 | ASPEN |  | D(A,C,E)42C34+TDR | CP9C080C16MP13 | 32800 | 17.5 | 8.1 | 33800 | 27400 | 81.07% | 2.45 | 0 | 10 |  |  |  | No | R-410A | 2.7333 | Residential & Commercial | Ducted CEE Tier 1
212623187 | Central HP <5.4 tons | COLEMAN | HRCU-A-CB (Split System: Heat Pump with Remote Outdoor Unit-Air-Source) | HMH72B341 | ASPEN |  | D(A,C,E)42D34+TDR | TMLE060A12MP11 | 33200 | 18 | 8.1 | 33800 | 27400 | 81.07% | 2.44 | 0 | 10 |  |  |  | No | R-410A | 2.7667 | Residential & Commercial | Ducted CEE Tier 1
212623190 | Central HP <5.4 tons | COLEMAN | HRCU-A-CB (Split System: Heat Pump with Remote Outdoor Unit-Air-Source) | HMH72B341 | ASPEN |  | D(A,C,E)48C34+TDR | TMLE060A12MP11 | 33200 | 18 | 8.1 | 33800 | 27400 | 81.07% | 2.44 | 0 | 10 |  |  |  | No | R-410A | 2.7667 | Residential & Commercial | Ducted CEE Tier 1
215424229 | Central HP <5.4 tons | LUXAIRE | HRCU-A-CB (Split System: Heat Pump with Remote Outdoor Unit-Air-Source) | HH836E2S11 | ADP |  | H,YE9J*36+TXV-BLEED | TM9E100C16MP12 | 32600 | 18 | 8.5 | 29400 | 23800 | 80.95% | 2 | 0 | 10.5 |  |  |  | No | R-454B | 2.7167 | Residential & Commercial | Ducted CEE Tier 1
212623355 | Central HP <5.4 tons | COLEMAN | HRCU-A-CB (Split System: Heat Pump with Remote Outdoor Unit-Air-Source) | HMH72B341 | ASPEN |  | D(A,C,E)42A44+TDR | TM9V080C16MP12 | 32600 | 17.5 | 8.5 | 33800 | 27400 | 81.07% | 2.66 | 0 | 10 |  |  |  | No | R-410A | 2.7167 | Residential & Commercial | Ducted CEE Tier 1
212394541 | Central HP <5.4 tons | COLEMAN | HRCU-A-CB (Split System: Heat Pump with Remote Outdoor Unit-Air-Source) | HMH72B341 | ADP |  | H,YE35936 | TM9Y100C16MP11 | 32800 | 18 | 8.5 | 32400 | 23000 | 70.99% | 2.04 | 0 | 10 |  |  |  | No | R-410A | 2.7333 | Residential & Commercial | Ducted CEE Tier 1
215430615 | Central HP <5.4 tons | LUXAIRE | HRCU-A-CB (Split System: Heat Pump with Remote Outdoor Unit-Air-Source) | HH836E2S11 | ADP |  | H,YG80(1,2)36+TXV | TM9Y080B12MP11 | 33000 | 18 | 8.5 | 29400 | 25000 | 85.03% | 2 | 0 | 11 |  |  |  | No | R-454B | 2.75 | Residential & Commercial | Ducted CEE Tier 1
215430630 | Central HP <5.4 tons | LUXAIRE | HRCU-A-CB (Split System: Heat Pump with Remote Outdoor Unit-Air-Source) | HH836E2S11 | ADP |  | H,YG80(1,2)36+TXV | Z8ES100C16SMPS1 | 33400 | 19 | 8.5 | 29600 | 24800 | 83.78% | 2 | 0 | 11 |  |  |  | No | R-454B | 2.7833 | Residential & Commercial | Ducted CEE Tier 1
215424213 | Central HP <5.4 tons | LUXAIRE | HRCU-A-CB (Split System: Heat Pump with Remote Outdoor Unit-Air-Source) | HH836E2S11 | ADP |  | H,YE9J*36+TXV-BLEED | TM8E100C16MP11 | 32400 | 18 | 8.5 | 29400 | 25000 | 85.03% | 2 | 0 | 10.5 |  |  |  | No | R-454B | 2.7 | Residential & Commercial | Ducted CEE Tier 1
215424231 | Central HP <5.4 tons | LUXAIRE | HRCU-A-CB (Split System: Heat Pump with Remote Outdoor Unit-Air-Source) | HH836E2S11 | ADP |  | H,YE9J*36+TXV-BLEED | TM9V060B12MP12 | 32600 | 16 | 8.5 | 29000 | 24800 | 85.52% | 2 | 0 | 11 |  |  |  | No | R-454B | 2.7167 | Residential & Commercial | Ducted CEE Tier 1
215424232 | Central HP <5.4 tons | LUXAIRE | HRCU-A-CB (Split System: Heat Pump with Remote Outdoor Unit-Air-Source) | HH836E2S11 | ADP |  | H,YE9J*36+TXV-BLEED | TM9V080B12MP12 | 33000 | 17 | 8.5 | 29200 | 24800 | 84.93% | 2 | 0 | 11 |  |  |  | No | R-454B | 2.75 | Residential & Commercial | Ducted CEE Tier 1
215424246 | Central HP <5.4 tons | LUXAIRE | HRCU-A-CB (Split System: Heat Pump with Remote Outdoor Unit-Air-Source) | HH836E2S11 | ADP |  | H,YE9J*36+TXV-BLEED | Z8ES100C20SMPS1 | 34200 | 18 | 8.5 | 30200 | 25000 | 82.78% | 2 | 0 | 11 |  |  |  | No | R-454B | 2.85 | Residential & Commercial | Ducted CEE Tier 1
216488021 | Central HP <5.4 tons | CHAMPION HEATING AND COOLING | HRCU-A-CB (Split System: Heat Pump with Remote Outdoor Unit-Air-Source) | HH836E2S11 | ADP |  | A36VDA*+TXV | TM9V060B12MP12 | 33000 | 17 | 8.5 | 29400 | 24800 | 84.35% | 2 | 0 | 11 |  |  |  | No | R-454B | 2.75 | Residential & Commercial | Ducted CEE Tier 1
216488053 | Central HP <5.4 tons | CHAMPION HEATING AND COOLING | HRCU-A-CB (Split System: Heat Pump with Remote Outdoor Unit-Air-Source) | HH836E2S11 | ADP |  | A36VDA*+TXV | Z8ES120C16SMPS1 | 34400 | 18 | 8.5 | 30000 | 25400 | 84.67% | 2 | 0 | 11.7 |  |  |  | No | R-454B | 2.8667 | Residential & Commercial | Ducted CEE Tier 1
216488056 | Central HP <5.4 tons | CHAMPION HEATING AND COOLING | HRCU-A-CB (Split System: Heat Pump with Remote Outdoor Unit-Air-Source) | HH836E2S11 | ADP |  | A36VDA*+TXV | Z8ET080B12LMPS1 | 33200 | 19 | 9 | 28800 | 24400 | 84.72% | 2 | 0 | 11.7 |  |  |  | No | R-454B | 2.7667 | Residential & Commercial | Ducted CEE Tier 1
214056958 | Central HP <5.4 tons | LUXAIRE | HRCU-A-CB (Split System: Heat Pump with Remote Outdoor Unit-Air-Source) | HMH72B341 | ASPEN |  | AE(D,N,U)+DM36A34+TDR |  | 31400 | 18.3 | 8.4 | 33000 | 26200 | 79.39% | 2.65 | 0 | 10.3 |  |  |  | No | R-410A | 2.6167 | Residential & Commercial | Ducted CEE Tier 1
214056959 | Central HP <5.4 tons | LUXAIRE | HRCU-A-CB (Split System: Heat Pump with Remote Outdoor Unit-Air-Source) | HMH72B341 | ASPEN |  | AE(D,N,U)+DM36A36+TDR |  | 31400 | 18.3 | 8.4 | 33000 | 26200 | 79.39% | 2.65 | 0 | 10.3 |  |  |  | No | R-410A | 2.6167 | Residential & Commercial | Ducted CEE Tier 1
214437568 | Central HP <5.4 tons | LUXAIRE | HRCU-A-CB (Split System: Heat Pump with Remote Outdoor Unit-Air-Source) | HMH72B341 | ASPEN |  | D(A,C,E)42D34+TDR | TM9E080B12MP12 | 33200 | 17.5 | 8.5 | 33800 | 27400 | 81.07% | 2.65 | 0 | 10 |  |  |  | No | R-410A | 2.7667 | Residential & Commercial | Ducted CEE Tier 1
212628061 | Central HP <5.4 tons | COLEMAN | HRCU-A-CB (Split System: Heat Pump with Remote Outdoor Unit-Air-Source) | HMH72B341 | ASPEN |  | D(A,C,E)42D36+TDR | TL8E100C20UH11 | 33200 | 17.5 | 8.5 | 34000 | 27400 | 80.59% | 2.69 | 0 | 10 |  |  |  | No | R-410A | 2.7667 | Residential & Commercial | Ducted CEE Tier 1
212626621 | Central HP <5.4 tons | COLEMAN | HRCU-A-CB (Split System: Heat Pump with Remote Outdoor Unit-Air-Source) | HMH72B341 | ASPEN |  | D(A,C,E)42C26+TDR | TM9Y100C16MP11 | 31600 | 18 | 8.3 | 33800 | 28600 | 84.62% | 2.69 | 0 | 10 |  |  |  | No | R-410A | 2.6333 | Residential & Commercial | Ducted CEE Tier 1
212626738 | Central HP <5.4 tons | COLEMAN | HRCU-A-CB (Split System: Heat Pump with Remote Outdoor Unit-Air-Source) | HMH72B341 | ASPEN |  | C(A,C,D,E)36B36+TDR | TM8E120C16MP11 | 33200 | 18 | 8.2 | 33800 | 28600 | 84.62% | 2.7 | 0 | 10 |  |  |  | No | R-410A | 2.7667 | Residential & Commercial | Ducted CEE Tier 1
212626739 | Central HP <5.4 tons | COLEMAN | HRCU-A-CB (Split System: Heat Pump with Remote Outdoor Unit-Air-Source) | HMH72B341 | ASPEN |  | D(A,C,E)36A46+TDR | TM8E120C16MP11 | 33200 | 18 | 8.2 | 33800 | 28600 | 84.62% | 2.7 | 0 | 10 |  |  |  | No | R-410A | 2.7667 | Residential & Commercial | Ducted CEE Tier 1
212626790 | Central HP <5.4 tons | COLEMAN | HRCU-A-CB (Split System: Heat Pump with Remote Outdoor Unit-Air-Source) | HMH72B341 | ASPEN |  | D(A,C,E)42A46+TDR | TM8E100C16MP11 | 33000 | 18 | 8.3 | 33800 | 28600 | 84.62% | 2.7 | 0 | 10 |  |  |  | No | R-410A | 2.75 | Residential & Commercial | Ducted CEE Tier 1
212626891 | Central HP <5.4 tons | COLEMAN | HRCU-A-CB (Split System: Heat Pump with Remote Outdoor Unit-Air-Source) | HMH72B341 | ASPEN |  | D(A,C,E)36C36+TDR | TM8E060A12MP11 | 32600 | 18 | 8.1 | 33800 | 27400 | 81.07% | 2.44 | 0 | 10 |  |  |  | No | R-410A | 2.7167 | Residential & Commercial | Ducted CEE Tier 1
213238568 | Central HP <5.4 tons | CHAMPION HEATING AND COOLING | HRCU-A-CB (Split System: Heat Pump with Remote Outdoor Unit-Air-Source) | THF2B48T21 | ASPEN |  | D(A,C,E)48D44+TDR | TM9E080C16MP12 | 43500 | 16.2 | 8.4 | 44500 | 31200 | 70.11% | 3.21 | 0 | 11 |  |  |  | No | R-410A | 3.625 | Residential & Commercial | Ducted CEE Tier 1
213238581 | Central HP <5.4 tons | CHAMPION HEATING AND COOLING | HRCU-A-CB (Split System: Heat Pump with Remote Outdoor Unit-Air-Source) | THF2B48T21 | ASPEN |  | D(A,C,E)48B44+TDR | TM9V100C16MP12 | 42500 | 15.9 | 8.2 | 44000 | 30800 | 70% | 3.12 | 0 | 11.5 |  |  |  | No | R-410A | 3.5417 | Residential & Commercial | Ducted CEE Tier 1
213274563 | Central HP <5.4 tons | COLEMAN | HRCU-A-CB (Split System: Heat Pump with Remote Outdoor Unit-Air-Source) | THF2B48T21 | ASPEN |  | D(A,C,E)60A44+TDR | TMLE100C20MP11 | 43500 | 16 | 8.3 | 45000 | 31600 | 70.22% | 3.11 | 0 | 11 |  |  |  | No | R-410A | 3.625 | Residential & Commercial | Ducted CEE Tier 1
212626973 | Central HP <5.4 tons | COLEMAN | HRCU-A-CB (Split System: Heat Pump with Remote Outdoor Unit-Air-Source) | HMH72B341 | ASPEN |  | D(A,C,E)48D36+TDR | TMLE100B12MP11 | 33600 | 18 | 8.1 | 33800 | 27400 | 81.07% | 2.44 | 0 | 10 |  |  |  | No | R-410A | 2.8 | Residential & Commercial | Ducted CEE Tier 1
212626974 | Central HP <5.4 tons | COLEMAN | HRCU-A-CB (Split System: Heat Pump with Remote Outdoor Unit-Air-Source) | HMH72B341 | ASPEN |  | D(A,C,E)42D26+TDR | TM8E120C16MP11 | 32400 | 18 | 8.4 | 33800 | 28800 | 85.21% | 2.75 | 0 | 10 |  |  |  | No | R-410A | 2.7 | Residential & Commercial | Ducted CEE Tier 1
216488073 | Central HP <5.4 tons | CHAMPION HEATING AND COOLING | HRCU-A-CB (Split System: Heat Pump with Remote Outdoor Unit-Air-Source) | HH860E2S11 | ADP |  | A60VGA*+TXV | TM9Y080C16MP11 | 44000 | 17 | 9 | 42500 | 33400 | 78.59% | 2 | 0 | 11 |  |  |  | No | R-454B | 3.6667 | Residential & Commercial | Ducted CEE Tier 1
214440945 | Central HP <5.4 tons | CARRIER | HRCU-A-CB (Split System: Heat Pump with Remote Outdoor Unit-Air-Source) | 25VNA424A*031* | ADP |  | H,PG34936 | 59TN6C080C17**14 | 23400 | 20 | 10.5 | 25000 | 19400 | 77.6% | 2.46 | 0 | 13 |  |  |  | No | R-410A | 1.95 | Residential & Commercial | Ducted CEE Tier 1
215430642 | Central HP <5.4 tons | LUXAIRE | HRCU-A-CB (Split System: Heat Pump with Remote Outdoor Unit-Air-Source) | HH860E2S11 | ADP |  | H,YG48(1,2)60+TXV | LP9C100C16MP13 | 43500 | 18 | 8.5 | 42000 | 32800 | 78.1% | 2 | 0 | 11.7 |  |  |  | No | R-454B | 3.625 | Residential & Commercial | Ducted CEE Tier 1
215430672 | Central HP <5.4 tons | LUXAIRE | HRCU-A-CB (Split System: Heat Pump with Remote Outdoor Unit-Air-Source) | HH860E2S11 | ADP |  | H,YG48(1,2)60+TXV | Z8ES080C16SMPS1 | 44500 | 18 | 8.5 | 42500 | 33000 | 77.65% | 2 | 0 | 12 |  |  |  | No | R-454B | 3.7083 | Residential & Commercial | Ducted CEE Tier 1
211708494 | Central HP <5.4 tons | COLEMAN | HRCU-A-CB (Split System: Heat Pump with Remote Outdoor Unit-Air-Source) | THF2B48T21 | ASPEN |  | D(A,C,E)48D34+TDR | TM9Y120D20MP11 | 45500 | 16 | 8.2 | 44000 | 31200 | 70.91% | 3.1 | 0 | 11.9 |  |  |  | No | R-410A | 3.7917 | Residential & Commercial | Ducted CEE Tier 1
214447344 | Central HP <5.4 tons | HISENSE | HRCU-A-CB (Split System: Heat Pump with Remote Outdoor Unit-Air-Source) | AUWR-24U3SF2 | ASPEN |  | A(E,F)M304+TDR |  | 21000 | 16.5 | 9 | 22800 | 33000 | 144.7% | 1.9 | 0 | 10 |  |  |  | No | R-410A | 1.75 | Residential & Commercial | Ducted CEE Tier 1
212627492 | Central HP <5.4 tons | COLEMAN | HRCU-A-CB (Split System: Heat Pump with Remote Outdoor Unit-Air-Source) | HMH72B341 | ASPEN |  | D(A,C,E)36D36+TDR | TM8E080C16MP11 | 33000 | 18 | 8.4 | 34000 | 28400 | 83.53% | 2.75 | 0 | 10 |  |  |  | No | R-410A | 2.75 | Residential & Commercial | Ducted CEE Tier 1
215425386 | Central HP <5.4 tons | YORK | HRCU-A-CB (Split System: Heat Pump with Remote Outdoor Unit-Air-Source) | HH860E2S11 | ADP |  | H,YE74*60+TXV | TM8V080C16MP12 | 43500 | 18 | 8.5 | 42000 | 32800 | 78.1% | 2 | 0 | 11.7 |  |  |  | No | R-454B | 3.625 | Residential & Commercial | Ducted CEE Tier 1
215425400 | Central HP <5.4 tons | YORK | HRCU-A-CB (Split System: Heat Pump with Remote Outdoor Unit-Air-Source) | HH860E2S11 | ADP |  | H,YE72*48+TXV | TM8V100C20MP12 | 44000 | 18 | 8.5 | 42500 | 33200 | 78.12% | 2 | 0 | 11.7 |  |  |  | No | R-454B | 3.6667 | Residential & Commercial | Ducted CEE Tier 1
215425419 | Central HP <5.4 tons | YORK | HRCU-A-CB (Split System: Heat Pump with Remote Outdoor Unit-Air-Source) | HH860E2S11 | ADP |  | H,YE37*48+TXV | TM8Y100C16MP11 | 44000 | 17 | 8.5 | 42000 | 33000 | 78.57% | 2 | 0 | 11.7 |  |  |  | No | R-454B | 3.6667 | Residential & Commercial | Ducted CEE Tier 1
215726681 | Central HP <5.4 tons | YORK | HRCU-A-CB (Split System: Heat Pump with Remote Outdoor Unit-Air-Source) | HH860E2S11 | ADP |  | H,YG49*60+TXV | Y81E100C20SMPS1 | 53000 | 19 | 8.5 | 51500 | 38000 | 73.79% | 2 | 0 | 11.7 |  |  |  | No | R-454B | 4.4167 | Residential & Commercial | Ducted CEE Tier 1
215726706 | Central HP <5.4 tons | YORK | HRCU-A-CB (Split System: Heat Pump with Remote Outdoor Unit-Air-Source) | HH860E2S11 | ADP |  | H,YG52*60+TXV | Y81E120C16SMPS1 | 44000 | 18 | 8.5 | 42000 | 32600 | 77.62% | 2 | 0 | 12 |  |  |  | No | R-454B | 3.6667 | Residential & Commercial | Ducted CEE Tier 1
212394313 | Central HP <5.4 tons | 1HVAC | HRCU-A-C (Split System: Heat Pump with Remote Outdoor Unit with No Indoor Fan --Air Source) | ACIQ-30-HPB |  |  | ACIQ-30-ACL |  | 30000 | 15.5 | 9.7 | 33000 | 27000 | 81.82% | 1.85 | 10.7 | 10.5 |  |  |  | No | R-410A | 2.5 | Residential & Commercial | Ducted CEE Tier 1
215423458 | Central HP <5.4 tons | YORK | HRCU-A-CB (Split System: Heat Pump with Remote Outdoor Unit-Air-Source) | HH860E2S11 | ADP |  | H,YE54*60+TXV | TL9E080C16UH11 | 44500 | 18 | 8.5 | 44000 | 34000 | 77.27% | 2 | 0 | 11 |  |  |  | No | R-454B | 3.7083 | Residential & Commercial | Ducted CEE Tier 1
215423467 | Central HP <5.4 tons | YORK | HRCU-A-CB (Split System: Heat Pump with Remote Outdoor Unit-Air-Source) | HH860E2S11 | ADP |  | H,YE2K*60+TXV | TL9E100C20UH11 | 51000 | 18 | 8.35 | 51500 | 38000 | 73.79% | 1.96 | 0 | 10.5 |  |  |  | No | R-454B | 4.25 | Residential & Commercial | Ducted CEE Tier 1
212627558 | Central HP <5.4 tons | COLEMAN | HRCU-A-CB (Split System: Heat Pump with Remote Outdoor Unit-Air-Source) | HMH72B341 | ASPEN |  | D(A,C,E)42C36+TDR | TM8E100C16MP11 | 33000 | 18 | 8.4 | 34000 | 28400 | 83.53% | 2.74 | 0 | 10 |  |  |  | No | R-410A | 2.75 | Residential & Commercial | Ducted CEE Tier 1
212627577 | Central HP <5.4 tons | COLEMAN | HRCU-A-CB (Split System: Heat Pump with Remote Outdoor Unit-Air-Source) | HMH72B341 | ASPEN |  | D(A,C,E)48D36+TDR | TMLE040A12MP11 | 32800 | 18 | 8.1 | 33400 | 29000 | 86.83% | 2.48 | 0 | 10 |  |  |  | No | R-410A | 2.7333 | Residential & Commercial | Ducted CEE Tier 1
212627675 | Central HP <5.4 tons | COLEMAN | HRCU-A-CB (Split System: Heat Pump with Remote Outdoor Unit-Air-Source) | HMH72B341 | ASPEN |  | D(A,C,E)36D36+TDR | TL9E100C20UH11 | 33400 | 17 | 8.4 | 34000 | 29200 | 85.88% | 2.79 | 0 | 10 |  |  |  | No | R-410A | 2.7833 | Residential & Commercial | Ducted CEE Tier 1
212627676 | Central HP <5.4 tons | COLEMAN | HRCU-A-CB (Split System: Heat Pump with Remote Outdoor Unit-Air-Source) | HMH72B341 | ASPEN |  | D(A,C,E)42C36+TDR | TL9E100C20UH11 | 33400 | 17 | 8.4 | 34000 | 29200 | 85.88% | 2.79 | 0 | 10 |  |  |  | No | R-410A | 2.7833 | Residential & Commercial | Ducted CEE Tier 1
212627724 | Central HP <5.4 tons | COLEMAN | HRCU-A-CB (Split System: Heat Pump with Remote Outdoor Unit-Air-Source) | HMH72B341 | ASPEN |  | D(A,C,E)36B46+TDR | CPLC100C16MP13 | 33000 | 17.5 | 8.1 | 33800 | 27400 | 81.07% | 2.47 | 0 | 10 |  |  |  | No | R-410A | 2.75 | Residential & Commercial | Ducted CEE Tier 1
215375213 | Central HP <5.4 tons | RUUD | HRCU-A-CB (Split System: Heat Pump with Remote Outdoor Unit-Air-Source) | RD17AZ48AJ3N | ASPEN |  | D(A,C,E)60D36+TDR | R801V0755A21DZ | 45500 | 16 | 8.1 | 45500 | 32400 | 71.21% | 2.4 | 0 | 10 |  |  |  | No | R-410A | 3.7917 | Residential & Commercial | Ducted CEE Tier 1
214229317 | Central HP <5.4 tons | KEEPRITE | HRCU-A-CB (Split System: Heat Pump with Remote Outdoor Unit-Air-Source) | DLCURAH36ABK |  |  | END4X42L17** | *80MSU0601716A* | 35400 | 16 | 8.1 | 38500 | 35000 | 90.91% | 1.96 | 0 | 10 |  |  |  | No | R-410A | 2.95 | Residential & Commercial | Ducted CEE Tier 1
212627776 | Central HP <5.4 tons | COLEMAN | HRCU-A-CB (Split System: Heat Pump with Remote Outdoor Unit-Air-Source) | HMH72B341 | ASPEN |  | D(A,C,E)42B36+TDR | TM8V100C16MP12 | 32400 | 17.5 | 8.5 | 34000 | 27400 | 80.59% | 2.67 | 0 | 10 |  |  |  | No | R-410A | 2.7 | Residential & Commercial | Ducted CEE Tier 1
212627825 | Central HP <5.4 tons | COLEMAN | HRCU-A-CB (Split System: Heat Pump with Remote Outdoor Unit-Air-Source) | HMH72B341 | ASPEN |  | D(A,C,E)42A46+TDR | TPLC080C16MP13 | 32400 | 17.5 | 8.1 | 33800 | 27400 | 81.07% | 2.47 | 0 | 10 |  |  |  | No | R-410A | 2.7 | Residential & Commercial | Ducted CEE Tier 1
212627858 | Central HP <5.4 tons | COLEMAN | HRCU-A-CB (Split System: Heat Pump with Remote Outdoor Unit-Air-Source) | HMH72B341 | ASPEN |  | D(A,C,E)48D36+TDR | TPLC100C16MP13 | 33400 | 17.5 | 8.1 | 33800 | 27400 | 81.07% | 2.47 | 0 | 10 |  |  |  | No | R-410A | 2.7833 | Residential & Commercial | Ducted CEE Tier 1
212627874 | Central HP <5.4 tons | COLEMAN | HRCU-A-CB (Split System: Heat Pump with Remote Outdoor Unit-Air-Source) | HMH72B341 | ASPEN |  | D(A,C,E)42B36+TDR | TL8E080C16UH11 | 32400 | 17.5 | 8.5 | 34000 | 27800 | 81.76% | 2.68 | 0 | 10 |  |  |  | No | R-410A | 2.7 | Residential & Commercial | Ducted CEE Tier 1
212627876 | Central HP <5.4 tons | COLEMAN | HRCU-A-CB (Split System: Heat Pump with Remote Outdoor Unit-Air-Source) | HMH72B341 | ASPEN |  | D(A,C,E)42C36+TDR | TL8E080C16UH11 | 32800 | 17.5 | 8.5 | 34000 | 27800 | 81.76% | 2.68 | 0 | 10 |  |  |  | No | R-410A | 2.7333 | Residential & Commercial | Ducted CEE Tier 1
215423476 | Central HP <5.4 tons | YORK | HRCU-A-CB (Split System: Heat Pump with Remote Outdoor Unit-Air-Source) | HH860E2S11 | ADP |  | H,YE35*48+TXV | TM8E080C16MP11 | 43500 | 17 | 8.3 | 43500 | 33800 | 77.7% | 1.96 | 0 | 10.5 |  |  |  | No | R-454B | 3.625 | Residential & Commercial | Ducted CEE Tier 1
215423524 | Central HP <5.4 tons | YORK | HRCU-A-CB (Split System: Heat Pump with Remote Outdoor Unit-Air-Source) | HH860E2S11 | ADP |  | H,YE36*60+TXV-BLEED | TM8E100C20MP11 | 52000 | 18 | 8.3 | 53000 | 39500 | 74.53% | 1.96 | 0 | 10.5 |  |  |  | No | R-454B | 4.3333 | Residential & Commercial | Ducted CEE Tier 1
215423526 | Central HP <5.4 tons | YORK | HRCU-A-CB (Split System: Heat Pump with Remote Outdoor Unit-Air-Source) | HH860E2S11 | ADP |  | H,YE37*60+TXV | TM8E100C20MP11 | 52500 | 18 | 8.35 | 53000 | 39500 | 74.53% | 1.98 | 0 | 10.5 |  |  |  | No | R-454B | 4.375 | Residential & Commercial | Ducted CEE Tier 1
215424288 | Central HP <5.4 tons | LUXAIRE | HRCU-A-CB (Split System: Heat Pump with Remote Outdoor Unit-Air-Source) | HH860E2S11 | ADP |  | H,YE48*60+TXV-BLEED | TM8Y100C20MP11 | 44500 | 18 | 8.5 | 43000 | 33400 | 77.67% | 2 | 0 | 11.7 |  |  |  | No | R-454B | 3.7083 | Residential & Commercial | Ducted CEE Tier 1
215424305 | Central HP <5.4 tons | LUXAIRE | HRCU-A-CB (Split System: Heat Pump with Remote Outdoor Unit-Air-Source) | HH860E2S11 | ADP |  | H,YE36*60+TXV-BLEED | TM9V100C20MP12 | 50500 | 18 | 8.3 | 51500 | 38000 | 73.79% | 1.96 | 0 | 10.5 |  |  |  | No | R-454B | 4.2083 | Residential & Commercial | Ducted CEE Tier 1
215424306 | Central HP <5.4 tons | LUXAIRE | HRCU-A-CB (Split System: Heat Pump with Remote Outdoor Unit-Air-Source) | HH860E2S11 | ADP |  | H,YE48*60+TXV-BLEED | TM9V100C20MP12 | 44000 | 18 | 8.5 | 42500 | 33200 | 78.12% | 2 | 0 | 11.7 |  |  |  | No | R-454B | 3.6667 | Residential & Commercial | Ducted CEE Tier 1
215424340 | Central HP <5.4 tons | LUXAIRE | HRCU-A-CB (Split System: Heat Pump with Remote Outdoor Unit-Air-Source) | HH860E2S11 | ADP |  | H,YE48*60+TXV-BLEED | Z9ES120D20SMPS1 | 46500 | 18 | 8.5 | 45000 | 33800 | 75.11% | 2 | 0 | 11.7 |  |  |  | No | R-454B | 3.875 | Residential & Commercial | Ducted CEE Tier 1
215423535 | Central HP <5.4 tons | YORK | HRCU-A-CB (Split System: Heat Pump with Remote Outdoor Unit-Air-Source) | HH860E2S11 | ADP |  | H,YE86*60+TXV | TM8E100C20MP11 | 53500 | 19 | 8.5 | 53000 | 39500 | 74.53% | 2 | 0 | 11 |  |  |  | No | R-454B | 4.4583 | Residential & Commercial | Ducted CEE Tier 1
215375214 | Central HP <5.4 tons | RUUD | HRCU-A-CB (Split System: Heat Pump with Remote Outdoor Unit-Air-Source) | RD17AZ48AJ3N | ASPEN |  | D(A,C,E)48B44+TDR | R801V0755A21UHN | 44000 | 15.2 | 8.1 | 45500 | 32400 | 71.21% | 2.4 | 0 | 10 |  |  |  | No | R-410A | 3.6667 | Residential & Commercial | Ducted CEE Tier 1
215375247 | Central HP <5.4 tons | RUUD | HRCU-A-CB (Split System: Heat Pump with Remote Outdoor Unit-Air-Source) | RD17AZ48AJ3N | ASPEN |  | D(A,C,E)48B46+TDR | R801V1505A24UH | 44000 | 16 | 8.1 | 45500 | 32400 | 71.21% | 2.4 | 0 | 10 |  |  |  | No | R-410A | 3.6667 | Residential & Commercial | Ducted CEE Tier 1
215375281 | Central HP <5.4 tons | RUUD | HRCU-A-CB (Split System: Heat Pump with Remote Outdoor Unit-Air-Source) | RD17AZ48AJ3N | ASPEN |  | D(A,C,E)60D36+TDR | R802V1255A24UHN | 45500 | 16 | 8.1 | 45500 | 32400 | 71.21% | 2.4 | 0 | 10 |  |  |  | No | R-410A | 3.7917 | Residential & Commercial | Ducted CEE Tier 1
215375295 | Central HP <5.4 tons | RUUD | HRCU-A-CB (Split System: Heat Pump with Remote Outdoor Unit-Air-Source) | RD17AZ48AJ3N | ASPEN |  | D(A,C,E)48B46+TDR | R921V0705A21M4S | 44000 | 15.2 | 8.1 | 45500 | 32600 | 71.65% | 2.3 | 0 | 10 |  |  |  | No | R-410A | 3.6667 | Residential & Commercial | Ducted CEE Tier 1
215375297 | Central HP <5.4 tons | RUUD | HRCU-A-CB (Split System: Heat Pump with Remote Outdoor Unit-Air-Source) | RD17AZ48AJ3N | ASPEN |  | D(A,C,E)60D36+TDR | R921V0705A21M4S | 45500 | 15.2 | 8.1 | 45500 | 32600 | 71.65% | 2.3 | 0 | 10 |  |  |  | No | R-410A | 3.7917 | Residential & Commercial | Ducted CEE Tier 1
215375329 | Central HP <5.4 tons | RUUD | HRCU-A-CB (Split System: Heat Pump with Remote Outdoor Unit-Air-Source) | RD17AZ48AJ3N | ASPEN |  | D(A,C,E)60D36+TDR | R951V1155A24M4S | 45500 | 16 | 8.1 | 45500 | 32400 | 71.21% | 2.4 | 0 | 10 |  |  |  | No | R-410A | 3.7917 | Residential & Commercial | Ducted CEE Tier 1
215375331 | Central HP <5.4 tons | RUUD | HRCU-A-CB (Split System: Heat Pump with Remote Outdoor Unit-Air-Source) | RD17AZ48AJ3N | ASPEN |  | D(A,C,E)48B46+TDR | R962V0705A21M4S | 44000 | 15.2 | 8.1 | 45500 | 32600 | 71.65% | 2.3 | 0 | 10 |  |  |  | No | R-410A | 3.6667 | Residential & Commercial | Ducted CEE Tier 1
214802743 | Central HP <5.4 tons | RHEEM | HRCU-A-CB (Split System: Heat Pump with Remote Outdoor Unit-Air-Source) | RP15AZ24AJ2N | ASPEN |  | D(A,C,E)36A34+TDR | R801V1004A17UHS | 22800 | 16 | 8.2 | 22800 | 16200 | 71.05% | 2.99 | 0 | 11.9 |  |  |  | No | R-410A | 1.9 | Residential & Commercial | Ducted CEE Tier 1
214391651 | Central HP <5.4 tons | RUUD | HRCU-A-CB (Split System: Heat Pump with Remote Outdoor Unit-Air-Source) | RP15AZ24AJ2N | ASPEN |  | CP37A34+TDR | R801V0754A17UH | 22400 | 15.6 | 8.3 | 23000 | 16300 | 70.87% | 2.87 | 0 | 11.9 |  |  |  | No | R-410A | 1.8667 | Residential & Commercial | Ducted CEE Tier 1
214391686 | Central HP <5.4 tons | RUUD | HRCU-A-CB (Split System: Heat Pump with Remote Outdoor Unit-Air-Source) | RP15AZ24AJ2N | ASPEN |  | CP31A34+TDR | R951V0703A17M4S | 22400 | 16 | 8.3 | 23000 | 17200 | 74.78% | 3.07 | 0 | 11.9 |  |  |  | No | R-410A | 1.8667 | Residential & Commercial | Ducted CEE Tier 1
214394618 | Central HP <5.4 tons | RUUD | HRCU-A-CB (Split System: Heat Pump with Remote Outdoor Unit-Air-Source) | RD17AZ36AJ3N | ASPEN |  | D(A,C,E)42C44+TDR | U98MV1005A21UPS | 33200 | 18 | 8.1 | 34200 | 29600 | 86.55% | 1.9 | 0 | 10 |  |  |  | No | R-410A | 2.7667 | Residential & Commercial | Ducted CEE Tier 1
215430605 | Central HP <5.4 tons | LUXAIRE | HRCU-A-CB (Split System: Heat Pump with Remote Outdoor Unit-Air-Source) | HH836E2S11 | ADP |  | H,YG80(1,2)36+TXV | TM9V060B12MP12 | 32600 | 17 | 8.5 | 29000 | 24800 | 85.52% | 2 | 0 | 11 |  |  |  | No | R-454B | 2.7167 | Residential & Commercial | Ducted CEE Tier 1
215424204 | Central HP <5.4 tons | LUXAIRE | HRCU-A-CB (Split System: Heat Pump with Remote Outdoor Unit-Air-Source) | HH836E2S11 | ADP |  | H,YE9J*36+TXV-BLEED | LP9C060B12MP13 | 32600 | 16 | 8.5 | 29000 | 24800 | 85.52% | 2 | 0 | 11 |  |  |  | No | R-454B | 2.7167 | Residential & Commercial | Ducted CEE Tier 1
212627878 | Central HP <5.4 tons | COLEMAN | HRCU-A-CB (Split System: Heat Pump with Remote Outdoor Unit-Air-Source) | HMH72B341 | ASPEN |  | D(A,C,E)42D36+TDR | TL8E080C16UH11 | 33200 | 17.5 | 8.5 | 34000 | 27800 | 81.76% | 2.68 | 0 | 10 |  |  |  | No | R-410A | 2.7667 | Residential & Commercial | Ducted CEE Tier 1
215423540 | Central HP <5.4 tons | YORK | HRCU-A-CB (Split System: Heat Pump with Remote Outdoor Unit-Air-Source) | HH860E2S11 | ADP |  | H,YE37*60+TXV | TM8E120C16MP11 | 44500 | 17 | 8.5 | 43500 | 33800 | 77.7% | 2 | 0 | 11 |  |  |  | No | R-454B | 3.7083 | Residential & Commercial | Ducted CEE Tier 1
215423549 | Central HP <5.4 tons | YORK | HRCU-A-CB (Split System: Heat Pump with Remote Outdoor Unit-Air-Source) | HH860E2S11 | ADP |  | H,YE55*60+TXV | TM8E120C16MP11 | 44500 | 18 | 8.5 | 43500 | 33800 | 77.7% | 2 | 0 | 11 |  |  |  | No | R-454B | 3.7083 | Residential & Commercial | Ducted CEE Tier 1
215423574 | Central HP <5.4 tons | YORK | HRCU-A-CB (Split System: Heat Pump with Remote Outdoor Unit-Air-Source) | HH860E2S11 | ADP |  | H,YE55*60+TXV | TM8E130D20MP11 | 54000 | 19 | 8.5 | 53000 | 39500 | 74.53% | 2 | 0 | 11 |  |  |  | No | R-454B | 4.5 | Residential & Commercial | Ducted CEE Tier 1
215423576 | Central HP <5.4 tons | YORK | HRCU-A-CB (Split System: Heat Pump with Remote Outdoor Unit-Air-Source) | HH860E2S11 | ADP |  | H,YE84*60+TXV | TM8E130D20MP11 | 54000 | 19 | 8.5 | 53000 | 39500 | 74.53% | 2 | 0 | 11 |  |  |  | No | R-454B | 4.5 | Residential & Commercial | Ducted CEE Tier 1
215423590 | Central HP <5.4 tons | YORK | HRCU-A-CB (Split System: Heat Pump with Remote Outdoor Unit-Air-Source) | HH860E2S11 | ADP |  | H,YE54*60+TXV | TM8V080C16MP12 | 43500 | 18 | 8.5 | 42000 | 32800 | 78.1% | 2 | 0 | 11.7 |  |  |  | No | R-454B | 3.625 | Residential & Commercial | Ducted CEE Tier 1
215423601 | Central HP <5.4 tons | YORK | HRCU-A-CB (Split System: Heat Pump with Remote Outdoor Unit-Air-Source) | HH860E2S11 | ADP |  | H,YE2K*48+TXV | TM8V100C16MP12 | 43000 | 17 | 8.45 | 42000 | 32800 | 78.1% | 2 | 0 | 11.5 |  |  |  | No | R-454B | 3.5833 | Residential & Commercial | Ducted CEE Tier 1
215423626 | Central HP <5.4 tons | YORK | HRCU-A-CB (Split System: Heat Pump with Remote Outdoor Unit-Air-Source) | HH860E2S11 | ADP |  | H,YE86*60+TXV | TM8V100C20MP12 | 53000 | 19 | 8.5 | 52000 | 38500 | 74.04% | 2 | 0 | 11 |  |  |  | No | R-454B | 4.4167 | Residential & Commercial | Ducted CEE Tier 1
215423651 | Central HP <5.4 tons | YORK | HRCU-A-CB (Split System: Heat Pump with Remote Outdoor Unit-Air-Source) | HH860E2S11 | ADP |  | H,YE54*48+TXV | TM8Y080C16MP11 | 44000 | 18 | 8.5 | 42000 | 33000 | 78.57% | 2 | 0 | 11.7 |  |  |  | No | R-454B | 3.6667 | Residential & Commercial | Ducted CEE Tier 1
215424725 | Central HP <5.4 tons | LUXAIRE | HRCU-A-CB (Split System: Heat Pump with Remote Outdoor Unit-Air-Source) | HH824E2S11 | ADP |  | H,YE7J*36+TXV-BLEED | TM9Y080B12MP11 | 23000 | 17 | 9 | 21400 | 18100 | 84.58% | 2 | 0 | 11.7 |  |  |  | No | R-454B | 1.9167 | Residential & Commercial | Ducted CEE Tier 1
212624231 | Central HP <5.4 tons | COLEMAN | HRCU-A-CB (Split System: Heat Pump with Remote Outdoor Unit-Air-Source) | HMH72B341 | ASPEN |  | D(A,C,E)42D34+TDR | TMLE040A12MP11 | 32800 | 18 | 8.1 | 33400 | 29000 | 86.83% | 2.48 | 0 | 10 |  |  |  | No | R-410A | 2.7333 | Residential & Commercial | Ducted CEE Tier 1
212624251 | Central HP <5.4 tons | COLEMAN | HRCU-A-CB (Split System: Heat Pump with Remote Outdoor Unit-Air-Source) | HMH72B341 | ASPEN |  | C(A,C,D,E)48C24+TDR | TM8E080C16MP11 | 32200 | 18 | 8.5 | 34000 | 28400 | 83.53% | 2.77 | 0 | 10 |  |  |  | No | R-410A | 2.6833 | Residential & Commercial | Ducted CEE Tier 1
212624432 | Central HP <5.4 tons | COLEMAN | HRCU-A-CB (Split System: Heat Pump with Remote Outdoor Unit-Air-Source) | HMH72B341 | ASPEN |  | D(A,C,E)42D34+TDR | TM8E120C16MP11 | 33200 | 18 | 8.5 | 34000 | 28800 | 84.71% | 2.79 | 0 | 10 |  |  |  | No | R-410A | 2.7667 | Residential & Commercial | Ducted CEE Tier 1
215423665 | Central HP <5.4 tons | YORK | HRCU-A-CB (Split System: Heat Pump with Remote Outdoor Unit-Air-Source) | HH860E2S11 | ADP |  | H,YE3K*60+TXV | TM8Y100C16MP11 | 44000 | 17 | 8.5 | 42000 | 33000 | 78.57% | 2 | 0 | 11.7 |  |  |  | No | R-454B | 3.6667 | Residential & Commercial | Ducted CEE Tier 1
215423708 | Central HP <5.4 tons | YORK | HRCU-A-CB (Split System: Heat Pump with Remote Outdoor Unit-Air-Source) | HH860E2S11 | ADP |  | H,YE2K*60+TXV | TM9E080C16MP12 | 44500 | 17 | 8.45 | 43500 | 34000 | 78.16% | 2 | 0 | 11 |  |  |  | No | R-454B | 3.7083 | Residential & Commercial | Ducted CEE Tier 1
215423717 | Central HP <5.4 tons | YORK | HRCU-A-CB (Split System: Heat Pump with Remote Outdoor Unit-Air-Source) | HH860E2S11 | ADP |  | H,YE74*48+TXV | TM9E080C16MP12 | 44500 | 18 | 8.5 | 43500 | 34000 | 78.16% | 2 | 0 | 11 |  |  |  | No | R-454B | 3.7083 | Residential & Commercial | Ducted CEE Tier 1
215423749 | Central HP <5.4 tons | YORK | HRCU-A-CB (Split System: Heat Pump with Remote Outdoor Unit-Air-Source) | HH860E2S11 | ADP |  | H,YE86*60+TXV | TM9E100C16MP12 | 44500 | 18 | 8.5 | 44000 | 34000 | 77.27% | 2 | 0 | 11 |  |  |  | No | R-454B | 3.7083 | Residential & Commercial | Ducted CEE Tier 1
215423769 | Central HP <5.4 tons | YORK | HRCU-A-CB (Split System: Heat Pump with Remote Outdoor Unit-Air-Source) | HH860E2S11 | ADP |  | H,YE54*60+TXV | TM9E120D20MP12 | 53000 | 19 | 8.5 | 52500 | 39000 | 74.29% | 2 | 0 | 11 |  |  |  | No | R-454B | 4.4167 | Residential & Commercial | Ducted CEE Tier 1
215423799 | Central HP <5.4 tons | YORK | HRCU-A-CB (Split System: Heat Pump with Remote Outdoor Unit-Air-Source) | HH860E2S11 | ADP |  | H,YE3K*60+TXV | TM9V100C16MP12 | 43500 | 17 | 8.5 | 42000 | 32800 | 78.1% | 2 | 0 | 11.7 |  |  |  | No | R-454B | 3.625 | Residential & Commercial | Ducted CEE Tier 1
215423808 | Central HP <5.4 tons | YORK | HRCU-A-CB (Split System: Heat Pump with Remote Outdoor Unit-Air-Source) | HH860E2S11 | ADP |  | H,YE84*60+TXV | TM9V100C16MP12 | 43500 | 18 | 8.5 | 42000 | 32800 | 78.1% | 2 | 0 | 11.7 |  |  |  | No | R-454B | 3.625 | Residential & Commercial | Ducted CEE Tier 1
215423842 | Central HP <5.4 tons | YORK | HRCU-A-CB (Split System: Heat Pump with Remote Outdoor Unit-Air-Source) | HH860E2S11 | ADP |  | H,YE2K*60+TXV | TM9Y080C16MP11 | 43500 | 16 | 8.45 | 42500 | 33400 | 78.59% | 2 | 0 | 10.5 |  |  |  | No | R-454B | 3.625 | Residential & Commercial | Ducted CEE Tier 1
215375333 | Central HP <5.4 tons | RUUD | HRCU-A-CB (Split System: Heat Pump with Remote Outdoor Unit-Air-Source) | RD17AZ48AJ3N | ASPEN |  | D(A,C,E)60D36+TDR | R962V0705A21M4S | 45500 | 15.2 | 8.1 | 45500 | 32600 | 71.65% | 2.3 | 0 | 10 |  |  |  | No | R-410A | 3.7917 | Residential & Commercial | Ducted CEE Tier 1
215375344 | Central HP <5.4 tons | RUUD | HRCU-A-CB (Split System: Heat Pump with Remote Outdoor Unit-Air-Source) | RD17AZ48AJ3N | ASPEN |  | D(A,C,E)60D34+TDR | R962V1155A24M4S | 45500 | 16 | 8.1 | 45500 | 32400 | 71.21% | 2.4 | 0 | 10 |  |  |  | No | R-410A | 3.7917 | Residential & Commercial | Ducted CEE Tier 1
212624434 | Central HP <5.4 tons | COLEMAN | HRCU-A-CB (Split System: Heat Pump with Remote Outdoor Unit-Air-Source) | HMH72B341 | ASPEN |  | D(A,C,E)48D34+TDR | TM8E120C16MP11 | 33200 | 18 | 8.5 | 34000 | 28800 | 84.71% | 2.79 | 0 | 10 |  |  |  | No | R-410A | 2.7667 | Residential & Commercial | Ducted CEE Tier 1
212624618 | Central HP <5.4 tons | COLEMAN | HRCU-A-CB (Split System: Heat Pump with Remote Outdoor Unit-Air-Source) | HMH72B341 | ASPEN |  | D(A,C,E)36B44+TDR | TM8V100C16MP12 | 33000 | 17.5 | 8.5 | 34000 | 27400 | 80.59% | 2.67 | 0 | 10 |  |  |  | No | R-410A | 2.75 | Residential & Commercial | Ducted CEE Tier 1
212624634 | Central HP <5.4 tons | COLEMAN | HRCU-A-CB (Split System: Heat Pump with Remote Outdoor Unit-Air-Source) | HMH72B341 | ASPEN |  | D(A,C,E)48D34+TDR | TM8V100C16MP12 | 33400 | 17.5 | 8.5 | 34000 | 27400 | 80.59% | 2.67 | 0 | 10 |  |  |  | No | R-410A | 2.7833 | Residential & Commercial | Ducted CEE Tier 1
212624702 | Central HP <5.4 tons | COLEMAN | HRCU-A-CB (Split System: Heat Pump with Remote Outdoor Unit-Air-Source) | HMH72B341 | ASPEN |  | D(A,C,E)42D34+TDR | TPLC080C16MP13 | 33200 | 17.5 | 8.1 | 33800 | 27400 | 81.07% | 2.47 | 0 | 10 |  |  |  | No | R-410A | 2.7667 | Residential & Commercial | Ducted CEE Tier 1
216439109 | Central HP <5.4 tons | AMERISTAR | HRCU-A-CB (Split System: Heat Pump with Remote Outdoor Unit-Air-Source) | A5HL5060A1000AA |  |  | A5AHV007A1D3 |  | 53000 | 16 | 8.1 | 54000 | 42000 | 77.78% | 1.75 | 0 | 10 |  |  |  | No | R-454B | 4.4167 | Residential & Commercial | Ducted CEE Tier 1
214571186 | Central HP <5.4 tons | KENMORE | HRCU-A-CB (Split System: Heat Pump with Remote Outdoor Unit-Air-Source) | (C,H,T)VH825GKA3* |  |  | EN(A,D,W)4X42L21**+WALLCON | *97CMN0602120B* | 23600 | 16 | 8.1 | 21600 | 16700 | 77.31% | 1.94 | 0 | 11 |  |  |  | No | R-410A | 1.9667 | Residential & Commercial | Ducted CEE Tier 1
214572556 | Central HP <5.4 tons | KENMORE | HRCU-A-CB (Split System: Heat Pump with Remote Outdoor Unit-Air-Source) | (C,H,T)VH837GKA** |  |  | EA*4X37L21A*+WALLCON | *95CSU1002122B* | 33000 | 17.5 | 8.5 | 32600 | 25000 | 76.69% | 2 | 0 | 11.5 |  |  |  | No | R-410A | 2.75 | Residential & Commercial | Ducted CEE Tier 1
214571116 | Central HP <5.4 tons | KENMORE | HRCU-A-CB (Split System: Heat Pump with Remote Outdoor Unit-Air-Source) | (C,H,T)VH825GKA3* |  |  | EN(A,D)4X36L21**+WALLCON | *95CSU1002122B* | 23400 | 16.5 | 8.1 | 21600 | 16700 | 77.31% | 1.92 | 0 | 11 |  |  |  | No | R-410A | 1.95 | Residential & Commercial | Ducted CEE Tier 1
215423849 | Central HP <5.4 tons | YORK | HRCU-A-CB (Split System: Heat Pump with Remote Outdoor Unit-Air-Source) | HH860E2S11 | ADP |  | H,YE55*60+TXV | TM9Y080C16MP11 | 44000 | 17 | 8.5 | 42500 | 33400 | 78.59% | 2 | 0 | 11 |  |  |  | No | R-454B | 3.6667 | Residential & Commercial | Ducted CEE Tier 1
215423883 | Central HP <5.4 tons | YORK | HRCU-A-CB (Split System: Heat Pump with Remote Outdoor Unit-Air-Source) | HH860E2S11 | ADP |  | H,YE86*60+TXV | TM9Y100C20MP11 | 52500 | 18 | 8.5 | 52500 | 39000 | 74.29% | 2 | 0 | 11 |  |  |  | No | R-454B | 4.375 | Residential & Commercial | Ducted CEE Tier 1
215423908 | Central HP <5.4 tons | YORK | HRCU-A-CB (Split System: Heat Pump with Remote Outdoor Unit-Air-Source) | HH860E2S11 | ADP |  | H,YE54*48+TXV | Y81E080C16SMPS1 | 44500 | 18 | 8.5 | 42500 | 33000 | 77.65% | 2 | 0 | 12 |  |  |  | No | R-454B | 3.7083 | Residential & Commercial | Ducted CEE Tier 1
215423928 | Central HP <5.4 tons | YORK | HRCU-A-CB (Split System: Heat Pump with Remote Outdoor Unit-Air-Source) | HH860E2S11 | ADP |  | H,YE35*48+TXV | Y81E100C16SMPS1 | 43000 | 17 | 8.3 | 42000 | 32800 | 78.1% | 1.96 | 0 | 11.7 |  |  |  | No | R-454B | 3.5833 | Residential & Commercial | Ducted CEE Tier 1
215423944 | Central HP <5.4 tons | YORK | HRCU-A-CB (Split System: Heat Pump with Remote Outdoor Unit-Air-Source) | HH860E2S11 | ADP |  | H,YE84*60+TXV | Y81E100C16SMPS1 | 44000 | 18 | 8.5 | 42000 | 32800 | 78.1% | 2 | 0 | 12 |  |  |  | No | R-454B | 3.6667 | Residential & Commercial | Ducted CEE Tier 1
215423976 | Central HP <5.4 tons | YORK | HRCU-A-CB (Split System: Heat Pump with Remote Outdoor Unit-Air-Source) | HH860E2S11 | ADP |  | H,YE86*60+TXV | Y81E120C16SMPS1 | 44000 | 18 | 8.5 | 41500 | 32600 | 78.55% | 2 | 0 | 12 |  |  |  | No | R-454B | 3.6667 | Residential & Commercial | Ducted CEE Tier 1
215423978 | Central HP <5.4 tons | YORK | HRCU-A-CB (Split System: Heat Pump with Remote Outdoor Unit-Air-Source) | HH860E2S11 | ADP |  | H,YE36*60+TXV | Y81E120C20SMPS1 | 51000 | 18 | 8.3 | 51500 | 38000 | 73.79% | 1.96 | 0 | 11 |  |  |  | No | R-454B | 4.25 | Residential & Commercial | Ducted CEE Tier 1
215423985 | Central HP <5.4 tons | YORK | HRCU-A-CB (Split System: Heat Pump with Remote Outdoor Unit-Air-Source) | HH860E2S11 | ADP |  | H,YE55*60+TXV | Y81E120C20SMPS1 | 52500 | 19 | 8.5 | 51500 | 38000 | 73.79% | 2 | 0 | 11.7 |  |  |  | No | R-454B | 4.375 | Residential & Commercial | Ducted CEE Tier 1
215424462 | Central HP <5.4 tons | YORK | HRCU-A-CB (Split System: Heat Pump with Remote Outdoor Unit-Air-Source) | HH824E2S11 | ADP |  | H,YE31*24+TXV | TM8E080B12MP11 | 21800 | 17 | 8.5 | 21200 | 17500 | 82.55% | 1.9 | 0 | 11 |  |  |  | No | R-454B | 1.8167 | Residential & Commercial | Ducted CEE Tier 1
215424469 | Central HP <5.4 tons | YORK | HRCU-A-CB (Split System: Heat Pump with Remote Outdoor Unit-Air-Source) | HH824E2S11 | ADP |  | H,YE8J*30+TXV | TM8E080B12MP11 | 23000 | 17 | 9 | 21400 | 17600 | 82.24% | 2 | 0 | 12 |  |  |  | No | R-454B | 1.9167 | Residential & Commercial | Ducted CEE Tier 1
203025011 | Central HP <5.4 tons | BOSCH | HRCU-A-CB (Split System: Heat Pump with Remote Outdoor Unit-Air-Source) | BOVA-36HDN1-M20G |  |  | BMA*2430BNTD | BGH96M080B3A | 24000 | 18.5 | 9 | 24000 | 17400 | 72.5% | 1.9 | 13.5 | 12 |  |  |  | No | R-410A | 2 | Residential & Commercial | Ducted CEE Tier 1
215424478 | Central HP <5.4 tons | YORK | HRCU-A-CB (Split System: Heat Pump with Remote Outdoor Unit-Air-Source) | HH824E2S11 | ADP |  | H,YE8J*30+TXV | TM8E100B12MP11 | 23000 | 17 | 9 | 21400 | 17600 | 82.24% | 2 | 0 | 12 |  |  |  | No | R-454B | 1.9167 | Residential & Commercial | Ducted CEE Tier 1
215424510 | Central HP <5.4 tons | YORK | HRCU-A-CB (Split System: Heat Pump with Remote Outdoor Unit-Air-Source) | HH824E2S11 | ADP |  | H,YE31*30+TXV | TM9E040A10MP12 | 21800 | 16 | 8.5 | 21200 | 17700 | 83.49% | 1.9 | 0 | 10 |  |  |  | No | R-454B | 1.8167 | Residential & Commercial | Ducted CEE Tier 1
215375253 | Central HP <5.4 tons | RUUD | HRCU-A-CB (Split System: Heat Pump with Remote Outdoor Unit-Air-Source) | RD17AZ48AJ3N | ASPEN |  | D(A,C,E)60D36+TDR | R802V0755A21DZ | 45500 | 16 | 8.1 | 45500 | 32400 | 71.21% | 2.4 | 0 | 10 |  |  |  | No | R-410A | 3.7917 | Residential & Commercial | Ducted CEE Tier 1
215375273 | Central HP <5.4 tons | RUUD | HRCU-A-CB (Split System: Heat Pump with Remote Outdoor Unit-Air-Source) | RD17AZ48AJ3N | ASPEN |  | D(A,C,E)60D36+TDR | R802V1005A21UHS | 45500 | 16 | 8.1 | 45500 | 32400 | 71.21% | 2.4 | 0 | 10 |  |  |  | No | R-410A | 3.7917 | Residential & Commercial | Ducted CEE Tier 1
215424017 | Central HP <5.4 tons | YORK | HRCU-A-CB (Split System: Heat Pump with Remote Outdoor Unit-Air-Source) | HH860E2S11 | ADP |  | H,YE74*48+TXV | Y91E080C16SMPS1 | 45000 | 18 | 8.5 | 45000 | 33400 | 74.22% | 2 | 0 | 11.7 |  |  |  | No | R-454B | 3.75 | Residential & Commercial | Ducted CEE Tier 1
215424028 | Central HP <5.4 tons | YORK | HRCU-A-CB (Split System: Heat Pump with Remote Outdoor Unit-Air-Source) | HH860E2S11 | ADP |  | H,YE48*60+TXV-BLEED | Y91E080C20SMPS1 | 44500 | 18 | 8.5 | 44500 | 33000 | 74.16% | 2 | 0 | 12 |  |  |  | No | R-454B | 3.7083 | Residential & Commercial | Ducted CEE Tier 1
215424067 | Central HP <5.4 tons | YORK | HRCU-A-CB (Split System: Heat Pump with Remote Outdoor Unit-Air-Source) | HH860E2S11 | ADP |  | H,YE54*48+TXV | Y91E100C20SMPS1 | 45500 | 18 | 8.5 | 45000 | 33600 | 74.67% | 2 | 0 | 11.7 |  |  |  | No | R-454B | 3.7917 | Residential & Commercial | Ducted CEE Tier 1
215424069 | Central HP <5.4 tons | YORK | HRCU-A-CB (Split System: Heat Pump with Remote Outdoor Unit-Air-Source) | HH860E2S11 | ADP |  | H,YE55*60+TXV | Y91E100C20SMPS1 | 45500 | 18 | 8.5 | 45000 | 33600 | 74.67% | 2 | 0 | 11.7 |  |  |  | No | R-454B | 3.7917 | Residential & Commercial | Ducted CEE Tier 1
215424110 | Central HP <5.4 tons | YORK | HRCU-A-CB (Split System: Heat Pump with Remote Outdoor Unit-Air-Source) | HH860E2S11 | ADP |  | H,YE36*48+TXV | YP9C100C16MP13 | 43000 | 17 | 8.4 | 42000 | 32800 | 78.1% | 1.98 | 0 | 11.5 |  |  |  | No | R-454B | 3.5833 | Residential & Commercial | Ducted CEE Tier 1
215424119 | Central HP <5.4 tons | YORK | HRCU-A-CB (Split System: Heat Pump with Remote Outdoor Unit-Air-Source) | HH860E2S11 | ADP |  | H,YE54*48+TXV | YP9C100C16MP13 | 43500 | 18 | 8.5 | 42000 | 32800 | 78.1% | 2 | 0 | 11.7 |  |  |  | No | R-454B | 3.625 | Residential & Commercial | Ducted CEE Tier 1
215424133 | Central HP <5.4 tons | YORK | HRCU-A-CB (Split System: Heat Pump with Remote Outdoor Unit-Air-Source) | HH860E2S11 | ADP |  | H,YE48*60+TXV | YP9C100C20MP13 | 44000 | 18 | 8.5 | 42500 | 33200 | 78.12% | 2 | 0 | 11.7 |  |  |  | No | R-454B | 3.6667 | Residential & Commercial | Ducted CEE Tier 1
215423197 | Central HP <5.4 tons | YORK | HRCU-A-CB (Split System: Heat Pump with Remote Outdoor Unit-Air-Source) | HH836E2S11 | ADP |  | H,YE35*36+TXV | TL9E100C20UH11 | 33800 | 17 | 8.5 | 30000 | 25000 | 83.33% | 2 | 0 | 11 |  |  |  | No | R-454B | 2.8167 | Residential & Commercial | Ducted CEE Tier 1
215423199 | Central HP <5.4 tons | YORK | HRCU-A-CB (Split System: Heat Pump with Remote Outdoor Unit-Air-Source) | HH836E2S11 | ADP |  | H,YE9J*36+TXV | TL9E100C20UH11 | 33800 | 17 | 8.5 | 30000 | 25000 | 83.33% | 2 | 0 | 11 |  |  |  | No | R-454B | 2.8167 | Residential & Commercial | Ducted CEE Tier 1
212625287 | Central HP <5.4 tons | COLEMAN | HRCU-A-CB (Split System: Heat Pump with Remote Outdoor Unit-Air-Source) | HMH72B341 | ASPEN |  | D(A,C,E)48C34+TDR | TL8E100C20UH11 | 33200 | 17.5 | 8.5 | 34000 | 27400 | 80.59% | 2.69 | 0 | 10 |  |  |  | No | R-410A | 2.7667 | Residential & Commercial | Ducted CEE Tier 1
207658549 | Central HP <5.4 tons | BOSCH | HRCU-A-CB (Split System: Heat Pump with Remote Outdoor Unit-Air-Source) | BOVB-60HDN1-M20G |  |  | BMA*4248BNTF | BGH96M080B3A | 42500 | 17 | 8.8 | 43500 | 31000 | 71.26% | 1.9 | 11.2 | 11.7 |  |  |  | No | R-410A | 3.5417 | Residential & Commercial | Ducted CEE Tier 1
215424512 | Central HP <5.4 tons | YORK | HRCU-A-CB (Split System: Heat Pump with Remote Outdoor Unit-Air-Source) | HH824E2S11 | ADP |  | H,YE33*36+TXV | TM9E040A10MP12 | 22600 | 16 | 8.8 | 21400 | 17700 | 82.71% | 1.96 | 0 | 10.5 |  |  |  | No | R-454B | 1.8833 | Residential & Commercial | Ducted CEE Tier 1
215424537 | Central HP <5.4 tons | YORK | HRCU-A-CB (Split System: Heat Pump with Remote Outdoor Unit-Air-Source) | HH824E2S11 | ADP |  | H,YE31*30+TXV | TM9E080B12MP12 | 21800 | 17 | 8.5 | 21200 | 17600 | 83.02% | 1.9 | 0 | 11 |  |  |  | No | R-454B | 1.8167 | Residential & Commercial | Ducted CEE Tier 1
215424553 | Central HP <5.4 tons | YORK | HRCU-A-CB (Split System: Heat Pump with Remote Outdoor Unit-Air-Source) | HH824E2S11 | ADP |  | H,YE8J*36+TXV | TM9V040A10MP12 | 22600 | 16 | 8.9 | 21400 | 17100 | 79.91% | 1.98 | 0 | 10.5 |  |  |  | No | R-454B | 1.8833 | Residential & Commercial | Ducted CEE Tier 1
215424596 | Central HP <5.4 tons | YORK | HRCU-A-CB (Split System: Heat Pump with Remote Outdoor Unit-Air-Source) | HH824E2S11 | ADP |  | H,YE7J*36+TXV | TM9Y080B12MP11 | 23000 | 17 | 9 | 21400 | 18100 | 84.58% | 2 | 0 | 11.7 |  |  |  | No | R-454B | 1.9167 | Residential & Commercial | Ducted CEE Tier 1
215375288 | Central HP <5.4 tons | RUUD | HRCU-A-CB (Split System: Heat Pump with Remote Outdoor Unit-Air-Source) | RD17AZ48AJ3N | ASPEN |  | D(A,C,E)60D34+TDR | R802V1505A24UHN | 45500 | 16 | 8.1 | 45500 | 32400 | 71.21% | 2.4 | 0 | 10 |  |  |  | No | R-410A | 3.7917 | Residential & Commercial | Ducted CEE Tier 1
216019524 | Central HP <5.4 tons | YORK | HRCU-A-CB (Split System: Heat Pump with Remote Outdoor Unit-Air-Source) | HH860E2S11 | ADP |  | AX600CT |  | 46000 | 19 | 9 | 44000 | 33600 | 76.36% | 2.1 | 0 | 12 |  |  |  | No | R-454B | 3.8333 | Residential & Commercial | Ducted CEE Tier 1
214389876 | Central HP <5.4 tons | CARRIER | HRCU-A-CB (Split System: Heat Pump with Remote Outdoor Unit-Air-Source) | 25VNA424A*031* | ADP |  | H,PG9J936 | 58TN*B070C17**16 | 23400 | 20 | 10.5 | 25000 | 19400 | 77.6% | 2.46 | 0 | 13 |  |  |  | No | R-410A | 1.95 | Residential & Commercial | Ducted CEE Tier 1
215425337 | Central HP <5.4 tons | YORK | HRCU-A-CB (Split System: Heat Pump with Remote Outdoor Unit-Air-Source) | HH860E2S11 | ADP |  | H,YE37*48+TXV | TM8E080C16MP11 | 44500 | 17 | 8.5 | 43500 | 33800 | 77.7% | 2 | 0 | 11 |  |  |  | No | R-454B | 3.7083 | Residential & Commercial | Ducted CEE Tier 1
215424142 | Central HP <5.4 tons | YORK | HRCU-A-CB (Split System: Heat Pump with Remote Outdoor Unit-Air-Source) | HH860E2S11 | ADP |  | H,YE2K*60+TXV | YP9C120D20MP13 | 52000 | 18 | 8.35 | 52500 | 39000 | 74.29% | 1.96 | 0 | 10.5 |  |  |  | No | R-454B | 4.3333 | Residential & Commercial | Ducted CEE Tier 1
215425330 | Central HP <5.4 tons | YORK | HRCU-A-CB (Split System: Heat Pump with Remote Outdoor Unit-Air-Source) | HH860E2S11 | ADP |  | H,YE49*48+TXV | TL9E080C16UH11 | 44500 | 18 | 8.5 | 44000 | 34000 | 77.27% | 2 | 0 | 11 |  |  |  | No | R-454B | 3.7083 | Residential & Commercial | Ducted CEE Tier 1
215425346 | Central HP <5.4 tons | YORK | HRCU-A-CB (Split System: Heat Pump with Remote Outdoor Unit-Air-Source) | HH860E2S11 | ADP |  | H,YE84*48+TXV | TM8E080C16MP11 | 44500 | 18 | 8.5 | 43500 | 33800 | 77.7% | 2 | 0 | 11 |  |  |  | No | R-454B | 3.7083 | Residential & Commercial | Ducted CEE Tier 1
215425371 | Central HP <5.4 tons | YORK | HRCU-A-CB (Split System: Heat Pump with Remote Outdoor Unit-Air-Source) | HH860E2S11 | ADP |  | H,YE74*60+TXV | TM8E120C16MP11 | 44500 | 18 | 8.5 | 43500 | 33800 | 77.7% | 2 | 0 | 11 |  |  |  | No | R-454B | 3.7083 | Residential & Commercial | Ducted CEE Tier 1
215425407 | Central HP <5.4 tons | YORK | HRCU-A-CB (Split System: Heat Pump with Remote Outdoor Unit-Air-Source) | HH860E2S11 | ADP |  | H,YE74*60+TXV | TM8V120C20MP12 | 53000 | 19 | 8.5 | 52000 | 38500 | 74.04% | 2 | 0 | 11 |  |  |  | No | R-454B | 4.4167 | Residential & Commercial | Ducted CEE Tier 1
215423208 | Central HP <5.4 tons | YORK | HRCU-A-CB (Split System: Heat Pump with Remote Outdoor Unit-Air-Source) | HH836E2S11 | ADP |  | H,YE9J*36+TXV-BLEED | TM8E080C16MP11 | 32400 | 18 | 8.5 | 29200 | 23600 | 80.82% | 2 | 0 | 10.5 |  |  |  | No | R-454B | 2.7 | Residential & Commercial | Ducted CEE Tier 1
215423222 | Central HP <5.4 tons | YORK | HRCU-A-CB (Split System: Heat Pump with Remote Outdoor Unit-Air-Source) | HH836E2S11 | ADP |  | H,YE35*36+TXV | TM8E100C16MP11 | 33600 | 18 | 8.5 | 29600 | 24800 | 83.78% | 2 | 0 | 11 |  |  |  | No | R-454B | 2.8 | Residential & Commercial | Ducted CEE Tier 1
215423233 | Central HP <5.4 tons | YORK | HRCU-A-CB (Split System: Heat Pump with Remote Outdoor Unit-Air-Source) | HH836E2S11 | ADP |  | H,YE9J*36+TXV-BLEED | TM8E120C16MP11 | 32600 | 18 | 8.5 | 29400 | 23800 | 80.95% | 2 | 0 | 10.5 |  |  |  | No | R-454B | 2.7167 | Residential & Commercial | Ducted CEE Tier 1
215423265 | Central HP <5.4 tons | YORK | HRCU-A-CB (Split System: Heat Pump with Remote Outdoor Unit-Air-Source) | HH836E2S11 | ADP |  | H,YE80*36+TXV | TM8Y080C16MP11 | 33200 | 19 | 8.5 | 29800 | 24000 | 80.54% | 2 | 0 | 11 |  |  |  | No | R-454B | 2.7667 | Residential & Commercial | Ducted CEE Tier 1
215375307 | Central HP <5.4 tons | RUUD | HRCU-A-CB (Split System: Heat Pump with Remote Outdoor Unit-Air-Source) | RD17AZ48AJ3N | ASPEN |  | D(A,C,E)48B46+TDR | R921V1155A24M4S | 44000 | 16 | 8.1 | 45500 | 32400 | 71.21% | 2.4 | 0 | 10 |  |  |  | No | R-410A | 3.6667 | Residential & Commercial | Ducted CEE Tier 1
215375320 | Central HP <5.4 tons | RUUD | HRCU-A-CB (Split System: Heat Pump with Remote Outdoor Unit-Air-Source) | RD17AZ48AJ3N | ASPEN |  | D(A,C,E)60D34+TDR | R951V1005A21M4S | 45500 | 15.2 | 8.1 | 45500 | 32600 | 71.65% | 2.3 | 0 | 10 |  |  |  | No | R-410A | 3.7917 | Residential & Commercial | Ducted CEE Tier 1
215375322 | Central HP <5.4 tons | RUUD | HRCU-A-CB (Split System: Heat Pump with Remote Outdoor Unit-Air-Source) | RD17AZ48AJ3N | ASPEN |  | D(A,C,E)48B44+TDR | R951V1005A21UHU | 44000 | 15.2 | 8.1 | 45500 | 32600 | 71.65% | 2.3 | 0 | 10 |  |  |  | No | R-410A | 3.6667 | Residential & Commercial | Ducted CEE Tier 1
215425430 | Central HP <5.4 tons | YORK | HRCU-A-CB (Split System: Heat Pump with Remote Outdoor Unit-Air-Source) | HH860E2S11 | ADP |  | H,YE72*60+TXV | TM8Y100C20MP11 | 53500 | 19 | 8.5 | 53000 | 39500 | 74.53% | 2 | 0 | 11 |  |  |  | No | R-454B | 4.4583 | Residential & Commercial | Ducted CEE Tier 1
215425432 | Central HP <5.4 tons | YORK | HRCU-A-CB (Split System: Heat Pump with Remote Outdoor Unit-Air-Source) | HH860E2S11 | ADP |  | H,YE74*60+TXV | TM8Y100C20MP11 | 53500 | 19 | 8.5 | 53000 | 39500 | 74.53% | 2 | 0 | 11 |  |  |  | No | R-454B | 4.4583 | Residential & Commercial | Ducted CEE Tier 1
215425446 | Central HP <5.4 tons | YORK | HRCU-A-CB (Split System: Heat Pump with Remote Outdoor Unit-Air-Source) | HH860E2S11 | ADP |  | H,YE86*48+TXV | TM9E080C16MP12 | 44500 | 18 | 8.5 | 43500 | 34000 | 78.16% | 2 | 0 | 11 |  |  |  | No | R-454B | 3.7083 | Residential & Commercial | Ducted CEE Tier 1
215425455 | Central HP <5.4 tons | YORK | HRCU-A-CB (Split System: Heat Pump with Remote Outdoor Unit-Air-Source) | HH860E2S11 | ADP |  | H,YE53*48+TXV | TM9E100C16MP12 | 44500 | 18 | 8.5 | 44000 | 34000 | 77.27% | 2 | 0 | 11 |  |  |  | No | R-454B | 3.7083 | Residential & Commercial | Ducted CEE Tier 1
215425471 | Central HP <5.4 tons | YORK | HRCU-A-CB (Split System: Heat Pump with Remote Outdoor Unit-Air-Source) | HH860E2S11 | ADP |  | H,YE49*48+TXV | TM9V080C16MP12 | 43500 | 18 | 8.5 | 42000 | 33000 | 78.57% | 2 | 0 | 11 |  |  |  | No | R-454B | 3.625 | Residential & Commercial | Ducted CEE Tier 1
215425480 | Central HP <5.4 tons | YORK | HRCU-A-CB (Split System: Heat Pump with Remote Outdoor Unit-Air-Source) | HH860E2S11 | ADP |  | H,YE55*48+TXV | TM9V100C16MP12 | 43500 | 18 | 8.5 | 42000 | 32800 | 78.1% | 2 | 0 | 11.7 |  |  |  | No | R-454B | 3.625 | Residential & Commercial | Ducted CEE Tier 1
215425482 | Central HP <5.4 tons | YORK | HRCU-A-CB (Split System: Heat Pump with Remote Outdoor Unit-Air-Source) | HH860E2S11 | ADP |  | H,YE49*48+TXV | TM9V100C16MP12 | 43500 | 18 | 8.5 | 42000 | 32800 | 78.1% | 2 | 0 | 11.7 |  |  |  | No | R-454B | 3.625 | Residential & Commercial | Ducted CEE Tier 1
215425496 | Central HP <5.4 tons | YORK | HRCU-A-CB (Split System: Heat Pump with Remote Outdoor Unit-Air-Source) | HH860E2S11 | ADP |  | H,YE1K*48+TXV | TM9Y080C16MP11 | 43500 | 16 | 8.45 | 42500 | 33400 | 78.59% | 1.98 | 0 | 10.5 |  |  |  | No | R-454B | 3.625 | Residential & Commercial | Ducted CEE Tier 1
215375160 | Central HP <5.4 tons | RUUD | HRCU-A-CB (Split System: Heat Pump with Remote Outdoor Unit-Air-Source) | RD17AZ36AJ3N | ASPEN |  | D(A,C,E)36C46+TDR | R921V0403A17M4S | 33000 | 18 | 8.1 | 34200 | 31400 | 91.81% | 1.9 | 0 | 10 |  |  |  | No | R-410A | 2.75 | Residential & Commercial | Ducted CEE Tier 1
215375170 | Central HP <5.4 tons | RUUD | HRCU-A-CB (Split System: Heat Pump with Remote Outdoor Unit-Air-Source) | RD17AZ36AJ3N | ASPEN |  | D(A,C,E)36C46+TDR | R921V1005A21M4S | 33000 | 17 | 8.1 | 34200 | 31400 | 91.81% | 1.9 | 0 | 10 |  |  |  | No | R-410A | 2.75 | Residential & Commercial | Ducted CEE Tier 1
215375172 | Central HP <5.4 tons | RUUD | HRCU-A-CB (Split System: Heat Pump with Remote Outdoor Unit-Air-Source) | RD17AZ36AJ3N | ASPEN |  | D(A,C,E)36C46+TDR | R951V0403A17M4S | 33000 | 18 | 8.1 | 34200 | 31400 | 91.81% | 1.9 | 0 | 10 |  |  |  | No | R-410A | 2.75 | Residential & Commercial | Ducted CEE Tier 1
215423365 | Central HP <5.4 tons | YORK | HRCU-A-CB (Split System: Heat Pump with Remote Outdoor Unit-Air-Source) | HH836E2S11 | ADP |  | H,YE80*36+TXV | Y81E080B12SMPS1 | 32800 | 18 | 8.5 | 28400 | 24400 | 85.92% | 2 | 0 | 11.7 |  |  |  | No | R-454B | 2.7333 | Residential & Commercial | Ducted CEE Tier 1
215423392 | Central HP <5.4 tons | YORK | HRCU-A-CB (Split System: Heat Pump with Remote Outdoor Unit-Air-Source) | HH836E2S11 | ADP |  | H,YE35*36+TXV | Y81E120C16SMPS1 | 34000 | 18 | 8.5 | 29600 | 24800 | 83.78% | 2 | 0 | 11.7 |  |  |  | No | R-454B | 2.8333 | Residential & Commercial | Ducted CEE Tier 1
215423401 | Central HP <5.4 tons | YORK | HRCU-A-CB (Split System: Heat Pump with Remote Outdoor Unit-Air-Source) | HH836E2S11 | ADP |  | H,YE34*36+TXV | Y82E080B12LMPS1 | 32400 | 18 | 8.4 | 28400 | 24400 | 85.92% | 1.98 | 0 | 11.5 |  |  |  | No | R-454B | 2.7 | Residential & Commercial | Ducted CEE Tier 1
215423424 | Central HP <5.4 tons | YORK | HRCU-A-CB (Split System: Heat Pump with Remote Outdoor Unit-Air-Source) | HH836E2S11 | ADP |  | H,YE9J*36+TXV | YP9C060B12MP13 | 32600 | 16 | 8.5 | 29000 | 24800 | 85.52% | 2 | 0 | 11 |  |  |  | No | R-454B | 2.7167 | Residential & Commercial | Ducted CEE Tier 1
215425498 | Central HP <5.4 tons | YORK | HRCU-A-CB (Split System: Heat Pump with Remote Outdoor Unit-Air-Source) | HH860E2S11 | ADP |  | H,YE53*48+TXV | TM9Y080C16MP11 | 44000 | 17 | 8.5 | 42500 | 33400 | 78.59% | 2 | 0 | 11 |  |  |  | No | R-454B | 3.6667 | Residential & Commercial | Ducted CEE Tier 1
215425523 | Central HP <5.4 tons | YORK | HRCU-A-CB (Split System: Heat Pump with Remote Outdoor Unit-Air-Source) | HH860E2S11 | ADP |  | H,YE3K*48+TXV | Y81E080C16SMPS1 | 44500 | 18 | 8.5 | 42500 | 33000 | 77.65% | 2 | 0 | 12 |  |  |  | No | R-454B | 3.7083 | Residential & Commercial | Ducted CEE Tier 1
215425546 | Central HP <5.4 tons | YORK | HRCU-A-CB (Split System: Heat Pump with Remote Outdoor Unit-Air-Source) | HH860E2S11 | ADP |  | H,YE72*60+TXV | Y81E100C20SMPS1 | 44500 | 18 | 8.5 | 42500 | 33000 | 77.65% | 2 | 0 | 12 |  |  |  | No | R-454B | 3.7083 | Residential & Commercial | Ducted CEE Tier 1
214440925 | Central HP <5.4 tons | CARRIER | HRCU-A-CB (Split System: Heat Pump with Remote Outdoor Unit-Air-Source) | 25VNA424A*031* | ADP |  | H,PG34936 | 59TN6C040C14**10 | 22800 | 18 | 10 | 25400 | 20000 | 78.74% | 2.32 | 0 | 11.5 |  |  |  | No | R-410A | 1.9 | Residential & Commercial | Ducted CEE Tier 1
215423449 | Central HP <5.4 tons | YORK | HRCU-A-CB (Split System: Heat Pump with Remote Outdoor Unit-Air-Source) | HH860E2S11 | ADP |  | H,YE36*60+TXV | TL9E080C16UH11 | 44000 | 17 | 8.4 | 44000 | 34000 | 77.27% | 1.98 | 0 | 10.5 |  |  |  | No | R-454B | 3.6667 | Residential & Commercial | Ducted CEE Tier 1
215423451 | Central HP <5.4 tons | YORK | HRCU-A-CB (Split System: Heat Pump with Remote Outdoor Unit-Air-Source) | HH860E2S11 | ADP |  | H,YE2K*48+TXV | TL9E080C16UH11 | 44500 | 17 | 8.45 | 44000 | 34000 | 77.27% | 2 | 0 | 11 |  |  |  | No | R-454B | 3.7083 | Residential & Commercial | Ducted CEE Tier 1
215423456 | Central HP <5.4 tons | YORK | HRCU-A-CB (Split System: Heat Pump with Remote Outdoor Unit-Air-Source) | HH860E2S11 | ADP |  | H,YE48*60+TXV | TL9E080C16UH11 | 44500 | 18 | 8.5 | 44000 | 34000 | 77.27% | 2 | 0 | 11 |  |  |  | No | R-454B | 3.7083 | Residential & Commercial | Ducted CEE Tier 1
215423490 | Central HP <5.4 tons | YORK | HRCU-A-CB (Split System: Heat Pump with Remote Outdoor Unit-Air-Source) | HH860E2S11 | ADP |  | H,YE49*60+TXV | TM8E080C16MP11 | 44500 | 18 | 8.5 | 43500 | 33800 | 77.7% | 2 | 0 | 11 |  |  |  | No | R-454B | 3.7083 | Residential & Commercial | Ducted CEE Tier 1
215424619 | Central HP <5.4 tons | YORK | HRCU-A-CB (Split System: Heat Pump with Remote Outdoor Unit-Air-Source) | HH824E2S11 | ADP |  | H,YE32*36+TXV | Y81E100B12SMPS1 | 23000 | 17 | 8.95 | 21400 | 18200 | 85.05% | 1.98 | 0 | 12 |  |  |  | No | R-454B | 1.9167 | Residential & Commercial | Ducted CEE Tier 1
215424637 | Central HP <5.4 tons | YORK | HRCU-A-CB (Split System: Heat Pump with Remote Outdoor Unit-Air-Source) | HH824E2S11 | ADP |  | H,YE32*36+TXV | Y82E080B12LMPS1 | 22200 | 18 | 9.1 | 21200 | 17500 | 82.55% | 1.94 | 0 | 11 |  |  |  | No | R-454B | 1.85 | Residential & Commercial | Ducted CEE Tier 1
215424646 | Central HP <5.4 tons | YORK | HRCU-A-CB (Split System: Heat Pump with Remote Outdoor Unit-Air-Source) | HH824E2S11 | ADP |  | H,YE32*36+TXV | Y91E026A08SMPS1 | 22200 | 17 | 8.2 | 21200 | 16900 | 79.72% | 1.94 | 0 | 11.5 |  |  |  | No | R-454B | 1.85 | Residential & Commercial | Ducted CEE Tier 1
215424660 | Central HP <5.4 tons | YORK | HRCU-A-CB (Split System: Heat Pump with Remote Outdoor Unit-Air-Source) | HH824E2S11 | ADP |  | H,YE8J*30+TXV | Y91E040A10SMPS1 | 22600 | 17 | 8.45 | 21400 | 17400 | 81.31% | 1.98 | 0 | 11.7 |  |  |  | No | R-454B | 1.8833 | Residential & Commercial | Ducted CEE Tier 1
215375200 | Central HP <5.4 tons | RUUD | HRCU-A-CB (Split System: Heat Pump with Remote Outdoor Unit-Air-Source) | RD17AZ36AJ3N | ASPEN |  | D(A,C,E)36C46+TDR | R962V0603A17M4S | 33000 | 18 | 8.1 | 34200 | 31600 | 92.4% | 1.9 | 0 | 10 |  |  |  | No | R-410A | 2.75 | Residential & Commercial | Ducted CEE Tier 1
215375202 | Central HP <5.4 tons | RUUD | HRCU-A-CB (Split System: Heat Pump with Remote Outdoor Unit-Air-Source) | RD17AZ36AJ3N | ASPEN |  | D(A,C,E)36C46+TDR | R962V0703A17M4S | 33000 | 18 | 8.1 | 34200 | 31400 | 91.81% | 1.9 | 0 | 10 |  |  |  | No | R-410A | 2.75 | Residential & Commercial | Ducted CEE Tier 1
214572818 | Central HP <5.4 tons | CARRIER | HRCU-A-CB (Split System: Heat Pump with Remote Outdoor Unit-Air-Source) | 25VNA837A*030* |  |  | CAP**4821AL*+UI | 59TN6C080C21**20 | 32400 | 17.5 | 8.5 | 32400 | 24800 | 76.54% | 2 | 0 | 11.5 |  |  |  | No | R-410A | 2.7 | Residential & Commercial | Ducted CEE Tier 1
214572868 | Central HP <5.4 tons | CARRIER | HRCU-A-CB (Split System: Heat Pump with Remote Outdoor Unit-Air-Source) | 25VNA837A*030* |  |  | CAP**4824AL*+UI | 59MN7C080C21**20 | 32400 | 17.5 | 8.5 | 32400 | 25000 | 77.16% | 1.98 | 0 | 11 |  |  |  | No | R-410A | 2.7 | Residential & Commercial | Ducted CEE Tier 1
214572578 | Central HP <5.4 tons | CARRIER | HRCU-A-CB (Split System: Heat Pump with Remote Outdoor Unit-Air-Source) | 25VNA837A*030* |  |  | CAP**3721AL*+UI | 59TN6C080C21**20 | 33000 | 17.5 | 8.5 | 32600 | 25000 | 76.69% | 2 | 0 | 11.5 |  |  |  | No | R-410A | 2.75 | Residential & Commercial | Ducted CEE Tier 1
215423499 | Central HP <5.4 tons | YORK | HRCU-A-CB (Split System: Heat Pump with Remote Outdoor Unit-Air-Source) | HH860E2S11 | ADP |  | H,YE48*60+TXV-BLEED | TM8E080C20MP11 | 53500 | 18 | 8.5 | 53000 | 39500 | 74.53% | 2 | 0 | 11 |  |  |  | No | R-454B | 4.4583 | Residential & Commercial | Ducted CEE Tier 1
215423533 | Central HP <5.4 tons | YORK | HRCU-A-CB (Split System: Heat Pump with Remote Outdoor Unit-Air-Source) | HH860E2S11 | ADP |  | H,YE49*60+TXV | TM8E100C20MP11 | 53500 | 19 | 8.5 | 53000 | 39500 | 74.53% | 2 | 0 | 11 |  |  |  | No | R-454B | 4.4583 | Residential & Commercial | Ducted CEE Tier 1
215423567 | Central HP <5.4 tons | YORK | HRCU-A-CB (Split System: Heat Pump with Remote Outdoor Unit-Air-Source) | HH860E2S11 | ADP |  | H,YE36*60+TXV | TM8E130D20MP11 | 52500 | 18 | 8.3 | 53000 | 39500 | 74.53% | 1.96 | 0 | 10.5 |  |  |  | No | R-454B | 4.375 | Residential & Commercial | Ducted CEE Tier 1
215423583 | Central HP <5.4 tons | YORK | HRCU-A-CB (Split System: Heat Pump with Remote Outdoor Unit-Air-Source) | HH860E2S11 | ADP |  | H,YE2K*48+TXV | TM8V080C16MP12 | 43000 | 17 | 8.45 | 42000 | 32800 | 78.1% | 2 | 0 | 11.5 |  |  |  | No | R-454B | 3.5833 | Residential & Commercial | Ducted CEE Tier 1
215423610 | Central HP <5.4 tons | YORK | HRCU-A-CB (Split System: Heat Pump with Remote Outdoor Unit-Air-Source) | HH860E2S11 | ADP |  | H,YE49*60+TXV | TM8V100C16MP12 | 43500 | 18 | 8.5 | 42000 | 32800 | 78.1% | 2 | 0 | 11.7 |  |  |  | No | R-454B | 3.625 | Residential & Commercial | Ducted CEE Tier 1
215423615 | Central HP <5.4 tons | YORK | HRCU-A-CB (Split System: Heat Pump with Remote Outdoor Unit-Air-Source) | HH860E2S11 | ADP |  | H,YE36*60+TXV | TM8V100C20MP12 | 51500 | 18 | 8.3 | 52000 | 38500 | 74.04% | 1.96 | 0 | 10.5 |  |  |  | No | R-454B | 4.2917 | Residential & Commercial | Ducted CEE Tier 1
215423617 | Central HP <5.4 tons | YORK | HRCU-A-CB (Split System: Heat Pump with Remote Outdoor Unit-Air-Source) | HH860E2S11 | ADP |  | H,YE2K*60+TXV | TM8V100C20MP12 | 52000 | 18 | 8.35 | 52000 | 38500 | 74.04% | 1.96 | 0 | 10.5 |  |  |  | No | R-454B | 4.3333 | Residential & Commercial | Ducted CEE Tier 1
215423624 | Central HP <5.4 tons | YORK | HRCU-A-CB (Split System: Heat Pump with Remote Outdoor Unit-Air-Source) | HH860E2S11 | ADP |  | H,YE49*60+TXV | TM8V100C20MP12 | 53000 | 19 | 8.5 | 52000 | 38500 | 74.04% | 2 | 0 | 11 |  |  |  | No | R-454B | 4.4167 | Residential & Commercial | Ducted CEE Tier 1
213828552 | Central HP <5.4 tons | HISENSE | HRCU-A-C (Split System: Heat Pump with Remote Outdoor Unit with No Indoor Fan --Air Source) | AUWR-48U3SP | ASPEN |  | D(A,C,E)43E44+TDR |  | 41000 | 15.55 | 8.55 | 42000 | 34600 | 82.38% | 1.94 | 0 | 11.4 |  |  |  | No | R-410A | 3.4167 | Residential & Commercial | Ducted CEE Tier 1
215423633 | Central HP <5.4 tons | YORK | HRCU-A-CB (Split System: Heat Pump with Remote Outdoor Unit-Air-Source) | HH860E2S11 | ADP |  | H,YE48*48+TXV | TM8V120C20MP12 | 44000 | 18 | 8.5 | 42500 | 33200 | 78.12% | 2 | 0 | 11.7 |  |  |  | No | R-454B | 3.6667 | Residential & Commercial | Ducted CEE Tier 1
215423640 | Central HP <5.4 tons | YORK | HRCU-A-CB (Split System: Heat Pump with Remote Outdoor Unit-Air-Source) | HH860E2S11 | ADP |  | H,YE35*48+TXV | TM8Y080C16MP11 | 43000 | 17 | 8.3 | 42000 | 33000 | 78.57% | 1.96 | 0 | 11 |  |  |  | No | R-454B | 3.5833 | Residential & Commercial | Ducted CEE Tier 1
215423649 | Central HP <5.4 tons | YORK | HRCU-A-CB (Split System: Heat Pump with Remote Outdoor Unit-Air-Source) | HH860E2S11 | ADP |  | H,YE48*48+TXV | TM8Y080C16MP11 | 44000 | 18 | 8.5 | 42000 | 33000 | 78.57% | 2 | 0 | 11.7 |  |  |  | No | R-454B | 3.6667 | Residential & Commercial | Ducted CEE Tier 1
215423683 | Central HP <5.4 tons | YORK | HRCU-A-CB (Split System: Heat Pump with Remote Outdoor Unit-Air-Source) | HH860E2S11 | ADP |  | H,YE48*60+TXV | TM8Y100C20MP11 | 44500 | 18 | 8.5 | 43000 | 33400 | 77.67% | 2 | 0 | 11.7 |  |  |  | No | R-454B | 3.7083 | Residential & Commercial | Ducted CEE Tier 1
215423724 | Central HP <5.4 tons | YORK | HRCU-A-CB (Split System: Heat Pump with Remote Outdoor Unit-Air-Source) | HH860E2S11 | ADP |  | H,YE3K*60+TXV | TM9E080C20MP12 | 53000 | 18 | 8.45 | 53000 | 39500 | 74.53% | 1.98 | 0 | 10.5 |  |  |  | No | R-454B | 4.4167 | Residential & Commercial | Ducted CEE Tier 1
215423735 | Central HP <5.4 tons | YORK | HRCU-A-CB (Split System: Heat Pump with Remote Outdoor Unit-Air-Source) | HH860E2S11 | ADP |  | H,YE36*60+TXV | TM9E100C16MP12 | 44000 | 17 | 8.4 | 44000 | 34000 | 77.27% | 1.98 | 0 | 10.5 |  |  |  | No | R-454B | 3.6667 | Residential & Commercial | Ducted CEE Tier 1
215423742 | Central HP <5.4 tons | YORK | HRCU-A-CB (Split System: Heat Pump with Remote Outdoor Unit-Air-Source) | HH860E2S11 | ADP |  | H,YE48*60+TXV | TM9E100C16MP12 | 44500 | 18 | 8.5 | 44000 | 34000 | 77.27% | 2 | 0 | 11 |  |  |  | No | R-454B | 3.7083 | Residential & Commercial | Ducted CEE Tier 1
215423760 | Central HP <5.4 tons | YORK | HRCU-A-CB (Split System: Heat Pump with Remote Outdoor Unit-Air-Source) | HH860E2S11 | ADP |  | H,YE84*60+TXV | TM9E100C20MP12 | 53500 | 19 | 8.5 | 53000 | 39500 | 74.53% | 2 | 0 | 11 |  |  |  | No | R-454B | 4.4583 | Residential & Commercial | Ducted CEE Tier 1
202868495 | Central HP <5.4 tons | BOSCH | HRCU-A-CB (Split System: Heat Pump with Remote Outdoor Unit-Air-Source) | BOVA-60HDN1-M20G |  |  | BVA-48WN1-M20 |  | 47000 | 18.5 | 9.5 | 48000 | 33600 | 70% | 2 | 13.5 | 12 |  |  |  | No | R-410A | 3.9167 | Residential & Commercial | Ducted CEE Tier 1
214572608 | Central HP <5.4 tons | CARRIER | HRCU-A-CB (Split System: Heat Pump with Remote Outdoor Unit-Air-Source) | 25VNA837A*030* |  |  | CAP**4221AL*+UI | 59CU5B100C21**22 | 31800 | 17.5 | 8.5 | 32800 | 24400 | 74.39% | 1.9 | 0 | 11 |  |  |  | No | R-410A | 2.65 | Residential & Commercial | Ducted CEE Tier 1
214572708 | Central HP <5.4 tons | CARRIER | HRCU-A-CB (Split System: Heat Pump with Remote Outdoor Unit-Air-Source) | 25VNA837A*030* |  |  | CAP**4321AL*+UI | 58TN*B070C21**20 | 32800 | 17.5 | 8.5 | 32800 | 25200 | 76.83% | 2 | 0 | 11 |  |  |  | No | R-410A | 2.7333 | Residential & Commercial | Ducted CEE Tier 1
214572548 | Central HP <5.4 tons | CARRIER | HRCU-A-CB (Split System: Heat Pump with Remote Outdoor Unit-Air-Source) | 25VNA837A*030* |  |  | CAP**3721AL*+UI | 59CU5B100C21**22 | 33000 | 17.5 | 8.5 | 32600 | 25000 | 76.69% | 2 | 0 | 11.5 |  |  |  | No | R-410A | 2.75 | Residential & Commercial | Ducted CEE Tier 1
215375136 | Central HP <5.4 tons | RUUD | HRCU-A-CB (Split System: Heat Pump with Remote Outdoor Unit-Air-Source) | RD17AZ36AJ3N | ASPEN |  | D(A,C,E)36C46+TDR | R802V0504A17UHS | 33000 | 18 | 8.1 | 34200 | 31400 | 91.81% | 1.9 | 0 | 10 |  |  |  | No | R-410A | 2.75 | Residential & Commercial | Ducted CEE Tier 1
215375138 | Central HP <5.4 tons | RUUD | HRCU-A-CB (Split System: Heat Pump with Remote Outdoor Unit-Air-Source) | RD17AZ36AJ3N | ASPEN |  | D(A,C,E)36C46+TDR | R802V0754A17DZ | 33000 | 18 | 8.1 | 34200 | 31400 | 91.81% | 1.9 | 0 | 10 |  |  |  | No | R-410A | 2.75 | Residential & Commercial | Ducted CEE Tier 1
215375306 | Central HP <5.4 tons | RUUD | HRCU-A-CB (Split System: Heat Pump with Remote Outdoor Unit-Air-Source) | RD17AZ48AJ3N | ASPEN |  | D(A,C,E)48B44+TDR | R921V1155A24M4S | 44000 | 16 | 8.1 | 45500 | 32400 | 71.21% | 2.4 | 0 | 10 |  |  |  | No | R-410A | 3.6667 | Residential & Commercial | Ducted CEE Tier 1
215423776 | Central HP <5.4 tons | YORK | HRCU-A-CB (Split System: Heat Pump with Remote Outdoor Unit-Air-Source) | HH860E2S11 | ADP |  | H,YE36*48+TXV | TM9V080C16MP12 | 43000 | 17 | 8.4 | 42000 | 33000 | 78.57% | 1.98 | 0 | 10.5 |  |  |  | No | R-454B | 3.5833 | Residential & Commercial | Ducted CEE Tier 1
215423792 | Central HP <5.4 tons | YORK | HRCU-A-CB (Split System: Heat Pump with Remote Outdoor Unit-Air-Source) | HH860E2S11 | ADP |  | H,YE35*48+TXV | TM9V100C16MP12 | 42500 | 17 | 8.3 | 42000 | 32800 | 78.1% | 1.96 | 0 | 11 |  |  |  | No | R-454B | 3.5417 | Residential & Commercial | Ducted CEE Tier 1
215423819 | Central HP <5.4 tons | YORK | HRCU-A-CB (Split System: Heat Pump with Remote Outdoor Unit-Air-Source) | HH860E2S11 | ADP |  | H,YE55*60+TXV | TM9V100C20MP12 | 52000 | 19 | 8.5 | 51500 | 38000 | 73.79% | 2 | 0 | 11 |  |  |  | No | R-454B | 4.3333 | Residential & Commercial | Ducted CEE Tier 1
215423876 | Central HP <5.4 tons | YORK | HRCU-A-CB (Split System: Heat Pump with Remote Outdoor Unit-Air-Source) | HH860E2S11 | ADP |  | H,YE3K*60+TXV | TM9Y100C20MP11 | 44500 | 17 | 8.5 | 44500 | 34400 | 77.3% | 2 | 0 | 11 |  |  |  | No | R-454B | 3.7083 | Residential & Commercial | Ducted CEE Tier 1
215423885 | Central HP <5.4 tons | YORK | HRCU-A-CB (Split System: Heat Pump with Remote Outdoor Unit-Air-Source) | HH860E2S11 | ADP |  | H,YE36*60+TXV | TM9Y120D20MP11 | 51500 | 18 | 8.3 | 52500 | 39000 | 74.29% | 1.96 | 0 | 10.5 |  |  |  | No | R-454B | 4.2917 | Residential & Commercial | Ducted CEE Tier 1
215423894 | Central HP <5.4 tons | YORK | HRCU-A-CB (Split System: Heat Pump with Remote Outdoor Unit-Air-Source) | HH860E2S11 | ADP |  | H,YE49*60+TXV | TM9Y120D20MP11 | 53000 | 19 | 8.5 | 52500 | 39000 | 74.29% | 2 | 0 | 11 |  |  |  | No | R-454B | 4.4167 | Residential & Commercial | Ducted CEE Tier 1
215423901 | Central HP <5.4 tons | YORK | HRCU-A-CB (Split System: Heat Pump with Remote Outdoor Unit-Air-Source) | HH860E2S11 | ADP |  | H,YE37*60+TXV | Y81E080C16SMPS1 | 44500 | 17 | 8.5 | 42500 | 33000 | 77.65% | 2 | 0 | 12 |  |  |  | No | R-454B | 3.7083 | Residential & Commercial | Ducted CEE Tier 1
215423924 | Central HP <5.4 tons | YORK | HRCU-A-CB (Split System: Heat Pump with Remote Outdoor Unit-Air-Source) | HH860E2S11 | ADP |  | H,YE55*60+TXV | Y81E080C20SMPS1 | 53000 | 19 | 8.5 | 52000 | 38500 | 74.04% | 2 | 0 | 11 |  |  |  | No | R-454B | 4.4167 | Residential & Commercial | Ducted CEE Tier 1
214394803 | Central HP <5.4 tons | CARRIER | HRCU-A-CB (Split System: Heat Pump with Remote Outdoor Unit-Air-Source) | 25VNA837A*031* | ADP |  | H,PG53936 | 59TN6C100C21**22 | 32400 | 18 | 8.5 | 30400 | 24400 | 80.26% | 2 | 0 | 11.5 |  |  |  | No | R-410A | 2.7 | Residential & Commercial | Ducted CEE Tier 1
214572598 | Central HP <5.4 tons | CARRIER | HRCU-A-CB (Split System: Heat Pump with Remote Outdoor Unit-Air-Source) | 25VNA837A*030* |  |  | CAP**4221AL*+UI | 59CU5B080C21**20 | 31800 | 17 | 8.5 | 33000 | 24400 | 73.94% | 1.9 | 0 | 11 |  |  |  | No | R-410A | 2.65 | Residential & Commercial | Ducted CEE Tier 1
214572698 | Central HP <5.4 tons | CARRIER | HRCU-A-CB (Split System: Heat Pump with Remote Outdoor Unit-Air-Source) | 25VNA837A*030* |  |  | CAP**4224AL*+UI | 59TN6C080C21**20 | 31800 | 17.5 | 8.5 | 32800 | 24400 | 74.39% | 1.9 | 0 | 11 |  |  |  | No | R-410A | 2.65 | Residential & Commercial | Ducted CEE Tier 1
214862350 | Central HP <5.4 tons | BRYANT HEATING AND COOLING SYSTEMS | HRCU-A-CB (Split System: Heat Pump with Remote Outdoor Unit-Air-Source) | 288BNV037*0**A* | ADP |  | H,CD16936 | 987MC42060C17*** | 31200 | 18 | 8.1 | 31600 | 24200 | 76.58% | 1.84 | 0 | 10.5 |  |  |  | No | R-410A | 2.6 | Residential & Commercial | Ducted CEE Tier 1
214391664 | Central HP <5.4 tons | RUUD | HRCU-A-CB (Split System: Heat Pump with Remote Outdoor Unit-Air-Source) | RP15AZ24AJ2N | ASPEN |  | CP31A34+TDR | R802V0754A17DZ | 22400 | 16 | 8.3 | 23000 | 17200 | 74.78% | 3.05 | 0 | 11.9 |  |  |  | No | R-410A | 1.8667 | Residential & Commercial | Ducted CEE Tier 1
214391671 | Central HP <5.4 tons | RUUD | HRCU-A-CB (Split System: Heat Pump with Remote Outdoor Unit-Air-Source) | RP15AZ24AJ2N | ASPEN |  | CP37A34+TDR | R802V1004A17UHS | 22400 | 16 | 8.3 | 23000 | 17000 | 73.91% | 3.04 | 0 | 11.9 |  |  |  | No | R-410A | 1.8667 | Residential & Commercial | Ducted CEE Tier 1
215423949 | Central HP <5.4 tons | YORK | HRCU-A-CB (Split System: Heat Pump with Remote Outdoor Unit-Air-Source) | HH860E2S11 | ADP |  | H,YE2K*60+TXV | Y81E100C20SMPS1 | 52000 | 18 | 8.35 | 51500 | 38000 | 73.79% | 1.96 | 0 | 11 |  |  |  | No | R-454B | 4.3333 | Residential & Commercial | Ducted CEE Tier 1
215423969 | Central HP <5.4 tons | YORK | HRCU-A-CB (Split System: Heat Pump with Remote Outdoor Unit-Air-Source) | HH860E2S11 | ADP |  | H,YE48*60+TXV | Y81E120C16SMPS1 | 44000 | 18 | 8.5 | 42000 | 32600 | 77.62% | 2 | 0 | 12 |  |  |  | No | R-454B | 3.6667 | Residential & Commercial | Ducted CEE Tier 1
215423994 | Central HP <5.4 tons | YORK | HRCU-A-CB (Split System: Heat Pump with Remote Outdoor Unit-Air-Source) | HH860E2S11 | ADP |  | H,YE48*60+TXV-BLEED | Y81E130D20SMPS1 | 45000 | 18 | 9 | 43000 | 33200 | 77.21% | 2 | 0 | 12 |  |  |  | No | R-454B | 3.75 | Residential & Commercial | Ducted CEE Tier 1
215424010 | Central HP <5.4 tons | YORK | HRCU-A-CB (Split System: Heat Pump with Remote Outdoor Unit-Air-Source) | HH860E2S11 | ADP |  | H,YE48*60+TXV-BLEED | Y91E080C16SMPS1 | 45000 | 18 | 8.5 | 45000 | 33400 | 74.22% | 2 | 0 | 11.7 |  |  |  | No | R-454B | 3.75 | Residential & Commercial | Ducted CEE Tier 1
215424033 | Central HP <5.4 tons | YORK | HRCU-A-CB (Split System: Heat Pump with Remote Outdoor Unit-Air-Source) | HH860E2S11 | ADP |  | H,YE55*60+TXV | Y91E080C20SMPS1 | 44500 | 18 | 8.5 | 44500 | 33000 | 74.16% | 2 | 0 | 12 |  |  |  | No | R-454B | 3.7083 | Residential & Commercial | Ducted CEE Tier 1
215424035 | Central HP <5.4 tons | YORK | HRCU-A-CB (Split System: Heat Pump with Remote Outdoor Unit-Air-Source) | HH860E2S11 | ADP |  | H,YE74*48+TXV | Y91E080C20SMPS1 | 44500 | 18 | 8.5 | 44500 | 33000 | 74.16% | 2 | 0 | 12 |  |  |  | No | R-454B | 3.7083 | Residential & Commercial | Ducted CEE Tier 1
215424078 | Central HP <5.4 tons | YORK | HRCU-A-CB (Split System: Heat Pump with Remote Outdoor Unit-Air-Source) | HH860E2S11 | ADP |  | H,YE37*60+TXV | Y91E120D20SMPS1 | 46500 | 17 | 8.5 | 45000 | 33800 | 75.11% | 2 | 0 | 11.7 |  |  |  | No | R-454B | 3.875 | Residential & Commercial | Ducted CEE Tier 1
215424085 | Central HP <5.4 tons | YORK | HRCU-A-CB (Split System: Heat Pump with Remote Outdoor Unit-Air-Source) | HH860E2S11 | ADP |  | H,YE54*60+TXV | Y91E120D20SMPS1 | 53500 | 18 | 8.5 | 51500 | 38500 | 74.76% | 2 | 0 | 11.7 |  |  |  | No | R-454B | 4.4583 | Residential & Commercial | Ducted CEE Tier 1
214391971 | Central HP <5.4 tons | RUUD | HRCU-A-CB (Split System: Heat Pump with Remote Outdoor Unit-Air-Source) | RP15AZ48AJ2N | ASPEN |  | CP49B34+TDR | R801V0755A21DZ | 44000 | 15.3 | 8.1 | 45500 | 36400 | 80% | 3.01 | 0 | 10 |  |  |  | No | R-410A | 3.6667 | Residential & Commercial | Ducted CEE Tier 1
214391973 | Central HP <5.4 tons | RUUD | HRCU-A-CB (Split System: Heat Pump with Remote Outdoor Unit-Air-Source) | RP15AZ48AJ2N | ASPEN |  | CP49B34+TDR | R801V0755A21UH | 44000 | 15.3 | 8.1 | 45500 | 36600 | 80.44% | 3.01 | 0 | 10 |  |  |  | No | R-410A | 3.6667 | Residential & Commercial | Ducted CEE Tier 1
214392048 | Central HP <5.4 tons | RUUD | HRCU-A-CB (Split System: Heat Pump with Remote Outdoor Unit-Air-Source) | RP15AZ48AJ2N | ASPEN |  | CP61B34+TDR | U802VA100521Z | 44000 | 15.5 | 8.2 | 45000 | 33800 | 75.11% | 3.04 | 0 | 10 |  |  |  | No | R-410A | 3.6667 | Residential & Commercial | Ducted CEE Tier 1
213753776 | Central HP <5.4 tons | CARRIER | HRCU-A-CB (Split System: Heat Pump with Remote Outdoor Unit-Air-Source) | 38MURAQ36AB3* | ASPEN |  | D(A,C,E)42B34+TDR | 59SC2E100M21**22 | 35200 | 16.5 | 8.1 | 38500 | 31800 | 82.6% | 2.72 | 0 | 10.5 |  |  |  | No | R-410A | 2.9333 | Residential & Commercial | Ducted CEE Tier 1
216445241 | Central HP <5.4 tons | ECOER | HRCU-A-CB (Split System: Heat Pump with Remote Outdoor Unit-Air-Source) | EODA19H-4860AB* |  |  | EAHDEN-48AB* |  | 47000 | 19 | 10 | 48000 | 34400 | 71.67% | 2.1 | 0 | 12 |  |  |  | No | R-454B | 3.9167 | Residential & Commercial | Ducted CEE Tier 1
215424092 | Central HP <5.4 tons | YORK | HRCU-A-CB (Split System: Heat Pump with Remote Outdoor Unit-Air-Source) | HH860E2S11 | ADP |  | H,YE36*48+TXV | YP9C080C16MP13 | 43000 | 17 | 8.4 | 42000 | 33000 | 78.57% | 1.98 | 0 | 10.5 |  |  |  | No | R-454B | 3.5833 | Residential & Commercial | Ducted CEE Tier 1
215424103 | Central HP <5.4 tons | YORK | HRCU-A-CB (Split System: Heat Pump with Remote Outdoor Unit-Air-Source) | HH860E2S11 | ADP |  | H,YE55*60+TXV | YP9C080C16MP13 | 43500 | 18 | 8.5 | 42000 | 33000 | 78.57% | 2 | 0 | 11 |  |  |  | No | R-454B | 3.625 | Residential & Commercial | Ducted CEE Tier 1
215424151 | Central HP <5.4 tons | YORK | HRCU-A-CB (Split System: Heat Pump with Remote Outdoor Unit-Air-Source) | HH860E2S11 | ADP |  | H,YE86*60+TXV | YP9C120D20MP13 | 53000 | 19 | 8.5 | 52500 | 39000 | 74.29% | 2 | 0 | 11 |  |  |  | No | R-454B | 4.4167 | Residential & Commercial | Ducted CEE Tier 1
215425364 | Central HP <5.4 tons | YORK | HRCU-A-CB (Split System: Heat Pump with Remote Outdoor Unit-Air-Source) | HH860E2S11 | ADP |  | H,YE72*48+TXV | TM8E120C16MP11 | 44500 | 18 | 8.5 | 43500 | 33800 | 77.7% | 2 | 0 | 11 |  |  |  | No | R-454B | 3.7083 | Residential & Commercial | Ducted CEE Tier 1
215425403 | Central HP <5.4 tons | YORK | HRCU-A-CB (Split System: Heat Pump with Remote Outdoor Unit-Air-Source) | HH860E2S11 | ADP |  | H,YE74*60+TXV | TM8V100C20MP12 | 53000 | 19 | 8.5 | 52000 | 38500 | 74.04% | 2 | 0 | 11 |  |  |  | No | R-454B | 4.4167 | Residential & Commercial | Ducted CEE Tier 1
215425414 | Central HP <5.4 tons | YORK | HRCU-A-CB (Split System: Heat Pump with Remote Outdoor Unit-Air-Source) | HH860E2S11 | ADP |  | H,YE53*48+TXV | TM8Y080C16MP11 | 44000 | 18 | 8.5 | 42000 | 33000 | 78.57% | 2 | 0 | 11.7 |  |  |  | No | R-454B | 3.6667 | Residential & Commercial | Ducted CEE Tier 1
215425423 | Central HP <5.4 tons | YORK | HRCU-A-CB (Split System: Heat Pump with Remote Outdoor Unit-Air-Source) | HH860E2S11 | ADP |  | H,YE1K*48+TXV | TM8Y100C16MP11 | 43500 | 17 | 8.45 | 42000 | 33000 | 78.57% | 1.98 | 0 | 11.5 |  |  |  | No | R-454B | 3.625 | Residential & Commercial | Ducted CEE Tier 1
215425437 | Central HP <5.4 tons | YORK | HRCU-A-CB (Split System: Heat Pump with Remote Outdoor Unit-Air-Source) | HH860E2S11 | ADP |  | H,YE72*48+TXV | TM9E080C16MP12 | 44500 | 18 | 8.5 | 43500 | 34000 | 78.16% | 2 | 0 | 11 |  |  |  | No | R-454B | 3.7083 | Residential & Commercial | Ducted CEE Tier 1
214392761 | Central HP <5.4 tons | RUUD | HRCU-A-CB (Split System: Heat Pump with Remote Outdoor Unit-Air-Source) | RD17AZ36AJ3N | ASPEN |  | D(A,C,E)36D44+TDR | R801V0504A17UHS | 33200 | 18 | 8.1 | 34200 | 29800 | 87.13% | 1.9 | 0 | 10 |  |  |  | No | R-410A | 2.7667 | Residential & Commercial | Ducted CEE Tier 1
214392861 | Central HP <5.4 tons | RUUD | HRCU-A-CB (Split System: Heat Pump with Remote Outdoor Unit-Air-Source) | RD17AZ36AJ3N | ASPEN |  | D(A,C,E)42D44+TDR | R801V0754A17DZ | 33400 | 18 | 8.1 | 34200 | 29600 | 86.55% | 1.9 | 0 | 10 |  |  |  | No | R-410A | 2.7833 | Residential & Commercial | Ducted CEE Tier 1
214573388 | Central HP <5.4 tons | CARRIER | HRCU-A-CB (Split System: Heat Pump with Remote Outdoor Unit-Air-Source) | 25VNA837A*030* |  |  | CNPV*4221AL*+UI | 59CU5B100C21**22 | 31800 | 17 | 8.1 | 33000 | 24400 | 73.94% | 1.9 | 0 | 11.5 |  |  |  | No | R-410A | 2.65 | Residential & Commercial | Ducted CEE Tier 1
212625954 | Central HP <5.4 tons | COLEMAN | HRCU-A-CB (Split System: Heat Pump with Remote Outdoor Unit-Air-Source) | HMH72B341 | ASPEN |  | D(A,C,E)36D36+TDR | TM9E100C20MP12 | 32800 | 15.5 | 8.1 | 33200 | 27000 | 81.33% | 2.43 | 0 | 10 |  |  |  | No | R-410A | 2.7333 | Residential & Commercial | Ducted CEE Tier 1
215423201 | Central HP <5.4 tons | YORK | HRCU-A-CB (Split System: Heat Pump with Remote Outdoor Unit-Air-Source) | HH836E2S11 | ADP |  | H,YE34*36+TXV | TM8E080B12MP11 | 32800 | 17 | 8.4 | 29800 | 25000 | 83.89% | 1.98 | 0 | 10.5 |  |  |  | No | R-454B | 2.7333 | Residential & Commercial | Ducted CEE Tier 1
215423206 | Central HP <5.4 tons | YORK | HRCU-A-CB (Split System: Heat Pump with Remote Outdoor Unit-Air-Source) | HH836E2S11 | ADP |  | H,YE34*36+TXV | TM8E080C16MP11 | 32200 | 18 | 8.35 | 29200 | 23600 | 80.82% | 1.98 | 0 | 10.5 |  |  |  | No | R-454B | 2.6833 | Residential & Commercial | Ducted CEE Tier 1
215423256 | Central HP <5.4 tons | YORK | HRCU-A-CB (Split System: Heat Pump with Remote Outdoor Unit-Air-Source) | HH836E2S11 | ADP |  | H,YE34*36+TXV | TM8Y080B12MP11 | 32600 | 17 | 8.4 | 29200 | 24800 | 84.93% | 1.98 | 0 | 10.5 |  |  |  | No | R-454B | 2.7167 | Residential & Commercial | Ducted CEE Tier 1
215423317 | Central HP <5.4 tons | YORK | HRCU-A-CB (Split System: Heat Pump with Remote Outdoor Unit-Air-Source) | HH836E2S11 | ADP |  | H,YE35*36+TXV | TM9V080B12MP12 | 33000 | 18 | 8.5 | 29200 | 24800 | 84.93% | 2 | 0 | 11 |  |  |  | No | R-454B | 2.75 | Residential & Commercial | Ducted CEE Tier 1
215423331 | Central HP <5.4 tons | YORK | HRCU-A-CB (Split System: Heat Pump with Remote Outdoor Unit-Air-Source) | HH836E2S11 | ADP |  | H,YE34*36+TXV | TM9V100C20MP12 | 33200 | 17 | 8.35 | 30600 | 25400 | 83.01% | 1.98 | 0 | 10.5 |  |  |  | No | R-454B | 2.7667 | Residential & Commercial | Ducted CEE Tier 1
215423376 | Central HP <5.4 tons | YORK | HRCU-A-CB (Split System: Heat Pump with Remote Outdoor Unit-Air-Source) | HH836E2S11 | ADP |  | H,YE34*36+TXV | Y81E100B12SMPS1 | 32600 | 17 | 8.4 | 28800 | 24400 | 84.72% | 1.98 | 0 | 11.5 |  |  |  | No | R-454B | 2.7167 | Residential & Commercial | Ducted CEE Tier 1
215423381 | Central HP <5.4 tons | YORK | HRCU-A-CB (Split System: Heat Pump with Remote Outdoor Unit-Air-Source) | HH836E2S11 | ADP |  | H,YE34*36+TXV | Y81E100C16SMPS1 | 32800 | 18 | 8.35 | 29600 | 24800 | 83.78% | 1.98 | 0 | 10.5 |  |  |  | No | R-454B | 2.7333 | Residential & Commercial | Ducted CEE Tier 1
215423383 | Central HP <5.4 tons | YORK | HRCU-A-CB (Split System: Heat Pump with Remote Outdoor Unit-Air-Source) | HH836E2S11 | ADP |  | H,YE9J*36+TXV-BLEED | Y81E100C16SMPS1 | 34000 | 18 | 8.5 | 29800 | 24800 | 83.22% | 2 | 0 | 11.7 |  |  |  | No | R-454B | 2.8333 | Residential & Commercial | Ducted CEE Tier 1
215423399 | Central HP <5.4 tons | YORK | HRCU-A-CB (Split System: Heat Pump with Remote Outdoor Unit-Air-Source) | HH836E2S11 | ADP |  | H,YE9J*36+TXV | Y81E120C20SMPS1 | 34000 | 18 | 8.5 | 30000 | 25000 | 83.33% | 2 | 0 | 11 |  |  |  | No | R-454B | 2.8333 | Residential & Commercial | Ducted CEE Tier 1
215423415 | Central HP <5.4 tons | YORK | HRCU-A-CB (Split System: Heat Pump with Remote Outdoor Unit-Air-Source) | HH836E2S11 | ADP |  | H,YE80*36+TXV | Y91E080C20SMPS1 | 34400 | 18 | 8.1 | 30400 | 23800 | 78.29% | 2 | 0 | 11 |  |  |  | No | R-454B | 2.8667 | Residential & Commercial | Ducted CEE Tier 1
215423433 | Central HP <5.4 tons | YORK | HRCU-A-CB (Split System: Heat Pump with Remote Outdoor Unit-Air-Source) | HH836E2S11 | ADP |  | H,YE9J*36+TXV-BLEED | YP9C080C16MP13 | 33400 | 17 | 8.5 | 29800 | 25000 | 83.89% | 2 | 0 | 11 |  |  |  | No | R-454B | 2.7833 | Residential & Commercial | Ducted CEE Tier 1
213752793 | Central HP <5.4 tons | CARRIER | HRCU-A-CB (Split System: Heat Pump with Remote Outdoor Unit-Air-Source) | 38MURAQ24AB3* | ASPEN |  | D(A,C,E)24B44+TDR | 59SC2E060M14**12 | 23800 | 17 | 8.5 | 26600 | 20200 | 75.94% | 2.86 | 0 | 10 |  |  |  | No | R-410A | 1.9833 | Residential & Commercial | Ducted CEE Tier 1
213752959 | Central HP <5.4 tons | CARRIER | HRCU-A-CB (Split System: Heat Pump with Remote Outdoor Unit-Air-Source) | 38MURAQ24AB3* | ASPEN |  | D(A,C,E)24B44+TDR | 59SP6A080V21**20 | 23800 | 17 | 8.5 | 26000 | 20200 | 77.69% | 2.92 | 0 | 10 |  |  |  | No | R-410A | 1.9833 | Residential & Commercial | Ducted CEE Tier 1
213752961 | Central HP <5.4 tons | CARRIER | HRCU-A-CB (Split System: Heat Pump with Remote Outdoor Unit-Air-Source) | 38MURAQ24AB3* | ASPEN |  | D(A,C,E)30B34+TDR | 59SP6A080V21**20 | 23800 | 17 | 8.5 | 26000 | 20200 | 77.69% | 2.92 | 0 | 10 |  |  |  | No | R-410A | 1.9833 | Residential & Commercial | Ducted CEE Tier 1
213752977 | Central HP <5.4 tons | CARRIER | HRCU-A-CB (Split System: Heat Pump with Remote Outdoor Unit-Air-Source) | 38MURAQ24AB3* | ASPEN |  | D(A,C,E)36B34+TDR | 59SP6A100V21**20 | 23800 | 17 | 8.5 | 26000 | 20000 | 76.92% | 2.89 | 0 | 10 |  |  |  | No | R-410A | 1.9833 | Residential & Commercial | Ducted CEE Tier 1
213752947 | Central HP <5.4 tons | CARRIER | HRCU-A-CB (Split System: Heat Pump with Remote Outdoor Unit-Air-Source) | 38MURAQ24AB3* | ASPEN |  | D(A,C,E)24B44+TDR | 59SP6A080V17**16 | 22800 | 16.8 | 8.4 | 25600 | 19900 | 77.73% | 2.96 | 0 | 10.2 |  |  |  | No | R-410A | 1.9 | Residential & Commercial | Ducted CEE Tier 1
214391982 | Central HP <5.4 tons | RUUD | HRCU-A-CB (Split System: Heat Pump with Remote Outdoor Unit-Air-Source) | RP15AZ48AJ2N | ASPEN |  | CP61B34+TDR | R801V1005A21UHN | 44500 | 15.5 | 8.2 | 45500 | 36400 | 80% | 3.06 | 0 | 10 |  |  |  | No | R-410A | 3.7083 | Residential & Commercial | Ducted CEE Tier 1
214391998 | Central HP <5.4 tons | RUUD | HRCU-A-CB (Split System: Heat Pump with Remote Outdoor Unit-Air-Source) | RP15AZ48AJ2N | ASPEN |  | CP61B34+TDR | R802V0755A21DZ | 44500 | 15.5 | 8.2 | 45500 | 36600 | 80.44% | 3.06 | 0 | 10 |  |  |  | No | R-410A | 3.7083 | Residential & Commercial | Ducted CEE Tier 1
214320267 | Central HP <5.4 tons | BOREAL | HRCU-A-C (Split System: Heat Pump with Remote Outdoor Unit with No Indoor Fan --Air Source) | ENVBR36HPJ1OA | ASPEN |  | D(A,C,E)25B34+TDR |  | 23000 | 15.2 | 8.5 | 24000 | 21600 | 90% | 1.8 | 0 | 11 |  |  |  | No | R-410A | 1.9167 | Residential & Commercial | Ducted CEE Tier 1
215425439 | Central HP <5.4 tons | YORK | HRCU-A-CB (Split System: Heat Pump with Remote Outdoor Unit-Air-Source) | HH860E2S11 | ADP |  | H,YE3K*48+TXV | TM9E080C16MP12 | 44500 | 18 | 8.5 | 43500 | 34000 | 78.16% | 2 | 0 | 11 |  |  |  | No | R-454B | 3.7083 | Residential & Commercial | Ducted CEE Tier 1
215425464 | Central HP <5.4 tons | YORK | HRCU-A-CB (Split System: Heat Pump with Remote Outdoor Unit-Air-Source) | HH860E2S11 | ADP |  | H,YE37*48+TXV | TM9V080C16MP12 | 43500 | 17 | 8.5 | 42000 | 33000 | 78.57% | 2 | 0 | 11 |  |  |  | No | R-454B | 3.625 | Residential & Commercial | Ducted CEE Tier 1
215425507 | Central HP <5.4 tons | YORK | HRCU-A-CB (Split System: Heat Pump with Remote Outdoor Unit-Air-Source) | HH860E2S11 | ADP |  | H,YE1K*48+TXV | TM9Y100C16MP11 | 43500 | 16 | 8.45 | 42500 | 33400 | 78.59% | 1.98 | 0 | 10.5 |  |  |  | No | R-454B | 3.625 | Residential & Commercial | Ducted CEE Tier 1
215425512 | Central HP <5.4 tons | YORK | HRCU-A-CB (Split System: Heat Pump with Remote Outdoor Unit-Air-Source) | HH860E2S11 | ADP |  | H,YE84*48+TXV | TM9Y100C16MP11 | 44000 | 17 | 8.5 | 42500 | 33400 | 78.59% | 2 | 0 | 11 |  |  |  | No | R-454B | 3.6667 | Residential & Commercial | Ducted CEE Tier 1
215425514 | Central HP <5.4 tons | YORK | HRCU-A-CB (Split System: Heat Pump with Remote Outdoor Unit-Air-Source) | HH860E2S11 | ADP |  | H,YE72*60+TXV | TM9Y100C20MP11 | 52500 | 17 | 8.5 | 52500 | 39000 | 74.29% | 2 | 0 | 11 |  |  |  | No | R-454B | 4.375 | Residential & Commercial | Ducted CEE Tier 1
215425530 | Central HP <5.4 tons | YORK | HRCU-A-CB (Split System: Heat Pump with Remote Outdoor Unit-Air-Source) | HH860E2S11 | ADP |  | H,YE86*48+TXV | Y81E080C16SMPS1 | 44500 | 18 | 8.5 | 42500 | 33000 | 77.65% | 2 | 0 | 12 |  |  |  | No | R-454B | 3.7083 | Residential & Commercial | Ducted CEE Tier 1
215425537 | Central HP <5.4 tons | YORK | HRCU-A-CB (Split System: Heat Pump with Remote Outdoor Unit-Air-Source) | HH860E2S11 | ADP |  | H,YE3K*48+TXV | Y81E100C16SMPS1 | 44000 | 17 | 8.5 | 42000 | 32800 | 78.1% | 2 | 0 | 12 |  |  |  | No | R-454B | 3.6667 | Residential & Commercial | Ducted CEE Tier 1
214393248 | Central HP <5.4 tons | RUUD | HRCU-A-CB (Split System: Heat Pump with Remote Outdoor Unit-Air-Source) | RD17AZ36AJ3N | ASPEN |  | D(A,C,E)42C44+TDR | R802V0754A17DZ | 33200 | 18 | 8.1 | 34200 | 29600 | 86.55% | 1.9 | 0 | 10 |  |  |  | No | R-410A | 2.7667 | Residential & Commercial | Ducted CEE Tier 1
214393580 | Central HP <5.4 tons | RUUD | HRCU-A-CB (Split System: Heat Pump with Remote Outdoor Unit-Air-Source) | RD17AZ36AJ3N | ASPEN |  | D(A,C,E)42D34+TDR | R921V0403A17M4S | 32800 | 18 | 8.1 | 34200 | 29600 | 86.55% | 1.9 | 0 | 10 |  |  |  | No | R-410A | 2.7333 | Residential & Commercial | Ducted CEE Tier 1
214393683 | Central HP <5.4 tons | RUUD | HRCU-A-CB (Split System: Heat Pump with Remote Outdoor Unit-Air-Source) | RD17AZ36AJ3N | ASPEN |  | D(A,C,E)36D44+TDR | R921V0855A21M4S | 33200 | 18 | 8.1 | 34200 | 29600 | 86.55% | 1.9 | 0 | 10 |  |  |  | No | R-410A | 2.7667 | Residential & Commercial | Ducted CEE Tier 1
214393714 | Central HP <5.4 tons | RUUD | HRCU-A-CB (Split System: Heat Pump with Remote Outdoor Unit-Air-Source) | RD17AZ36AJ3N | ASPEN |  | D(A,C,E)42B44+TDR | R921V1005A21M4S | 33000 | 17 | 8.1 | 34200 | 29600 | 86.55% | 1.9 | 0 | 10 |  |  |  | No | R-410A | 2.75 | Residential & Commercial | Ducted CEE Tier 1
214393716 | Central HP <5.4 tons | RUUD | HRCU-A-CB (Split System: Heat Pump with Remote Outdoor Unit-Air-Source) | RD17AZ36AJ3N | ASPEN |  | D(A,C,E)42C44+TDR | R921V1005A21M4S | 33200 | 17 | 8.1 | 34200 | 29600 | 86.55% | 1.9 | 0 | 10 |  |  |  | No | R-410A | 2.7667 | Residential & Commercial | Ducted CEE Tier 1
214393816 | Central HP <5.4 tons | RUUD | HRCU-A-CB (Split System: Heat Pump with Remote Outdoor Unit-Air-Source) | RD17AZ36AJ3N | ASPEN |  | D(A,C,E)48D44+TDR | R951V0603A17M4S | 33800 | 18 | 8.1 | 34200 | 29800 | 87.13% | 1.9 | 0 | 10 |  |  |  | No | R-410A | 2.8167 | Residential & Commercial | Ducted CEE Tier 1
214572728 | Central HP <5.4 tons | CARRIER | HRCU-A-CB (Split System: Heat Pump with Remote Outdoor Unit-Air-Source) | 25VNA837A*030* |  |  | CAP**4321AL*+UI | 59CU5B100C21**22 | 33000 | 17.5 | 8.5 | 32600 | 25000 | 76.69% | 2 | 0 | 11.5 |  |  |  | No | R-410A | 2.75 | Residential & Commercial | Ducted CEE Tier 1
214572878 | Central HP <5.4 tons | CARRIER | HRCU-A-CB (Split System: Heat Pump with Remote Outdoor Unit-Air-Source) | 25VNA837A*030* |  |  | CAP**4824AL*+UI | 59TN6C080C21**20 | 32400 | 17.5 | 8.5 | 32200 | 24800 | 77.02% | 2 | 0 | 11.5 |  |  |  | No | R-410A | 2.7 | Residential & Commercial | Ducted CEE Tier 1
214393948 | Central HP <5.4 tons | RUUD | HRCU-A-CB (Split System: Heat Pump with Remote Outdoor Unit-Air-Source) | RD17AZ36AJ3N | ASPEN |  | D(A,C,E)48C44+TDR | R951V1005A21M4S | 33200 | 17 | 8.1 | 34200 | 29600 | 86.55% | 1.9 | 0 | 10 |  |  |  | No | R-410A | 2.7667 | Residential & Commercial | Ducted CEE Tier 1
214394067 | Central HP <5.4 tons | RUUD | HRCU-A-CB (Split System: Heat Pump with Remote Outdoor Unit-Air-Source) | RD17AZ36AJ3N | ASPEN |  | D(A,C,E)48C44+TDR | R962V0703A17M4S | 33200 | 18 | 8.1 | 34200 | 29600 | 86.55% | 1.9 | 0 | 10 |  |  |  | No | R-410A | 2.7667 | Residential & Commercial | Ducted CEE Tier 1
215375134 | Central HP <5.4 tons | RUUD | HRCU-A-CB (Split System: Heat Pump with Remote Outdoor Unit-Air-Source) | RD17AZ36AJ3N | ASPEN |  | D(A,C,E)36C46+TDR | R802V0504A17UHN | 33000 | 18 | 8.1 | 34200 | 31400 | 91.81% | 1.9 | 0 | 10 |  |  |  | No | R-410A | 2.75 | Residential & Commercial | Ducted CEE Tier 1
214394368 | Central HP <5.4 tons | RUUD | HRCU-A-CB (Split System: Heat Pump with Remote Outdoor Unit-Air-Source) | RD17AZ36AJ3N | ASPEN |  | D(A,C,E)36C44+TDR | U97MV0603A17DHS | 33000 | 18 | 8.1 | 34200 | 29600 | 86.55% | 1.9 | 0 | 10 |  |  |  | No | R-410A | 2.75 | Residential & Commercial | Ducted CEE Tier 1
214391676 | Central HP <5.4 tons | RUUD | HRCU-A-CB (Split System: Heat Pump with Remote Outdoor Unit-Air-Source) | RP15AZ24AJ2N | ASPEN |  | CP31A34+TDR | R921V0703A17M4S | 22400 | 15.6 | 8.3 | 23000 | 16300 | 70.87% | 2.88 | 0 | 11.9 |  |  |  | No | R-410A | 1.8667 | Residential & Commercial | Ducted CEE Tier 1
214391693 | Central HP <5.4 tons | RUUD | HRCU-A-CB (Split System: Heat Pump with Remote Outdoor Unit-Air-Source) | RP15AZ24AJ2N | ASPEN |  | CP37A34+TDR | R962V0703A17M4S | 22400 | 15.6 | 8.3 | 23000 | 16300 | 70.87% | 2.88 | 0 | 11.9 |  |  |  | No | R-410A | 1.8667 | Residential & Commercial | Ducted CEE Tier 1
214391698 | Central HP <5.4 tons | RUUD | HRCU-A-CB (Split System: Heat Pump with Remote Outdoor Unit-Air-Source) | RP15AZ24AJ2N | ASPEN |  | CP31A34+TDR | U802VA075317Z | 22400 | 16.4 | 8.3 | 23000 | 16600 | 72.17% | 2.99 | 0 | 11.8 |  |  |  | No | R-410A | 1.8667 | Residential & Commercial | Ducted CEE Tier 1
214391673 | Central HP <5.4 tons | RUUD | HRCU-A-CB (Split System: Heat Pump with Remote Outdoor Unit-Air-Source) | RP15AZ24AJ2N | ASPEN |  | CP37A34+TDR | R921V0403A17M4S | 22400 | 15.6 | 8.3 | 23000 | 16500 | 71.74% | 2.9 | 0 | 11.9 |  |  |  | No | R-410A | 1.8667 | Residential & Commercial | Ducted CEE Tier 1
214391689 | Central HP <5.4 tons | RUUD | HRCU-A-CB (Split System: Heat Pump with Remote Outdoor Unit-Air-Source) | RP15AZ24AJ2N | ASPEN |  | CP37A34+TDR | R962V0403A17M4S | 22400 | 15.6 | 8.3 | 23000 | 16500 | 71.74% | 2.9 | 0 | 11.9 |  |  |  | No | R-410A | 1.8667 | Residential & Commercial | Ducted CEE Tier 1
214394435 | Central HP <5.4 tons | RUUD | HRCU-A-CB (Split System: Heat Pump with Remote Outdoor Unit-Air-Source) | RD17AZ36AJ3N | ASPEN |  | D(A,C,E)42B44+TDR | U97MV0855A21DHS | 33000 | 18 | 8.1 | 34200 | 29400 | 85.96% | 1.9 | 0 | 10 |  |  |  | No | R-410A | 2.75 | Residential & Commercial | Ducted CEE Tier 1
215423435 | Central HP <5.4 tons | YORK | HRCU-A-CB (Split System: Heat Pump with Remote Outdoor Unit-Air-Source) | HH836E2S11 | ADP |  | H,YE80*36+TXV | YP9C080C16MP13 | 33400 | 18 | 8.5 | 29800 | 25000 | 83.89% | 2 | 0 | 11 |  |  |  | No | R-454B | 2.7833 | Residential & Commercial | Ducted CEE Tier 1
215425273 | Central HP <5.4 tons | YORK | HRCU-A-CB (Split System: Heat Pump with Remote Outdoor Unit-Air-Source) | HH836E2S11 | ADP |  | H,YE1K*36+TXV | TL9E100C20UH11 | 33400 | 18 | 8.5 | 30000 | 25200 | 84% | 2 | 0 | 11 |  |  |  | No | R-454B | 2.7833 | Residential & Commercial | Ducted CEE Tier 1
215425296 | Central HP <5.4 tons | YORK | HRCU-A-CB (Split System: Heat Pump with Remote Outdoor Unit-Air-Source) | HH836E2S11 | ADP |  | H,YE1K*36+TXV | TM9V060B12MP12 | 32600 | 17 | 8.5 | 29000 | 24800 | 85.52% | 2 | 0 | 11 |  |  |  | No | R-454B | 2.7167 | Residential & Commercial | Ducted CEE Tier 1
215423231 | Central HP <5.4 tons | YORK | HRCU-A-CB (Split System: Heat Pump with Remote Outdoor Unit-Air-Source) | HH836E2S11 | ADP |  | H,YE34*36+TXV | TM8E120C16MP11 | 32400 | 18 | 8.35 | 29400 | 23800 | 80.95% | 1.98 | 0 | 10.5 |  |  |  | No | R-454B | 2.7 | Residential & Commercial | Ducted CEE Tier 1
215423240 | Central HP <5.4 tons | YORK | HRCU-A-CB (Split System: Heat Pump with Remote Outdoor Unit-Air-Source) | HH836E2S11 | ADP |  | H,YE80*36+TXV | TM8E120C20MP11 | 34000 | 17 | 8.5 | 30400 | 25200 | 82.89% | 2 | 0 | 11 |  |  |  | No | R-454B | 2.8333 | Residential & Commercial | Ducted CEE Tier 1
215423258 | Central HP <5.4 tons | YORK | HRCU-A-CB (Split System: Heat Pump with Remote Outdoor Unit-Air-Source) | HH836E2S11 | ADP |  | H,YE9J*36+TXV-BLEED | TM8Y080B12MP11 | 33000 | 17 | 8.5 | 29200 | 24800 | 84.93% | 2 | 0 | 11 |  |  |  | No | R-454B | 2.75 | Residential & Commercial | Ducted CEE Tier 1
215423267 | Central HP <5.4 tons | YORK | HRCU-A-CB (Split System: Heat Pump with Remote Outdoor Unit-Air-Source) | HH836E2S11 | ADP |  | H,YE35*36+TXV | TM8Y100C16MP11 | 33200 | 18 | 8.5 | 28800 | 24600 | 85.42% | 2 | 0 | 11.7 |  |  |  | No | R-454B | 2.7667 | Residential & Commercial | Ducted CEE Tier 1
215731364 | Central HP <5.4 tons | YORK | HRCU-A-CB (Split System: Heat Pump with Remote Outdoor Unit-Air-Source) | HH860E2S11 | ADP |  | H,YG52*48+TXV | TM8V080C16MP12 | 43500 | 18 | 8.5 | 42000 | 32800 | 78.1% | 2 | 0 | 11.7 |  |  |  | No | R-454B | 3.625 | Residential & Commercial | Ducted CEE Tier 1
215731379 | Central HP <5.4 tons | YORK | HRCU-A-CB (Split System: Heat Pump with Remote Outdoor Unit-Air-Source) | HH860E2S11 | ADP |  | H,YG72*48+TXV | TM8V100C16MP12 | 43500 | 18 | 8.5 | 42000 | 32800 | 78.1% | 2 | 0 | 11.7 |  |  |  | No | R-454B | 3.625 | Residential & Commercial | Ducted CEE Tier 1
215731380 | Central HP <5.4 tons | YORK | HRCU-A-CB (Split System: Heat Pump with Remote Outdoor Unit-Air-Source) | HH860E2S11 | ADP |  | H,YG72*60+TXV | TM8V100C16MP12 | 43500 | 18 | 8.5 | 42000 | 32800 | 78.1% | 2 | 0 | 11.7 |  |  |  | No | R-454B | 3.625 | Residential & Commercial | Ducted CEE Tier 1
215731383 | Central HP <5.4 tons | YORK | HRCU-A-CB (Split System: Heat Pump with Remote Outdoor Unit-Air-Source) | HH860E2S11 | ADP |  | H,YG3K*60+TXV-BLEED | TM8V100C16MP12 | 43500 | 17 | 8.5 | 42000 | 32800 | 78.1% | 2 | 0 | 11.7 |  |  |  | No | R-454B | 3.625 | Residential & Commercial | Ducted CEE Tier 1
215731397 | Central HP <5.4 tons | YORK | HRCU-A-CB (Split System: Heat Pump with Remote Outdoor Unit-Air-Source) | HH860E2S11 | ADP |  | H,YG55*60+TXV-BLEED | TM8V100C16MP12 | 43500 | 18 | 8.5 | 42000 | 32800 | 78.1% | 2 | 0 | 11.7 |  |  |  | No | R-454B | 3.625 | Residential & Commercial | Ducted CEE Tier 1
215731416 | Central HP <5.4 tons | YORK | HRCU-A-CB (Split System: Heat Pump with Remote Outdoor Unit-Air-Source) | HH860E2S11 | ADP |  | H,YG74*48+TXV | TM8V100C16MP12 | 43500 | 18 | 8.5 | 42000 | 32800 | 78.1% | 2 | 0 | 11.7 |  |  |  | No | R-454B | 3.625 | Residential & Commercial | Ducted CEE Tier 1
215731447 | Central HP <5.4 tons | YORK | HRCU-A-CB (Split System: Heat Pump with Remote Outdoor Unit-Air-Source) | HH860E2S11 | ADP |  | H,YG54*60+TXV | TM8V100C20MP12 | 53000 | 19 | 8.5 | 52000 | 38500 | 74.04% | 2 | 0 | 11 |  |  |  | No | R-454B | 4.4167 | Residential & Commercial | Ducted CEE Tier 1
215731449 | Central HP <5.4 tons | YORK | HRCU-A-CB (Split System: Heat Pump with Remote Outdoor Unit-Air-Source) | HH860E2S11 | ADP |  | H,YG55*60+TXV-BLEED | TM8V100C20MP12 | 53000 | 19 | 8.5 | 52000 | 38500 | 74.04% | 2 | 0 | 11 |  |  |  | No | R-454B | 4.4167 | Residential & Commercial | Ducted CEE Tier 1
212437270 | Central HP <5.4 tons | BOSCH | HRCU-A-CB (Split System: Heat Pump with Remote Outdoor Unit-Air-Source) | BOVA-24HDN1-M15G |  |  | BCA-24WN1-M16 |  | 23400 | 16.1 | 8.5 | 23600 | 16700 | 70.76% | 1.81 | 0 | 11.7 |  |  |  | No | R-410A | 1.95 | Residential & Commercial | Ducted CEE Tier 1
214572988 | Central HP <5.4 tons | CARRIER | HRCU-A-CB (Split System: Heat Pump with Remote Outdoor Unit-Air-Source) | 25VNA837A*030* |  |  | CAP**6121AL*+UI | 59MN7C080C21**20 | 33200 | 17.5 | 8.5 | 32000 | 24800 | 77.5% | 2 | 0 | 11.5 |  |  |  | No | R-410A | 2.7667 | Residential & Commercial | Ducted CEE Tier 1
214573358 | Central HP <5.4 tons | CARRIER | HRCU-A-CB (Split System: Heat Pump with Remote Outdoor Unit-Air-Source) | 25VNA837A*030* |  |  | CNPV*3621AL*+UI | 59TN6C080C21**20 | 31400 | 17 | 8.1 | 33000 | 24000 | 72.73% | 1.84 | 0 | 11 |  |  |  | No | R-410A | 2.6167 | Residential & Commercial | Ducted CEE Tier 1
214573708 | Central HP <5.4 tons | CARRIER | HRCU-A-CB (Split System: Heat Pump with Remote Outdoor Unit-Air-Source) | 25VNA837A*031* |  |  | CAP**3721AL*+UI | 59MN7C080C21**20 | 32800 | 17.5 | 8.5 | 32800 | 25200 | 76.83% | 2 | 0 | 11.5 |  |  |  | No | R-410A | 2.7333 | Residential & Commercial | Ducted CEE Tier 1
214573758 | Central HP <5.4 tons | CARRIER | HRCU-A-CB (Split System: Heat Pump with Remote Outdoor Unit-Air-Source) | 25VNA837A*031* |  |  | CAP**4221AL*+UI | 59MN7C060C21**20 | 31600 | 17 | 8.1 | 33200 | 24800 | 74.7% | 1.88 | 0 | 10.5 |  |  |  | No | R-410A | 2.6333 | Residential & Commercial | Ducted CEE Tier 1
214573808 | Central HP <5.4 tons | CARRIER | HRCU-A-CB (Split System: Heat Pump with Remote Outdoor Unit-Air-Source) | 25VNA837A*031* |  |  | CAP**4224AL*+UI | 59CU5B100C21**22 | 31800 | 17.5 | 8.5 | 32800 | 24400 | 74.39% | 1.9 | 0 | 11 |  |  |  | No | R-410A | 2.65 | Residential & Commercial | Ducted CEE Tier 1
214573858 | Central HP <5.4 tons | CARRIER | HRCU-A-CB (Split System: Heat Pump with Remote Outdoor Unit-Air-Source) | 25VNA837A*031* |  |  | CAP**4321AL*+UI | 59CU5B080C21**20 | 32800 | 17.5 | 8.5 | 32800 | 25200 | 76.83% | 2 | 0 | 11 |  |  |  | No | R-410A | 2.7333 | Residential & Commercial | Ducted CEE Tier 1
214573908 | Central HP <5.4 tons | CARRIER | HRCU-A-CB (Split System: Heat Pump with Remote Outdoor Unit-Air-Source) | 25VNA837A*031* |  |  | CAP**4821AL*+UI | 58TN*B070C21**20 | 32200 | 17.5 | 8.5 | 32400 | 25000 | 77.16% | 1.98 | 0 | 11 |  |  |  | No | R-410A | 2.6833 | Residential & Commercial | Ducted CEE Tier 1
211653535 | Central HP <5.4 tons | LENNOX | HRCU-A-CB (Split System: Heat Pump with Remote Outdoor Unit-Air-Source) | SL25XPV-048-230A** | ADP |  | LP42/62W9 | SL297UH080NV48C* | 45500 | 20 | 9.4 | 42000 | 36000 | 85.71% | 1.9 | 0 | 12 |  |  |  | No | R-410A | 3.7917 | Residential & Commercial | Ducted CEE Tier 1
216439110 | Central HP <5.4 tons | AMERISTAR | HRCU-A-CB (Split System: Heat Pump with Remote Outdoor Unit-Air-Source) | A5HL5048A1000AA |  |  | A5AHV006A1D3 |  | 46000 | 16 | 8.1 | 48000 | 38000 | 79.17% | 1.75 | 0 | 11.7 |  |  |  | No | R-454B | 3.8333 | Residential & Commercial | Ducted CEE Tier 1
203025026 | Central HP <5.4 tons | BOSCH | HRCU-A-CB (Split System: Heat Pump with Remote Outdoor Unit-Air-Source) | BOVA-60HDN1-M20G |  |  | BMA*4248DNTF | BGH96M120D5A | 45500 | 17.5 | 9 | 47000 | 33200 | 70.64% | 1.9 | 12.5 | 11.7 |  |  |  | No | R-410A | 3.7917 | Residential & Commercial | Ducted CEE Tier 1
214320271 | Central HP <5.4 tons | BOREAL | HRCU-A-C (Split System: Heat Pump with Remote Outdoor Unit with No Indoor Fan --Air Source) | ENVBR60HPJ1OA | ASPEN |  | C(A,C,D,E)48D44+TDR |  | 47000 | 15.2 | 8.5 | 48000 | 33600 | 70% | 1.8 | 0 | 10 |  |  |  | No | R-410A | 3.9167 | Residential & Commercial | Ducted CEE Tier 1
214391984 | Central HP <5.4 tons | RUUD | HRCU-A-CB (Split System: Heat Pump with Remote Outdoor Unit-Air-Source) | RP15AZ48AJ2N | ASPEN |  | CP61B34+TDR | R801V1005A21UHS | 44500 | 15.5 | 8.2 | 45500 | 36400 | 80% | 3.06 | 0 | 10 |  |  |  | No | R-410A | 3.7083 | Residential & Commercial | Ducted CEE Tier 1
215731464 | Central HP <5.4 tons | YORK | HRCU-A-CB (Split System: Heat Pump with Remote Outdoor Unit-Air-Source) | HH860E2S11 | ADP |  | H,YG72*60+TXV-BLEED | TM8V120C20MP12 | 44000 | 18 | 8.5 | 42500 | 33200 | 78.12% | 2 | 0 | 11.7 |  |  |  | No | R-454B | 3.6667 | Residential & Commercial | Ducted CEE Tier 1
215731498 | Central HP <5.4 tons | YORK | HRCU-A-CB (Split System: Heat Pump with Remote Outdoor Unit-Air-Source) | HH860E2S11 | ADP |  | H,YG51*60+TXV | TM9V120D20MP12 | 53000 | 19 | 8.5 | 52500 | 39000 | 74.29% | 2 | 0 | 11 |  |  |  | No | R-454B | 4.4167 | Residential & Commercial | Ducted CEE Tier 1
215731515 | Central HP <5.4 tons | YORK | HRCU-A-CB (Split System: Heat Pump with Remote Outdoor Unit-Air-Source) | HH860E2S11 | ADP |  | H,YG55*48+TXV-BLEED | TM9Y080C16MP11 | 44000 | 17 | 8.5 | 42500 | 33400 | 78.59% | 2 | 0 | 11 |  |  |  | No | R-454B | 3.6667 | Residential & Commercial | Ducted CEE Tier 1
215731516 | Central HP <5.4 tons | YORK | HRCU-A-CB (Split System: Heat Pump with Remote Outdoor Unit-Air-Source) | HH860E2S11 | ADP |  | H,YG55*60+TXV-BLEED | TM9Y080C16MP11 | 44000 | 17 | 8.5 | 42500 | 33400 | 78.59% | 2 | 0 | 11 |  |  |  | No | R-454B | 3.6667 | Residential & Commercial | Ducted CEE Tier 1
215731530 | Central HP <5.4 tons | YORK | HRCU-A-CB (Split System: Heat Pump with Remote Outdoor Unit-Air-Source) | HH860E2S11 | ADP |  | H,YG52*48+TXV | TM9Y080C16MP11 | 44000 | 17 | 8.5 | 42500 | 33400 | 78.59% | 2 | 0 | 11 |  |  |  | No | R-454B | 3.6667 | Residential & Commercial | Ducted CEE Tier 1
215731547 | Central HP <5.4 tons | YORK | HRCU-A-CB (Split System: Heat Pump with Remote Outdoor Unit-Air-Source) | HH860E2S11 | ADP |  | H,YG54*48+TXV | TM9Y100C16MP11 | 44000 | 17 | 8.5 | 42500 | 33400 | 78.59% | 2 | 0 | 11 |  |  |  | No | R-454B | 3.6667 | Residential & Commercial | Ducted CEE Tier 1
215731565 | Central HP <5.4 tons | YORK | HRCU-A-CB (Split System: Heat Pump with Remote Outdoor Unit-Air-Source) | HH860E2S11 | ADP |  | H,YG86*48+TXV-BLEED | TM9Y100C16MP11 | 44000 | 17 | 8.5 | 42500 | 33400 | 78.59% | 2 | 0 | 11 |  |  |  | No | R-454B | 3.6667 | Residential & Commercial | Ducted CEE Tier 1
215425353 | Central HP <5.4 tons | YORK | HRCU-A-CB (Split System: Heat Pump with Remote Outdoor Unit-Air-Source) | HH860E2S11 | ADP |  | H,YE3K*48+TXV | TM8E100C16MP11 | 44500 | 18 | 8.5 | 43500 | 33800 | 77.7% | 2 | 0 | 11 |  |  |  | No | R-454B | 3.7083 | Residential & Commercial | Ducted CEE Tier 1
215425362 | Central HP <5.4 tons | YORK | HRCU-A-CB (Split System: Heat Pump with Remote Outdoor Unit-Air-Source) | HH860E2S11 | ADP |  | H,YE74*60+TXV | TM8E100C20MP11 | 53500 | 19 | 8.5 | 53000 | 39500 | 74.53% | 2 | 0 | 11 |  |  |  | No | R-454B | 4.4583 | Residential & Commercial | Ducted CEE Tier 1
215425373 | Central HP <5.4 tons | YORK | HRCU-A-CB (Split System: Heat Pump with Remote Outdoor Unit-Air-Source) | HH860E2S11 | ADP |  | H,YE86*48+TXV | TM8E120C16MP11 | 44500 | 18 | 8.5 | 43500 | 33800 | 77.7% | 2 | 0 | 11 |  |  |  | No | R-454B | 3.7083 | Residential & Commercial | Ducted CEE Tier 1
215425378 | Central HP <5.4 tons | YORK | HRCU-A-CB (Split System: Heat Pump with Remote Outdoor Unit-Air-Source) | HH860E2S11 | ADP |  | H,YE37*48+TXV | TM8V080C16MP12 | 43500 | 17 | 8.5 | 42000 | 32800 | 78.1% | 2 | 0 | 11.7 |  |  |  | No | R-454B | 3.625 | Residential & Commercial | Ducted CEE Tier 1
215425396 | Central HP <5.4 tons | YORK | HRCU-A-CB (Split System: Heat Pump with Remote Outdoor Unit-Air-Source) | HH860E2S11 | ADP |  | H,YE49*48+TXV | TM8V100C16MP12 | 43500 | 18 | 8.5 | 42000 | 32800 | 78.1% | 2 | 0 | 11.7 |  |  |  | No | R-454B | 3.625 | Residential & Commercial | Ducted CEE Tier 1
215423492 | Central HP <5.4 tons | YORK | HRCU-A-CB (Split System: Heat Pump with Remote Outdoor Unit-Air-Source) | HH860E2S11 | ADP |  | H,YE84*60+TXV | TM8E080C16MP11 | 44500 | 18 | 8.5 | 43500 | 33800 | 77.7% | 2 | 0 | 11 |  |  |  | No | R-454B | 3.7083 | Residential & Commercial | Ducted CEE Tier 1
215423508 | Central HP <5.4 tons | YORK | HRCU-A-CB (Split System: Heat Pump with Remote Outdoor Unit-Air-Source) | HH860E2S11 | ADP |  | H,YE36*48+TXV | TM8E100C16MP11 | 44000 | 17 | 8.4 | 43500 | 33800 | 77.7% | 1.98 | 0 | 10.5 |  |  |  | No | R-454B | 3.6667 | Residential & Commercial | Ducted CEE Tier 1
215423542 | Central HP <5.4 tons | YORK | HRCU-A-CB (Split System: Heat Pump with Remote Outdoor Unit-Air-Source) | HH860E2S11 | ADP |  | H,YE2K*60+TXV | TM8E120C16MP11 | 44500 | 17 | 8.45 | 43500 | 33800 | 77.7% | 2 | 0 | 11 |  |  |  | No | R-454B | 3.7083 | Residential & Commercial | Ducted CEE Tier 1
215423558 | Central HP <5.4 tons | YORK | HRCU-A-CB (Split System: Heat Pump with Remote Outdoor Unit-Air-Source) | HH860E2S11 | ADP |  | H,YE3K*60+TXV | TM8E120C20MP11 | 52500 | 18 | 8.45 | 52500 | 39000 | 74.29% | 1.98 | 0 | 10.5 |  |  |  | No | R-454B | 4.375 | Residential & Commercial | Ducted CEE Tier 1
215423560 | Central HP <5.4 tons | YORK | HRCU-A-CB (Split System: Heat Pump with Remote Outdoor Unit-Air-Source) | HH860E2S11 | ADP |  | H,YE48*60+TXV | TM8E120C20MP11 | 53000 | 18 | 8.5 | 52500 | 39000 | 74.29% | 2 | 0 | 11 |  |  |  | No | R-454B | 4.4167 | Residential & Commercial | Ducted CEE Tier 1
215423565 | Central HP <5.4 tons | YORK | HRCU-A-CB (Split System: Heat Pump with Remote Outdoor Unit-Air-Source) | HH860E2S11 | ADP |  | H,YE86*60+TXV | TM8E120C20MP11 | 53000 | 19 | 8.5 | 52500 | 39000 | 74.29% | 2 | 0 | 11 |  |  |  | No | R-454B | 4.4167 | Residential & Commercial | Ducted CEE Tier 1
215423592 | Central HP <5.4 tons | YORK | HRCU-A-CB (Split System: Heat Pump with Remote Outdoor Unit-Air-Source) | HH860E2S11 | ADP |  | H,YE49*60+TXV | TM8V080C16MP12 | 43500 | 18 | 8.5 | 42000 | 32800 | 78.1% | 2 | 0 | 11.7 |  |  |  | No | R-454B | 3.625 | Residential & Commercial | Ducted CEE Tier 1
215423635 | Central HP <5.4 tons | YORK | HRCU-A-CB (Split System: Heat Pump with Remote Outdoor Unit-Air-Source) | HH860E2S11 | ADP |  | H,YE54*60+TXV | TM8V120C20MP12 | 53000 | 19 | 8.5 | 52000 | 38500 | 74.04% | 2 | 0 | 11 |  |  |  | No | R-454B | 4.4167 | Residential & Commercial | Ducted CEE Tier 1
215423658 | Central HP <5.4 tons | YORK | HRCU-A-CB (Split System: Heat Pump with Remote Outdoor Unit-Air-Source) | HH860E2S11 | ADP |  | H,YE35*48+TXV | TM8Y100C16MP11 | 43000 | 17 | 8.3 | 42000 | 33000 | 78.57% | 1.96 | 0 | 11 |  |  |  | No | R-454B | 3.5833 | Residential & Commercial | Ducted CEE Tier 1
215423660 | Central HP <5.4 tons | YORK | HRCU-A-CB (Split System: Heat Pump with Remote Outdoor Unit-Air-Source) | HH860E2S11 | ADP |  | H,YE36*48+TXV | TM8Y100C16MP11 | 43500 | 17 | 8.4 | 42000 | 33000 | 78.57% | 1.98 | 0 | 11.5 |  |  |  | No | R-454B | 3.625 | Residential & Commercial | Ducted CEE Tier 1
215423669 | Central HP <5.4 tons | YORK | HRCU-A-CB (Split System: Heat Pump with Remote Outdoor Unit-Air-Source) | HH860E2S11 | ADP |  | H,YE54*48+TXV | TM8Y100C16MP11 | 44000 | 18 | 8.5 | 42000 | 33000 | 78.57% | 2 | 0 | 11.7 |  |  |  | No | R-454B | 3.6667 | Residential & Commercial | Ducted CEE Tier 1
215423676 | Central HP <5.4 tons | YORK | HRCU-A-CB (Split System: Heat Pump with Remote Outdoor Unit-Air-Source) | HH860E2S11 | ADP |  | H,YE36*60+TXV-BLEED | TM8Y100C20MP11 | 52000 | 18 | 8.3 | 53000 | 39500 | 74.53% | 1.96 | 0 | 10.5 |  |  |  | No | R-454B | 4.3333 | Residential & Commercial | Ducted CEE Tier 1
215423692 | Central HP <5.4 tons | YORK | HRCU-A-CB (Split System: Heat Pump with Remote Outdoor Unit-Air-Source) | HH860E2S11 | ADP |  | H,YE2K*60+TXV | TM8Y120C20MP11 | 52500 | 18 | 8.35 | 53000 | 39500 | 74.53% | 1.96 | 0 | 10.5 |  |  |  | No | R-454B | 4.375 | Residential & Commercial | Ducted CEE Tier 1
215423699 | Central HP <5.4 tons | YORK | HRCU-A-CB (Split System: Heat Pump with Remote Outdoor Unit-Air-Source) | HH860E2S11 | ADP |  | H,YE49*60+TXV | TM8Y120C20MP11 | 53500 | 19 | 8.5 | 53000 | 39500 | 74.53% | 2 | 0 | 11 |  |  |  | No | R-454B | 4.4583 | Residential & Commercial | Ducted CEE Tier 1
215423719 | Central HP <5.4 tons | YORK | HRCU-A-CB (Split System: Heat Pump with Remote Outdoor Unit-Air-Source) | HH860E2S11 | ADP |  | H,YE86*60+TXV | TM9E080C16MP12 | 44500 | 18 | 8.5 | 43500 | 34000 | 78.16% | 2 | 0 | 11 |  |  |  | No | R-454B | 3.7083 | Residential & Commercial | Ducted CEE Tier 1
215423758 | Central HP <5.4 tons | YORK | HRCU-A-CB (Split System: Heat Pump with Remote Outdoor Unit-Air-Source) | HH860E2S11 | ADP |  | H,YE55*60+TXV | TM9E100C20MP12 | 53500 | 19 | 8.5 | 53000 | 39500 | 74.53% | 2 | 0 | 11 |  |  |  | No | R-454B | 4.4583 | Residential & Commercial | Ducted CEE Tier 1
215423783 | Central HP <5.4 tons | YORK | HRCU-A-CB (Split System: Heat Pump with Remote Outdoor Unit-Air-Source) | HH860E2S11 | ADP |  | H,YE48*48+TXV | TM9V080C16MP12 | 43500 | 18 | 8.5 | 42000 | 33000 | 78.57% | 2 | 0 | 11 |  |  |  | No | R-454B | 3.625 | Residential & Commercial | Ducted CEE Tier 1
215423785 | Central HP <5.4 tons | YORK | HRCU-A-CB (Split System: Heat Pump with Remote Outdoor Unit-Air-Source) | HH860E2S11 | ADP |  | H,YE54*48+TXV | TM9V080C16MP12 | 43500 | 18 | 8.5 | 42000 | 33000 | 78.57% | 2 | 0 | 11 |  |  |  | No | R-454B | 3.625 | Residential & Commercial | Ducted CEE Tier 1
215423817 | Central HP <5.4 tons | YORK | HRCU-A-CB (Split System: Heat Pump with Remote Outdoor Unit-Air-Source) | HH860E2S11 | ADP |  | H,YE48*60+TXV | TM9V100C20MP12 | 44000 | 18 | 8.5 | 42500 | 33200 | 78.12% | 2 | 0 | 11.7 |  |  |  | No | R-454B | 3.6667 | Residential & Commercial | Ducted CEE Tier 1
215423826 | Central HP <5.4 tons | YORK | HRCU-A-CB (Split System: Heat Pump with Remote Outdoor Unit-Air-Source) | HH860E2S11 | ADP |  | H,YE2K*60+TXV | TM9V120D20MP12 | 52000 | 18 | 8.35 | 52500 | 39000 | 74.29% | 1.96 | 0 | 10.5 |  |  |  | No | R-454B | 4.3333 | Residential & Commercial | Ducted CEE Tier 1
215423844 | Central HP <5.4 tons | YORK | HRCU-A-CB (Split System: Heat Pump with Remote Outdoor Unit-Air-Source) | HH860E2S11 | ADP |  | H,YE48*60+TXV-BLEED | TM9Y080C16MP11 | 44000 | 17 | 8.5 | 42500 | 33400 | 78.59% | 2 | 0 | 11 |  |  |  | No | R-454B | 3.6667 | Residential & Commercial | Ducted CEE Tier 1
215423858 | Central HP <5.4 tons | YORK | HRCU-A-CB (Split System: Heat Pump with Remote Outdoor Unit-Air-Source) | HH860E2S11 | ADP |  | H,YE37*60+TXV | TM9Y100C16MP11 | 44000 | 16 | 8.5 | 42500 | 33400 | 78.59% | 2 | 0 | 11 |  |  |  | No | R-454B | 3.6667 | Residential & Commercial | Ducted CEE Tier 1
215423874 | Central HP <5.4 tons | YORK | HRCU-A-CB (Split System: Heat Pump with Remote Outdoor Unit-Air-Source) | HH860E2S11 | ADP |  | H,YE37*60+TXV | TM9Y100C20MP11 | 51500 | 17 | 8.35 | 52500 | 39000 | 74.29% | 1.98 | 0 | 10.5 |  |  |  | No | R-454B | 4.2917 | Residential & Commercial | Ducted CEE Tier 1
215423892 | Central HP <5.4 tons | YORK | HRCU-A-CB (Split System: Heat Pump with Remote Outdoor Unit-Air-Source) | HH860E2S11 | ADP |  | H,YE54*60+TXV | TM9Y120D20MP11 | 53000 | 19 | 8.5 | 52500 | 39000 | 74.29% | 2 | 0 | 11 |  |  |  | No | R-454B | 4.4167 | Residential & Commercial | Ducted CEE Tier 1
215423899 | Central HP <5.4 tons | YORK | HRCU-A-CB (Split System: Heat Pump with Remote Outdoor Unit-Air-Source) | HH860E2S11 | ADP |  | H,YE36*48+TXV | Y81E080C16SMPS1 | 44000 | 17 | 8.4 | 42500 | 33000 | 77.65% | 1.98 | 0 | 11.7 |  |  |  | No | R-454B | 3.6667 | Residential & Commercial | Ducted CEE Tier 1
215423917 | Central HP <5.4 tons | YORK | HRCU-A-CB (Split System: Heat Pump with Remote Outdoor Unit-Air-Source) | HH860E2S11 | ADP |  | H,YE37*60+TXV | Y81E080C20SMPS1 | 52000 | 18 | 8.35 | 52000 | 38500 | 74.04% | 1.98 | 0 | 10.5 |  |  |  | No | R-454B | 4.3333 | Residential & Commercial | Ducted CEE Tier 1
215423919 | Central HP <5.4 tons | YORK | HRCU-A-CB (Split System: Heat Pump with Remote Outdoor Unit-Air-Source) | HH860E2S11 | ADP |  | H,YE3K*60+TXV | Y81E080C20SMPS1 | 52500 | 18 | 8.45 | 52000 | 38500 | 74.04% | 1.98 | 0 | 10.5 |  |  |  | No | R-454B | 4.375 | Residential & Commercial | Ducted CEE Tier 1
215423926 | Central HP <5.4 tons | YORK | HRCU-A-CB (Split System: Heat Pump with Remote Outdoor Unit-Air-Source) | HH860E2S11 | ADP |  | H,YE84*60+TXV | Y81E080C20SMPS1 | 53000 | 19 | 8.5 | 52000 | 38500 | 74.04% | 2 | 0 | 11 |  |  |  | No | R-454B | 4.4167 | Residential & Commercial | Ducted CEE Tier 1
215423953 | Central HP <5.4 tons | YORK | HRCU-A-CB (Split System: Heat Pump with Remote Outdoor Unit-Air-Source) | HH860E2S11 | ADP |  | H,YE48*60+TXV | Y81E100C20SMPS1 | 44500 | 18 | 8.5 | 42500 | 33000 | 77.65% | 2 | 0 | 12 |  |  |  | No | R-454B | 3.7083 | Residential & Commercial | Ducted CEE Tier 1
215424008 | Central HP <5.4 tons | YORK | HRCU-A-CB (Split System: Heat Pump with Remote Outdoor Unit-Air-Source) | HH860E2S11 | ADP |  | H,YE2K*60+TXV | Y91E080C16SMPS1 | 44500 | 17 | 8.45 | 45000 | 33400 | 74.22% | 2 | 0 | 11.5 |  |  |  | No | R-454B | 3.7083 | Residential & Commercial | Ducted CEE Tier 1
215424026 | Central HP <5.4 tons | YORK | HRCU-A-CB (Split System: Heat Pump with Remote Outdoor Unit-Air-Source) | HH860E2S11 | ADP |  | H,YE2K*60+TXV | Y91E080C20SMPS1 | 44000 | 17 | 8.45 | 44500 | 33000 | 74.16% | 2 | 0 | 11.7 |  |  |  | No | R-454B | 3.6667 | Residential & Commercial | Ducted CEE Tier 1
215424042 | Central HP <5.4 tons | YORK | HRCU-A-CB (Split System: Heat Pump with Remote Outdoor Unit-Air-Source) | HH860E2S11 | ADP |  | H,YE37*60+TXV | Y91E100C16SMPS1 | 45500 | 17 | 8.5 | 45000 | 33800 | 75.11% | 2 | 0 | 11.7 |  |  |  | No | R-454B | 3.7917 | Residential & Commercial | Ducted CEE Tier 1
215424044 | Central HP <5.4 tons | YORK | HRCU-A-CB (Split System: Heat Pump with Remote Outdoor Unit-Air-Source) | HH860E2S11 | ADP |  | H,YE2K*60+TXV | Y91E100C16SMPS1 | 45500 | 17 | 8.45 | 45000 | 33800 | 75.11% | 2 | 0 | 11.7 |  |  |  | No | R-454B | 3.7917 | Residential & Commercial | Ducted CEE Tier 1
215424053 | Central HP <5.4 tons | YORK | HRCU-A-CB (Split System: Heat Pump with Remote Outdoor Unit-Air-Source) | HH860E2S11 | ADP |  | H,YE74*48+TXV | Y91E100C16SMPS1 | 45500 | 18 | 8.5 | 45000 | 33800 | 75.11% | 2 | 0 | 11.7 |  |  |  | No | R-454B | 3.7917 | Residential & Commercial | Ducted CEE Tier 1
215424058 | Central HP <5.4 tons | YORK | HRCU-A-CB (Split System: Heat Pump with Remote Outdoor Unit-Air-Source) | HH860E2S11 | ADP |  | H,YE36*48+TXV | Y91E100C20SMPS1 | 45000 | 17 | 8.4 | 45000 | 33600 | 74.67% | 1.98 | 0 | 11.5 |  |  |  | No | R-454B | 3.75 | Residential & Commercial | Ducted CEE Tier 1
213479360 | Central HP <5.4 tons | BOSCH | HRCU-A-CB (Split System: Heat Pump with Remote Outdoor Unit-Air-Source) | BOVB-60HDN1-M18M |  |  | BMAC3036ANTD | BGH96M060B3B | 34000 | 16.5 | 8.5 | 34400 | 24200 | 70.35% | 1.8 | 0 | 11.7 |  |  |  | No | R-410A | 2.8333 | Residential & Commercial | Ducted CEE Tier 1
214784535 | Central HP <5.4 tons | BRYANT HEATING AND COOLING SYSTEMS | HRCU-A-CB (Split System: Heat Pump with Remote Outdoor Unit-Air-Source) | 38MURAQ24AB3* | ADP |  | SM3925 |  | 22600 | 16 | 8.55 | 24800 | 22600 | 91.13% | 1.84 | 0 | 10 |  |  |  | No | R-410A | 1.8833 | Residential & Commercial | Ducted CEE Tier 1
215424060 | Central HP <5.4 tons | YORK | HRCU-A-CB (Split System: Heat Pump with Remote Outdoor Unit-Air-Source) | HH860E2S11 | ADP |  | H,YE37*60+TXV | Y91E100C20SMPS1 | 45500 | 17 | 8.5 | 45000 | 33600 | 74.67% | 2 | 0 | 11.7 |  |  |  | No | R-454B | 3.7917 | Residential & Commercial | Ducted CEE Tier 1
215424101 | Central HP <5.4 tons | YORK | HRCU-A-CB (Split System: Heat Pump with Remote Outdoor Unit-Air-Source) | HH860E2S11 | ADP |  | H,YE54*48+TXV | YP9C080C16MP13 | 43500 | 18 | 8.5 | 42000 | 33000 | 78.57% | 2 | 0 | 11 |  |  |  | No | R-454B | 3.625 | Residential & Commercial | Ducted CEE Tier 1
215424117 | Central HP <5.4 tons | YORK | HRCU-A-CB (Split System: Heat Pump with Remote Outdoor Unit-Air-Source) | HH860E2S11 | ADP |  | H,YE48*48+TXV | YP9C100C16MP13 | 43500 | 18 | 8.5 | 42000 | 32800 | 78.1% | 2 | 0 | 11.7 |  |  |  | No | R-454B | 3.625 | Residential & Commercial | Ducted CEE Tier 1
215731580 | Central HP <5.4 tons | YORK | HRCU-A-CB (Split System: Heat Pump with Remote Outdoor Unit-Air-Source) | HH860E2S11 | ADP |  | H,YG55*60+TXV | TM9Y100C20MP11 | 52500 | 18 | 8.5 | 52500 | 39000 | 74.29% | 2 | 0 | 11 |  |  |  | No | R-454B | 4.375 | Residential & Commercial | Ducted CEE Tier 1
215731599 | Central HP <5.4 tons | YORK | HRCU-A-CB (Split System: Heat Pump with Remote Outdoor Unit-Air-Source) | HH860E2S11 | ADP |  | H,YG74*60+TXV-BLEED | TM9Y120D20MP11 | 53000 | 19 | 8.5 | 52500 | 39000 | 74.29% | 2 | 0 | 11 |  |  |  | No | R-454B | 4.4167 | Residential & Commercial | Ducted CEE Tier 1
215731616 | Central HP <5.4 tons | YORK | HRCU-A-CB (Split System: Heat Pump with Remote Outdoor Unit-Air-Source) | HH860E2S11 | ADP |  | H,YG55*60+TXV-BLEED | Y81E080C16SMPS1 | 44500 | 18 | 8.5 | 42500 | 33000 | 77.65% | 2 | 0 | 12 |  |  |  | No | R-454B | 3.7083 | Residential & Commercial | Ducted CEE Tier 1
215731631 | Central HP <5.4 tons | YORK | HRCU-A-CB (Split System: Heat Pump with Remote Outdoor Unit-Air-Source) | HH860E2S11 | ADP |  | H,YG86*48+TXV-BLEED | Y81E080C16SMPS1 | 44500 | 18 | 8.5 | 42500 | 33000 | 77.65% | 2 | 0 | 12 |  |  |  | No | R-454B | 3.7083 | Residential & Commercial | Ducted CEE Tier 1
215731699 | Central HP <5.4 tons | YORK | HRCU-A-CB (Split System: Heat Pump with Remote Outdoor Unit-Air-Source) | HH860E2S11 | ADP |  | H,YG51*60+TXV-BLEED | Y81E100C20SMPS1 | 53000 | 19 | 8.5 | 51500 | 38000 | 73.79% | 2 | 0 | 11.7 |  |  |  | No | R-454B | 4.4167 | Residential & Commercial | Ducted CEE Tier 1
211755886 | Central HP <5.4 tons | YORK | HRCU-A-CB (Split System: Heat Pump with Remote Outdoor Unit-Air-Source) | HMH72B341 | ASPEN |  | C(A,C,D,E)48D24+TDR | TMLE100C16MP11 | 32600 | 18 | 8.1 | 33000 | 29000 | 87.88% | 2.57 | 0 | 10 |  |  |  | No | R-410A | 2.7167 | Residential & Commercial | Ducted CEE Tier 1
215375221 | Central HP <5.4 tons | RUUD | HRCU-A-CB (Split System: Heat Pump with Remote Outdoor Unit-Air-Source) | RD17AZ48AJ3N | ASPEN |  | D(A,C,E)60D36+TDR | R801V0755A21UHS | 45500 | 15.2 | 8.1 | 45500 | 32400 | 71.21% | 2.4 | 0 | 10 |  |  |  | No | R-410A | 3.7917 | Residential & Commercial | Ducted CEE Tier 1
215375223 | Central HP <5.4 tons | RUUD | HRCU-A-CB (Split System: Heat Pump with Remote Outdoor Unit-Air-Source) | RD17AZ48AJ3N | ASPEN |  | D(A,C,E)48B46+TDR | R801V1005A21DZ | 44000 | 16 | 8.1 | 45500 | 32200 | 70.77% | 2.4 | 0 | 10 |  |  |  | No | R-410A | 3.6667 | Residential & Commercial | Ducted CEE Tier 1
215375255 | Central HP <5.4 tons | RUUD | HRCU-A-CB (Split System: Heat Pump with Remote Outdoor Unit-Air-Source) | RD17AZ48AJ3N | ASPEN |  | D(A,C,E)48B46+TDR | R802V0755A21UHN | 44000 | 15.2 | 8.1 | 45500 | 32400 | 71.21% | 2.4 | 0 | 10 |  |  |  | No | R-410A | 3.6667 | Residential & Commercial | Ducted CEE Tier 1
214838777 | Central HP <5.4 tons | ECOER | HRCU-A-CB (Split System: Heat Pump with Remote Outdoor Unit-Air-Source) | EODA19H-4860AA* |  |  | GNC4248CPT | FG7SA-108C-T35C* | 44000 | 17 | 8.3 | 46000 | 32400 | 70.43% | 1.95 | 0 | 11.7 |  |  |  | No | R-410A | 3.6667 | Residential & Commercial | Ducted CEE Tier 1
216558240 | Central HP <5.4 tons | ECOER | HRCU-A-CB (Split System: Heat Pump with Remote Outdoor Unit-Air-Source) | EODA19H-4860AA* |  |  | EAHDEN-48AB* |  | 47000 | 19 | 9.5 | 48000 | 34400 | 71.67% | 2.1 | 0 | 12.5 |  |  |  | No | R-410A | 3.9167 | Residential & Commercial | Ducted CEE Tier 1
214802826 | Central HP <5.4 tons | RHEEM | HRCU-A-CB (Split System: Heat Pump with Remote Outdoor Unit-Air-Source) | RP15AZ42AJ2N | ASPEN |  | D(A,C,E)48B44+TDR | R801V1005A21DZ | 38500 | 15.4 | 8.1 | 40000 | 28600 | 71.5% | 2.97 | 0 | 10 |  |  |  | No | R-410A | 3.2083 | Residential & Commercial | Ducted CEE Tier 1
215447637 | Central HP <5.4 tons | ECOER | HRCU-A-CB (Split System: Heat Pump with Remote Outdoor Unit-Air-Source) | EODA19H-4860AA* |  |  | GNC4860DPT | FG7TC-120D-E45D* | 52000 | 18 | 8.7 | 54000 | 37800 | 70% | 1.9 | 0 | 11.7 |  |  |  | No | R-410A | 4.3333 | Residential & Commercial | Ducted CEE Tier 1
214838786 | Central HP <5.4 tons | ECOER | HRCU-A-CB (Split System: Heat Pump with Remote Outdoor Unit-Air-Source) | EODA19H-4860AA* |  |  | GNC4248CPT | FG7TE-100D-V35C* | 45000 | 18 | 8.8 | 46000 | 32400 | 70.43% | 1.95 | 0 | 11.7 |  |  |  | No | R-410A | 3.75 | Residential & Commercial | Ducted CEE Tier 1
214303531 | Central HP <5.4 tons | ECOER | HRCU-A-CB (Split System: Heat Pump with Remote Outdoor Unit-Air-Source) | EODA19H-4860A |  |  | GNC4860DPT | MGH96M120D5A | 52000 | 18 | 8.7 | 54000 | 37800 | 70% | 1.9 | 0 | 11.7 |  |  |  | No | R-410A | 4.3333 | Residential & Commercial | Ducted CEE Tier 1
215375257 | Central HP <5.4 tons | RUUD | HRCU-A-CB (Split System: Heat Pump with Remote Outdoor Unit-Air-Source) | RD17AZ48AJ3N | ASPEN |  | D(A,C,E)60D36+TDR | R802V0755A21UHN | 45500 | 15.2 | 8.1 | 45500 | 32400 | 71.21% | 2.4 | 0 | 10 |  |  |  | No | R-410A | 3.7917 | Residential & Commercial | Ducted CEE Tier 1
215375304 | Central HP <5.4 tons | RUUD | HRCU-A-CB (Split System: Heat Pump with Remote Outdoor Unit-Air-Source) | RD17AZ48AJ3N | ASPEN |  | D(A,C,E)60D34+TDR | R921V1005A21M4S | 45500 | 15.2 | 8.1 | 45500 | 32600 | 71.65% | 2.3 | 0 | 10 |  |  |  | No | R-410A | 3.7917 | Residential & Commercial | Ducted CEE Tier 1
210474467 | Central HP <5.4 tons | KEEPRITE | HRCU-A-CB (Split System: Heat Pump with Remote Outdoor Unit-Air-Source) | CVH825GKA3* |  |  | EHD4X48AAL+WALLCON | *95CSU1002122A* | 24200 | 16.5 | 8.1 | 21200 | 16600 | 78.3% | 2.02 | 0 | 11 |  |  |  | No | R-410A | 2.0167 | Residential & Commercial | Ducted CEE Tier 1
210474566 | Central HP <5.4 tons | KEEPRITE | HRCU-A-CB (Split System: Heat Pump with Remote Outdoor Unit-Air-Source) | CVH825GKA3* |  |  | EHD4X48AAL+WALLCON | *96CTN1202422A* | 24200 | 16.5 | 8.1 | 21200 | 16600 | 78.3% | 2.02 | 0 | 11 |  |  |  | No | R-410A | 2.0167 | Residential & Commercial | Ducted CEE Tier 1
210474632 | Central HP <5.4 tons | KEEPRITE | HRCU-A-CB (Split System: Heat Pump with Remote Outdoor Unit-Air-Source) | CVH825GKA3* |  |  | EHD4X48AAL+WALLCON | *80CTL0701412A* | 24400 | 17 | 8.1 | 21200 | 16500 | 77.83% | 2.02 | 0 | 11 |  |  |  | No | R-410A | 2.0333 | Residential & Commercial | Ducted CEE Tier 1
210473531 | Central HP <5.4 tons | KEEPRITE | HRCU-A-CB (Split System: Heat Pump with Remote Outdoor Unit-Air-Source) | CVH825GKA3* |  |  | EA*4X48L24A*+WALLCON | *97CMN0602120A* | 24000 | 16.5 | 8.1 | 21000 | 16600 | 79.05% | 2 | 0 | 11 |  |  |  | No | R-410A | 2 | Residential & Commercial | Ducted CEE Tier 1
211262336 | Central HP <5.4 tons | ARCOAIRE | HRCU-A-CB (Split System: Heat Pump with Remote Outdoor Unit-Air-Source) | DLCURAH18ABK |  |  | EN(A,D)4X18L14** | *95ESN0601412A* | 17600 | 15.5 | 8.5 | 18700 | 19300 | 103.2% | 2.32 | 0 | 10.5 |  |  |  | No | R-410A | 1.4667 | Residential & Commercial | Ducted CEE Tier 1
206767518 | Central HP <5.4 tons | ARCOAIRE | HRCU-A-CB (Split System: Heat Pump with Remote Outdoor Unit-Air-Source) | HVH825GKA3* |  |  | EA*4X36L21A*+WALLCON | *95CSU1002122A* | 23600 | 16.5 | 8.1 | 21400 | 16600 | 77.57% | 1.94 | 11.5 | 10.5 |  |  |  | No | R-410A | 1.9667 | Residential & Commercial | Ducted CEE Tier 1
213203979 | Central HP <5.4 tons | TEMPSTAR | HRCU-A-CB (Split System: Heat Pump with Remote Outdoor Unit-Air-Source) | DLCURAH18ABK | ASPEN |  | D(A,C,E)24B44+TDR | *95ESN0401410A* | 16900 | 15.8 | 8.5 | 18200 | 13500 | 74.18% | 2.21 | 0 | 10.2 |  |  |  | No | R-410A | 1.4083 | Residential & Commercial | Ducted CEE Tier 1
214660546 | Central HP <5.4 tons | ECOER | HRCU-A-C (Split System: Heat Pump with Remote Outdoor Unit with No Indoor Fan --Air Source) | EODA19H-4860AA* |  |  | GNC4248CPT+DK |  | 42000 | 15.2 | 8.6 | 43000 | 32400 | 75.35% | 1.9 | 0 | 11.7 |  |  |  | No | R-410A | 3.5 | Residential & Commercial | Ducted CEE Tier 1
214392046 | Central HP <5.4 tons | RUUD | HRCU-A-CB (Split System: Heat Pump with Remote Outdoor Unit-Air-Source) | RP15AZ48AJ2N | ASPEN |  | CP61B34+TDR | U802VA100521M | 44000 | 15.5 | 8.2 | 45000 | 33800 | 75.11% | 3.03 | 0 | 10 |  |  |  | No | R-410A | 3.6667 | Residential & Commercial | Ducted CEE Tier 1
207454648 | Central HP <5.4 tons | BOSCH | HRCU-A-CB (Split System: Heat Pump with Remote Outdoor Unit-Air-Source) | BOVA-60HDN1-M20G |  |  | BMA*4248DNTF | BGH96M100D5B | 45500 | 17.5 | 9 | 47000 | 33200 | 70.64% | 1.9 | 12.5 | 11.7 |  |  |  | No | R-410A | 3.7917 | Residential & Commercial | Ducted CEE Tier 1
214650181 | Central HP <5.4 tons | CHAMPION HEATING AND COOLING | HRCU-A-CB (Split System: Heat Pump with Remote Outdoor Unit-Air-Source) | HH824E2S11 |  |  | CTU36B5XDS1+TXV | TM8V080B12MP12 | 23000 | 18 | 9 | 23000 | 18500 | 80.43% | 2 | 0 | 12 |  |  |  | No | R-454B | 1.9167 | Residential & Commercial | Ducted CEE Tier 1
214568075 | Central HP <5.4 tons | RUUD | HRCU-A-CB (Split System: Heat Pump with Remote Outdoor Unit-Air-Source) | RD17AZ36AJ3N | ASPEN |  | AE(D,N,U)+CM36B34+TDR |  | 31600 | 17 | 8.1 | 32400 | 25400 | 78.4% | 3.08 | 0 | 10 |  |  |  | No | R-410A | 2.6333 | Residential & Commercial | Ducted CEE Tier 1
214391632 | Central HP <5.4 tons | RUUD | HRCU-A-CB (Split System: Heat Pump with Remote Outdoor Unit-Air-Source) | RP15AZ18AJ2N | ASPEN |  | CP31A34+TDR | R962V0703A17M4S | 16700 | 15.5 | 8.3 | 17200 | 12200 | 70.93% | 2.72 | 0 | 11.8 |  |  |  | No | R-410A | 1.3917 | Residential & Commercial | Ducted CEE Tier 1
213828531 | Central HP <5.4 tons | HISENSE | HRCU-A-C (Split System: Heat Pump with Remote Outdoor Unit with No Indoor Fan --Air Source) | AUWR-48U3SP | ASPEN |  | D(A,C,E)61C44+TDR |  | 41000 | 15.55 | 8.55 | 42000 | 34600 | 82.38% | 1.94 | 0 | 11.4 |  |  |  | No | R-410A | 3.4167 | Residential & Commercial | Ducted CEE Tier 1
215731715 | Central HP <5.4 tons | YORK | HRCU-A-CB (Split System: Heat Pump with Remote Outdoor Unit-Air-Source) | HH860E2S11 | ADP |  | H,YG54*48+TXV | Y81E120C16SMPS1 | 44000 | 18 | 8.5 | 41500 | 32600 | 78.55% | 2 | 0 | 12 |  |  |  | No | R-454B | 3.6667 | Residential & Commercial | Ducted CEE Tier 1
215731717 | Central HP <5.4 tons | YORK | HRCU-A-CB (Split System: Heat Pump with Remote Outdoor Unit-Air-Source) | HH860E2S11 | ADP |  | H,YG55*48+TXV-BLEED | Y81E120C16SMPS1 | 44000 | 18 | 8.5 | 41500 | 32600 | 78.55% | 2 | 0 | 12 |  |  |  | No | R-454B | 3.6667 | Residential & Commercial | Ducted CEE Tier 1
215731731 | Central HP <5.4 tons | YORK | HRCU-A-CB (Split System: Heat Pump with Remote Outdoor Unit-Air-Source) | HH860E2S11 | ADP |  | H,YG52*48+TXV-BLEED | Y81E120C16SMPS1 | 44000 | 18 | 8.5 | 41500 | 32600 | 78.55% | 2 | 0 | 12 |  |  |  | No | R-454B | 3.6667 | Residential & Commercial | Ducted CEE Tier 1
214389890 | Central HP <5.4 tons | CARRIER | HRCU-A-CB (Split System: Heat Pump with Remote Outdoor Unit-Air-Source) | 25VNA424A*031* | ADP |  | H,PG34936 | 58TN*B110C21**20 | 23600 | 20 | 10.5 | 25000 | 19300 | 77.2% | 2.48 | 0 | 13 |  |  |  | No | R-410A | 1.9667 | Residential & Commercial | Ducted CEE Tier 1
215423555 | Central HP <5.4 tons | YORK | HRCU-A-CB (Split System: Heat Pump with Remote Outdoor Unit-Air-Source) | HH860E2S11 | ADP |  | H,YE36*60+TXV | TM8E120C20MP11 | 51500 | 18 | 8.3 | 52500 | 39000 | 74.29% | 1.96 | 0 | 10.5 |  |  |  | No | R-454B | 4.2917 | Residential & Commercial | Ducted CEE Tier 1
215423569 | Central HP <5.4 tons | YORK | HRCU-A-CB (Split System: Heat Pump with Remote Outdoor Unit-Air-Source) | HH860E2S11 | ADP |  | H,YE2K*60+TXV | TM8E130D20MP11 | 53000 | 18 | 8.35 | 53000 | 39500 | 74.53% | 1.96 | 0 | 10.5 |  |  |  | No | R-454B | 4.4167 | Residential & Commercial | Ducted CEE Tier 1
215423572 | Central HP <5.4 tons | YORK | HRCU-A-CB (Split System: Heat Pump with Remote Outdoor Unit-Air-Source) | HH860E2S11 | ADP |  | H,YE48*60+TXV | TM8E130D20MP11 | 54000 | 18 | 8.5 | 53000 | 39500 | 74.53% | 2 | 0 | 11 |  |  |  | No | R-454B | 4.5 | Residential & Commercial | Ducted CEE Tier 1
215423588 | Central HP <5.4 tons | YORK | HRCU-A-CB (Split System: Heat Pump with Remote Outdoor Unit-Air-Source) | HH860E2S11 | ADP |  | H,YE48*60+TXV | TM8V080C16MP12 | 43500 | 18 | 8.5 | 42000 | 32800 | 78.1% | 2 | 0 | 11.7 |  |  |  | No | R-454B | 3.625 | Residential & Commercial | Ducted CEE Tier 1
214650953 | Central HP <5.4 tons | CHAMPION HEATING AND COOLING | HRCU-A-CB (Split System: Heat Pump with Remote Outdoor Unit-Air-Source) | HH860E2S11 |  |  | CTU60D5XHS1+TXV | Z8ES130D20SMPS1 | 54000 | 19 | 9 | 53500 | 38500 | 71.96% | 2 | 0 | 12 |  |  |  | No | R-454B | 4.5 | Residential & Commercial | Ducted CEE Tier 1
214651822 | Central HP <5.4 tons | CHAMPION HEATING AND COOLING | HRCU-A-CB (Split System: Heat Pump with Remote Outdoor Unit-Air-Source) | HH860E2S11 |  |  | CTU60D5XGS1+TXV | TM9Y120D20MP11 | 44000 | 18 | 9 | 44000 | 33400 | 75.91% | 2 | 0 | 11.7 |  |  |  | No | R-454B | 3.6667 | Residential & Commercial | Ducted CEE Tier 1
215423604 | Central HP <5.4 tons | YORK | HRCU-A-CB (Split System: Heat Pump with Remote Outdoor Unit-Air-Source) | HH860E2S11 | ADP |  | H,YE48*60+TXV-BLEED | TM8V100C16MP12 | 43500 | 18 | 8.5 | 42000 | 32800 | 78.1% | 2 | 0 | 11.7 |  |  |  | No | R-454B | 3.625 | Residential & Commercial | Ducted CEE Tier 1
215423605 | Central HP <5.4 tons | YORK | HRCU-A-CB (Split System: Heat Pump with Remote Outdoor Unit-Air-Source) | HH860E2S11 | ADP |  | H,YE48*48+TXV | TM8V100C16MP12 | 43500 | 18 | 8.5 | 42000 | 32800 | 78.1% | 2 | 0 | 11.7 |  |  |  | No | R-454B | 3.625 | Residential & Commercial | Ducted CEE Tier 1
215423620 | Central HP <5.4 tons | YORK | HRCU-A-CB (Split System: Heat Pump with Remote Outdoor Unit-Air-Source) | HH860E2S11 | ADP |  | H,YE48*48+TXV | TM8V100C20MP12 | 44000 | 18 | 8.5 | 42500 | 33200 | 78.12% | 2 | 0 | 11.7 |  |  |  | No | R-454B | 3.6667 | Residential & Commercial | Ducted CEE Tier 1
215423653 | Central HP <5.4 tons | YORK | HRCU-A-CB (Split System: Heat Pump with Remote Outdoor Unit-Air-Source) | HH860E2S11 | ADP |  | H,YE55*60+TXV | TM8Y080C16MP11 | 44000 | 18 | 8.5 | 42000 | 33000 | 78.57% | 2 | 0 | 11.7 |  |  |  | No | R-454B | 3.6667 | Residential & Commercial | Ducted CEE Tier 1
215423654 | Central HP <5.4 tons | YORK | HRCU-A-CB (Split System: Heat Pump with Remote Outdoor Unit-Air-Source) | HH860E2S11 | ADP |  | H,YE49*60+TXV | TM8Y080C16MP11 | 44000 | 18 | 8.5 | 42000 | 33000 | 78.57% | 2 | 0 | 11.7 |  |  |  | No | R-454B | 3.6667 | Residential & Commercial | Ducted CEE Tier 1
215423722 | Central HP <5.4 tons | YORK | HRCU-A-CB (Split System: Heat Pump with Remote Outdoor Unit-Air-Source) | HH860E2S11 | ADP |  | H,YE37*60+TXV | TM9E080C20MP12 | 52500 | 18 | 8.35 | 53000 | 39500 | 74.53% | 1.98 | 0 | 10.5 |  |  |  | No | R-454B | 4.375 | Residential & Commercial | Ducted CEE Tier 1
215423723 | Central HP <5.4 tons | YORK | HRCU-A-CB (Split System: Heat Pump with Remote Outdoor Unit-Air-Source) | HH860E2S11 | ADP |  | H,YE2K*60+TXV | TM9E080C20MP12 | 52500 | 18 | 8.35 | 53000 | 39500 | 74.53% | 1.96 | 0 | 10.5 |  |  |  | No | R-454B | 4.375 | Residential & Commercial | Ducted CEE Tier 1
215423737 | Central HP <5.4 tons | YORK | HRCU-A-CB (Split System: Heat Pump with Remote Outdoor Unit-Air-Source) | HH860E2S11 | ADP |  | H,YE2K*48+TXV | TM9E100C16MP12 | 44500 | 17 | 8.45 | 44000 | 34000 | 77.27% | 2 | 0 | 11 |  |  |  | No | R-454B | 3.7083 | Residential & Commercial | Ducted CEE Tier 1
215423753 | Central HP <5.4 tons | YORK | HRCU-A-CB (Split System: Heat Pump with Remote Outdoor Unit-Air-Source) | HH860E2S11 | ADP |  | H,YE2K*60+TXV | TM9E100C20MP12 | 52500 | 18 | 8.35 | 53000 | 39500 | 74.53% | 1.96 | 0 | 10.5 |  |  |  | No | R-454B | 4.375 | Residential & Commercial | Ducted CEE Tier 1
215423770 | Central HP <5.4 tons | YORK | HRCU-A-CB (Split System: Heat Pump with Remote Outdoor Unit-Air-Source) | HH860E2S11 | ADP |  | H,YE55*60+TXV | TM9E120D20MP12 | 53000 | 19 | 8.5 | 52500 | 39000 | 74.29% | 2 | 0 | 11 |  |  |  | No | R-454B | 4.4167 | Residential & Commercial | Ducted CEE Tier 1
215423773 | Central HP <5.4 tons | YORK | HRCU-A-CB (Split System: Heat Pump with Remote Outdoor Unit-Air-Source) | HH860E2S11 | ADP |  | H,YE86*60+TXV | TM9E120D20MP12 | 53000 | 19 | 8.5 | 52500 | 39000 | 74.29% | 2 | 0 | 11 |  |  |  | No | R-454B | 4.4167 | Residential & Commercial | Ducted CEE Tier 1
215423788 | Central HP <5.4 tons | YORK | HRCU-A-CB (Split System: Heat Pump with Remote Outdoor Unit-Air-Source) | HH860E2S11 | ADP |  | H,YE49*60+TXV | TM9V080C16MP12 | 43500 | 18 | 8.5 | 42000 | 33000 | 78.57% | 2 | 0 | 11 |  |  |  | No | R-454B | 3.625 | Residential & Commercial | Ducted CEE Tier 1
215423821 | Central HP <5.4 tons | YORK | HRCU-A-CB (Split System: Heat Pump with Remote Outdoor Unit-Air-Source) | HH860E2S11 | ADP |  | H,YE84*60+TXV | TM9V100C20MP12 | 52000 | 19 | 8.5 | 51500 | 38000 | 73.79% | 2 | 0 | 11 |  |  |  | No | R-454B | 4.3333 | Residential & Commercial | Ducted CEE Tier 1
215423822 | Central HP <5.4 tons | YORK | HRCU-A-CB (Split System: Heat Pump with Remote Outdoor Unit-Air-Source) | HH860E2S11 | ADP |  | H,YE86*60+TXV | TM9V100C20MP12 | 52000 | 19 | 8.5 | 51500 | 38000 | 73.79% | 2 | 0 | 11 |  |  |  | No | R-454B | 4.3333 | Residential & Commercial | Ducted CEE Tier 1
215423838 | Central HP <5.4 tons | YORK | HRCU-A-CB (Split System: Heat Pump with Remote Outdoor Unit-Air-Source) | HH860E2S11 | ADP |  | H,YE36*48+TXV | TM9Y080C16MP11 | 43500 | 16 | 8.4 | 42500 | 33400 | 78.59% | 1.98 | 0 | 10.5 |  |  |  | No | R-454B | 3.625 | Residential & Commercial | Ducted CEE Tier 1
215423853 | Central HP <5.4 tons | YORK | HRCU-A-CB (Split System: Heat Pump with Remote Outdoor Unit-Air-Source) | HH860E2S11 | ADP |  | H,YE86*60+TXV | TM9Y080C16MP11 | 44000 | 17 | 8.5 | 42500 | 33400 | 78.59% | 2 | 0 | 11 |  |  |  | No | R-454B | 3.6667 | Residential & Commercial | Ducted CEE Tier 1
215423854 | Central HP <5.4 tons | YORK | HRCU-A-CB (Split System: Heat Pump with Remote Outdoor Unit-Air-Source) | HH860E2S11 | ADP |  | H,YE35*48+TXV | TM9Y100C16MP11 | 43000 | 16 | 8.3 | 42500 | 33400 | 78.59% | 1.96 | 0 | 10.5 |  |  |  | No | R-454B | 3.5833 | Residential & Commercial | Ducted CEE Tier 1
215423855 | Central HP <5.4 tons | YORK | HRCU-A-CB (Split System: Heat Pump with Remote Outdoor Unit-Air-Source) | HH860E2S11 | ADP |  | H,YE36*60+TXV-BLEED | TM9Y100C16MP11 | 43500 | 16 | 8.4 | 42500 | 33400 | 78.59% | 1.98 | 0 | 10.5 |  |  |  | No | R-454B | 3.625 | Residential & Commercial | Ducted CEE Tier 1
215423906 | Central HP <5.4 tons | YORK | HRCU-A-CB (Split System: Heat Pump with Remote Outdoor Unit-Air-Source) | HH860E2S11 | ADP |  | H,YE48*48+TXV | Y81E080C16SMPS1 | 44500 | 18 | 8.5 | 42500 | 33000 | 77.65% | 2 | 0 | 12 |  |  |  | No | R-454B | 3.7083 | Residential & Commercial | Ducted CEE Tier 1
215423921 | Central HP <5.4 tons | YORK | HRCU-A-CB (Split System: Heat Pump with Remote Outdoor Unit-Air-Source) | HH860E2S11 | ADP |  | H,YE48*48+TXV | Y81E080C20SMPS1 | 44000 | 18 | 8.5 | 42500 | 33000 | 77.65% | 2 | 0 | 12 |  |  |  | No | R-454B | 3.6667 | Residential & Commercial | Ducted CEE Tier 1
215423954 | Central HP <5.4 tons | YORK | HRCU-A-CB (Split System: Heat Pump with Remote Outdoor Unit-Air-Source) | HH860E2S11 | ADP |  | H,YE54*60+TXV | Y81E100C20SMPS1 | 53000 | 19 | 8.5 | 51500 | 38000 | 73.79% | 2 | 0 | 11.7 |  |  |  | No | R-454B | 4.4167 | Residential & Commercial | Ducted CEE Tier 1
215375345 | Central HP <5.4 tons | RUUD | HRCU-A-CB (Split System: Heat Pump with Remote Outdoor Unit-Air-Source) | RD17AZ48AJ3N | ASPEN |  | D(A,C,E)60D36+TDR | R962V1155A24M4S | 45500 | 16 | 8.1 | 45500 | 32400 | 71.21% | 2.4 | 0 | 10 |  |  |  | No | R-410A | 3.7917 | Residential & Commercial | Ducted CEE Tier 1
214392748 | Central HP <5.4 tons | RUUD | HRCU-A-CB (Split System: Heat Pump with Remote Outdoor Unit-Air-Source) | RD17AZ36AJ3N | ASPEN |  | D(A,C,E)48C34+TDR | R801V0504A17UHN | 32800 | 18 | 8.1 | 34200 | 29800 | 87.13% | 1.9 | 0 | 10 |  |  |  | No | R-410A | 2.7333 | Residential & Commercial | Ducted CEE Tier 1
214392782 | Central HP <5.4 tons | RUUD | HRCU-A-CB (Split System: Heat Pump with Remote Outdoor Unit-Air-Source) | RD17AZ36AJ3N | ASPEN |  | D(A,C,E)48D44+TDR | R801V0504A17UHS | 33800 | 18 | 8.1 | 34200 | 29800 | 87.13% | 1.9 | 0 | 10 |  |  |  | No | R-410A | 2.8167 | Residential & Commercial | Ducted CEE Tier 1
214392818 | Central HP <5.4 tons | RUUD | HRCU-A-CB (Split System: Heat Pump with Remote Outdoor Unit-Air-Source) | RD17AZ36AJ3N | ASPEN |  | D(A,C,E)36C44+TDR | R801V0704A17UHU | 33000 | 18 | 8.1 | 34200 | 29600 | 86.55% | 1.9 | 0 | 10 |  |  |  | No | R-410A | 2.75 | Residential & Commercial | Ducted CEE Tier 1
214392841 | Central HP <5.4 tons | RUUD | HRCU-A-CB (Split System: Heat Pump with Remote Outdoor Unit-Air-Source) | RD17AZ36AJ3N | ASPEN |  | D(A,C,E)48D34+TDR | R801V0704A17UHU | 33200 | 18 | 8.1 | 34200 | 29600 | 86.55% | 1.9 | 0 | 10 |  |  |  | No | R-410A | 2.7667 | Residential & Commercial | Ducted CEE Tier 1
214649709 | Central HP <5.4 tons | MIDEA | HRCU-A-CB (Split System: Heat Pump with Remote Outdoor Unit-Air-Source) | MOVB-60HDN1-M18M | ASPEN |  | D(A,C,E)48C34+TDR | MGH96M100C5A | 33600 | 16.5 | 8.5 | 34600 | 26000 | 75.14% | 2.41 | 0 | 11.7 |  |  |  | No | R-410A | 2.8 | Residential & Commercial | Ducted CEE Tier 1
213753059 | Central HP <5.4 tons | CARRIER | HRCU-A-CB (Split System: Heat Pump with Remote Outdoor Unit-Air-Source) | 38MURAQ24AB3* | ASPEN |  | D(A,C,E)30C44+TDR | 59TP6C100V21**22 | 23800 | 17.5 | 8.5 | 26400 | 20200 | 76.52% | 2.94 | 0 | 10 |  |  |  | No | R-410A | 1.9833 | Residential & Commercial | Ducted CEE Tier 1
213479364 | Central HP <5.4 tons | BOSCH | HRCU-A-CB (Split System: Heat Pump with Remote Outdoor Unit-Air-Source) | BOVB-60HDN1-M18M |  |  | BMAC3036CNTD | BGH96M080C4B | 34400 | 16.5 | 8.5 | 34600 | 24400 | 70.52% | 1.82 | 0 | 11.7 |  |  |  | No | R-410A | 2.8667 | Residential & Commercial | Ducted CEE Tier 1
207454650 | Central HP <5.4 tons | BOSCH | HRCU-A-CB (Split System: Heat Pump with Remote Outdoor Unit-Air-Source) | BOVA-60HDN1-M20G |  |  | BMA*4860DNTF | BGH96M100D5B | 52000 | 18 | 8.5 | 54000 | 37800 | 70% | 1.85 | 12.5 | 11.7 |  |  |  | No | R-410A | 4.3333 | Residential & Commercial | Ducted CEE Tier 1
214320264 | Central HP <5.4 tons | BOREAL | HRCU-A-C (Split System: Heat Pump with Remote Outdoor Unit with No Indoor Fan --Air Source) | ENVBR36HPJ1OA | ASPEN |  | D(A,C,E)24C34+TDR |  | 23000 | 15.2 | 8.5 | 24000 | 21600 | 90% | 1.8 | 0 | 11 |  |  |  | No | R-410A | 1.9167 | Residential & Commercial | Ducted CEE Tier 1
211627952 | Central HP <5.4 tons | YORK | HRCU-A-CB (Split System: Heat Pump with Remote Outdoor Unit-Air-Source) | HMH72B341 | ASPEN |  | D(A,C,E)36D36+TDR | TM9E100C20MP12 | 32800 | 15.5 | 8.1 | 33200 | 27000 | 81.33% | 2.5 | 0 | 10 |  |  |  | No | R-410A | 2.7333 | Residential & Commercial | Ducted CEE Tier 1
215565251 | Central HP <5.4 tons | COLEMAN | HRCU-A-C (Split System: Heat Pump with Remote Outdoor Unit with No Indoor Fan --Air Source) | HH836E2S11 | ASPEN |  | D(A,C,E)49B3J+TDR |  | 31600 | 15.2 | 8.5 | 31000 | 31600 | 101.9% | 2.56 | 0 | 10 |  |  |  | No | R-454B | 2.6333 | Residential & Commercial | Ducted CEE Tier 1
215423196 | Central HP <5.4 tons | YORK | HRCU-A-CB (Split System: Heat Pump with Remote Outdoor Unit-Air-Source) | HH836E2S11 | ADP |  | H,YE34*36+TXV | TL9E100C20UH11 | 32800 | 17 | 8.35 | 30000 | 25200 | 84% | 1.98 | 0 | 10.5 |  |  |  | No | R-454B | 2.7333 | Residential & Commercial | Ducted CEE Tier 1
215423210 | Central HP <5.4 tons | YORK | HRCU-A-CB (Split System: Heat Pump with Remote Outdoor Unit-Air-Source) | HH836E2S11 | ADP |  | H,YE80*36+TXV | TM8E080C16MP11 | 32800 | 19 | 8.5 | 29200 | 23600 | 80.82% | 2 | 0 | 11 |  |  |  | No | R-454B | 2.7333 | Residential & Commercial | Ducted CEE Tier 1
215423245 | Central HP <5.4 tons | YORK | HRCU-A-CB (Split System: Heat Pump with Remote Outdoor Unit-Air-Source) | HH836E2S11 | ADP |  | H,YE80*36+TXV | TM8V080B12MP12 | 32400 | 17 | 8.5 | 28800 | 24800 | 86.11% | 2 | 0 | 11 |  |  |  | No | R-454B | 2.7 | Residential & Commercial | Ducted CEE Tier 1
215423261 | Central HP <5.4 tons | YORK | HRCU-A-CB (Split System: Heat Pump with Remote Outdoor Unit-Air-Source) | HH836E2S11 | ADP |  | H,YE34*36+TXV | TM8Y080C16MP11 | 32600 | 18 | 8.35 | 29800 | 24000 | 80.54% | 1.98 | 0 | 10.5 |  |  |  | No | R-454B | 2.7167 | Residential & Commercial | Ducted CEE Tier 1
215424671 | Central HP <5.4 tons | YORK | HRCU-A-CB (Split System: Heat Pump with Remote Outdoor Unit-Air-Source) | HH824E2S11 | ADP |  | H,YE31*24+TXV | Y91E060B12SMPS1 | 22600 | 16 | 8.75 | 21400 | 18200 | 85.05% | 1.96 | 0 | 11.5 |  |  |  | No | R-454B | 1.8833 | Residential & Commercial | Ducted CEE Tier 1
215424701 | Central HP <5.4 tons | YORK | HRCU-A-CB (Split System: Heat Pump with Remote Outdoor Unit-Air-Source) | HH824E2S11 | ADP |  | H,YE33*36+TXV | YP9C080B12MP13 | 23000 | 17 | 9 | 21400 | 17900 | 83.64% | 2 | 0 | 12 |  |  |  | No | R-454B | 1.9167 | Residential & Commercial | Ducted CEE Tier 1
215423970 | Central HP <5.4 tons | YORK | HRCU-A-CB (Split System: Heat Pump with Remote Outdoor Unit-Air-Source) | HH860E2S11 | ADP |  | H,YE54*48+TXV | Y81E120C16SMPS1 | 44000 | 18 | 8.5 | 41500 | 32600 | 78.55% | 2 | 0 | 12 |  |  |  | No | R-454B | 3.6667 | Residential & Commercial | Ducted CEE Tier 1
215423971 | Central HP <5.4 tons | YORK | HRCU-A-CB (Split System: Heat Pump with Remote Outdoor Unit-Air-Source) | HH860E2S11 | ADP |  | H,YE54*60+TXV | Y81E120C16SMPS1 | 44000 | 18 | 8.5 | 41500 | 32600 | 78.55% | 2 | 0 | 12 |  |  |  | No | R-454B | 3.6667 | Residential & Commercial | Ducted CEE Tier 1
215423972 | Central HP <5.4 tons | YORK | HRCU-A-CB (Split System: Heat Pump with Remote Outdoor Unit-Air-Source) | HH860E2S11 | ADP |  | H,YE55*60+TXV | Y81E120C16SMPS1 | 44000 | 18 | 8.5 | 42000 | 32600 | 77.62% | 2 | 0 | 12 |  |  |  | No | R-454B | 3.6667 | Residential & Commercial | Ducted CEE Tier 1
215424007 | Central HP <5.4 tons | YORK | HRCU-A-CB (Split System: Heat Pump with Remote Outdoor Unit-Air-Source) | HH860E2S11 | ADP |  | H,YE2K*48+TXV | Y91E080C16SMPS1 | 44500 | 17 | 8.45 | 45000 | 33400 | 74.22% | 2 | 0 | 11.5 |  |  |  | No | R-454B | 3.7083 | Residential & Commercial | Ducted CEE Tier 1
215424038 | Central HP <5.4 tons | YORK | HRCU-A-CB (Split System: Heat Pump with Remote Outdoor Unit-Air-Source) | HH860E2S11 | ADP |  | H,YE35*48+TXV | Y91E100C16SMPS1 | 44500 | 17 | 8.3 | 45000 | 33800 | 75.11% | 1.96 | 0 | 11 |  |  |  | No | R-454B | 3.7083 | Residential & Commercial | Ducted CEE Tier 1
215424057 | Central HP <5.4 tons | YORK | HRCU-A-CB (Split System: Heat Pump with Remote Outdoor Unit-Air-Source) | HH860E2S11 | ADP |  | H,YE36*60+TXV-BLEED | Y91E100C20SMPS1 | 45000 | 17 | 8.4 | 45000 | 33600 | 74.67% | 1.98 | 0 | 11.5 |  |  |  | No | R-454B | 3.75 | Residential & Commercial | Ducted CEE Tier 1
215424088 | Central HP <5.4 tons | YORK | HRCU-A-CB (Split System: Heat Pump with Remote Outdoor Unit-Air-Source) | HH860E2S11 | ADP |  | H,YE84*60+TXV | Y91E120D20SMPS1 | 53500 | 18 | 8.5 | 51500 | 38500 | 74.76% | 2 | 0 | 11.7 |  |  |  | No | R-454B | 4.4583 | Residential & Commercial | Ducted CEE Tier 1
215425433 | Central HP <5.4 tons | YORK | HRCU-A-CB (Split System: Heat Pump with Remote Outdoor Unit-Air-Source) | HH860E2S11 | ADP |  | H,YE72*60+TXV | TM8Y120C20MP11 | 53500 | 19 | 8.5 | 53000 | 39500 | 74.53% | 2 | 0 | 11 |  |  |  | No | R-454B | 4.4583 | Residential & Commercial | Ducted CEE Tier 1
215423277 | Central HP <5.4 tons | YORK | HRCU-A-CB (Split System: Heat Pump with Remote Outdoor Unit-Air-Source) | HH836E2S11 | ADP |  | H,YE35*36+TXV | TM8Y120C20MP11 | 33200 | 18 | 8.5 | 29000 | 24600 | 84.83% | 2 | 0 | 11.7 |  |  |  | No | R-454B | 2.7667 | Residential & Commercial | Ducted CEE Tier 1
215423278 | Central HP <5.4 tons | YORK | HRCU-A-CB (Split System: Heat Pump with Remote Outdoor Unit-Air-Source) | HH836E2S11 | ADP |  | H,YE9J*36+TXV-BLEED | TM8Y120C20MP11 | 33800 | 18 | 8.5 | 30600 | 25400 | 83.01% | 2 | 0 | 10.5 |  |  |  | No | R-454B | 2.8167 | Residential & Commercial | Ducted CEE Tier 1
215423296 | Central HP <5.4 tons | YORK | HRCU-A-CB (Split System: Heat Pump with Remote Outdoor Unit-Air-Source) | HH836E2S11 | ADP |  | H,YE34*36+TXV | TM9E080C20MP12 | 33200 | 16 | 8.35 | 30400 | 25400 | 83.55% | 1.98 | 0 | 10.5 |  |  |  | No | R-454B | 2.7667 | Residential & Commercial | Ducted CEE Tier 1
215423312 | Central HP <5.4 tons | YORK | HRCU-A-CB (Split System: Heat Pump with Remote Outdoor Unit-Air-Source) | HH836E2S11 | ADP |  | H,YE35*36+TXV | TM9V060B12MP12 | 32600 | 17 | 8.5 | 29000 | 24800 | 85.52% | 2 | 0 | 11 |  |  |  | No | R-454B | 2.7167 | Residential & Commercial | Ducted CEE Tier 1
215423313 | Central HP <5.4 tons | YORK | HRCU-A-CB (Split System: Heat Pump with Remote Outdoor Unit-Air-Source) | HH836E2S11 | ADP |  | H,YE9J*36+TXV-BLEED | TM9V060B12MP12 | 32600 | 16 | 8.5 | 29000 | 24800 | 85.52% | 2 | 0 | 11 |  |  |  | No | R-454B | 2.7167 | Residential & Commercial | Ducted CEE Tier 1
215423328 | Central HP <5.4 tons | YORK | HRCU-A-CB (Split System: Heat Pump with Remote Outdoor Unit-Air-Source) | HH836E2S11 | ADP |  | H,YE9J*36+TXV-BLEED | TM9V100C16MP12 | 33400 | 17 | 8.5 | 29400 | 24800 | 84.35% | 2 | 0 | 11 |  |  |  | No | R-454B | 2.7833 | Residential & Commercial | Ducted CEE Tier 1
215423330 | Central HP <5.4 tons | YORK | HRCU-A-CB (Split System: Heat Pump with Remote Outdoor Unit-Air-Source) | HH836E2S11 | ADP |  | H,YE80*36+TXV | TM9V100C16MP12 | 33400 | 18 | 8.5 | 29400 | 24800 | 84.35% | 2 | 0 | 11 |  |  |  | No | R-454B | 2.7833 | Residential & Commercial | Ducted CEE Tier 1
215423379 | Central HP <5.4 tons | YORK | HRCU-A-CB (Split System: Heat Pump with Remote Outdoor Unit-Air-Source) | HH836E2S11 | ADP |  | H,YE9J*36+TXV | Y81E100B12SMPS1 | 33000 | 17 | 8.5 | 28800 | 24400 | 84.72% | 2 | 0 | 11.7 |  |  |  | No | R-454B | 2.75 | Residential & Commercial | Ducted CEE Tier 1
215425449 | Central HP <5.4 tons | YORK | HRCU-A-CB (Split System: Heat Pump with Remote Outdoor Unit-Air-Source) | HH860E2S11 | ADP |  | H,YE37*48+TXV | TM9E100C16MP12 | 44500 | 17 | 8.5 | 44000 | 34000 | 77.27% | 2 | 0 | 11 |  |  |  | No | R-454B | 3.7083 | Residential & Commercial | Ducted CEE Tier 1
215423447 | Central HP <5.4 tons | YORK | HRCU-A-CB (Split System: Heat Pump with Remote Outdoor Unit-Air-Source) | HH860E2S11 | ADP |  | H,YE36*60+TXV-BLEED | TL9E080C16UH11 | 44000 | 17 | 8.4 | 44000 | 34000 | 77.27% | 1.98 | 0 | 10.5 |  |  |  | No | R-454B | 3.6667 | Residential & Commercial | Ducted CEE Tier 1
215423463 | Central HP <5.4 tons | YORK | HRCU-A-CB (Split System: Heat Pump with Remote Outdoor Unit-Air-Source) | HH860E2S11 | ADP |  | H,YE86*60+TXV | TL9E080C16UH11 | 44500 | 18 | 8.5 | 44000 | 34000 | 77.27% | 2 | 0 | 11 |  |  |  | No | R-454B | 3.7083 | Residential & Commercial | Ducted CEE Tier 1
215423464 | Central HP <5.4 tons | YORK | HRCU-A-CB (Split System: Heat Pump with Remote Outdoor Unit-Air-Source) | HH860E2S11 | ADP |  | H,YE36*60+TXV-BLEED | TL9E100C20UH11 | 50500 | 18 | 8.3 | 51500 | 38000 | 73.79% | 1.96 | 0 | 10.5 |  |  |  | No | R-454B | 4.2083 | Residential & Commercial | Ducted CEE Tier 1
215423478 | Central HP <5.4 tons | YORK | HRCU-A-CB (Split System: Heat Pump with Remote Outdoor Unit-Air-Source) | HH860E2S11 | ADP |  | H,YE36*48+TXV | TM8E080C16MP11 | 44000 | 17 | 8.4 | 43500 | 33800 | 77.7% | 1.98 | 0 | 10.5 |  |  |  | No | R-454B | 3.6667 | Residential & Commercial | Ducted CEE Tier 1
215423479 | Central HP <5.4 tons | YORK | HRCU-A-CB (Split System: Heat Pump with Remote Outdoor Unit-Air-Source) | HH860E2S11 | ADP |  | H,YE36*60+TXV | TM8E080C16MP11 | 44000 | 17 | 8.4 | 43500 | 33800 | 77.7% | 1.98 | 0 | 10.5 |  |  |  | No | R-454B | 3.6667 | Residential & Commercial | Ducted CEE Tier 1
215423495 | Central HP <5.4 tons | YORK | HRCU-A-CB (Split System: Heat Pump with Remote Outdoor Unit-Air-Source) | HH860E2S11 | ADP |  | H,YE36*60+TXV | TM8E080C20MP11 | 52000 | 18 | 8.3 | 53000 | 39500 | 74.53% | 1.96 | 0 | 10.5 |  |  |  | No | R-454B | 4.3333 | Residential & Commercial | Ducted CEE Tier 1
215423513 | Central HP <5.4 tons | YORK | HRCU-A-CB (Split System: Heat Pump with Remote Outdoor Unit-Air-Source) | HH860E2S11 | ADP |  | H,YE3K*60+TXV | TM8E100C16MP11 | 44500 | 18 | 8.5 | 43500 | 33800 | 77.7% | 2 | 0 | 11 |  |  |  | No | R-454B | 3.7083 | Residential & Commercial | Ducted CEE Tier 1
215424453 | Central HP <5.4 tons | YORK | HRCU-A-CB (Split System: Heat Pump with Remote Outdoor Unit-Air-Source) | HH824E2S11 | ADP |  | H,YE31*24+TXV | TM8E060A12MP11 | 21800 | 17 | 8.5 | 21200 | 17500 | 82.55% | 1.9 | 0 | 11 |  |  |  | No | R-454B | 1.8167 | Residential & Commercial | Ducted CEE Tier 1
213896274 | Central HP <5.4 tons | HISENSE | HRCU-A-CB (Split System: Heat Pump with Remote Outdoor Unit-Air-Source) | AUWR-36U3SA2 | ASPEN |  | L(E,G)M36F4 |  | 33800 | 17 | 9 | 33400 | 23400 | 70.06% | 2.61 | 0 | 10 |  |  |  | No | R-410A | 2.8167 | Residential & Commercial | Ducted CEE Tier 1
215424535 | Central HP <5.4 tons | YORK | HRCU-A-CB (Split System: Heat Pump with Remote Outdoor Unit-Air-Source) | HH824E2S11 | ADP |  | H,YE8J*36+TXV | TM9E060B12MP12 | 23000 | 17 | 9 | 21400 | 17900 | 83.64% | 2 | 0 | 11.7 |  |  |  | No | R-454B | 1.9167 | Residential & Commercial | Ducted CEE Tier 1
215424585 | Central HP <5.4 tons | YORK | HRCU-A-CB (Split System: Heat Pump with Remote Outdoor Unit-Air-Source) | HH824E2S11 | ADP |  | H,YE7J*36+TXV-BLEED | TM9Y060B12MP11 | 22400 | 17 | 8.8 | 21400 | 17300 | 80.84% | 1.96 | 0 | 11 |  |  |  | No | R-454B | 1.8667 | Residential & Commercial | Ducted CEE Tier 1
215424587 | Central HP <5.4 tons | YORK | HRCU-A-CB (Split System: Heat Pump with Remote Outdoor Unit-Air-Source) | HH824E2S11 | ADP |  | H,YE7J*36+TXV | TM9Y060B12MP11 | 22400 | 17 | 8.8 | 21400 | 17300 | 80.84% | 1.96 | 0 | 11 |  |  |  | No | R-454B | 1.8667 | Residential & Commercial | Ducted CEE Tier 1
213386609 | Central HP <5.4 tons | LENNOX | HRCU-A-CB (Split System: Heat Pump with Remote Outdoor Unit-Air-Source) | EL22XPV-024-230A** | ADP |  | LEM25923E |  | 22400 | 21 | 8.35 | 20400 | 15600 | 76.47% | 2.18 | 0 | 13 |  |  |  | No | R-410A | 1.8667 | Residential & Commercial | Ducted CEE Tier 1
207658560 | Central HP <5.4 tons | BOSCH | HRCU-A-CB (Split System: Heat Pump with Remote Outdoor Unit-Air-Source) | BOVB-60HDN1-M20G |  |  | BMA*4860DNTF | BGH96M120D5A | 52000 | 18 | 8.5 | 54000 | 37800 | 70% | 1.85 | 12.5 | 11.7 |  |  |  | No | R-410A | 4.3333 | Residential & Commercial | Ducted CEE Tier 1
203025032 | Central HP <5.4 tons | BOSCH | HRCU-A-CB (Split System: Heat Pump with Remote Outdoor Unit-Air-Source) | BOVA-60HDN1-M20G |  |  | BMA*4860DNTF | BGH96M120D5A | 52000 | 18 | 8.5 | 54000 | 37800 | 70% | 1.85 | 12.5 | 11.7 |  |  |  | No | R-410A | 4.3333 | Residential & Commercial | Ducted CEE Tier 1
215425646 | Central HP <5.4 tons | YORK | HRCU-A-CB (Split System: Heat Pump with Remote Outdoor Unit-Air-Source) | HH824E2S11 | ADP |  | H,YE32*30+TXV-BLEED | TL9E060B12UH11 | 22200 | 17 | 8.65 | 21200 | 17700 | 83.49% | 1.94 | 0 | 11 |  |  |  | No | R-454B | 1.85 | Residential & Commercial | Ducted CEE Tier 1
215425662 | Central HP <5.4 tons | YORK | HRCU-A-CB (Split System: Heat Pump with Remote Outdoor Unit-Air-Source) | HH824E2S11 | ADP |  | H,YE32*30+TXV | TM8E060A12MP11 | 22200 | 17 | 8.65 | 21200 | 17500 | 82.55% | 1.94 | 0 | 11 |  |  |  | No | R-454B | 1.85 | Residential & Commercial | Ducted CEE Tier 1
215423395 | Central HP <5.4 tons | YORK | HRCU-A-CB (Split System: Heat Pump with Remote Outdoor Unit-Air-Source) | HH836E2S11 | ADP |  | H,YE80*36+TXV | Y81E120C16SMPS1 | 33400 | 19 | 8.5 | 29600 | 24800 | 83.78% | 2 | 0 | 11.7 |  |  |  | No | R-454B | 2.7833 | Residential & Commercial | Ducted CEE Tier 1
215423427 | Central HP <5.4 tons | YORK | HRCU-A-CB (Split System: Heat Pump with Remote Outdoor Unit-Air-Source) | HH836E2S11 | ADP |  | H,YE35*36+TXV | YP9C080B12MP13 | 33000 | 18 | 8.5 | 29200 | 24800 | 84.93% | 2 | 0 | 11 |  |  |  | No | R-454B | 2.75 | Residential & Commercial | Ducted CEE Tier 1
215423428 | Central HP <5.4 tons | YORK | HRCU-A-CB (Split System: Heat Pump with Remote Outdoor Unit-Air-Source) | HH836E2S11 | ADP |  | H,YE9J*36+TXV-BLEED | YP9C080B12MP13 | 33000 | 17 | 8.5 | 29200 | 24800 | 84.93% | 2 | 0 | 11 |  |  |  | No | R-454B | 2.75 | Residential & Commercial | Ducted CEE Tier 1
215424242 | Central HP <5.4 tons | LUXAIRE | HRCU-A-CB (Split System: Heat Pump with Remote Outdoor Unit-Air-Source) | HH836E2S11 | ADP |  | H,YE9J*36+TXV-BLEED | Z8ES080C16SMPS1 | 33800 | 18 | 8.5 | 30200 | 25000 | 82.78% | 2 | 0 | 10.5 |  |  |  | No | R-454B | 2.8167 | Residential & Commercial | Ducted CEE Tier 1
215424251 | Central HP <5.4 tons | LUXAIRE | HRCU-A-CB (Split System: Heat Pump with Remote Outdoor Unit-Air-Source) | HH836E2S11 | ADP |  | H,YE9J*36+TXV-BLEED | Z9ES080C20SMPS1 | 34200 | 17 | 8.1 | 30400 | 23800 | 78.29% | 2 | 0 | 10.5 |  |  |  | No | R-454B | 2.85 | Residential & Commercial | Ducted CEE Tier 1
215430637 | Central HP <5.4 tons | LUXAIRE | HRCU-A-CB (Split System: Heat Pump with Remote Outdoor Unit-Air-Source) | HH836E2S11 | ADP |  | H,YG80(1,2)36+TXV | Z8ES120C20SMPS1 | 33600 | 19 | 8.5 | 30000 | 25000 | 83.33% | 2 | 0 | 11 |  |  |  | No | R-454B | 2.8 | Residential & Commercial | Ducted CEE Tier 1
215853436 | Central HP <5.4 tons | CHAMPION HEATING AND COOLING | HRCU-A-CB (Split System: Heat Pump with Remote Outdoor Unit-Air-Source) | HH836E2S11 |  |  | CTM36C5CDS1+JMC16C2SN1 |  | 34400 | 19 | 9 | 31600 | 25800 | 81.65% | 2 | 0 | 11.7 |  |  |  | No | R-454B | 2.8667 | Residential & Commercial | Ducted CEE Tier 1
215853427 | Central HP <5.4 tons | CHAMPION HEATING AND COOLING | HRCU-A-CB (Split System: Heat Pump with Remote Outdoor Unit-Air-Source) | HH836E2S11 |  |  | CTM36C5CDS1+JMVT16CC2N1 |  | 34400 | 19 | 9 | 31600 | 25800 | 81.65% | 2 | 0 | 11.7 |  |  |  | No | R-454B | 2.8667 | Residential & Commercial | Ducted CEE Tier 1
215933918 | Central HP <5.4 tons | ARCOAIRE | HRCU-A-CB (Split System: Heat Pump with Remote Outdoor Unit-Air-Source) | H5H3V36*K*AAA* |  |  | ESH5X60M12A*+WALLCON | *96CTN0601714B* | 33800 | 19 | 9 | 33800 | 25600 | 75.74% | 1.94 | 0 | 11 |  |  |  | No | R-454B | 2.8167 | Residential & Commercial | Ducted CEE Tier 1
215375086 | Central HP <5.4 tons | RUUD | HRCU-A-CB (Split System: Heat Pump with Remote Outdoor Unit-Air-Source) | RD17AZ24AJ3N | ASPEN |  | D(A,C,E)30B36+TDR | R802V0504A17UHN | 21600 | 17 | 8.1 | 22600 | 19000 | 84.07% | 2 | 0 | 10 |  |  |  | No | R-410A | 1.8 | Residential & Commercial | Ducted CEE Tier 1
215375073 | Central HP <5.4 tons | RUUD | HRCU-A-CB (Split System: Heat Pump with Remote Outdoor Unit-Air-Source) | RD17AZ24AJ3N | ASPEN |  | D(A,C,E)30B36+TDR | R801V0503A14DZ | 21600 | 17 | 8.1 | 22600 | 18900 | 83.63% | 2 | 0 | 10 |  |  |  | No | R-410A | 1.8 | Residential & Commercial | Ducted CEE Tier 1
214573618 | Central HP <5.4 tons | CARRIER | HRCU-A-CB (Split System: Heat Pump with Remote Outdoor Unit-Air-Source) | 25VNA837A*031* |  |  | CAP**3621AL*+UI | 59CU5B080C21**20 | 31400 | 17 | 8.1 | 33000 | 24200 | 73.33% | 1.86 | 0 | 11 |  |  |  | No | R-410A | 2.6167 | Residential & Commercial | Ducted CEE Tier 1
214573648 | Central HP <5.4 tons | CARRIER | HRCU-A-CB (Split System: Heat Pump with Remote Outdoor Unit-Air-Source) | 25VNA837A*031* |  |  | CAP**3621AL*+UI | 59MN7C080C21**20 | 31600 | 17 | 8.1 | 33000 | 24200 | 73.33% | 1.86 | 0 | 11 |  |  |  | No | R-410A | 2.6333 | Residential & Commercial | Ducted CEE Tier 1
215375188 | Central HP <5.4 tons | RUUD | HRCU-A-CB (Split System: Heat Pump with Remote Outdoor Unit-Air-Source) | RD17AZ36AJ3N | ASPEN |  | D(A,C,E)36C46+TDR | R951V0703A17M4S | 33000 | 18 | 8.1 | 34200 | 31400 | 91.81% | 1.9 | 0 | 10 |  |  |  | No | R-410A | 2.75 | Residential & Commercial | Ducted CEE Tier 1
215933868 | Central HP <5.4 tons | ARCOAIRE | HRCU-A-CB (Split System: Heat Pump with Remote Outdoor Unit-Air-Source) | H5H3V36*K*AAA* |  |  | ESH5X60M12A*+WALLCON | *97CMN0602120B* | 34000 | 19 | 9 | 34800 | 26400 | 75.86% | 1.92 | 0 | 11.5 |  |  |  | No | R-454B | 2.8333 | Residential & Commercial | Ducted CEE Tier 1
214392327 | Central HP <5.4 tons | RUUD | HRCU-A-CB (Split System: Heat Pump with Remote Outdoor Unit-Air-Source) | RD17AZ24AJ3N | ASPEN |  | D(A,C,E)24C34+TDR | R802V0504A17UHN | 21600 | 18 | 8.1 | 22600 | 16900 | 74.78% | 2 | 0 | 10 |  |  |  | No | R-410A | 1.8 | Residential & Commercial | Ducted CEE Tier 1
214392443 | Central HP <5.4 tons | RUUD | HRCU-A-CB (Split System: Heat Pump with Remote Outdoor Unit-Air-Source) | RD17AZ24AJ3N | ASPEN |  | D(A,C,E)30B34+TDR | R921V0403A17M4S | 21600 | 18 | 8.1 | 22600 | 16900 | 74.78% | 2 | 0 | 10 |  |  |  | No | R-410A | 1.8 | Residential & Commercial | Ducted CEE Tier 1
215375093 | Central HP <5.4 tons | RUUD | HRCU-A-CB (Split System: Heat Pump with Remote Outdoor Unit-Air-Source) | RD17AZ24AJ3N | ASPEN |  | D(A,C,E)30B36+TDR | R921V0403A17M4S | 21600 | 17 | 8.1 | 22600 | 19000 | 84.07% | 2 | 0 | 10 |  |  |  | No | R-410A | 1.8 | Residential & Commercial | Ducted CEE Tier 1
215375100 | Central HP <5.4 tons | RUUD | HRCU-A-CB (Split System: Heat Pump with Remote Outdoor Unit-Air-Source) | RD17AZ24AJ3N | ASPEN |  | D(A,C,E)30B36+TDR | R951V0703A17M4S | 21600 | 17 | 8.1 | 22600 | 19000 | 84.07% | 2 | 0 | 10 |  |  |  | No | R-410A | 1.8 | Residential & Commercial | Ducted CEE Tier 1
214392695 | Central HP <5.4 tons | RUUD | HRCU-A-CB (Split System: Heat Pump with Remote Outdoor Unit-Air-Source) | RD17AZ24AJ3N | ASPEN |  | D(A,C,E)24C34+TDR | U98MV0603A17UPS | 21600 | 19 | 8.1 | 22600 | 16900 | 74.78% | 2 | 0 | 10 |  |  |  | No | R-410A | 1.8 | Residential & Commercial | Ducted CEE Tier 1
215853429 | Central HP <5.4 tons | CHAMPION HEATING AND COOLING | HRCU-A-CB (Split System: Heat Pump with Remote Outdoor Unit-Air-Source) | HH836E2S11 |  |  | CTM36C5CDS1+JMET16CS2N1 |  | 34200 | 19 | 9 | 31400 | 25600 | 81.53% | 2 | 0 | 11.7 |  |  |  | No | R-454B | 2.85 | Residential & Commercial | Ducted CEE Tier 1
211627640 | Central HP <5.4 tons | YORK | HRCU-A-CB (Split System: Heat Pump with Remote Outdoor Unit-Air-Source) | HMH72B341 | ASPEN |  | D(A,C,E)36D36+TDR | TM8E060A12MP11 | 33000 | 18 | 8.1 | 33800 | 27400 | 81.07% | 2.51 | 0 | 10 |  |  |  | No | R-410A | 2.75 | Residential & Commercial | Ducted CEE Tier 1
215375083 | Central HP <5.4 tons | RUUD | HRCU-A-CB (Split System: Heat Pump with Remote Outdoor Unit-Air-Source) | RD17AZ24AJ3N | ASPEN |  | D(A,C,E)30B36+TDR | R802V0503A14DZ | 21600 | 17 | 8.1 | 22600 | 18900 | 83.63% | 2 | 0 | 10 |  |  |  | No | R-410A | 1.8 | Residential & Commercial | Ducted CEE Tier 1
214392359 | Central HP <5.4 tons | RUUD | HRCU-A-CB (Split System: Heat Pump with Remote Outdoor Unit-Air-Source) | RD17AZ24AJ3N | ASPEN |  | D(A,C,E)24C34+TDR | R802V0754A17DZ | 21600 | 19 | 8.1 | 22600 | 16800 | 74.34% | 2.1 | 0 | 10 |  |  |  | No | R-410A | 1.8 | Residential & Commercial | Ducted CEE Tier 1
215375094 | Central HP <5.4 tons | RUUD | HRCU-A-CB (Split System: Heat Pump with Remote Outdoor Unit-Air-Source) | RD17AZ24AJ3N | ASPEN |  | D(A,C,E)30B36+TDR | R921V0603A17M4S | 21600 | 17 | 8.1 | 22600 | 19000 | 84.07% | 2 | 0 | 10 |  |  |  | No | R-410A | 1.8 | Residential & Commercial | Ducted CEE Tier 1
214392155 | Central HP <5.4 tons | RUUD | HRCU-A-CB (Split System: Heat Pump with Remote Outdoor Unit-Air-Source) | RD17AZ24AJ3N | ASPEN |  | D(A,C,E)30B34+TDR | R801V0504A17UHN | 21600 | 18 | 8.1 | 22600 | 16900 | 74.78% | 2 | 0 | 10 |  |  |  | No | R-410A | 1.8 | Residential & Commercial | Ducted CEE Tier 1
215375077 | Central HP <5.4 tons | RUUD | HRCU-A-CB (Split System: Heat Pump with Remote Outdoor Unit-Air-Source) | RD17AZ24AJ3N | ASPEN |  | D(A,C,E)30B36+TDR | R801V0504A17UHU | 21400 | 17 | 8.1 | 22400 | 19000 | 84.82% | 2 | 0 | 10 |  |  |  | No | R-410A | 1.7833 | Residential & Commercial | Ducted CEE Tier 1
215375082 | Central HP <5.4 tons | RUUD | HRCU-A-CB (Split System: Heat Pump with Remote Outdoor Unit-Air-Source) | RD17AZ24AJ3N | ASPEN |  | D(A,C,E)30B36+TDR | R801V1004A17UH | 21600 | 17 | 8.1 | 22600 | 18800 | 83.19% | 2.1 | 0 | 10 |  |  |  | No | R-410A | 1.8 | Residential & Commercial | Ducted CEE Tier 1
215375091 | Central HP <5.4 tons | RUUD | HRCU-A-CB (Split System: Heat Pump with Remote Outdoor Unit-Air-Source) | RD17AZ24AJ3N | ASPEN |  | D(A,C,E)30B36+TDR | R802V1004A17UHN | 21600 | 17 | 8.1 | 22600 | 18900 | 83.63% | 2.1 | 0 | 10 |  |  |  | No | R-410A | 1.8 | Residential & Commercial | Ducted CEE Tier 1
213433219 | Central HP <5.4 tons | 1HVAC | HRCU-A-CB (Split System: Heat Pump with Remote Outdoor Unit-Air-Source) | ACIQ-24-EHPB |  |  | ACIQ-24-AHB |  | 24000 | 17 | 9.2 | 26000 | 19400 | 74.62% | 2.1 | 11.3 | 10.5 |  |  |  | No | R-410A | 2 | Residential & Commercial | Ducted CEE Tier 1
215375090 | Central HP <5.4 tons | RUUD | HRCU-A-CB (Split System: Heat Pump with Remote Outdoor Unit-Air-Source) | RD17AZ24AJ3N | ASPEN |  | D(A,C,E)30B36+TDR | R802V0754A17UHS | 21600 | 17 | 8.1 | 22600 | 18900 | 83.63% | 2.1 | 0 | 10 |  |  |  | No | R-410A | 1.8 | Residential & Commercial | Ducted CEE Tier 1
214392391 | Central HP <5.4 tons | RUUD | HRCU-A-CB (Split System: Heat Pump with Remote Outdoor Unit-Air-Source) | RD17AZ24AJ3N | ASPEN |  | D(A,C,E)24C34+TDR | R802V0754A17UHS | 21600 | 19 | 8.1 | 22600 | 16800 | 74.34% | 2.1 | 0 | 10 |  |  |  | No | R-410A | 1.8 | Residential & Commercial | Ducted CEE Tier 1
214392475 | Central HP <5.4 tons | RUUD | HRCU-A-CB (Split System: Heat Pump with Remote Outdoor Unit-Air-Source) | RD17AZ24AJ3N | ASPEN |  | D(A,C,E)30B34+TDR | R921V0703A17M4S | 21600 | 18 | 8.1 | 22600 | 16900 | 74.78% | 2 | 0 | 10 |  |  |  | No | R-410A | 1.8 | Residential & Commercial | Ducted CEE Tier 1
213360232 | Central HP <5.4 tons | LENNOX | HRCU-A-CB (Split System: Heat Pump with Remote Outdoor Unit-Air-Source) | SL25XPV-024-230A** | ADP |  | LP36/37R9 | EL297UH090XV48C* | 22200 | 21 | 9.4 | 19800 | 19600 | 98.99% | 1.9 | 0 | 14.5 |  |  |  | No | R-410A | 1.85 | Residential & Commercial | Ducted CEE Tier 1
215424245 | Central HP <5.4 tons | LUXAIRE | HRCU-A-CB (Split System: Heat Pump with Remote Outdoor Unit-Air-Source) | HH836E2S11 | ADP |  | H,YE9J*36+TXV-BLEED | Z8ES100C16SMPS1 | 34000 | 18 | 8.5 | 29800 | 24800 | 83.22% | 2 | 0 | 11.7 |  |  |  | No | R-454B | 2.8333 | Residential & Commercial | Ducted CEE Tier 1
213360664 | Central HP <5.4 tons | LENNOX | HRCU-A-CB (Split System: Heat Pump with Remote Outdoor Unit-Air-Source) | EL22XPV-024-230A** | ADP |  | L*19/36S9 | EL297UH070XV36B* | 23800 | 21 | 8.5 | 22000 | 15400 | 70% | 1.92 | 0 | 13.5 |  |  |  | No | R-410A | 1.9833 | Residential & Commercial | Ducted CEE Tier 1
215423563 | Central HP <5.4 tons | YORK | HRCU-A-CB (Split System: Heat Pump with Remote Outdoor Unit-Air-Source) | HH860E2S11 | ADP |  | H,YE49*60+TXV | TM8E120C20MP11 | 53000 | 19 | 8.5 | 52500 | 39000 | 74.29% | 2 | 0 | 11 |  |  |  | No | R-454B | 4.4167 | Residential & Commercial | Ducted CEE Tier 1
215423580 | Central HP <5.4 tons | YORK | HRCU-A-CB (Split System: Heat Pump with Remote Outdoor Unit-Air-Source) | HH860E2S11 | ADP |  | H,YE36*48+TXV | TM8V080C16MP12 | 43000 | 17 | 8.4 | 42000 | 32800 | 78.1% | 1.98 | 0 | 11.5 |  |  |  | No | R-454B | 3.5833 | Residential & Commercial | Ducted CEE Tier 1
215423596 | Central HP <5.4 tons | YORK | HRCU-A-CB (Split System: Heat Pump with Remote Outdoor Unit-Air-Source) | HH860E2S11 | ADP |  | H,YE35*48+TXV | TM8V100C16MP12 | 42500 | 17 | 8.3 | 42000 | 32800 | 78.1% | 1.96 | 0 | 11 |  |  |  | No | R-454B | 3.5417 | Residential & Commercial | Ducted CEE Tier 1
215423613 | Central HP <5.4 tons | YORK | HRCU-A-CB (Split System: Heat Pump with Remote Outdoor Unit-Air-Source) | HH860E2S11 | ADP |  | H,YE86*60+TXV | TM8V100C16MP12 | 43500 | 18 | 8.5 | 42000 | 32800 | 78.1% | 2 | 0 | 11.7 |  |  |  | No | R-454B | 3.625 | Residential & Commercial | Ducted CEE Tier 1
215423644 | Central HP <5.4 tons | YORK | HRCU-A-CB (Split System: Heat Pump with Remote Outdoor Unit-Air-Source) | HH860E2S11 | ADP |  | H,YE37*60+TXV | TM8Y080C16MP11 | 44000 | 17 | 8.5 | 42000 | 33000 | 78.57% | 2 | 0 | 11.7 |  |  |  | No | R-454B | 3.6667 | Residential & Commercial | Ducted CEE Tier 1
215423645 | Central HP <5.4 tons | YORK | HRCU-A-CB (Split System: Heat Pump with Remote Outdoor Unit-Air-Source) | HH860E2S11 | ADP |  | H,YE2K*48+TXV | TM8Y080C16MP11 | 43500 | 17 | 8.45 | 42000 | 33000 | 78.57% | 2 | 0 | 11.5 |  |  |  | No | R-454B | 3.625 | Residential & Commercial | Ducted CEE Tier 1
215423647 | Central HP <5.4 tons | YORK | HRCU-A-CB (Split System: Heat Pump with Remote Outdoor Unit-Air-Source) | HH860E2S11 | ADP |  | H,YE3K*60+TXV | TM8Y080C16MP11 | 44000 | 17 | 8.5 | 42000 | 33000 | 78.57% | 2 | 0 | 11.7 |  |  |  | No | R-454B | 3.6667 | Residential & Commercial | Ducted CEE Tier 1
215423661 | Central HP <5.4 tons | YORK | HRCU-A-CB (Split System: Heat Pump with Remote Outdoor Unit-Air-Source) | HH860E2S11 | ADP |  | H,YE36*60+TXV | TM8Y100C16MP11 | 43500 | 17 | 8.4 | 42000 | 33000 | 78.57% | 1.98 | 0 | 11.5 |  |  |  | No | R-454B | 3.625 | Residential & Commercial | Ducted CEE Tier 1
214571108 | Central HP <5.4 tons | CARRIER | HRCU-A-CB (Split System: Heat Pump with Remote Outdoor Unit-Air-Source) | 25VNA825A*032* |  |  | CNPV*3621AL*+UI | 59CU5B100C21**22 | 23400 | 16.5 | 8.1 | 21600 | 16700 | 77.31% | 1.92 | 0 | 11 |  |  |  | No | R-410A | 1.95 | Residential & Commercial | Ducted CEE Tier 1
215039674 | Central HP <5.4 tons | LENNOX | HRCU-A-CB (Split System: Heat Pump with Remote Outdoor Unit-Air-Source) | ML17XP1-048-230A** | ASPEN |  | CH60B34+TDR | ML193UH090XE48C* | 44500 | 15.3 | 8.1 | 44500 | 32000 | 71.91% | 2.77 | 0 | 12.4 |  |  |  | No | R-410A | 3.7083 | Residential & Commercial | Ducted CEE Tier 1
215039490 | Central HP <5.4 tons | LENNOX | HRCU-A-CB (Split System: Heat Pump with Remote Outdoor Unit-Air-Source) | ML17XP1-048-230A** | ASPEN |  | CH60B34+TDR | EL196UH110XE60C* | 45000 | 15.5 | 8.1 | 44500 | 31600 | 71.01% | 2.75 | 0 | 12.4 |  |  |  | No | R-410A | 3.75 | Residential & Commercial | Ducted CEE Tier 1
215424496 | Central HP <5.4 tons | YORK | HRCU-A-CB (Split System: Heat Pump with Remote Outdoor Unit-Air-Source) | HH824E2S11 | ADP |  | H,YE7J*30+TXV | TM8Y080B12MP11 | 22400 | 17 | 8.8 | 21400 | 17200 | 80.37% | 1.96 | 0 | 11.5 |  |  |  | No | R-454B | 1.8667 | Residential & Commercial | Ducted CEE Tier 1
215424501 | Central HP <5.4 tons | YORK | HRCU-A-CB (Split System: Heat Pump with Remote Outdoor Unit-Air-Source) | HH824E2S11 | ADP |  | H,YE31*30+TXV | TM9E026A08MP12 | 21800 | 16 | 8.5 | 21200 | 17200 | 81.13% | 1.9 | 0 | 10 |  |  |  | No | R-454B | 1.8167 | Residential & Commercial | Ducted CEE Tier 1
215424621 | Central HP <5.4 tons | YORK | HRCU-A-CB (Split System: Heat Pump with Remote Outdoor Unit-Air-Source) | HH824E2S11 | ADP |  | H,YE7J*36+TXV-BLEED | Y81E100B12SMPS1 | 23000 | 18 | 9 | 21400 | 18200 | 85.05% | 2 | 0 | 12 |  |  |  | No | R-454B | 1.9167 | Residential & Commercial | Ducted CEE Tier 1
203025005 | Central HP <5.4 tons | BOSCH | HRCU-A-CB (Split System: Heat Pump with Remote Outdoor Unit-Air-Source) | BOVA-36HDN1-M20G |  |  | BMA*2430ANTD | BGH96M080B3A | 23800 | 18 | 9 | 24000 | 17200 | 71.67% | 1.85 | 13 | 12 |  |  |  | No | R-410A | 1.9833 | Residential & Commercial | Ducted CEE Tier 1
207658544 | Central HP <5.4 tons | BOSCH | HRCU-A-CB (Split System: Heat Pump with Remote Outdoor Unit-Air-Source) | BOVB-36HDN1-M20G |  |  | BMA*2430ANTD | BGH96M080B3A | 23800 | 18 | 9 | 24000 | 17200 | 71.67% | 1.85 | 13 | 12 |  |  |  | No | R-410A | 1.9833 | Residential & Commercial | Ducted CEE Tier 1
214728364 | Central HP <5.4 tons | CHAMPION HEATING AND COOLING | HRCU-A-CB (Split System: Heat Pump with Remote Outdoor Unit-Air-Source) | HH836E2S11 |  |  | CTU36B5XDS1+TXV | TM9E080B12MP12 | 33600 | 18 | 8.5 | 31800 | 26000 | 81.76% | 2 | 0 | 11 |  |  |  | No | R-454B | 2.8 | Residential & Commercial | Ducted CEE Tier 1
215424635 | Central HP <5.4 tons | YORK | HRCU-A-CB (Split System: Heat Pump with Remote Outdoor Unit-Air-Source) | HH824E2S11 | ADP |  | H,YE31*24+TXV | Y82E080B12LMPS1 | 21800 | 18 | 8.95 | 21200 | 17500 | 82.55% | 1.9 | 0 | 11 |  |  |  | No | R-454B | 1.8167 | Residential & Commercial | Ducted CEE Tier 1
211290716 | Central HP <5.4 tons | ARMSTRONG AIR | HRCU-A-CB (Split System: Heat Pump with Remote Outdoor Unit-Air-Source) | 4SHP18LX136P | ASPEN |  | C(A,C,D,E)36B34+TDR | A96UH2E090C16 | 32400 | 17 | 8.1 | 34400 | 24400 | 70.93% | 2.23 | 0 | 10.9 |  |  |  | No | R-410A | 2.7 | Residential & Commercial | Ducted CEE Tier 1
213360277 | Central HP <5.4 tons | LENNOX | HRCU-A-CB (Split System: Heat Pump with Remote Outdoor Unit-Air-Source) | SL25XPV-036-230A** | ADP |  | L*35/36S9 | EL297UH110XV48C* | 33600 | 22 | 8.7 | 32800 | 26400 | 80.49% | 1.82 | 0 | 13 |  |  |  | No | R-410A | 2.8 | Residential & Commercial | Ducted CEE Tier 1
215225087 | Central HP <5.4 tons | BOSCH | HRCU-A-CB (Split System: Heat Pump with Remote Outdoor Unit-Air-Source) | BOVA-24RXB-M15S |  |  | BIVA-24RCB-M20X |  | 24000 | 18 | 8.5 | 24000 | 17200 | 71.67% | 1.84 | 0 | 11.7 |  |  |  | No | R-454B | 2 | Residential & Commercial | Ducted CEE Tier 1
216436715 | Central HP <5.4 tons | MIDEA | HRCU-A-CB (Split System: Heat Pump with Remote Outdoor Unit-Air-Source) | MOVA-36HDN1-M20G | ASPEN |  | L(E,F)W36D4 |  | 22200 | 19 | 9 | 23800 | 17600 | 73.95% | 2 | 0 | 11.7 |  |  |  | No | R-410A | 1.85 | Residential & Commercial | Ducted CEE Tier 1
213360250 | Central HP <5.4 tons | LENNOX | HRCU-A-CB (Split System: Heat Pump with Remote Outdoor Unit-Air-Source) | SL25XPV-036-230A** | ADP |  | L*35/36S9 | EL297UH045XV36B* | 33600 | 21 | 8.8 | 33200 | 25800 | 77.71% | 1.82 | 0 | 13 |  |  |  | No | R-410A | 2.8 | Residential & Commercial | Ducted CEE Tier 1
215735541 | Central HP <5.4 tons | YORK | HRCU-A-CB (Split System: Heat Pump with Remote Outdoor Unit-Air-Source) | HH824E2S11 | ADP |  | H,YE31*30+TXV-BLEED | TM9Y060B12MP11 | 21800 | 17 | 8.5 | 21200 | 17300 | 81.6% | 1.9 | 0 | 11 |  |  |  | No | R-454B | 1.8167 | Residential & Commercial | Ducted CEE Tier 1
215375084 | Central HP <5.4 tons | RUUD | HRCU-A-CB (Split System: Heat Pump with Remote Outdoor Unit-Air-Source) | RD17AZ24AJ3N | ASPEN |  | D(A,C,E)30B36+TDR | R802V0503A14UHN | 21600 | 17 | 8.1 | 22600 | 19000 | 84.07% | 2 | 0 | 10 |  |  |  | No | R-410A | 1.8 | Residential & Commercial | Ducted CEE Tier 1
215375102 | Central HP <5.4 tons | RUUD | HRCU-A-CB (Split System: Heat Pump with Remote Outdoor Unit-Air-Source) | RD17AZ24AJ3N | ASPEN |  | D(A,C,E)30B36+TDR | R962V0603A17M4S | 21600 | 17 | 8.1 | 22600 | 19000 | 84.07% | 2 | 0 | 10 |  |  |  | No | R-410A | 1.8 | Residential & Commercial | Ducted CEE Tier 1
216019257 | Central HP <5.4 tons | ECOER | HRCU-A-CB (Split System: Heat Pump with Remote Outdoor Unit-Air-Source) | EODA19H-4860AA* |  |  | EAHAEC-60 |  | 53000 | 17 | 9.2 | 55000 | 38500 | 70% | 1.9 | 0 | 11 |  |  |  | No | R-410A | 4.4167 | Residential & Commercial | Ducted CEE Tier 1
214838787 | Central HP <5.4 tons | ECOER | HRCU-A-CB (Split System: Heat Pump with Remote Outdoor Unit-Air-Source) | EODA19H-4860AA* |  |  | GNC4248CPT | FG7TE-080D-V35C* | 45000 | 18 | 8.8 | 46000 | 32400 | 70.43% | 1.95 | 0 | 11.7 |  |  |  | No | R-410A | 3.75 | Residential & Commercial | Ducted CEE Tier 1
214838789 | Central HP <5.4 tons | ECOER | HRCU-A-CB (Split System: Heat Pump with Remote Outdoor Unit-Air-Source) | EODA19H-4860AA* |  |  | GNC4860DPT | FG7TE-115D-V45D* | 52000 | 18 | 8.7 | 54000 | 37800 | 70% | 1.9 | 0 | 11.7 |  |  |  | No | R-410A | 4.3333 | Residential & Commercial | Ducted CEE Tier 1
206396001 | Central HP <5.4 tons | BOSCH | HRCU-A-CB (Split System: Heat Pump with Remote Outdoor Unit-Air-Source) | BOVB-60HDN1-M18M |  |  | BVA-36WN1-M20 |  | 35200 | 18 | 8.2 | 35200 | 25000 | 71.02% | 2.05 | 12.5 | 12 |  |  |  | No | R-410A | 2.9333 | Residential & Commercial | Ducted CEE Tier 1
213206531 | Central HP <5.4 tons | CARRIER | HRCU-A-CB (Split System: Heat Pump with Remote Outdoor Unit-Air-Source) | 38MURAQ24AB3* | ASPEN |  | D(A,C,E)30C44+TDR | 59SC5B060E17**14 | 23800 | 16.5 | 8.1 | 26000 | 20200 | 77.69% | 2.76 | 0 | 10.4 |  |  |  | No | R-410A | 1.9833 | Residential & Commercial | Ducted CEE Tier 1
213206606 | Central HP <5.4 tons | CARRIER | HRCU-A-CB (Split System: Heat Pump with Remote Outdoor Unit-Air-Source) | 38MURAQ24AB3* | ASPEN |  | D(A,C,E)36C34+TDR | 59TP6B060V17**14 | 23800 | 16.5 | 8.1 | 26200 | 20200 | 77.1% | 2.75 | 0 | 10 |  |  |  | No | R-410A | 1.9833 | Residential & Commercial | Ducted CEE Tier 1
213612088 | Central HP <5.4 tons | RUUD | HRCU-A-CB (Split System: Heat Pump with Remote Outdoor Unit-Air-Source) | RP15AZ48AJ2N | ASPEN |  | D(A,C,E)48B44+TDR | R802V0755A21DZ | 44000 | 15.4 | 8.1 | 45500 | 36400 | 80% | 3.02 | 0 | 10 |  |  |  | No | R-410A | 3.6667 | Residential & Commercial | Ducted CEE Tier 1
216054994 | Central HP <5.4 tons | LUXAIRE | HRCU-A-CB (Split System: Heat Pump with Remote Outdoor Unit-Air-Source) | HH824E2S11 | ASPEN |  | D(A,C,E)36A3K+TDR | Z9ES080B12SMPS1 | 22400 | 17 | 8.1 | 22600 | 18100 | 80.09% | 2 | 0 | 12 |  |  |  | No | R-454B | 1.8667 | Residential & Commercial | Ducted CEE Tier 1
214389975 | Central HP <5.4 tons | CARRIER | HRCU-A-CB (Split System: Heat Pump with Remote Outdoor Unit-Air-Source) | 25VNA837A*031* | ADP |  | H,PG53936 | 58TN*B110C21**20 | 32800 | 18 | 8.5 | 30200 | 24400 | 80.79% | 2 | 0 | 11.5 |  |  |  | No | R-410A | 2.7333 | Residential & Commercial | Ducted CEE Tier 1
213360281 | Central HP <5.4 tons | LENNOX | HRCU-A-CB (Split System: Heat Pump with Remote Outdoor Unit-Air-Source) | SL25XPV-036-230A** | ADP |  | L*23/37Z9 | EL297UH110XV48C* | 33600 | 22 | 8.7 | 32800 | 26400 | 80.49% | 1.82 | 0 | 13 |  |  |  | No | R-410A | 2.8 | Residential & Commercial | Ducted CEE Tier 1
215849870 | Central HP <5.4 tons | COLEMAN | HRCU-A-CB (Split System: Heat Pump with Remote Outdoor Unit-Air-Source) | HH824E2S11 | ASPEN |  | D(A,C,E)36A3K+TDR | TM8E100B12MP11 | 22400 | 17 | 8.1 | 22600 | 18000 | 79.65% | 2 | 0 | 12 |  |  |  | No | R-454B | 1.8667 | Residential & Commercial | Ducted CEE Tier 1
215849984 | Central HP <5.4 tons | COLEMAN | HRCU-A-CB (Split System: Heat Pump with Remote Outdoor Unit-Air-Source) | HH824E2S11 | ASPEN |  | C(A,C,D,E)24A3K+TDR | TM9V060B12MP12 | 21600 | 17 | 8.1 | 22600 | 18000 | 79.65% | 2 | 0 | 12 |  |  |  | No | R-454B | 1.8 | Residential & Commercial | Ducted CEE Tier 1
215375218 | Central HP <5.4 tons | RUUD | HRCU-A-CB (Split System: Heat Pump with Remote Outdoor Unit-Air-Source) | RD17AZ48AJ3N | ASPEN |  | D(A,C,E)48B44+TDR | R801V0755A21UHS | 44000 | 15.2 | 8.1 | 45500 | 32400 | 71.21% | 2.4 | 0 | 10 |  |  |  | No | R-410A | 3.6667 | Residential & Commercial | Ducted CEE Tier 1
215375236 | Central HP <5.4 tons | RUUD | HRCU-A-CB (Split System: Heat Pump with Remote Outdoor Unit-Air-Source) | RD17AZ48AJ3N | ASPEN |  | D(A,C,E)60D34+TDR | R801V1005A21UHU | 45500 | 16 | 8.1 | 45500 | 32400 | 71.21% | 2.4 | 0 | 10 |  |  |  | No | R-410A | 3.7917 | Residential & Commercial | Ducted CEE Tier 1
213612034 | Central HP <5.4 tons | RUUD | HRCU-A-CB (Split System: Heat Pump with Remote Outdoor Unit-Air-Source) | RP15AZ24AJ2N | ASPEN |  | D(A,C,E)24A34+TDR | R962V0703A17M4S | 22000 | 15.4 | 8.1 | 22800 | 16200 | 71.05% | 2.81 | 0 | 11.8 |  |  |  | No | R-410A | 1.8333 | Residential & Commercial | Ducted CEE Tier 1
215423663 | Central HP <5.4 tons | YORK | HRCU-A-CB (Split System: Heat Pump with Remote Outdoor Unit-Air-Source) | HH860E2S11 | ADP |  | H,YE2K*48+TXV | TM8Y100C16MP11 | 43500 | 17 | 8.45 | 42000 | 33000 | 78.57% | 2 | 0 | 11.5 |  |  |  | No | R-454B | 3.625 | Residential & Commercial | Ducted CEE Tier 1
215423729 | Central HP <5.4 tons | YORK | HRCU-A-CB (Split System: Heat Pump with Remote Outdoor Unit-Air-Source) | HH860E2S11 | ADP |  | H,YE49*60+TXV | TM9E080C20MP12 | 53500 | 19 | 8.5 | 53000 | 39500 | 74.53% | 2 | 0 | 11 |  |  |  | No | R-454B | 4.4583 | Residential & Commercial | Ducted CEE Tier 1
215423746 | Central HP <5.4 tons | YORK | HRCU-A-CB (Split System: Heat Pump with Remote Outdoor Unit-Air-Source) | HH860E2S11 | ADP |  | H,YE49*60+TXV | TM9E100C16MP12 | 44500 | 18 | 8.5 | 44000 | 34000 | 77.27% | 2 | 0 | 11 |  |  |  | No | R-454B | 3.7083 | Residential & Commercial | Ducted CEE Tier 1
215870976 | Central HP <5.4 tons | YORK | HRCU-A-CB (Split System: Heat Pump with Remote Outdoor Unit-Air-Source) | HH860E2S11 | ADP |  | CV601**C+TXV | Y91E100C20SMPS1 | 45500 | 17 | 8.5 | 45000 | 33600 | 74.67% | 2 | 0 | 11.7 |  |  |  | No | R-454B | 3.7917 | Residential & Commercial | Ducted CEE Tier 1
215438163 | Central HP <5.4 tons | CHAMPION HEATING AND COOLING | HRCU-A-CB (Split System: Heat Pump with Remote Outdoor Unit-Air-Source) | HH860E2S11 | ADP |  | FE*CC3*60+TXV |  | 53000 | 19 | 8.75 | 52000 | 38000 | 73.08% | 1.96 | 0 | 11.4 |  |  |  | No | R-454B | 4.4167 | Residential & Commercial | Ducted CEE Tier 1
215424277 | Central HP <5.4 tons | LUXAIRE | HRCU-A-CB (Split System: Heat Pump with Remote Outdoor Unit-Air-Source) | HH860E2S11 | ADP |  | H,YE36*60+TXV-BLEED | TM8V100C16MP12 | 43000 | 17 | 8.4 | 42000 | 32800 | 78.1% | 1.98 | 0 | 11.5 |  |  |  | No | R-454B | 3.5833 | Residential & Commercial | Ducted CEE Tier 1
215853480 | Central HP <5.4 tons | FRASER-JOHNSTON | HRCU-A-CB (Split System: Heat Pump with Remote Outdoor Unit-Air-Source) | HH860E2S11 |  |  | CTM60D5CJS1 | TM9Y120D20MP11 | 52500 | 19 | 9 | 55000 | 40000 | 72.73% | 2 | 0 | 10 |  |  |  | No | R-454B | 4.375 | Residential & Commercial | Ducted CEE Tier 1
215424325 | Central HP <5.4 tons | LUXAIRE | HRCU-A-CB (Split System: Heat Pump with Remote Outdoor Unit-Air-Source) | HH860E2S11 | ADP |  | H,YE36*60+TXV-BLEED | Z8ES120C16SMPS1 | 43500 | 17 | 8.4 | 42000 | 32600 | 77.62% | 1.98 | 0 | 11.7 |  |  |  | No | R-454B | 3.625 | Residential & Commercial | Ducted CEE Tier 1
215375261 | Central HP <5.4 tons | RUUD | HRCU-A-CB (Split System: Heat Pump with Remote Outdoor Unit-Air-Source) | RD17AZ48AJ3N | ASPEN |  | D(A,C,E)60D36+TDR | R802V0755A21UHS | 45500 | 15.2 | 8.1 | 45500 | 32400 | 71.21% | 2.4 | 0 | 10 |  |  |  | No | R-410A | 3.7917 | Residential & Commercial | Ducted CEE Tier 1
215375293 | Central HP <5.4 tons | RUUD | HRCU-A-CB (Split System: Heat Pump with Remote Outdoor Unit-Air-Source) | RD17AZ48AJ3N | ASPEN |  | D(A,C,E)60D36+TDR | R802V1505A24UHS | 45500 | 16 | 8.1 | 45500 | 32400 | 71.21% | 2.4 | 0 | 10 |  |  |  | No | R-410A | 3.7917 | Residential & Commercial | Ducted CEE Tier 1
215375300 | Central HP <5.4 tons | RUUD | HRCU-A-CB (Split System: Heat Pump with Remote Outdoor Unit-Air-Source) | RD17AZ48AJ3N | ASPEN |  | D(A,C,E)60D34+TDR | R921V0855A21M4S | 45500 | 15.2 | 8.1 | 45500 | 32600 | 71.65% | 2.3 | 0 | 10 |  |  |  | No | R-410A | 3.7917 | Residential & Commercial | Ducted CEE Tier 1
214571208 | Central HP <5.4 tons | CARRIER | HRCU-A-CB (Split System: Heat Pump with Remote Outdoor Unit-Air-Source) | 25VNA825A*032* |  |  | CNPV*4821AL*+UI | 58TN*B070C21**20 | 24200 | 17 | 8.1 | 21200 | 16600 | 78.3% | 2.02 | 0 | 11 |  |  |  | No | R-410A | 2.0167 | Residential & Commercial | Ducted CEE Tier 1
214571258 | Central HP <5.4 tons | CARRIER | HRCU-A-CB (Split System: Heat Pump with Remote Outdoor Unit-Air-Source) | 25VNA825A*032* |  |  | CNPV*4821AL*+UI | 59TN6C080C21**20 | 24200 | 17 | 8.1 | 21200 | 16600 | 78.3% | 2.02 | 0 | 11.5 |  |  |  | No | R-410A | 2.0167 | Residential & Commercial | Ducted CEE Tier 1
215375311 | Central HP <5.4 tons | RUUD | HRCU-A-CB (Split System: Heat Pump with Remote Outdoor Unit-Air-Source) | RD17AZ48AJ3N | ASPEN |  | D(A,C,E)48B46+TDR | R951V0705A21M4S | 44000 | 15.2 | 8.1 | 45500 | 32600 | 71.65% | 2.3 | 0 | 10 |  |  |  | No | R-410A | 3.6667 | Residential & Commercial | Ducted CEE Tier 1
214056979 | Central HP <5.4 tons | GREE | HRCU-A-CB (Split System: Heat Pump with Remote Outdoor Unit-Air-Source) | FLEXX36HP230V1AO | ASPEN |  | L(E,G)M24D4 |  | 23200 | 17 | 8.8 | 24000 | 22000 | 91.67% | 1.8 | 0 | 12 |  |  |  | No | R-410A | 1.9333 | Residential & Commercial | Ducted CEE Tier 1
212394306 | Central HP <5.4 tons | 1HVAC | HRCU-A-C (Split System: Heat Pump with Remote Outdoor Unit with No Indoor Fan --Air Source) | ACIQ-24-EHPB |  |  | ACIQ-24-ACL |  | 24000 | 15.7 | 9.8 | 25600 | 18500 | 72.27% | 2.2 | 10.3 | 10 |  |  |  | No | R-410A | 2 | Residential & Commercial | Ducted CEE Tier 1
215375316 | Central HP <5.4 tons | RUUD | HRCU-A-CB (Split System: Heat Pump with Remote Outdoor Unit-Air-Source) | RD17AZ48AJ3N | ASPEN |  | D(A,C,E)60D34+TDR | R951V0855A21M4S | 45500 | 15.2 | 8.1 | 45500 | 32600 | 71.65% | 2.3 | 0 | 10 |  |  |  | No | R-410A | 3.7917 | Residential & Commercial | Ducted CEE Tier 1
214651972 | Central HP <5.4 tons | CHAMPION HEATING AND COOLING | HRCU-A-CB (Split System: Heat Pump with Remote Outdoor Unit-Air-Source) | HH824E2S11 |  |  | CTU30B5XCS1+TXV | Z8ET080B12LMPS1 | 23000 | 18 | 9.5 | 23000 | 18400 | 80% | 2 | 0 | 12 |  |  |  | No | R-454B | 1.9167 | Residential & Commercial | Ducted CEE Tier 1
214650201 | Central HP <5.4 tons | CHAMPION HEATING AND COOLING | HRCU-A-CB (Split System: Heat Pump with Remote Outdoor Unit-Air-Source) | HH824E2S11 |  |  | CTU36B5XDS1+TXV | TPLC080B12MP13 | 23000 | 18 | 9 | 23000 | 18500 | 80.43% | 2 | 0 | 12 |  |  |  | No | R-454B | 1.9167 | Residential & Commercial | Ducted CEE Tier 1
215424336 | Central HP <5.4 tons | LUXAIRE | HRCU-A-CB (Split System: Heat Pump with Remote Outdoor Unit-Air-Source) | HH860E2S11 | ADP |  | H,YE48*60+TXV-BLEED | Z9ES100C16SMPS1 | 45500 | 18 | 8.5 | 45000 | 33800 | 75.11% | 2 | 0 | 11.7 |  |  |  | No | R-454B | 3.7917 | Residential & Commercial | Ducted CEE Tier 1
215731551 | Central HP <5.4 tons | YORK | HRCU-A-CB (Split System: Heat Pump with Remote Outdoor Unit-Air-Source) | HH860E2S11 | ADP |  | H,YG55*48+TXV | TM9Y100C16MP11 | 44000 | 17 | 8.5 | 42500 | 33400 | 78.59% | 2 | 0 | 11 |  |  |  | No | R-454B | 3.6667 | Residential & Commercial | Ducted CEE Tier 1
215424283 | Central HP <5.4 tons | LUXAIRE | HRCU-A-CB (Split System: Heat Pump with Remote Outdoor Unit-Air-Source) | HH860E2S11 | ADP |  | H,YE36*60+TXV-BLEED | TM8Y080C16MP11 | 43500 | 17 | 8.4 | 42000 | 33000 | 78.57% | 1.98 | 0 | 11.5 |  |  |  | No | R-454B | 3.625 | Residential & Commercial | Ducted CEE Tier 1
215424313 | Central HP <5.4 tons | LUXAIRE | HRCU-A-CB (Split System: Heat Pump with Remote Outdoor Unit-Air-Source) | HH860E2S11 | ADP |  | H,YE36*60+TXV-BLEED | TM9Y100C20MP11 | 51000 | 17 | 8.3 | 52500 | 39000 | 74.29% | 1.96 | 0 | 10.5 |  |  |  | No | R-454B | 4.25 | Residential & Commercial | Ducted CEE Tier 1
215424332 | Central HP <5.4 tons | LUXAIRE | HRCU-A-CB (Split System: Heat Pump with Remote Outdoor Unit-Air-Source) | HH860E2S11 | ADP |  | H,YE48*60+TXV-BLEED | Z9ES080C16SMPS1 | 45000 | 18 | 8.5 | 45000 | 33400 | 74.22% | 2 | 0 | 11.7 |  |  |  | No | R-454B | 3.75 | Residential & Commercial | Ducted CEE Tier 1
215423747 | Central HP <5.4 tons | YORK | HRCU-A-CB (Split System: Heat Pump with Remote Outdoor Unit-Air-Source) | HH860E2S11 | ADP |  | H,YE74*48+TXV | TM9E100C16MP12 | 44500 | 18 | 8.5 | 44000 | 34000 | 77.27% | 2 | 0 | 11 |  |  |  | No | R-454B | 3.7083 | Residential & Commercial | Ducted CEE Tier 1
215936852 | Central HP <5.4 tons | KENMORE | HRCU-A-CB (Split System: Heat Pump with Remote Outdoor Unit-Air-Source) | (C,H,T)5H3V36*K*AAA* |  |  | EVD5X60M24A*+WALLCON | *96CTN1002122B* | 35600 | 22 | 8.5 | 38000 | 28400 | 74.74% | 2.04 | 0 | 12.5 |  |  |  | No | R-454B | 2.9667 | Residential & Commercial | Ducted CEE Tier 1
215935582 | Central HP <5.4 tons | KENMORE | HRCU-A-CB (Split System: Heat Pump with Remote Outdoor Unit-Air-Source) | (C,H,T)5H3V36*K*AAA* |  |  | EVD5X36M17A*+WALLCON | *96CTN0601714B* | 34000 | 20 | 8.1 | 38000 | 27200 | 71.58% | 2 | 0 | 11 |  |  |  | No | R-454B | 2.8333 | Residential & Commercial | Ducted CEE Tier 1
214862379 | Central HP <5.4 tons | BRYANT HEATING AND COOLING SYSTEMS | HRCU-A-CB (Split System: Heat Pump with Remote Outdoor Unit-Air-Source) | 288BNV037*0**A* | ADP |  | H,PG35936 | 987MC66120C24*** | 31000 | 18 | 8.1 | 30600 | 24400 | 79.74% | 1.98 | 0 | 11 |  |  |  | No | R-410A | 2.5833 | Residential & Commercial | Ducted CEE Tier 1
215936102 | Central HP <5.4 tons | KENMORE | HRCU-A-CB (Split System: Heat Pump with Remote Outdoor Unit-Air-Source) | (C,H,T)5H3V36*K*AAA* |  |  | EVD5X42M21A*+WALLCON | *97CMN0802120B* | 34400 | 20.5 | 8.5 | 38500 | 28200 | 73.25% | 2.04 | 0 | 11.7 |  |  |  | No | R-454B | 2.8667 | Residential & Commercial | Ducted CEE Tier 1
215936202 | Central HP <5.4 tons | KENMORE | HRCU-A-CB (Split System: Heat Pump with Remote Outdoor Unit-Air-Source) | (C,H,T)5H3V36*K*AAA* |  |  | EVD5X42M24A*+WALLCON | *95CSU0802120B* | 35400 | 21.5 | 8.5 | 38000 | 28600 | 75.26% | 2.04 | 0 | 12 |  |  |  | No | R-454B | 2.95 | Residential & Commercial | Ducted CEE Tier 1
215936302 | Central HP <5.4 tons | KENMORE | HRCU-A-CB (Split System: Heat Pump with Remote Outdoor Unit-Air-Source) | (C,H,T)5H3V36*K*AAA* |  |  | EVD5X48M24A*+WALLCON | *80CSU1002120A* | 35000 | 21.5 | 8.5 | 38500 | 28400 | 73.77% | 2.04 | 0 | 12 |  |  |  | No | R-454B | 2.9167 | Residential & Commercial | Ducted CEE Tier 1
215936352 | Central HP <5.4 tons | KENMORE | HRCU-A-CB (Split System: Heat Pump with Remote Outdoor Unit-Air-Source) | (C,H,T)5H3V36*K*AAA* |  |  | EVD5X48M24A*+WALLCON | *95CSU0802120B* | 35000 | 21 | 8.5 | 38500 | 28400 | 73.77% | 2.04 | 0 | 12 |  |  |  | No | R-454B | 2.9167 | Residential & Commercial | Ducted CEE Tier 1
215423761 | Central HP <5.4 tons | YORK | HRCU-A-CB (Split System: Heat Pump with Remote Outdoor Unit-Air-Source) | HH860E2S11 | ADP |  | H,YE86*60+TXV | TM9E100C20MP12 | 53500 | 19 | 8.5 | 53000 | 39500 | 74.53% | 2 | 0 | 11 |  |  |  | No | R-454B | 4.4583 | Residential & Commercial | Ducted CEE Tier 1
215423778 | Central HP <5.4 tons | YORK | HRCU-A-CB (Split System: Heat Pump with Remote Outdoor Unit-Air-Source) | HH860E2S11 | ADP |  | H,YE37*60+TXV | TM9V080C16MP12 | 43500 | 17 | 8.5 | 42000 | 33000 | 78.57% | 2 | 0 | 11 |  |  |  | No | R-454B | 3.625 | Residential & Commercial | Ducted CEE Tier 1
215423780 | Central HP <5.4 tons | YORK | HRCU-A-CB (Split System: Heat Pump with Remote Outdoor Unit-Air-Source) | HH860E2S11 | ADP |  | H,YE2K*60+TXV | TM9V080C16MP12 | 43000 | 17 | 8.45 | 42000 | 33000 | 78.57% | 2 | 0 | 10.5 |  |  |  | No | R-454B | 3.5833 | Residential & Commercial | Ducted CEE Tier 1
215424126 | Central HP <5.4 tons | YORK | HRCU-A-CB (Split System: Heat Pump with Remote Outdoor Unit-Air-Source) | HH860E2S11 | ADP |  | H,YE36*60+TXV-BLEED | YP9C100C20MP13 | 50500 | 18 | 8.3 | 51500 | 38000 | 73.79% | 1.96 | 0 | 10.5 |  |  |  | No | R-454B | 4.2083 | Residential & Commercial | Ducted CEE Tier 1
215424135 | Central HP <5.4 tons | YORK | HRCU-A-CB (Split System: Heat Pump with Remote Outdoor Unit-Air-Source) | HH860E2S11 | ADP |  | H,YE55*60+TXV | YP9C100C20MP13 | 52000 | 19 | 8.5 | 51500 | 38000 | 73.79% | 2 | 0 | 11 |  |  |  | No | R-454B | 4.3333 | Residential & Commercial | Ducted CEE Tier 1
215424144 | Central HP <5.4 tons | YORK | HRCU-A-CB (Split System: Heat Pump with Remote Outdoor Unit-Air-Source) | HH860E2S11 | ADP |  | H,YE48*60+TXV-BLEED | YP9C120D20MP13 | 44000 | 18 | 8.5 | 42000 | 33000 | 78.57% | 2 | 0 | 11.7 |  |  |  | No | R-454B | 3.6667 | Residential & Commercial | Ducted CEE Tier 1
215424104 | Central HP <5.4 tons | YORK | HRCU-A-CB (Split System: Heat Pump with Remote Outdoor Unit-Air-Source) | HH860E2S11 | ADP |  | H,YE49*60+TXV | YP9C080C16MP13 | 43500 | 18 | 8.5 | 42000 | 33000 | 78.57% | 2 | 0 | 11 |  |  |  | No | R-454B | 3.625 | Residential & Commercial | Ducted CEE Tier 1
215423272 | Central HP <5.4 tons | YORK | HRCU-A-CB (Split System: Heat Pump with Remote Outdoor Unit-Air-Source) | HH836E2S11 | ADP |  | H,YE35*36+TXV | TM8Y100C20MP11 | 33200 | 18 | 8.5 | 29000 | 24600 | 84.83% | 2 | 0 | 11.7 |  |  |  | No | R-454B | 2.7667 | Residential & Commercial | Ducted CEE Tier 1
215423369 | Central HP <5.4 tons | YORK | HRCU-A-CB (Split System: Heat Pump with Remote Outdoor Unit-Air-Source) | HH836E2S11 | ADP |  | H,YE9J*36+TXV | Y81E080C16SMPS1 | 33800 | 18 | 8.5 | 30200 | 25000 | 82.78% | 2 | 0 | 10.5 |  |  |  | No | R-454B | 2.8167 | Residential & Commercial | Ducted CEE Tier 1
215423370 | Central HP <5.4 tons | YORK | HRCU-A-CB (Split System: Heat Pump with Remote Outdoor Unit-Air-Source) | HH836E2S11 | ADP |  | H,YE80*36+TXV | Y81E080C16SMPS1 | 34000 | 19 | 8.5 | 30200 | 25000 | 82.78% | 2 | 0 | 11 |  |  |  | No | R-454B | 2.8333 | Residential & Commercial | Ducted CEE Tier 1
215423371 | Central HP <5.4 tons | YORK | HRCU-A-CB (Split System: Heat Pump with Remote Outdoor Unit-Air-Source) | HH836E2S11 | ADP |  | H,YE34*36+TXV | Y81E080C20SMPS1 | 34200 | 18 | 8.4 | 30800 | 25400 | 82.47% | 1.98 | 0 | 10.5 |  |  |  | No | R-454B | 2.85 | Residential & Commercial | Ducted CEE Tier 1
215423372 | Central HP <5.4 tons | YORK | HRCU-A-CB (Split System: Heat Pump with Remote Outdoor Unit-Air-Source) | HH836E2S11 | ADP |  | H,YE35*36+TXV | Y81E080C20SMPS1 | 34600 | 19 | 8.5 | 30800 | 25400 | 82.47% | 2 | 0 | 11 |  |  |  | No | R-454B | 2.8833 | Residential & Commercial | Ducted CEE Tier 1
215423385 | Central HP <5.4 tons | YORK | HRCU-A-CB (Split System: Heat Pump with Remote Outdoor Unit-Air-Source) | HH836E2S11 | ADP |  | H,YE80*36+TXV | Y81E100C16SMPS1 | 33400 | 19 | 8.5 | 29600 | 24800 | 83.78% | 2 | 0 | 11 |  |  |  | No | R-454B | 2.7833 | Residential & Commercial | Ducted CEE Tier 1
215423389 | Central HP <5.4 tons | YORK | HRCU-A-CB (Split System: Heat Pump with Remote Outdoor Unit-Air-Source) | HH836E2S11 | ADP |  | H,YE9J*36+TXV | Y81E100C20SMPS1 | 34200 | 18 | 8.5 | 30200 | 25000 | 82.78% | 2 | 0 | 11 |  |  |  | No | R-454B | 2.85 | Residential & Commercial | Ducted CEE Tier 1
215423419 | Central HP <5.4 tons | YORK | HRCU-A-CB (Split System: Heat Pump with Remote Outdoor Unit-Air-Source) | HH836E2S11 | ADP |  | H,YE9J*36+TXV | Y91E100C16SMPS1 | 34800 | 17 | 8.1 | 31000 | 24200 | 78.06% | 2 | 0 | 10.5 |  |  |  | No | R-454B | 2.9 | Residential & Commercial | Ducted CEE Tier 1
216032532 | Central HP <5.4 tons | MRCOOL | HRCU-A-CB (Split System: Heat Pump with Remote Outdoor Unit-Air-Source) | CENTRAL-36-HP-C-230B00-O |  |  | MVP-36-HP-MUAH-230A00-O |  | 36000 | 17.4 | 10.3 | 37000 | 39000 | 105.4% | 1.9 | 0 | 11.7 |  |  |  | No | R-454B | 3 | Residential & Commercial | Ducted CEE Tier 1
215424521 | Central HP <5.4 tons | YORK | HRCU-A-CB (Split System: Heat Pump with Remote Outdoor Unit-Air-Source) | HH824E2S11 | ADP |  | H,YE33*36+TXV | TM9E060A10MP12 | 22600 | 16 | 8.8 | 21400 | 17700 | 82.71% | 1.96 | 0 | 10.5 |  |  |  | No | R-454B | 1.8833 | Residential & Commercial | Ducted CEE Tier 1
215424526 | Central HP <5.4 tons | YORK | HRCU-A-CB (Split System: Heat Pump with Remote Outdoor Unit-Air-Source) | HH824E2S11 | ADP |  | H,YE8J*36+TXV | TM9E060A10MP12 | 22600 | 16 | 8.9 | 21400 | 17700 | 82.71% | 1.98 | 0 | 10.5 |  |  |  | No | R-454B | 1.8833 | Residential & Commercial | Ducted CEE Tier 1
215424546 | Central HP <5.4 tons | YORK | HRCU-A-CB (Split System: Heat Pump with Remote Outdoor Unit-Air-Source) | HH824E2S11 | ADP |  | H,YE31*30+TXV | TM9V040A10MP12 | 21800 | 16 | 8.5 | 21200 | 17100 | 80.66% | 1.9 | 0 | 10 |  |  |  | No | R-454B | 1.8167 | Residential & Commercial | Ducted CEE Tier 1
215424551 | Central HP <5.4 tons | YORK | HRCU-A-CB (Split System: Heat Pump with Remote Outdoor Unit-Air-Source) | HH824E2S11 | ADP |  | H,YE7J*36+TXV | TM9V040A10MP12 | 22400 | 16 | 8.8 | 21400 | 17100 | 79.91% | 1.96 | 0 | 10.5 |  |  |  | No | R-454B | 1.8667 | Residential & Commercial | Ducted CEE Tier 1
212927253 | Central HP <5.4 tons | LENNOX | HRCU-A-CB (Split System: Heat Pump with Remote Outdoor Unit-Air-Source) | SL25XPV-024-230A** | ADP |  | LH35/36F9 | SLP98UH070XV36B* | 22200 | 23 | 9.2 | 20000 | 20000 | 100% | 1.84 | 0 | 14 |  |  |  | No | R-410A | 1.85 | Residential & Commercial | Ducted CEE Tier 1
212927256 | Central HP <5.4 tons | LENNOX | HRCU-A-CB (Split System: Heat Pump with Remote Outdoor Unit-Air-Source) | SL25XPV-024-230A** | ADP |  | L*35/36S9 | SLP98UH070XV36B* | 22200 | 23 | 9.2 | 20000 | 20000 | 100% | 1.84 | 0 | 14 |  |  |  | No | R-410A | 1.85 | Residential & Commercial | Ducted CEE Tier 1
212407356 | Central HP <5.4 tons | BRYANT HEATING AND COOLING SYSTEMS | HRCU-A-CB (Split System: Heat Pump with Remote Outdoor Unit-Air-Source) | 284ANV036*0**B* | ADP |  | C36A***L749 | 88*TA36070C14*** | 33400 | 19 | 9 | 33800 | 25800 | 76.33% | 2 | 0 | 12 |  |  |  | No | R-410A | 2.7833 | Residential & Commercial | Ducted CEE Tier 1
203024998 | Central HP <5.4 tons | BOSCH | HRCU-A-CB (Split System: Heat Pump with Remote Outdoor Unit-Air-Source) | BOVA-60HDN1-M20G |  |  | BMA*4248CNTF | BGH96M080C4A | 42500 | 17 | 8.8 | 44500 | 31400 | 70.56% | 1.9 | 12 | 11.7 |  |  |  | No | R-410A | 3.5417 | Residential & Commercial | Ducted CEE Tier 1
203024995 | Central HP <5.4 tons | BOSCH | HRCU-A-CB (Split System: Heat Pump with Remote Outdoor Unit-Air-Source) | BOVA-60HDN1-M20G |  |  | BMA*4248BNTF | BGH96M080B3A | 42500 | 17 | 8.8 | 43500 | 31000 | 71.26% | 1.9 | 11.2 | 11.7 |  |  |  | No | R-410A | 3.5417 | Residential & Commercial | Ducted CEE Tier 1
203025029 | Central HP <5.4 tons | BOSCH | HRCU-A-CB (Split System: Heat Pump with Remote Outdoor Unit-Air-Source) | BOVA-60HDN1-M20G |  |  | BMA*4860DNTF | BGH96M100D5A | 52000 | 18 | 8.5 | 54000 | 37800 | 70% | 1.85 | 12.5 | 11.7 |  |  |  | No | R-410A | 4.3333 | Residential & Commercial | Ducted CEE Tier 1
213612052 | Central HP <5.4 tons | RUUD | HRCU-A-CB (Split System: Heat Pump with Remote Outdoor Unit-Air-Source) | RP15AZ36AJ2N | ASPEN |  | D(A,C,E)36A34+TDR | R802V0503A14UH | 32800 | 15.4 | 8.1 | 33800 | 26800 | 79.29% | 2.8 | 0 | 10 |  |  |  | No | R-410A | 2.7333 | Residential & Commercial | Ducted CEE Tier 1
214572998 | Central HP <5.4 tons | CARRIER | HRCU-A-CB (Split System: Heat Pump with Remote Outdoor Unit-Air-Source) | 25VNA837A*030* |  |  | CAP**6121AL*+UI | 59TN6C080C21**20 | 33200 | 18.5 | 8.5 | 31800 | 24800 | 77.99% | 2 | 0 | 11.5 |  |  |  | No | R-410A | 2.7667 | Residential & Commercial | Ducted CEE Tier 1
214573148 | Central HP <5.4 tons | CARRIER | HRCU-A-CB (Split System: Heat Pump with Remote Outdoor Unit-Air-Source) | 25VNA837A*030* |  |  | CSPH*4212AL*+UI | 59CU5B100C21**22 | 32600 | 17 | 8.5 | 32800 | 24800 | 75.61% | 1.96 | 0 | 11 |  |  |  | No | R-410A | 2.7167 | Residential & Commercial | Ducted CEE Tier 1
214573348 | Central HP <5.4 tons | CARRIER | HRCU-A-CB (Split System: Heat Pump with Remote Outdoor Unit-Air-Source) | 25VNA837A*030* |  |  | CNPV*3621AL*+UI | 59MN7C080C21**20 | 31400 | 17 | 8.1 | 33200 | 24200 | 72.89% | 1.82 | 0 | 11 |  |  |  | No | R-410A | 2.6167 | Residential & Commercial | Ducted CEE Tier 1
215423453 | Central HP <5.4 tons | YORK | HRCU-A-CB (Split System: Heat Pump with Remote Outdoor Unit-Air-Source) | HH860E2S11 | ADP |  | H,YE3K*60+TXV | TL9E080C16UH11 | 44500 | 18 | 8.5 | 44000 | 34000 | 77.27% | 2 | 0 | 11 |  |  |  | No | R-454B | 3.7083 | Residential & Commercial | Ducted CEE Tier 1
215423469 | Central HP <5.4 tons | YORK | HRCU-A-CB (Split System: Heat Pump with Remote Outdoor Unit-Air-Source) | HH860E2S11 | ADP |  | H,YE48*60+TXV-BLEED | TL9E100C20UH11 | 52000 | 18 | 8.5 | 51500 | 38000 | 73.79% | 2 | 0 | 11 |  |  |  | No | R-454B | 4.3333 | Residential & Commercial | Ducted CEE Tier 1
215423506 | Central HP <5.4 tons | YORK | HRCU-A-CB (Split System: Heat Pump with Remote Outdoor Unit-Air-Source) | HH860E2S11 | ADP |  | H,YE35*48+TXV | TM8E100C16MP11 | 43500 | 17 | 8.3 | 43500 | 33800 | 77.7% | 1.96 | 0 | 10.5 |  |  |  | No | R-454B | 3.625 | Residential & Commercial | Ducted CEE Tier 1
214776448 | Central HP <5.4 tons | YORK | HRCU-A-CB (Split System: Heat Pump with Remote Outdoor Unit-Air-Source) | HH860E2S11 | ADP |  | CV601**C+TXV | TL9E080C16UH11 | 44500 | 17 | 8.5 | 44000 | 34000 | 77.27% | 2 | 0 | 11 |  |  |  | No | R-454B | 3.7083 | Residential & Commercial | Ducted CEE Tier 1
214776449 | Central HP <5.4 tons | YORK | HRCU-A-CB (Split System: Heat Pump with Remote Outdoor Unit-Air-Source) | HH860E2S11 | ADP |  | CX601C*35+TXV | TL9E080C16UH11 | 44500 | 18 | 8.5 | 44000 | 34000 | 77.27% | 2 | 0 | 11 |  |  |  | No | R-454B | 3.7083 | Residential & Commercial | Ducted CEE Tier 1
214776464 | Central HP <5.4 tons | YORK | HRCU-A-CB (Split System: Heat Pump with Remote Outdoor Unit-Air-Source) | HH860E2S11 | ADP |  | CH605D*C+TXV | TL9E100C20UH11 | 52000 | 18 | 8.5 | 51500 | 38000 | 73.79% | 2 | 0 | 11 |  |  |  | No | R-454B | 4.3333 | Residential & Commercial | Ducted CEE Tier 1
214776465 | Central HP <5.4 tons | YORK | HRCU-A-CB (Split System: Heat Pump with Remote Outdoor Unit-Air-Source) | HH860E2S11 | ADP |  | CV605**C+TXV | TL9E100C20UH11 | 52000 | 18 | 8.5 | 51500 | 38000 | 73.79% | 2 | 0 | 11 |  |  |  | No | R-454B | 4.3333 | Residential & Commercial | Ducted CEE Tier 1
214776514 | Central HP <5.4 tons | YORK | HRCU-A-CB (Split System: Heat Pump with Remote Outdoor Unit-Air-Source) | HH860E2S11 | ADP |  | CV606**C+TXV | TM9E100C16MP12 | 44500 | 18 | 8.5 | 44000 | 34000 | 77.27% | 2 | 0 | 11 |  |  |  | No | R-454B | 3.7083 | Residential & Commercial | Ducted CEE Tier 1
215037833 | Central HP <5.4 tons | LENNOX | HRCU-A-CB (Split System: Heat Pump with Remote Outdoor Unit-Air-Source) | EL17XP1-048-230A** | ASPEN |  | CH60B34+TDR | ML193UH110XE48C* | 45000 | 15.5 | 8.1 | 44500 | 32000 | 71.91% | 2.8 | 0 | 12.4 |  |  |  | No | R-410A | 3.75 | Residential & Commercial | Ducted CEE Tier 1
214056985 | Central HP <5.4 tons | GREE | HRCU-A-CB (Split System: Heat Pump with Remote Outdoor Unit-Air-Source) | FLEXX60HP230V1AO | ASPEN |  | L(E,G)M48J4 |  | 48000 | 17 | 9 | 48000 | 39000 | 81.25% | 1.8 | 0 | 11 |  |  |  | No | R-410A | 4 | Residential & Commercial | Ducted CEE Tier 1
214056986 | Central HP <5.4 tons | GREE | HRCU-A-CB (Split System: Heat Pump with Remote Outdoor Unit-Air-Source) | FLEXX60HP230V1AO | ASPEN |  | L(E,G)M60D4 |  | 54000 | 15.8 | 9 | 54000 | 41000 | 75.93% | 1.8 | 0 | 10.3 |  |  |  | No | R-410A | 4.5 | Residential & Commercial | Ducted CEE Tier 1
215385623 | Central HP <5.4 tons | HISENSE | HRCU-A-CB (Split System: Heat Pump with Remote Outdoor Unit-Air-Source) | AUWR-24U3SF2 | ASPEN |  | L(E,F)W36D4 |  | 21400 | 15.8 | 8.1 | 23200 | 17700 | 76.29% | 1.98 | 0 | 10 |  |  |  | No | R-410A | 1.7833 | Residential & Commercial | Ducted CEE Tier 1
214776529 | Central HP <5.4 tons | YORK | HRCU-A-CB (Split System: Heat Pump with Remote Outdoor Unit-Air-Source) | HH860E2S11 | ADP |  | CV603**A+TXV | TM9E100C20MP12 | 53500 | 19 | 8.5 | 53000 | 39500 | 74.53% | 2 | 0 | 11 |  |  |  | No | R-454B | 4.4583 | Residential & Commercial | Ducted CEE Tier 1
214776547 | Central HP <5.4 tons | YORK | HRCU-A-CB (Split System: Heat Pump with Remote Outdoor Unit-Air-Source) | HH860E2S11 | ADP |  | CV609**A+TXV | TM9E120D20MP12 | 53000 | 19 | 8.5 | 52500 | 39000 | 74.29% | 2 | 0 | 11 |  |  |  | No | R-454B | 4.4167 | Residential & Commercial | Ducted CEE Tier 1
214776548 | Central HP <5.4 tons | YORK | HRCU-A-CB (Split System: Heat Pump with Remote Outdoor Unit-Air-Source) | HH860E2S11 | ADP |  | CH480C*C+TXV | TM9V080C16MP12 | 42500 | 17 | 8.3 | 42000 | 33000 | 78.57% | 1.96 | 0 | 10.5 |  |  |  | No | R-454B | 3.5417 | Residential & Commercial | Ducted CEE Tier 1
214776566 | Central HP <5.4 tons | YORK | HRCU-A-CB (Split System: Heat Pump with Remote Outdoor Unit-Air-Source) | HH860E2S11 | ADP |  | CV481**C+TXV | TM9V100C16MP12 | 42500 | 17 | 8.3 | 42000 | 32800 | 78.1% | 1.96 | 0 | 11 |  |  |  | No | R-454B | 3.5417 | Residential & Commercial | Ducted CEE Tier 1
214776614 | Central HP <5.4 tons | YORK | HRCU-A-CB (Split System: Heat Pump with Remote Outdoor Unit-Air-Source) | HH860E2S11 | ADP |  | CV600**C+TXV | TMLE080C16MP11 | 44000 | 17 | 8.4 | 43500 | 33800 | 77.7% | 1.98 | 0 | 10.5 |  |  |  | No | R-454B | 3.6667 | Residential & Commercial | Ducted CEE Tier 1
214776616 | Central HP <5.4 tons | YORK | HRCU-A-CB (Split System: Heat Pump with Remote Outdoor Unit-Air-Source) | HH860E2S11 | ADP |  | CX601C*35+TXV | TMLE080C16MP11 | 44500 | 18 | 8.5 | 43500 | 33800 | 77.7% | 2 | 0 | 11 |  |  |  | No | R-454B | 3.7083 | Residential & Commercial | Ducted CEE Tier 1
214776631 | Central HP <5.4 tons | YORK | HRCU-A-CB (Split System: Heat Pump with Remote Outdoor Unit-Air-Source) | HH860E2S11 | ADP |  | CH605D*C+TXV | TMLE080C20MP11 | 53500 | 18 | 8.5 | 53000 | 39500 | 74.53% | 2 | 0 | 11 |  |  |  | No | R-454B | 4.4583 | Residential & Commercial | Ducted CEE Tier 1
214776646 | Central HP <5.4 tons | YORK | HRCU-A-CB (Split System: Heat Pump with Remote Outdoor Unit-Air-Source) | HH860E2S11 | ADP |  | CV600**C+TXV | TMLE100C16MP11 | 44000 | 17 | 8.4 | 43500 | 33800 | 77.7% | 1.98 | 0 | 10.5 |  |  |  | No | R-454B | 3.6667 | Residential & Commercial | Ducted CEE Tier 1
212505538 | Central HP <5.4 tons | BRYANT HEATING AND COOLING SYSTEMS | HRCU-A-CB (Split System: Heat Pump with Remote Outdoor Unit-Air-Source) | 288BNV037*0**B* | ADP |  | H,PG83936 | 88*TA48090C17*** | 33000 | 18 | 8.1 | 31200 | 27400 | 87.82% | 2.22 | 0 | 11.5 |  |  |  | No | R-410A | 2.75 | Residential & Commercial | Ducted CEE Tier 1
214776680 | Central HP <5.4 tons | YORK | HRCU-A-CB (Split System: Heat Pump with Remote Outdoor Unit-Air-Source) | HH860E2S11 | ADP |  | CV603**A+TXV | TMLE120C20MP11 | 53000 | 19 | 8.5 | 52500 | 39000 | 74.29% | 2 | 0 | 11 |  |  |  | No | R-454B | 4.4167 | Residential & Commercial | Ducted CEE Tier 1
214776697 | Central HP <5.4 tons | YORK | HRCU-A-CB (Split System: Heat Pump with Remote Outdoor Unit-Air-Source) | HH860E2S11 | ADP |  | CV602D*A+TXV | TMLE130D20MP11 | 54000 | 19 | 8.5 | 53000 | 39500 | 74.53% | 2 | 0 | 11 |  |  |  | No | R-454B | 4.5 | Residential & Commercial | Ducted CEE Tier 1
214776749 | Central HP <5.4 tons | YORK | HRCU-A-CB (Split System: Heat Pump with Remote Outdoor Unit-Air-Source) | HH860E2S11 | ADP |  | CV600**C+TXV | Y81E080C20SMPS1 | 51500 | 18 | 8.3 | 52000 | 38500 | 74.04% | 1.96 | 0 | 10.5 |  |  |  | No | R-454B | 4.2917 | Residential & Commercial | Ducted CEE Tier 1
215430661 | Central HP <5.4 tons | LUXAIRE | HRCU-A-CB (Split System: Heat Pump with Remote Outdoor Unit-Air-Source) | HH860E2S11 | ADP |  | H,YG48(1,2)60+TXV | TM9V100C20MP12 | 44000 | 18 | 8.5 | 42500 | 33200 | 78.12% | 2 | 0 | 11.7 |  |  |  | No | R-454B | 3.6667 | Residential & Commercial | Ducted CEE Tier 1
215430663 | Central HP <5.4 tons | LUXAIRE | HRCU-A-CB (Split System: Heat Pump with Remote Outdoor Unit-Air-Source) | HH860E2S11 | ADP |  | H,YG48(1,2)60+TXV | TM9V120D20MP12 | 44000 | 18 | 8.5 | 42000 | 33000 | 78.57% | 2 | 0 | 11.7 |  |  |  | No | R-454B | 3.6667 | Residential & Commercial | Ducted CEE Tier 1
214776769 | Central HP <5.4 tons | YORK | HRCU-A-CB (Split System: Heat Pump with Remote Outdoor Unit-Air-Source) | HH860E2S11 | ADP |  | CV603**A+TXV | Y81E100C20SMPS1 | 53000 | 19 | 8.5 | 51500 | 38000 | 73.79% | 2 | 0 | 11.7 |  |  |  | No | R-454B | 4.4167 | Residential & Commercial | Ducted CEE Tier 1
214776796 | Central HP <5.4 tons | YORK | HRCU-A-CB (Split System: Heat Pump with Remote Outdoor Unit-Air-Source) | HH860E2S11 | ADP |  | CV601**C+TXV | YP9C080C16MP13 | 43500 | 17 | 8.5 | 42000 | 33000 | 78.57% | 2 | 0 | 11 |  |  |  | No | R-454B | 3.625 | Residential & Commercial | Ducted CEE Tier 1
214776803 | Central HP <5.4 tons | YORK | HRCU-A-CB (Split System: Heat Pump with Remote Outdoor Unit-Air-Source) | HH860E2S11 | ADP |  | CH602**A+TXV | YP9C080C16MP13 | 43500 | 18 | 8.5 | 42000 | 33000 | 78.57% | 2 | 0 | 11 |  |  |  | No | R-454B | 3.625 | Residential & Commercial | Ducted CEE Tier 1
213360229 | Central HP <5.4 tons | LENNOX | HRCU-A-CB (Split System: Heat Pump with Remote Outdoor Unit-Air-Source) | SL25XPV-024-230A** | ADP |  | LH35/38F9 | EL297UH090XV36C* | 22200 | 22 | 9.3 | 19800 | 19800 | 100% | 1.9 | 0 | 14.5 |  |  |  | No | R-410A | 1.85 | Residential & Commercial | Ducted CEE Tier 1
214660560 | Central HP <5.4 tons | ECOER | HRCU-A-CB (Split System: Heat Pump with Remote Outdoor Unit-Air-Source) | EODA19H-4860AA* |  |  | GNC4248CPT | MGH96M080C4A | 43000 | 17.5 | 8.8 | 45000 | 32400 | 72% | 1.95 | 0 | 11.7 |  |  |  | No | R-410A | 3.5833 | Residential & Commercial | Ducted CEE Tier 1
215447634 | Central HP <5.4 tons | ECOER | HRCU-A-CB (Split System: Heat Pump with Remote Outdoor Unit-Air-Source) | EODA19H-4860AA* |  |  | GNC4248CPT | FG7TC-100D-V35C* | 45000 | 18 | 8.8 | 46000 | 32400 | 70.43% | 1.95 | 0 | 11.7 |  |  |  | No | R-410A | 3.75 | Residential & Commercial | Ducted CEE Tier 1
214573718 | Central HP <5.4 tons | CARRIER | HRCU-A-CB (Split System: Heat Pump with Remote Outdoor Unit-Air-Source) | 25VNA837A*031* |  |  | CAP**3721AL*+UI | 59TN6C080C21**20 | 33000 | 17.5 | 8.5 | 32600 | 25000 | 76.69% | 2 | 0 | 11.5 |  |  |  | No | R-410A | 2.75 | Residential & Commercial | Ducted CEE Tier 1
214573968 | Central HP <5.4 tons | CARRIER | HRCU-A-CB (Split System: Heat Pump with Remote Outdoor Unit-Air-Source) | 25VNA837A*031* |  |  | CAP**4824AL*+UI | 58TN*B070C21**20 | 32400 | 17.5 | 8.5 | 32400 | 25000 | 77.16% | 1.98 | 0 | 11 |  |  |  | No | R-410A | 2.7 | Residential & Commercial | Ducted CEE Tier 1
215423436 | Central HP <5.4 tons | YORK | HRCU-A-CB (Split System: Heat Pump with Remote Outdoor Unit-Air-Source) | HH836E2S11 | ADP |  | H,YE34*36+TXV | YP9C100C16MP13 | 33000 | 17 | 8.4 | 29400 | 24800 | 84.35% | 1.98 | 0 | 10.5 |  |  |  | No | R-454B | 2.75 | Residential & Commercial | Ducted CEE Tier 1
215423202 | Central HP <5.4 tons | YORK | HRCU-A-CB (Split System: Heat Pump with Remote Outdoor Unit-Air-Source) | HH836E2S11 | ADP |  | H,YE35*36+TXV | TM8E080B12MP11 | 33200 | 18 | 8.5 | 29800 | 25000 | 83.89% | 2 | 0 | 11 |  |  |  | No | R-454B | 2.7667 | Residential & Commercial | Ducted CEE Tier 1
215423205 | Central HP <5.4 tons | YORK | HRCU-A-CB (Split System: Heat Pump with Remote Outdoor Unit-Air-Source) | HH836E2S11 | ADP |  | H,YE80*36+TXV | TM8E080B12MP11 | 33200 | 18 | 8.5 | 29800 | 25000 | 83.89% | 2 | 0 | 11 |  |  |  | No | R-454B | 2.7667 | Residential & Commercial | Ducted CEE Tier 1
215424250 | Central HP <5.4 tons | LUXAIRE | HRCU-A-CB (Split System: Heat Pump with Remote Outdoor Unit-Air-Source) | HH836E2S11 | ADP |  | H,YE9J*36+TXV-BLEED | Z9ES080C16SMPS1 | 32800 | 17 | 8.5 | 29600 | 23400 | 79.05% | 2 | 0 | 10.5 |  |  |  | No | R-454B | 2.7333 | Residential & Commercial | Ducted CEE Tier 1
214728396 | Central HP <5.4 tons | CHAMPION HEATING AND COOLING | HRCU-A-CB (Split System: Heat Pump with Remote Outdoor Unit-Air-Source) | HH836E2S11 |  |  | CTU36B5XDS1+TXV | TP9C060B12MP13 | 33000 | 17 | 8.5 | 31000 | 25200 | 81.29% | 2 | 0 | 11 |  |  |  | No | R-454B | 2.75 | Residential & Commercial | Ducted CEE Tier 1
215424234 | Central HP <5.4 tons | LUXAIRE | HRCU-A-CB (Split System: Heat Pump with Remote Outdoor Unit-Air-Source) | HH836E2S11 | ADP |  | H,YE9J*36+TXV-BLEED | TM9V100C16MP12 | 33400 | 17 | 8.5 | 29400 | 24800 | 84.35% | 2 | 0 | 11 |  |  |  | No | R-454B | 2.7833 | Residential & Commercial | Ducted CEE Tier 1
213479363 | Central HP <5.4 tons | BOSCH | HRCU-A-CB (Split System: Heat Pump with Remote Outdoor Unit-Air-Source) | BOVB-60HDN1-M18M |  |  | BMAC3036BNTD | BGH96M080B3B | 34200 | 16.5 | 8.5 | 34600 | 24400 | 70.52% | 1.82 | 0 | 11.7 |  |  |  | No | R-410A | 2.85 | Residential & Commercial | Ducted CEE Tier 1
211263322 | Central HP <5.4 tons | ARCOAIRE | HRCU-A-CB (Split System: Heat Pump with Remote Outdoor Unit-Air-Source) | DLCURAH18ABK |  |  | EN(A,D)4X24L17** | *80ES(N,L)0451712A* | 18400 | 15.5 | 8.5 | 19400 | 18500 | 95.36% | 2.24 | 0 | 11 |  |  |  | No | R-410A | 1.5333 | Residential & Commercial | Ducted CEE Tier 1
211262679 | Central HP <5.4 tons | ARCOAIRE | HRCU-A-CB (Split System: Heat Pump with Remote Outdoor Unit-Air-Source) | DLCURAH18ABK |  |  | EN(A,D)4X24L14** | *95ESN0261410A* | 18000 | 15.5 | 8.5 | 19000 | 18700 | 98.42% | 2.24 | 0 | 10.5 |  |  |  | No | R-410A | 1.5 | Residential & Commercial | Ducted CEE Tier 1
215424560 | Central HP <5.4 tons | YORK | HRCU-A-CB (Split System: Heat Pump with Remote Outdoor Unit-Air-Source) | HH824E2S11 | ADP |  | H,YE7J*36+TXV | TM9V060B12MP12 | 22400 | 17 | 8.8 | 21400 | 17200 | 80.37% | 1.96 | 0 | 11 |  |  |  | No | R-454B | 1.8667 | Residential & Commercial | Ducted CEE Tier 1
215424576 | Central HP <5.4 tons | YORK | HRCU-A-CB (Split System: Heat Pump with Remote Outdoor Unit-Air-Source) | HH824E2S11 | ADP |  | H,YE7J*36+TXV-BLEED | TM9Y040A10MP11 | 22400 | 16 | 8.3 | 21000 | 16900 | 80.48% | 1.96 | 0 | 10.5 |  |  |  | No | R-454B | 1.8667 | Residential & Commercial | Ducted CEE Tier 1
215424594 | Central HP <5.4 tons | YORK | HRCU-A-CB (Split System: Heat Pump with Remote Outdoor Unit-Air-Source) | HH824E2S11 | ADP |  | H,YE7J*36+TXV-BLEED | TM9Y080B12MP11 | 23000 | 17 | 9 | 21400 | 18100 | 84.58% | 2 | 0 | 11.7 |  |  |  | No | R-454B | 1.9167 | Residential & Commercial | Ducted CEE Tier 1
215424603 | Central HP <5.4 tons | YORK | HRCU-A-CB (Split System: Heat Pump with Remote Outdoor Unit-Air-Source) | HH824E2S11 | ADP |  | H,YE32*36+TXV | Y81E060A12SMPS1 | 22200 | 17 | 8.65 | 20800 | 16900 | 81.25% | 1.94 | 0 | 11.5 |  |  |  | No | R-454B | 1.85 | Residential & Commercial | Ducted CEE Tier 1
214573628 | Central HP <5.4 tons | CARRIER | HRCU-A-CB (Split System: Heat Pump with Remote Outdoor Unit-Air-Source) | 25VNA837A*031* |  |  | CAP**3621AL*+UI | 59CU5B100C21**22 | 31600 | 17 | 8.1 | 32800 | 24200 | 73.78% | 1.86 | 0 | 11 |  |  |  | No | R-410A | 2.6333 | Residential & Commercial | Ducted CEE Tier 1
214573948 | Central HP <5.4 tons | CARRIER | HRCU-A-CB (Split System: Heat Pump with Remote Outdoor Unit-Air-Source) | 25VNA837A*031* |  |  | CAP**4821AL*+UI | 59MN7C080C21**20 | 32200 | 17.5 | 8.5 | 32400 | 25000 | 77.16% | 1.98 | 0 | 11 |  |  |  | No | R-410A | 2.6833 | Residential & Commercial | Ducted CEE Tier 1
214776826 | Central HP <5.4 tons | YORK | HRCU-A-CB (Split System: Heat Pump with Remote Outdoor Unit-Air-Source) | HH860E2S11 | ADP |  | CV601**C+TXV | YP9C120D20MP13 | 52000 | 18 | 8.35 | 52500 | 39000 | 74.29% | 1.98 | 0 | 10.5 |  |  |  | No | R-454B | 4.3333 | Residential & Commercial | Ducted CEE Tier 1
214776828 | Central HP <5.4 tons | YORK | HRCU-A-CB (Split System: Heat Pump with Remote Outdoor Unit-Air-Source) | HH860E2S11 | ADP |  | CV606**C+TXV | YP9C120D20MP13 | 53000 | 19 | 8.5 | 52500 | 39000 | 74.29% | 2 | 0 | 11 |  |  |  | No | R-454B | 4.4167 | Residential & Commercial | Ducted CEE Tier 1
214777203 | Central HP <5.4 tons | YORK | HRCU-A-CB (Split System: Heat Pump with Remote Outdoor Unit-Air-Source) | HH860E2S11 | ADP |  | CV602C*A+TXV | TM9E100C16MP12 | 44500 | 18 | 8.5 | 44000 | 34000 | 77.27% | 2 | 0 | 11 |  |  |  | No | R-454B | 3.7083 | Residential & Commercial | Ducted CEE Tier 1
215425555 | Central HP <5.4 tons | YORK | HRCU-A-CB (Split System: Heat Pump with Remote Outdoor Unit-Air-Source) | HH860E2S11 | ADP |  | H,YE53*48+TXV | Y81E120C16SMPS1 | 44000 | 18 | 8.5 | 42000 | 32600 | 77.62% | 2 | 0 | 12 |  |  |  | No | R-454B | 3.6667 | Residential & Commercial | Ducted CEE Tier 1
215425573 | Central HP <5.4 tons | YORK | HRCU-A-CB (Split System: Heat Pump with Remote Outdoor Unit-Air-Source) | HH860E2S11 | ADP |  | H,YE49*48+TXV | Y91E080C16SMPS1 | 45000 | 18 | 8.5 | 45000 | 33400 | 74.22% | 2 | 0 | 11.7 |  |  |  | No | R-454B | 3.75 | Residential & Commercial | Ducted CEE Tier 1
215425589 | Central HP <5.4 tons | YORK | HRCU-A-CB (Split System: Heat Pump with Remote Outdoor Unit-Air-Source) | HH860E2S11 | ADP |  | H,YE72*48+TXV | Y91E100C16SMPS1 | 45500 | 18 | 8.5 | 45000 | 33800 | 75.11% | 2 | 0 | 11.7 |  |  |  | No | R-454B | 3.7917 | Residential & Commercial | Ducted CEE Tier 1
215731452 | Central HP <5.4 tons | YORK | HRCU-A-CB (Split System: Heat Pump with Remote Outdoor Unit-Air-Source) | HH860E2S11 | ADP |  | H,YG51*60+TXV-BLEED | TM8V100C20MP12 | 53000 | 19 | 8.5 | 52000 | 38500 | 74.04% | 2 | 0 | 11 |  |  |  | No | R-454B | 4.4167 | Residential & Commercial | Ducted CEE Tier 1
213828528 | Central HP <5.4 tons | HISENSE | HRCU-A-C (Split System: Heat Pump with Remote Outdoor Unit with No Indoor Fan --Air Source) | AUWR-48U3SP | ASPEN |  | D(A,C,E)60B44+TDR |  | 40000 | 15.55 | 8.5 | 42000 | 34600 | 82.38% | 1.94 | 0 | 11.4 |  |  |  | No | R-410A | 3.3333 | Residential & Commercial | Ducted CEE Tier 1
206765576 | Central HP <5.4 tons | ARCOAIRE | HRCU-A-CB (Split System: Heat Pump with Remote Outdoor Unit-Air-Source) | HVH825GKA3* |  |  | EA*4X30L17A*+WALLCON | *80CTL0451712A* | 23400 | 16 | 8.1 | 21600 | 16800 | 77.78% | 1.9 | 11 | 10.5 |  |  |  | No | R-410A | 1.95 | Residential & Commercial | Ducted CEE Tier 1
206765594 | Central HP <5.4 tons | ARCOAIRE | HRCU-A-CB (Split System: Heat Pump with Remote Outdoor Unit-Air-Source) | HVH825GKA3* |  |  | EA*4X30L17A*+WALLCON | *96CTN0601714A* | 23400 | 16 | 8.1 | 21600 | 16800 | 77.78% | 1.9 | 11 | 10.5 |  |  |  | No | R-410A | 1.95 | Residential & Commercial | Ducted CEE Tier 1
214776831 | Central HP <5.4 tons | YORK | HRCU-A-CB (Split System: Heat Pump with Remote Outdoor Unit-Air-Source) | HH860E2S11 | ADP |  | CH602**A+TXV | YP9C120D20MP13 | 53000 | 19 | 8.5 | 53000 | 39000 | 73.58% | 2 | 0 | 11 |  |  |  | No | R-454B | 4.4167 | Residential & Commercial | Ducted CEE Tier 1
214776880 | Central HP <5.4 tons | YORK | HRCU-A-CB (Split System: Heat Pump with Remote Outdoor Unit-Air-Source) | HH860E2S11 | ADP |  | CH600C*C+TXV | YPLC120C20MP13 | 52000 | 18 | 8.3 | 52000 | 38500 | 74.04% | 1.96 | 0 | 10.5 |  |  |  | No | R-454B | 4.3333 | Residential & Commercial | Ducted CEE Tier 1
214777199 | Central HP <5.4 tons | YORK | HRCU-A-CB (Split System: Heat Pump with Remote Outdoor Unit-Air-Source) | HH860E2S11 | ADP |  | CV602C*A+TXV | TL9E080C16UH11 | 44500 | 18 | 8.5 | 44000 | 34000 | 77.27% | 2 | 0 | 11 |  |  |  | No | R-454B | 3.7083 | Residential & Commercial | Ducted CEE Tier 1
215423522 | Central HP <5.4 tons | YORK | HRCU-A-CB (Split System: Heat Pump with Remote Outdoor Unit-Air-Source) | HH860E2S11 | ADP |  | H,YE84*60+TXV | TM8E100C16MP11 | 44500 | 18 | 8.5 | 43500 | 33800 | 77.7% | 2 | 0 | 11 |  |  |  | No | R-454B | 3.7083 | Residential & Commercial | Ducted CEE Tier 1
215726468 | Central HP <5.4 tons | YORK | HRCU-A-CB (Split System: Heat Pump with Remote Outdoor Unit-Air-Source) | HH860E2S11 | ADP |  | H,YG50*60+TXV | TM8V080C16MP12 | 43500 | 18 | 8.5 | 42000 | 32800 | 78.1% | 2 | 0 | 11.7 |  |  |  | No | R-454B | 3.625 | Residential & Commercial | Ducted CEE Tier 1
215726503 | Central HP <5.4 tons | YORK | HRCU-A-CB (Split System: Heat Pump with Remote Outdoor Unit-Air-Source) | HH860E2S11 | ADP |  | H,YG48*48+TXV | TM8V100C20MP12 | 44000 | 18 | 8.5 | 42500 | 33200 | 78.12% | 2 | 0 | 11.7 |  |  |  | No | R-454B | 3.6667 | Residential & Commercial | Ducted CEE Tier 1
215726551 | Central HP <5.4 tons | YORK | HRCU-A-CB (Split System: Heat Pump with Remote Outdoor Unit-Air-Source) | HH860E2S11 | ADP |  | H,YG49*60+TXV-BLEED | TM9Y080C16MP11 | 44000 | 17 | 8.5 | 42500 | 33400 | 78.59% | 2 | 0 | 11 |  |  |  | No | R-454B | 3.6667 | Residential & Commercial | Ducted CEE Tier 1
212578203 | Central HP <5.4 tons | CARRIER | HRCU-A-CB (Split System: Heat Pump with Remote Outdoor Unit-Air-Source) | 25VNA424A*031* | ADP |  | H,PG32936 | 58TN*A045C17**12 | 23000 | 20 | 9 | 25200 | 19600 | 77.78% | 2.4 | 0 | 13 |  |  |  | No | R-410A | 1.9167 | Residential & Commercial | Ducted CEE Tier 1
202868494 | Central HP <5.4 tons | BOSCH | HRCU-A-CB (Split System: Heat Pump with Remote Outdoor Unit-Air-Source) | BOVA-36HDN1-M20G |  |  | BVA-24WN1-M20 |  | 24000 | 20 | 9.5 | 24000 | 17600 | 73.33% | 2 | 14 | 13 |  |  |  | No | R-410A | 2 | Residential & Commercial | Ducted CEE Tier 1
207658552 | Central HP <5.4 tons | BOSCH | HRCU-A-CB (Split System: Heat Pump with Remote Outdoor Unit-Air-Source) | BOVB-36HDN1-M20G |  |  | BMA*2430BNTD | BGH96M060B3A | 24000 | 18.5 | 9 | 24000 | 17400 | 72.5% | 1.9 | 13.5 | 12 |  |  |  | No | R-410A | 2 | Residential & Commercial | Ducted CEE Tier 1
216488034 | Central HP <5.4 tons | CHAMPION HEATING AND COOLING | HRCU-A-CB (Split System: Heat Pump with Remote Outdoor Unit-Air-Source) | HH836E2S11 | ADP |  | A36VDA*+TXV | TM9Y080B12MP11 | 33400 | 18 | 8.5 | 29800 | 25200 | 84.56% | 2 | 0 | 11 |  |  |  | No | R-454B | 2.7833 | Residential & Commercial | Ducted CEE Tier 1
215423218 | Central HP <5.4 tons | YORK | HRCU-A-CB (Split System: Heat Pump with Remote Outdoor Unit-Air-Source) | HH836E2S11 | ADP |  | H,YE9J*36+TXV-BLEED | TM8E100B12MP11 | 33200 | 17 | 8.5 | 29600 | 25000 | 84.46% | 2 | 0 | 11 |  |  |  | No | R-454B | 2.7667 | Residential & Commercial | Ducted CEE Tier 1
215423253 | Central HP <5.4 tons | YORK | HRCU-A-CB (Split System: Heat Pump with Remote Outdoor Unit-Air-Source) | HH836E2S11 | ADP |  | H,YE9J*36+TXV-BLEED | TM8V100C16MP12 | 33600 | 18 | 8.5 | 30000 | 25200 | 84% | 2 | 0 | 11 |  |  |  | No | R-454B | 2.8 | Residential & Commercial | Ducted CEE Tier 1
215423254 | Central HP <5.4 tons | YORK | HRCU-A-CB (Split System: Heat Pump with Remote Outdoor Unit-Air-Source) | HH836E2S11 | ADP |  | H,YE9J*36+TXV | TM8V100C16MP12 | 33600 | 18 | 8.5 | 30000 | 25200 | 84% | 2 | 0 | 11 |  |  |  | No | R-454B | 2.8 | Residential & Commercial | Ducted CEE Tier 1
215726367 | Central HP <5.4 tons | YORK | HRCU-A-CB (Split System: Heat Pump with Remote Outdoor Unit-Air-Source) | HH836E2S11 | ADP |  | H,YG81*36+TXV-BLEED | TM9Y080C16MP11 | 32800 | 19 | 8.5 | 29400 | 23800 | 80.95% | 2 | 0 | 11 |  |  |  | No | R-454B | 2.7333 | Residential & Commercial | Ducted CEE Tier 1
215726383 | Central HP <5.4 tons | YORK | HRCU-A-CB (Split System: Heat Pump with Remote Outdoor Unit-Air-Source) | HH836E2S11 | ADP |  | H,YG36*36+TXV-BLEED | Y81E080B12SMPS1 | 32800 | 18 | 8.5 | 28400 | 24400 | 85.92% | 2 | 0 | 11.7 |  |  |  | No | R-454B | 2.7333 | Residential & Commercial | Ducted CEE Tier 1
203024976 | Central HP <5.4 tons | BOSCH | HRCU-A-CB (Split System: Heat Pump with Remote Outdoor Unit-Air-Source) | BOVA-36HDN1-M20G |  |  | BMA*2430ANTD | BGH96M060B3A | 23800 | 18 | 9 | 24000 | 17200 | 71.67% | 1.85 | 13 | 12 |  |  |  | No | R-410A | 1.9833 | Residential & Commercial | Ducted CEE Tier 1
215424610 | Central HP <5.4 tons | YORK | HRCU-A-CB (Split System: Heat Pump with Remote Outdoor Unit-Air-Source) | HH824E2S11 | ADP |  | H,YE31*24+TXV | Y81E080B12SMPS1 | 21800 | 18 | 8.95 | 21200 | 17500 | 82.55% | 1.9 | 0 | 11 |  |  |  | No | R-454B | 1.8167 | Residential & Commercial | Ducted CEE Tier 1
215424628 | Central HP <5.4 tons | YORK | HRCU-A-CB (Split System: Heat Pump with Remote Outdoor Unit-Air-Source) | HH824E2S11 | ADP |  | H,YE32*36+TXV | Y82E060A12LMPS1 | 22200 | 18 | 8.65 | 21200 | 17300 | 81.6% | 1.94 | 0 | 11.5 |  |  |  | No | R-454B | 1.85 | Residential & Commercial | Ducted CEE Tier 1
215424685 | Central HP <5.4 tons | YORK | HRCU-A-CB (Split System: Heat Pump with Remote Outdoor Unit-Air-Source) | HH824E2S11 | ADP |  | H,YE7J*30+TXV | Y91E080B12SMPS1 | 22400 | 17 | 8.8 | 21400 | 17400 | 81.31% | 1.96 | 0 | 11.5 |  |  |  | No | R-454B | 1.8667 | Residential & Commercial | Ducted CEE Tier 1
215424696 | Central HP <5.4 tons | YORK | HRCU-A-CB (Split System: Heat Pump with Remote Outdoor Unit-Air-Source) | HH824E2S11 | ADP |  | H,YE8J*30+TXV | YP9C060B12MP13 | 23000 | 17 | 9 | 21400 | 17600 | 82.24% | 2 | 0 | 12 |  |  |  | No | R-454B | 1.9167 | Residential & Commercial | Ducted CEE Tier 1
215424651 | Central HP <5.4 tons | YORK | HRCU-A-CB (Split System: Heat Pump with Remote Outdoor Unit-Air-Source) | HH824E2S11 | ADP |  | H,YE8J*30+TXV | Y91E026A08SMPS1 | 22600 | 17 | 8.45 | 21400 | 16900 | 78.97% | 1.98 | 0 | 11.7 |  |  |  | No | R-454B | 1.8833 | Residential & Commercial | Ducted CEE Tier 1
215424655 | Central HP <5.4 tons | YORK | HRCU-A-CB (Split System: Heat Pump with Remote Outdoor Unit-Air-Source) | HH824E2S11 | ADP |  | H,YE32*36+TXV | Y91E040A10SMPS1 | 22200 | 17 | 8.2 | 21200 | 17400 | 82.08% | 1.94 | 0 | 11.5 |  |  |  | No | R-454B | 1.85 | Residential & Commercial | Ducted CEE Tier 1
212578228 | Central HP <5.4 tons | CARRIER | HRCU-A-CB (Split System: Heat Pump with Remote Outdoor Unit-Air-Source) | 25VNA424A*031* | ADP |  | H,PG9J936 | 59MN7B060C21**20 | 23400 | 20 | 10.5 | 25000 | 19500 | 78% | 2.44 | 0 | 13 |  |  |  | No | R-410A | 1.95 | Residential & Commercial | Ducted CEE Tier 1
215726601 | Central HP <5.4 tons | YORK | HRCU-A-CB (Split System: Heat Pump with Remote Outdoor Unit-Air-Source) | HH860E2S11 | ADP |  | H,YG48*48+TXV-BLEED | TM9Y120D20MP11 | 44000 | 18 | 8.5 | 42000 | 33000 | 78.57% | 2 | 0 | 11.7 |  |  |  | No | R-454B | 3.6667 | Residential & Commercial | Ducted CEE Tier 1
215726633 | Central HP <5.4 tons | YORK | HRCU-A-CB (Split System: Heat Pump with Remote Outdoor Unit-Air-Source) | HH860E2S11 | ADP |  | H,YG84*60+TXV | Y81E080C16SMPS1 | 44500 | 18 | 8.5 | 42500 | 33000 | 77.65% | 2 | 0 | 12 |  |  |  | No | R-454B | 3.7083 | Residential & Commercial | Ducted CEE Tier 1
215726651 | Central HP <5.4 tons | YORK | HRCU-A-CB (Split System: Heat Pump with Remote Outdoor Unit-Air-Source) | HH860E2S11 | ADP |  | H,YG88*60+TXV-BLEED | Y81E080C20SMPS1 | 53000 | 19 | 8.5 | 52000 | 38500 | 74.04% | 2 | 0 | 11 |  |  |  | No | R-454B | 4.4167 | Residential & Commercial | Ducted CEE Tier 1
215726686 | Central HP <5.4 tons | YORK | HRCU-A-CB (Split System: Heat Pump with Remote Outdoor Unit-Air-Source) | HH860E2S11 | ADP |  | H,YG84*60+TXV | Y81E100C20SMPS1 | 53000 | 19 | 8.5 | 51500 | 38000 | 73.79% | 2 | 0 | 11.7 |  |  |  | No | R-454B | 4.4167 | Residential & Commercial | Ducted CEE Tier 1
214777217 | Central HP <5.4 tons | YORK | HRCU-A-CB (Split System: Heat Pump with Remote Outdoor Unit-Air-Source) | HH860E2S11 | ADP |  | CV602C*A+TXV | TMLV120C20MP12 | 53000 | 19 | 8.5 | 52000 | 38500 | 74.04% | 2 | 0 | 11 |  |  |  | No | R-454B | 4.4167 | Residential & Commercial | Ducted CEE Tier 1
212925904 | Central HP <5.4 tons | GREE | HRCU-A-C (Split System: Heat Pump with Remote Outdoor Unit with No Indoor Fan --Air Source) | GUD60W/A-D(U) | ASPEN |  | C(A,C,D,E)48C44+TDR |  | 47000 | 15.2 | 8.5 | 48000 | 33600 | 70% | 1.8 | 0 | 10 |  |  |  | No | R-410A | 3.9167 | Residential & Commercial | Ducted CEE Tier 1
212868090 | Central HP <5.4 tons | GREE | HRCU-A-C (Split System: Heat Pump with Remote Outdoor Unit with No Indoor Fan --Air Source) | FLEXX36HP230V1AO | ASPEN |  | D(A,C,E)25B34+TDR |  | 23000 | 15.2 | 8.5 | 24000 | 21600 | 90% | 1.8 | 0 | 11 |  |  |  | No | R-410A | 1.9167 | Residential & Commercial | Ducted CEE Tier 1
214777218 | Central HP <5.4 tons | YORK | HRCU-A-CB (Split System: Heat Pump with Remote Outdoor Unit-Air-Source) | HH860E2S11 | ADP |  | CV602C*A+TXV | Y81E080C16SMPS1 | 44500 | 18 | 8.5 | 42500 | 33000 | 77.65% | 2 | 0 | 12 |  |  |  | No | R-454B | 3.7083 | Residential & Commercial | Ducted CEE Tier 1
214776416 | Central HP <5.4 tons | YORK | HRCU-A-CB (Split System: Heat Pump with Remote Outdoor Unit-Air-Source) | HH860E2S11 | ADP |  | CV600**C+TXV | TL8E080C16UH11 | 44000 | 17 | 8.4 | 43500 | 33800 | 77.7% | 1.98 | 0 | 10.5 |  |  |  | No | R-454B | 3.6667 | Residential & Commercial | Ducted CEE Tier 1
214776446 | Central HP <5.4 tons | YORK | HRCU-A-CB (Split System: Heat Pump with Remote Outdoor Unit-Air-Source) | HH860E2S11 | ADP |  | CV482**C+TXV | TL9E080C16UH11 | 44000 | 17 | 8.4 | 44000 | 34000 | 77.27% | 1.98 | 0 | 10.5 |  |  |  | No | R-454B | 3.6667 | Residential & Commercial | Ducted CEE Tier 1
215423796 | Central HP <5.4 tons | YORK | HRCU-A-CB (Split System: Heat Pump with Remote Outdoor Unit-Air-Source) | HH860E2S11 | ADP |  | H,YE37*60+TXV | TM9V100C16MP12 | 43500 | 17 | 8.5 | 42000 | 32800 | 78.1% | 2 | 0 | 11.7 |  |  |  | No | R-454B | 3.625 | Residential & Commercial | Ducted CEE Tier 1
215423828 | Central HP <5.4 tons | YORK | HRCU-A-CB (Split System: Heat Pump with Remote Outdoor Unit-Air-Source) | HH860E2S11 | ADP |  | H,YE48*60+TXV-BLEED | TM9V120D20MP12 | 44000 | 18 | 8.5 | 42000 | 33000 | 78.57% | 2 | 0 | 11.7 |  |  |  | No | R-454B | 3.6667 | Residential & Commercial | Ducted CEE Tier 1
215423845 | Central HP <5.4 tons | YORK | HRCU-A-CB (Split System: Heat Pump with Remote Outdoor Unit-Air-Source) | HH860E2S11 | ADP |  | H,YE48*48+TXV | TM9Y080C16MP11 | 44000 | 17 | 8.5 | 42500 | 33400 | 78.59% | 2 | 0 | 11 |  |  |  | No | R-454B | 3.6667 | Residential & Commercial | Ducted CEE Tier 1
215423846 | Central HP <5.4 tons | YORK | HRCU-A-CB (Split System: Heat Pump with Remote Outdoor Unit-Air-Source) | HH860E2S11 | ADP |  | H,YE48*60+TXV | TM9Y080C16MP11 | 44000 | 17 | 8.5 | 42500 | 33400 | 78.59% | 2 | 0 | 11 |  |  |  | No | R-454B | 3.6667 | Residential & Commercial | Ducted CEE Tier 1
215423879 | Central HP <5.4 tons | YORK | HRCU-A-CB (Split System: Heat Pump with Remote Outdoor Unit-Air-Source) | HH860E2S11 | ADP |  | H,YE54*60+TXV | TM9Y100C20MP11 | 52500 | 18 | 8.5 | 52500 | 39000 | 74.29% | 2 | 0 | 11 |  |  |  | No | R-454B | 4.375 | Residential & Commercial | Ducted CEE Tier 1
215423882 | Central HP <5.4 tons | YORK | HRCU-A-CB (Split System: Heat Pump with Remote Outdoor Unit-Air-Source) | HH860E2S11 | ADP |  | H,YE84*60+TXV | TM9Y100C20MP11 | 52500 | 18 | 8.5 | 52500 | 39000 | 74.29% | 2 | 0 | 11 |  |  |  | No | R-454B | 4.375 | Residential & Commercial | Ducted CEE Tier 1
215423948 | Central HP <5.4 tons | YORK | HRCU-A-CB (Split System: Heat Pump with Remote Outdoor Unit-Air-Source) | HH860E2S11 | ADP |  | H,YE37*60+TXV | Y81E100C20SMPS1 | 52000 | 18 | 8.35 | 51500 | 38000 | 73.79% | 1.98 | 0 | 11 |  |  |  | No | R-454B | 4.3333 | Residential & Commercial | Ducted CEE Tier 1
215423980 | Central HP <5.4 tons | YORK | HRCU-A-CB (Split System: Heat Pump with Remote Outdoor Unit-Air-Source) | HH860E2S11 | ADP |  | H,YE2K*60+TXV | Y81E120C20SMPS1 | 51500 | 18 | 8.35 | 51500 | 38000 | 73.79% | 1.96 | 0 | 11 |  |  |  | No | R-454B | 4.2917 | Residential & Commercial | Ducted CEE Tier 1
215423981 | Central HP <5.4 tons | YORK | HRCU-A-CB (Split System: Heat Pump with Remote Outdoor Unit-Air-Source) | HH860E2S11 | ADP |  | H,YE3K*60+TXV | Y81E120C20SMPS1 | 45000 | 18 | 8.5 | 43500 | 33600 | 77.24% | 2 | 0 | 11.7 |  |  |  | No | R-454B | 3.75 | Residential & Commercial | Ducted CEE Tier 1
215423999 | Central HP <5.4 tons | YORK | HRCU-A-CB (Split System: Heat Pump with Remote Outdoor Unit-Air-Source) | HH860E2S11 | ADP |  | H,YE49*60+TXV | Y81E130D20SMPS1 | 54000 | 19 | 8.5 | 52500 | 39000 | 74.29% | 2 | 0 | 11.7 |  |  |  | No | R-454B | 4.5 | Residential & Commercial | Ducted CEE Tier 1
215424030 | Central HP <5.4 tons | YORK | HRCU-A-CB (Split System: Heat Pump with Remote Outdoor Unit-Air-Source) | HH860E2S11 | ADP |  | H,YE48*60+TXV | Y91E080C20SMPS1 | 44500 | 18 | 8.5 | 44500 | 33000 | 74.16% | 2 | 0 | 12 |  |  |  | No | R-454B | 3.7083 | Residential & Commercial | Ducted CEE Tier 1
215424046 | Central HP <5.4 tons | YORK | HRCU-A-CB (Split System: Heat Pump with Remote Outdoor Unit-Air-Source) | HH860E2S11 | ADP |  | H,YE48*60+TXV-BLEED | Y91E100C16SMPS1 | 45500 | 18 | 8.5 | 45000 | 33800 | 75.11% | 2 | 0 | 11.7 |  |  |  | No | R-454B | 3.7917 | Residential & Commercial | Ducted CEE Tier 1
214777208 | Central HP <5.4 tons | YORK | HRCU-A-CB (Split System: Heat Pump with Remote Outdoor Unit-Air-Source) | HH860E2S11 | ADP |  | CV602C*A+TXV | TM9V100C20MP12 | 52000 | 19 | 8.5 | 51500 | 38000 | 73.79% | 2 | 0 | 11 |  |  |  | No | R-454B | 4.3333 | Residential & Commercial | Ducted CEE Tier 1
215037861 | Central HP <5.4 tons | LENNOX | HRCU-A-CB (Split System: Heat Pump with Remote Outdoor Unit-Air-Source) | EL17XP1-048-230A** | ASPEN |  | CH60B34+TDR | ML196UH110XE60C* | 45000 | 15.5 | 8.1 | 44500 | 31600 | 71.01% | 2.75 | 0 | 12.4 |  |  |  | No | R-410A | 3.75 | Residential & Commercial | Ducted CEE Tier 1
212925909 | Central HP <5.4 tons | GREE | HRCU-A-C (Split System: Heat Pump with Remote Outdoor Unit with No Indoor Fan --Air Source) | GUD36W/A-D(U) | ASPEN |  | C(A,C,D,E)24B34+TDR |  | 23000 | 15.2 | 8.5 | 24000 | 21600 | 90% | 1.8 | 0 | 11 |  |  |  | No | R-410A | 1.9167 | Residential & Commercial | Ducted CEE Tier 1
215424703 | Central HP <5.4 tons | YORK | HRCU-A-CB (Split System: Heat Pump with Remote Outdoor Unit-Air-Source) | HH824E2S11 | ADP |  | H,YE7J*30+TXV | YP9C080B12MP13 | 22400 | 17 | 8.8 | 21400 | 17300 | 80.84% | 1.96 | 0 | 11.5 |  |  |  | No | R-454B | 1.8667 | Residential & Commercial | Ducted CEE Tier 1
215424705 | Central HP <5.4 tons | YORK | HRCU-A-CB (Split System: Heat Pump with Remote Outdoor Unit-Air-Source) | HH824E2S11 | ADP |  | H,YE8J*30+TXV | YP9C080B12MP13 | 23000 | 17 | 9 | 21400 | 17900 | 83.64% | 2 | 0 | 12 |  |  |  | No | R-454B | 1.9167 | Residential & Commercial | Ducted CEE Tier 1
210295926 | Central HP <5.4 tons | MRCOOL | HRCU-A-CB (Split System: Heat Pump with Remote Outdoor Unit-Air-Source) | DIYH-18-HP-C-230C25 |  |  | DIYH-18-HP-MUAH-230C25 |  | 18000 | 17.5 | 10 | 20000 | 18000 | 90% | 2.13 | 12.5 | 11.7 |  |  |  | No | R-410A | 1.5 | Residential & Commercial | Ducted CEE Tier 1
215726384 | Central HP <5.4 tons | YORK | HRCU-A-CB (Split System: Heat Pump with Remote Outdoor Unit-Air-Source) | HH836E2S11 | ADP |  | H,YG36*36+TXV | Y81E080B12SMPS1 | 32800 | 18 | 8.5 | 28400 | 24400 | 85.92% | 2 | 0 | 11.7 |  |  |  | No | R-454B | 2.7333 | Residential & Commercial | Ducted CEE Tier 1
215726386 | Central HP <5.4 tons | YORK | HRCU-A-CB (Split System: Heat Pump with Remote Outdoor Unit-Air-Source) | HH836E2S11 | ADP |  | H,YG37*36+TXV | Y81E080B12SMPS1 | 32800 | 18 | 8.5 | 28400 | 24400 | 85.92% | 2 | 0 | 11.7 |  |  |  | No | R-454B | 2.7333 | Residential & Commercial | Ducted CEE Tier 1
215726433 | Central HP <5.4 tons | YORK | HRCU-A-CB (Split System: Heat Pump with Remote Outdoor Unit-Air-Source) | HH836E2S11 | ADP |  | H,YG37*36+TXV-BLEED | Y81E120C16SMPS1 | 33400 | 19 | 8.5 | 29600 | 24800 | 83.78% | 2 | 0 | 11.7 |  |  |  | No | R-454B | 2.7833 | Residential & Commercial | Ducted CEE Tier 1
215424238 | Central HP <5.4 tons | LUXAIRE | HRCU-A-CB (Split System: Heat Pump with Remote Outdoor Unit-Air-Source) | HH836E2S11 | ADP |  | H,YE9J*36+TXV-BLEED | TM9Y080C16MP11 | 33800 | 18 | 8.5 | 30400 | 25400 | 83.55% | 2 | 0 | 11 |  |  |  | No | R-454B | 2.8167 | Residential & Commercial | Ducted CEE Tier 1
214849145 | Central HP <5.4 tons | YORK | HRCU-A-CB (Split System: Heat Pump with Remote Outdoor Unit-Air-Source) | HMH72B341 | ADP |  | CX360B935 | Y81E080B12SMPS1 | 33200 | 18 | 8.5 | 31400 | 23000 | 73.25% | 2.04 | 0 | 10 |  |  |  | No | R-410A | 2.7667 | Residential & Commercial | Ducted CEE Tier 1
214776398 | Central HP <5.4 tons | YORK | HRCU-A-CB (Split System: Heat Pump with Remote Outdoor Unit-Air-Source) | HH836E2S11 | ADP |  | CV361**C+TXV | TMLE080B12MP11 | 32200 | 17 | 8.2 | 29600 | 25000 | 84.46% | 1.94 | 0 | 10.5 |  |  |  | No | R-454B | 2.6833 | Residential & Commercial | Ducted CEE Tier 1
215424247 | Central HP <5.4 tons | LUXAIRE | HRCU-A-CB (Split System: Heat Pump with Remote Outdoor Unit-Air-Source) | HH836E2S11 | ADP |  | H,YE9J*36+TXV-BLEED | Z8ES120C16SMPS1 | 33200 | 18 | 8.5 | 29600 | 24800 | 83.78% | 2 | 0 | 11.5 |  |  |  | No | R-454B | 2.7667 | Residential & Commercial | Ducted CEE Tier 1
215424456 | Central HP <5.4 tons | YORK | HRCU-A-CB (Split System: Heat Pump with Remote Outdoor Unit-Air-Source) | HH824E2S11 | ADP |  | H,YE33*36+TXV | TM8E060A12MP11 | 22600 | 17 | 8.8 | 21400 | 17500 | 81.78% | 1.96 | 0 | 11.5 |  |  |  | No | R-454B | 1.8833 | Residential & Commercial | Ducted CEE Tier 1
215424489 | Central HP <5.4 tons | YORK | HRCU-A-CB (Split System: Heat Pump with Remote Outdoor Unit-Air-Source) | HH824E2S11 | ADP |  | H,YE8J*30+TXV | TM8Y060A12MP11 | 22800 | 17 | 8.9 | 21400 | 18000 | 84.11% | 1.98 | 0 | 10.5 |  |  |  | No | R-454B | 1.9 | Residential & Commercial | Ducted CEE Tier 1
215424491 | Central HP <5.4 tons | YORK | HRCU-A-CB (Split System: Heat Pump with Remote Outdoor Unit-Air-Source) | HH824E2S11 | ADP |  | H,YE31*24+TXV | TM8Y080B12MP11 | 21800 | 17 | 8.5 | 21200 | 17200 | 81.13% | 1.9 | 0 | 11 |  |  |  | No | R-454B | 1.8167 | Residential & Commercial | Ducted CEE Tier 1
215424508 | Central HP <5.4 tons | YORK | HRCU-A-CB (Split System: Heat Pump with Remote Outdoor Unit-Air-Source) | HH824E2S11 | ADP |  | H,YE8J*36+TXV | TM9E026A08MP12 | 22600 | 16 | 8.9 | 21400 | 17200 | 80.37% | 1.98 | 0 | 10.5 |  |  |  | No | R-454B | 1.8833 | Residential & Commercial | Ducted CEE Tier 1
215424555 | Central HP <5.4 tons | YORK | HRCU-A-CB (Split System: Heat Pump with Remote Outdoor Unit-Air-Source) | HH824E2S11 | ADP |  | H,YE31*30+TXV | TM9V060B12MP12 | 21800 | 17 | 8.5 | 21200 | 17200 | 81.13% | 1.9 | 0 | 11 |  |  |  | No | R-454B | 1.8167 | Residential & Commercial | Ducted CEE Tier 1
215424590 | Central HP <5.4 tons | YORK | HRCU-A-CB (Split System: Heat Pump with Remote Outdoor Unit-Air-Source) | HH824E2S11 | ADP |  | H,YE31*24+TXV | TM9Y080B12MP11 | 21800 | 17 | 8.5 | 21000 | 17000 | 80.95% | 1.9 | 0 | 11 |  |  |  | No | R-454B | 1.8167 | Residential & Commercial | Ducted CEE Tier 1
215424622 | Central HP <5.4 tons | YORK | HRCU-A-CB (Split System: Heat Pump with Remote Outdoor Unit-Air-Source) | HH824E2S11 | ADP |  | H,YE7J*30+TXV | Y81E100B12SMPS1 | 23000 | 18 | 9 | 21400 | 18200 | 85.05% | 2 | 0 | 12 |  |  |  | No | R-454B | 1.9167 | Residential & Commercial | Ducted CEE Tier 1
215424639 | Central HP <5.4 tons | YORK | HRCU-A-CB (Split System: Heat Pump with Remote Outdoor Unit-Air-Source) | HH824E2S11 | ADP |  | H,YE7J*36+TXV-BLEED | Y82E080B12LMPS1 | 23000 | 18 | 9 | 21400 | 18100 | 84.58% | 2 | 0 | 12 |  |  |  | No | R-454B | 1.9167 | Residential & Commercial | Ducted CEE Tier 1
213360658 | Central HP <5.4 tons | LENNOX | HRCU-A-CB (Split System: Heat Pump with Remote Outdoor Unit-Air-Source) | EL22XPV-024-230A** | ADP |  | L*18/36V9 | EL297UH070XV36B* | 23800 | 21 | 8.5 | 22000 | 15400 | 70% | 1.92 | 0 | 13.5 |  |  |  | No | R-410A | 1.9833 | Residential & Commercial | Ducted CEE Tier 1
212552600 | Central HP <5.4 tons | DAY & NIGHT | HRCU-A-CB (Split System: Heat Pump with Remote Outdoor Unit-Air-Source) | CVH848GKA** | ADP |  | FG35948 | *80CSU0802120A* | 45500 | 17 | 8.5 | 45000 | 34800 | 77.33% | 2 | 0 | 10 |  |  |  | No | R-410A | 3.7917 | Residential & Commercial | Ducted CEE Tier 1
212552625 | Central HP <5.4 tons | DAY & NIGHT | HRCU-A-CB (Split System: Heat Pump with Remote Outdoor Unit-Air-Source) | CVH848GKA** | ADP |  | FG48960 | *80CTL1102120A* | 46000 | 17 | 8.5 | 44000 | 34600 | 78.64% | 2 | 0 | 10 |  |  |  | No | R-410A | 3.8333 | Residential & Commercial | Ducted CEE Tier 1
212552634 | Central HP <5.4 tons | DAY & NIGHT | HRCU-A-CB (Split System: Heat Pump with Remote Outdoor Unit-Air-Source) | CVH848GKA** | ADP |  | FG86960 | *80CTL1352422A* | 45500 | 17 | 8.5 | 44000 | 34400 | 78.18% | 2 | 0 | 10.5 |  |  |  | No | R-410A | 3.7917 | Residential & Commercial | Ducted CEE Tier 1
215424658 | Central HP <5.4 tons | YORK | HRCU-A-CB (Split System: Heat Pump with Remote Outdoor Unit-Air-Source) | HH824E2S11 | ADP |  | H,YE7J*30+TXV | Y91E040A10SMPS1 | 22400 | 17 | 8.3 | 21400 | 17400 | 81.31% | 1.96 | 0 | 11.5 |  |  |  | No | R-454B | 1.8667 | Residential & Commercial | Ducted CEE Tier 1
214332162 | Central HP <5.4 tons | GE Appliances | HRCU-A-CB (Split System: Heat Pump with Remote Outdoor Unit-Air-Source) | AUH2436ZGDA* | ASPEN |  | L(E,G)M36B4 |  | 32800 | 16 | 8.9 | 35000 | 28000 | 80% | 1.8 | 0 | 10 |  |  |  | No | R-410A | 2.7333 | Residential & Commercial | Ducted CEE Tier 1
213821587 | Central HP <5.4 tons | TEMPSTAR | HRCU-A-CB (Split System: Heat Pump with Remote Outdoor Unit-Air-Source) | DLCURAH36ABK | ASPEN |  | D(A,C,E)36C34+TDR | *80MS(N,L)0902420A* | 35200 | 16.5 | 8.1 | 38500 | 31800 | 82.6% | 2.72 | 0 | 10.5 |  |  |  | No | R-410A | 2.9333 | Residential & Commercial | Ducted CEE Tier 1
215937172 | Central HP <5.4 tons | KENMORE | HRCU-A-CB (Split System: Heat Pump with Remote Outdoor Unit-Air-Source) | (C,H,T)5H3V48*K*AAA* |  |  | EVM5X49M21A*+WALLCON | *80CTL0901716B* | 44500 | 20.5 | 8.1 | 53500 | 37600 | 70.28% | 1.95 | 0 | 11.5 |  |  |  | No | R-454B | 3.7083 | Residential & Commercial | Ducted CEE Tier 1
214848989 | Central HP <5.4 tons | YORK | HRCU-A-CB (Split System: Heat Pump with Remote Outdoor Unit-Air-Source) | HH860E2S11 | ADP |  | H,YG84*60+TXV-BLEED | TM9E120D20MP12 | 53000 | 19 | 8.5 | 52500 | 39000 | 74.29% | 2 | 0 | 11 |  |  |  | No | R-454B | 4.4167 | Residential & Commercial | Ducted CEE Tier 1
215424079 | Central HP <5.4 tons | YORK | HRCU-A-CB (Split System: Heat Pump with Remote Outdoor Unit-Air-Source) | HH860E2S11 | ADP |  | H,YE2K*48+TXV | Y91E120D20SMPS1 | 46500 | 17 | 8.45 | 45000 | 33800 | 75.11% | 2 | 0 | 11.7 |  |  |  | No | R-454B | 3.875 | Residential & Commercial | Ducted CEE Tier 1
215424099 | Central HP <5.4 tons | YORK | HRCU-A-CB (Split System: Heat Pump with Remote Outdoor Unit-Air-Source) | HH860E2S11 | ADP |  | H,YE48*48+TXV | YP9C080C16MP13 | 43500 | 18 | 8.5 | 42000 | 33000 | 78.57% | 2 | 0 | 11 |  |  |  | No | R-454B | 3.625 | Residential & Commercial | Ducted CEE Tier 1
215424146 | Central HP <5.4 tons | YORK | HRCU-A-CB (Split System: Heat Pump with Remote Outdoor Unit-Air-Source) | HH860E2S11 | ADP |  | H,YE48*60+TXV | YP9C120D20MP13 | 44000 | 18 | 8.5 | 42000 | 33000 | 78.57% | 2 | 0 | 11.7 |  |  |  | No | R-454B | 3.6667 | Residential & Commercial | Ducted CEE Tier 1
215424147 | Central HP <5.4 tons | YORK | HRCU-A-CB (Split System: Heat Pump with Remote Outdoor Unit-Air-Source) | HH860E2S11 | ADP |  | H,YE54*60+TXV | YP9C120D20MP13 | 53000 | 19 | 8.5 | 52500 | 39000 | 74.29% | 2 | 0 | 11 |  |  |  | No | R-454B | 4.4167 | Residential & Commercial | Ducted CEE Tier 1
215424674 | Central HP <5.4 tons | YORK | HRCU-A-CB (Split System: Heat Pump with Remote Outdoor Unit-Air-Source) | HH824E2S11 | ADP |  | H,YE33*36+TXV | Y91E060B12SMPS1 | 23000 | 17 | 9 | 21400 | 18200 | 85.05% | 2 | 0 | 11.7 |  |  |  | No | R-454B | 1.9167 | Residential & Commercial | Ducted CEE Tier 1
212400540 | Central HP <5.4 tons | LENNOX | HRCU-A-CB (Split System: Heat Pump with Remote Outdoor Unit-Air-Source) | EL22XPV-024-230A** | ADP |  | L*18/36V9 | EL296UH070XV36B* | 23800 | 21 | 8.5 | 22000 | 15400 | 70% | 1.92 | 0 | 13.5 |  |  |  | No | R-410A | 1.9833 | Residential & Commercial | Ducted CEE Tier 1
213821671 | Central HP <5.4 tons | TEMPSTAR | HRCU-A-CB (Split System: Heat Pump with Remote Outdoor Unit-Air-Source) | DLCURAH36ABK | ASPEN |  | D(A,C,E)36C34+TDR | *96VTN1002122B* | 35200 | 17 | 8.1 | 38500 | 31800 | 82.6% | 2.72 | 0 | 10.5 |  |  |  | No | R-410A | 2.9333 | Residential & Commercial | Ducted CEE Tier 1
207573584 | Central HP <5.4 tons | DAY & NIGHT | HRCU-A-CB (Split System: Heat Pump with Remote Outdoor Unit-Air-Source) | CVH837GKA2* | ADP |  | PL36H175P069 | *80CTL0901716A* | 30800 | 17 | 8.1 | 30800 | 27200 | 88.31% | 2.2 | 11.7 | 11 |  |  |  | No | R-410A | 2.5667 | Residential & Commercial | Ducted CEE Tier 1
215385622 | Central HP <5.4 tons | HISENSE | HRCU-A-CB (Split System: Heat Pump with Remote Outdoor Unit-Air-Source) | AUWR-24U3SF2 | ASPEN |  | L(E,F)W30D4 |  | 20800 | 15.8 | 8.1 | 23000 | 17700 | 76.96% | 1.98 | 0 | 10 |  |  |  | No | R-410A | 1.7333 | Residential & Commercial | Ducted CEE Tier 1
212578215 | Central HP <5.4 tons | CARRIER | HRCU-A-CB (Split System: Heat Pump with Remote Outdoor Unit-Air-Source) | 25VNA424A*031* | ADP |  | H,PG53936 | 58TN*A070C17**16 | 24200 | 20 | 9.5 | 24800 | 19300 | 77.82% | 2.54 | 0 | 13.5 |  |  |  | No | R-410A | 2.0167 | Residential & Commercial | Ducted CEE Tier 1
207573718 | Central HP <5.4 tons | DAY & NIGHT | HRCU-A-CB (Split System: Heat Pump with Remote Outdoor Unit-Air-Source) | CVH848GKA2* | ADP |  | FG36948 | *95CSU0802120A* | 44500 | 17 | 8.5 | 44500 | 31800 | 71.46% | 2.24 | 10.5 | 10 |  |  |  | No | R-410A | 3.7083 | Residential & Commercial | Ducted CEE Tier 1
215424314 | Central HP <5.4 tons | LUXAIRE | HRCU-A-CB (Split System: Heat Pump with Remote Outdoor Unit-Air-Source) | HH860E2S11 | ADP |  | H,YE48*60+TXV-BLEED | TM9Y100C20MP11 | 52500 | 17 | 8.5 | 52500 | 39000 | 74.29% | 2 | 0 | 11 |  |  |  | No | R-454B | 4.375 | Residential & Commercial | Ducted CEE Tier 1
215424316 | Central HP <5.4 tons | LUXAIRE | HRCU-A-CB (Split System: Heat Pump with Remote Outdoor Unit-Air-Source) | HH860E2S11 | ADP |  | H,YE48*60+TXV-BLEED | TM9Y120D20MP11 | 44000 | 18 | 8.5 | 42000 | 33000 | 78.57% | 2 | 0 | 11.7 |  |  |  | No | R-454B | 3.6667 | Residential & Commercial | Ducted CEE Tier 1
214776471 | Central HP <5.4 tons | YORK | HRCU-A-CB (Split System: Heat Pump with Remote Outdoor Unit-Air-Source) | HH860E2S11 | ADP |  | CV609**A+TXV | TL9E100C20UH11 | 52000 | 19 | 8.5 | 51500 | 38000 | 73.79% | 2 | 0 | 11 |  |  |  | No | R-454B | 4.3333 | Residential & Commercial | Ducted CEE Tier 1
214776490 | Central HP <5.4 tons | YORK | HRCU-A-CB (Split System: Heat Pump with Remote Outdoor Unit-Air-Source) | HH860E2S11 | ADP |  | CH604**C+TXV | TM9E080C20MP12 | 53500 | 19 | 8.5 | 53000 | 39500 | 74.53% | 2 | 0 | 11 |  |  |  | No | R-454B | 4.4583 | Residential & Commercial | Ducted CEE Tier 1
214776524 | Central HP <5.4 tons | YORK | HRCU-A-CB (Split System: Heat Pump with Remote Outdoor Unit-Air-Source) | HH860E2S11 | ADP |  | CV601**C+TXV | TM9E100C20MP12 | 52500 | 18 | 8.35 | 53000 | 39500 | 74.53% | 1.98 | 0 | 10.5 |  |  |  | No | R-454B | 4.375 | Residential & Commercial | Ducted CEE Tier 1
215375079 | Central HP <5.4 tons | RUUD | HRCU-A-CB (Split System: Heat Pump with Remote Outdoor Unit-Air-Source) | RD17AZ24AJ3N | ASPEN |  | D(A,C,E)30B36+TDR | R801V0754A17DZ | 21600 | 17 | 8.1 | 22600 | 18900 | 83.63% | 2.1 | 0 | 10 |  |  |  | No | R-410A | 1.8 | Residential & Commercial | Ducted CEE Tier 1
215375097 | Central HP <5.4 tons | RUUD | HRCU-A-CB (Split System: Heat Pump with Remote Outdoor Unit-Air-Source) | RD17AZ24AJ3N | ASPEN |  | D(A,C,E)30B36+TDR | R951V0403A17UHU | 21400 | 17 | 8.1 | 22400 | 19100 | 85.27% | 2 | 0 | 10 |  |  |  | No | R-410A | 1.7833 | Residential & Commercial | Ducted CEE Tier 1
212552612 | Central HP <5.4 tons | DAY & NIGHT | HRCU-A-CB (Split System: Heat Pump with Remote Outdoor Unit-Air-Source) | CVH848GKA** | ADP |  | FG36948 | *80CTL0902120A* | 45000 | 17 | 8.5 | 45000 | 34800 | 77.33% | 2 | 0 | 10 |  |  |  | No | R-410A | 3.75 | Residential & Commercial | Ducted CEE Tier 1
212552613 | Central HP <5.4 tons | DAY & NIGHT | HRCU-A-CB (Split System: Heat Pump with Remote Outdoor Unit-Air-Source) | CVH848GKA** | ADP |  | FG36960 | *80CTL0902120A* | 45000 | 17 | 8.5 | 45000 | 34800 | 77.33% | 2 | 0 | 10 |  |  |  | No | R-410A | 3.75 | Residential & Commercial | Ducted CEE Tier 1
212552626 | Central HP <5.4 tons | DAY & NIGHT | HRCU-A-CB (Split System: Heat Pump with Remote Outdoor Unit-Air-Source) | CVH848GKA** | ADP |  | FG49960 | *80CTL1102120A* | 46000 | 17 | 8.5 | 44000 | 34600 | 78.64% | 2 | 0 | 10 |  |  |  | No | R-410A | 3.8333 | Residential & Commercial | Ducted CEE Tier 1
212552643 | Central HP <5.4 tons | DAY & NIGHT | HRCU-A-CB (Split System: Heat Pump with Remote Outdoor Unit-Air-Source) | CVH848GKA** | ADP |  | FG84948 | *95CSU0802120A* | 46000 | 17 | 8.5 | 44000 | 34600 | 78.64% | 2 | 0 | 10 |  |  |  | No | R-410A | 3.8333 | Residential & Commercial | Ducted CEE Tier 1
212552660 | Central HP <5.4 tons | DAY & NIGHT | HRCU-A-CB (Split System: Heat Pump with Remote Outdoor Unit-Air-Source) | CVH848GKA** | ADP |  | FG35948 | *96CTN1002122A* | 45000 | 17 | 8.5 | 45000 | 34800 | 77.33% | 2 | 0 | 10 |  |  |  | No | R-410A | 3.75 | Residential & Commercial | Ducted CEE Tier 1
213828554 | Central HP <5.4 tons | HISENSE | HRCU-A-C (Split System: Heat Pump with Remote Outdoor Unit with No Indoor Fan --Air Source) | AUWR-48U3SP | ASPEN |  | D(A,C,E)61A44+TDR |  | 40500 | 15.55 | 8.55 | 42000 | 34600 | 82.38% | 1.94 | 0 | 11.4 |  |  |  | No | R-410A | 3.375 | Residential & Commercial | Ducted CEE Tier 1
214776558 | Central HP <5.4 tons | YORK | HRCU-A-CB (Split System: Heat Pump with Remote Outdoor Unit-Air-Source) | HH860E2S11 | ADP |  | CV605**C+TXV | TM9V080C16MP12 | 43500 | 18 | 8.5 | 42000 | 33000 | 78.57% | 2 | 0 | 11 |  |  |  | No | R-454B | 3.625 | Residential & Commercial | Ducted CEE Tier 1
214776621 | Central HP <5.4 tons | YORK | HRCU-A-CB (Split System: Heat Pump with Remote Outdoor Unit-Air-Source) | HH860E2S11 | ADP |  | CV607**C+TXV | TMLE080C16MP11 | 44500 | 18 | 8.5 | 43500 | 33800 | 77.7% | 2 | 0 | 11 |  |  |  | No | R-454B | 3.7083 | Residential & Commercial | Ducted CEE Tier 1
214776622 | Central HP <5.4 tons | YORK | HRCU-A-CB (Split System: Heat Pump with Remote Outdoor Unit-Air-Source) | HH860E2S11 | ADP |  | CH602**A+TXV | TMLE080C16MP11 | 44500 | 18 | 8.5 | 43500 | 33800 | 77.7% | 2 | 0 | 11 |  |  |  | No | R-454B | 3.7083 | Residential & Commercial | Ducted CEE Tier 1
214776674 | Central HP <5.4 tons | YORK | HRCU-A-CB (Split System: Heat Pump with Remote Outdoor Unit-Air-Source) | HH860E2S11 | ADP |  | CV600**C+TXV | TMLE120C20MP11 | 51500 | 18 | 8.3 | 52500 | 39000 | 74.29% | 1.96 | 0 | 10.5 |  |  |  | No | R-454B | 4.2917 | Residential & Commercial | Ducted CEE Tier 1
214776690 | Central HP <5.4 tons | YORK | HRCU-A-CB (Split System: Heat Pump with Remote Outdoor Unit-Air-Source) | HH860E2S11 | ADP |  | CX601C*35+TXV | TMLE130D20MP11 | 54000 | 19 | 8.5 | 53000 | 39500 | 74.53% | 2 | 0 | 11 |  |  |  | No | R-454B | 4.5 | Residential & Commercial | Ducted CEE Tier 1
214776708 | Central HP <5.4 tons | YORK | HRCU-A-CB (Split System: Heat Pump with Remote Outdoor Unit-Air-Source) | HH860E2S11 | ADP |  | CH605D*C+TXV | TMLV100C16MP12 | 43500 | 18 | 8.5 | 42000 | 32800 | 78.1% | 2 | 0 | 11.7 |  |  |  | No | R-454B | 3.625 | Residential & Commercial | Ducted CEE Tier 1
214776755 | Central HP <5.4 tons | YORK | HRCU-A-CB (Split System: Heat Pump with Remote Outdoor Unit-Air-Source) | HH860E2S11 | ADP |  | CV603**A+TXV | Y81E080C20SMPS1 | 53000 | 19 | 8.5 | 52000 | 38500 | 74.04% | 2 | 0 | 11 |  |  |  | No | R-454B | 4.4167 | Residential & Commercial | Ducted CEE Tier 1
215731486 | Central HP <5.4 tons | YORK | HRCU-A-CB (Split System: Heat Pump with Remote Outdoor Unit-Air-Source) | HH860E2S11 | ADP |  | H,YG74*60+TXV | TM8V120C20MP12 | 53000 | 19 | 8.5 | 52000 | 38500 | 74.04% | 2 | 0 | 11 |  |  |  | No | R-454B | 4.4167 | Residential & Commercial | Ducted CEE Tier 1
214573978 | Central HP <5.4 tons | CARRIER | HRCU-A-CB (Split System: Heat Pump with Remote Outdoor Unit-Air-Source) | 25VNA837A*031* |  |  | CAP**4824AL*+UI | 59CU5B080C21**20 | 32200 | 17.5 | 8.5 | 32400 | 25000 | 77.16% | 1.98 | 0 | 11 |  |  |  | No | R-410A | 2.6833 | Residential & Commercial | Ducted CEE Tier 1
212925902 | Central HP <5.4 tons | GREE | HRCU-A-C (Split System: Heat Pump with Remote Outdoor Unit with No Indoor Fan --Air Source) | GUD36W/A-D(U) | ASPEN |  | D(A,C,E)24C34+TDR |  | 23000 | 15.2 | 8.5 | 24000 | 21600 | 90% | 1.8 | 0 | 11 |  |  |  | No | R-410A | 1.9167 | Residential & Commercial | Ducted CEE Tier 1
207573546 | Central HP <5.4 tons | DAY & NIGHT | HRCU-A-CB (Split System: Heat Pump with Remote Outdoor Unit-Air-Source) | CVH837GKA2* | ADP |  | FG82936 | *80CSU0401712A* | 32800 | 17 | 8.1 | 31200 | 27600 | 88.46% | 2.22 | 12 | 11.5 |  |  |  | No | R-410A | 2.7333 | Residential & Commercial | Ducted CEE Tier 1
207573587 | Central HP <5.4 tons | DAY & NIGHT | HRCU-A-CB (Split System: Heat Pump with Remote Outdoor Unit-Air-Source) | CVH837GKA2* | ADP |  | PL36H175P159 | *80CTL0901716A* | 32200 | 18 | 8.1 | 30800 | 27200 | 88.31% | 2.2 | 12.2 | 11.5 |  |  |  | No | R-410A | 2.6833 | Residential & Commercial | Ducted CEE Tier 1
207573589 | Central HP <5.4 tons | DAY & NIGHT | HRCU-A-CB (Split System: Heat Pump with Remote Outdoor Unit-Air-Source) | CVH837GKA2* | ADP |  | FG35936 | *80CTL0901716A* | 32000 | 18 | 8.1 | 30800 | 27200 | 88.31% | 2.2 | 12.2 | 11 |  |  |  | No | R-410A | 2.6667 | Residential & Commercial | Ducted CEE Tier 1
214776926 | Central HP <5.4 tons | YORK | HRCU-A-CB (Split System: Heat Pump with Remote Outdoor Unit-Air-Source) | HH824E2S11 | ADP |  | CV363A*C+TXV+AEF36AXP* |  | 24000 | 19 | 9.5 | 22400 | 16600 | 74.11% | 2.1 | 0 | 12 |  |  |  | No | R-454B | 2 | Residential & Commercial | Ducted CEE Tier 1
211708510 | Central HP <5.4 tons | COLEMAN | HRCU-A-CB (Split System: Heat Pump with Remote Outdoor Unit-Air-Source) | THF2B48T21 | ASPEN |  | D(A,C,E)48D34+TDR | TMLE120C20MP11 | 46000 | 16 | 8.2 | 44500 | 31200 | 70.11% | 3.07 | 0 | 11.9 |  |  |  | No | R-410A | 3.8333 | Residential & Commercial | Ducted CEE Tier 1
212925905 | Central HP <5.4 tons | GREE | HRCU-A-C (Split System: Heat Pump with Remote Outdoor Unit with No Indoor Fan --Air Source) | GUD60W/A-D(U) | ASPEN |  | C(A,C,D,E)48D44+TDR |  | 47000 | 15.2 | 8.5 | 48000 | 33600 | 70% | 1.8 | 0 | 10 |  |  |  | No | R-410A | 3.9167 | Residential & Commercial | Ducted CEE Tier 1
215424691 | Central HP <5.4 tons | YORK | HRCU-A-CB (Split System: Heat Pump with Remote Outdoor Unit-Air-Source) | HH824E2S11 | ADP |  | H,YE32*36+TXV | YP9C060B12MP13 | 22200 | 17 | 8.65 | 21200 | 17200 | 81.13% | 1.94 | 0 | 11 |  |  |  | No | R-454B | 1.85 | Residential & Commercial | Ducted CEE Tier 1
215375087 | Central HP <5.4 tons | RUUD | HRCU-A-CB (Split System: Heat Pump with Remote Outdoor Unit-Air-Source) | RD17AZ24AJ3N | ASPEN |  | D(A,C,E)30B36+TDR | R802V0504A17UHS | 21600 | 17 | 8.1 | 22600 | 19000 | 84.07% | 2 | 0 | 10 |  |  |  | No | R-410A | 1.8 | Residential & Commercial | Ducted CEE Tier 1
215375088 | Central HP <5.4 tons | RUUD | HRCU-A-CB (Split System: Heat Pump with Remote Outdoor Unit-Air-Source) | RD17AZ24AJ3N | ASPEN |  | D(A,C,E)30B36+TDR | R802V0754A17DZ | 21600 | 17 | 8.1 | 22600 | 18900 | 83.63% | 2.1 | 0 | 10 |  |  |  | No | R-410A | 1.8 | Residential & Commercial | Ducted CEE Tier 1
214392279 | Central HP <5.4 tons | RUUD | HRCU-A-CB (Split System: Heat Pump with Remote Outdoor Unit-Air-Source) | RD17AZ24AJ3N | ASPEN |  | D(A,C,E)24C34+TDR | R802V0503A14DZ | 21600 | 19 | 8.1 | 22600 | 16800 | 74.34% | 2 | 0 | 10 |  |  |  | No | R-410A | 1.8 | Residential & Commercial | Ducted CEE Tier 1
215425742 | Central HP <5.4 tons | YORK | HRCU-A-CB (Split System: Heat Pump with Remote Outdoor Unit-Air-Source) | HH824E2S11 | ADP |  | H,YE24*24+TXV | TM9V080B12MP12 | 21800 | 17 | 8.55 | 21200 | 17300 | 81.6% | 1.92 | 0 | 11 |  |  |  | No | R-454B | 1.8167 | Residential & Commercial | Ducted CEE Tier 1
215425744 | Central HP <5.4 tons | YORK | HRCU-A-CB (Split System: Heat Pump with Remote Outdoor Unit-Air-Source) | HH824E2S11 | ADP |  | H,YE32*30+TXV-BLEED | TM9V080B12MP12 | 22200 | 17 | 8.65 | 21200 | 17300 | 81.6% | 1.94 | 0 | 11.5 |  |  |  | No | R-454B | 1.85 | Residential & Commercial | Ducted CEE Tier 1
215425778 | Central HP <5.4 tons | YORK | HRCU-A-CB (Split System: Heat Pump with Remote Outdoor Unit-Air-Source) | HH824E2S11 | ADP |  | H,YE24*36+TXV | Y81E080B12SMPS1 | 21800 | 18 | 9 | 21200 | 17500 | 82.55% | 1.92 | 0 | 11 |  |  |  | No | R-454B | 1.8167 | Residential & Commercial | Ducted CEE Tier 1
214392728 | Central HP <5.4 tons | RUUD | HRCU-A-CB (Split System: Heat Pump with Remote Outdoor Unit-Air-Source) | RD17AZ36AJ3N | ASPEN |  | D(A,C,E)36C44+TDR | R801V0504A17UHN | 33000 | 18 | 8.1 | 34200 | 29800 | 87.13% | 1.9 | 0 | 10 |  |  |  | No | R-410A | 2.75 | Residential & Commercial | Ducted CEE Tier 1
214392731 | Central HP <5.4 tons | RUUD | HRCU-A-CB (Split System: Heat Pump with Remote Outdoor Unit-Air-Source) | RD17AZ36AJ3N | ASPEN |  | D(A,C,E)36D44+TDR | R801V0504A17UHN | 33200 | 18 | 8.1 | 34200 | 29800 | 87.13% | 1.9 | 0 | 10 |  |  |  | No | R-410A | 2.7667 | Residential & Commercial | Ducted CEE Tier 1
214392363 | Central HP <5.4 tons | RUUD | HRCU-A-CB (Split System: Heat Pump with Remote Outdoor Unit-Air-Source) | RD17AZ24AJ3N | ASPEN |  | D(A,C,E)30B34+TDR | R802V0754A17DZ | 21600 | 19 | 8.1 | 22600 | 16800 | 74.34% | 2.1 | 0 | 10 |  |  |  | No | R-410A | 1.8 | Residential & Commercial | Ducted CEE Tier 1
214392411 | Central HP <5.4 tons | RUUD | HRCU-A-CB (Split System: Heat Pump with Remote Outdoor Unit-Air-Source) | RD17AZ24AJ3N | ASPEN |  | D(A,C,E)30B34+TDR | R802V1004A17UHN | 21600 | 19 | 8.1 | 22600 | 16800 | 74.34% | 2.1 | 0 | 10 |  |  |  | No | R-410A | 1.8 | Residential & Commercial | Ducted CEE Tier 1
214392427 | Central HP <5.4 tons | RUUD | HRCU-A-CB (Split System: Heat Pump with Remote Outdoor Unit-Air-Source) | RD17AZ24AJ3N | ASPEN |  | D(A,C,E)30B34+TDR | R802V1004A17UHS | 21600 | 19 | 8.1 | 22600 | 16800 | 74.34% | 2.1 | 0 | 10 |  |  |  | No | R-410A | 1.8 | Residential & Commercial | Ducted CEE Tier 1
214392798 | Central HP <5.4 tons | RUUD | HRCU-A-CB (Split System: Heat Pump with Remote Outdoor Unit-Air-Source) | RD17AZ36AJ3N | ASPEN |  | D(A,C,E)42C44+TDR | R801V0504A17UHU | 33200 | 18 | 8.1 | 34200 | 29800 | 87.13% | 1.9 | 0 | 10 |  |  |  | No | R-410A | 2.7667 | Residential & Commercial | Ducted CEE Tier 1
214392811 | Central HP <5.4 tons | RUUD | HRCU-A-CB (Split System: Heat Pump with Remote Outdoor Unit-Air-Source) | RD17AZ36AJ3N | ASPEN |  | D(A,C,E)48D34+TDR | R801V0504A17UHU | 33200 | 18 | 8.1 | 34200 | 29800 | 87.13% | 1.9 | 0 | 10 |  |  |  | No | R-410A | 2.7667 | Residential & Commercial | Ducted CEE Tier 1
214392848 | Central HP <5.4 tons | RUUD | HRCU-A-CB (Split System: Heat Pump with Remote Outdoor Unit-Air-Source) | RD17AZ36AJ3N | ASPEN |  | D(A,C,E)36C44+TDR | R801V0754A17DZ | 33000 | 18 | 8.1 | 34200 | 29600 | 86.55% | 1.9 | 0 | 10 |  |  |  | No | R-410A | 2.75 | Residential & Commercial | Ducted CEE Tier 1
207658559 | Central HP <5.4 tons | BOSCH | HRCU-A-CB (Split System: Heat Pump with Remote Outdoor Unit-Air-Source) | BOVB-60HDN1-M20G |  |  | BMA*4860DNTF | BGH96M100D5A | 52000 | 18 | 8.5 | 54000 | 37800 | 70% | 1.85 | 12.5 | 11.7 |  |  |  | No | R-410A | 4.3333 | Residential & Commercial | Ducted CEE Tier 1
214393598 | Central HP <5.4 tons | RUUD | HRCU-A-CB (Split System: Heat Pump with Remote Outdoor Unit-Air-Source) | RD17AZ36AJ3N | ASPEN |  | D(A,C,E)36C44+TDR | R921V0603A17M4S | 33000 | 18 | 8.1 | 34200 | 29800 | 87.13% | 1.9 | 0 | 10 |  |  |  | No | R-410A | 2.75 | Residential & Commercial | Ducted CEE Tier 1
214393648 | Central HP <5.4 tons | RUUD | HRCU-A-CB (Split System: Heat Pump with Remote Outdoor Unit-Air-Source) | RD17AZ36AJ3N | ASPEN |  | D(A,C,E)48C34+TDR | R921V0703A17M4S | 32800 | 18 | 8.1 | 34200 | 29600 | 86.55% | 1.9 | 0 | 10 |  |  |  | No | R-410A | 2.7333 | Residential & Commercial | Ducted CEE Tier 1
214393649 | Central HP <5.4 tons | RUUD | HRCU-A-CB (Split System: Heat Pump with Remote Outdoor Unit-Air-Source) | RD17AZ36AJ3N | ASPEN |  | D(A,C,E)48C44+TDR | R921V0703A17M4S | 33200 | 18 | 8.1 | 34200 | 29600 | 86.55% | 1.9 | 0 | 10 |  |  |  | No | R-410A | 2.7667 | Residential & Commercial | Ducted CEE Tier 1
214393765 | Central HP <5.4 tons | RUUD | HRCU-A-CB (Split System: Heat Pump with Remote Outdoor Unit-Air-Source) | RD17AZ36AJ3N | ASPEN |  | D(A,C,E)36D44+TDR | R951V0403A17UHU | 33200 | 18 | 8.1 | 34200 | 29800 | 87.13% | 1.9 | 0 | 10 |  |  |  | No | R-410A | 2.7667 | Residential & Commercial | Ducted CEE Tier 1
214393799 | Central HP <5.4 tons | RUUD | HRCU-A-CB (Split System: Heat Pump with Remote Outdoor Unit-Air-Source) | RD17AZ36AJ3N | ASPEN |  | D(A,C,E)42B44+TDR | R951V0603A17M4S | 33000 | 18 | 8.1 | 34200 | 29800 | 87.13% | 1.9 | 0 | 10 |  |  |  | No | R-410A | 2.75 | Residential & Commercial | Ducted CEE Tier 1
214862381 | Central HP <5.4 tons | BRYANT HEATING AND COOLING SYSTEMS | HRCU-A-CB (Split System: Heat Pump with Remote Outdoor Unit-Air-Source) | 288BNV037*0**A* | ADP |  | H,PG48936 | 987MC66120C24*** | 32000 | 18 | 8.1 | 30600 | 24400 | 79.74% | 1.98 | 0 | 11.5 |  |  |  | No | R-410A | 2.6667 | Residential & Commercial | Ducted CEE Tier 1
214391661 | Central HP <5.4 tons | RUUD | HRCU-A-CB (Split System: Heat Pump with Remote Outdoor Unit-Air-Source) | RP15AZ24AJ2N | ASPEN |  | CP37A34+TDR | R802V0504A17UHN | 22400 | 16 | 8.3 | 23000 | 17200 | 74.78% | 3.06 | 0 | 11.9 |  |  |  | No | R-410A | 1.8667 | Residential & Commercial | Ducted CEE Tier 1
212505537 | Central HP <5.4 tons | BRYANT HEATING AND COOLING SYSTEMS | HRCU-A-CB (Split System: Heat Pump with Remote Outdoor Unit-Air-Source) | 288BNV037*0**B* | ADP |  | H,PG48936 | 88*TA48090C17*** | 32400 | 18 | 8.1 | 30800 | 27200 | 88.31% | 2.2 | 0 | 11.5 |  |  |  | No | R-410A | 2.7 | Residential & Commercial | Ducted CEE Tier 1
213360220 | Central HP <5.4 tons | LENNOX | HRCU-A-CB (Split System: Heat Pump with Remote Outdoor Unit-Air-Source) | SL25XPV-024-230A** | ADP |  | LH35/36F9 | EL297UH070XV36B* | 22200 | 23 | 9.2 | 20000 | 20000 | 100% | 1.84 | 0 | 14 |  |  |  | No | R-410A | 1.85 | Residential & Commercial | Ducted CEE Tier 1
213360227 | Central HP <5.4 tons | LENNOX | HRCU-A-CB (Split System: Heat Pump with Remote Outdoor Unit-Air-Source) | SL25XPV-024-230A** | ADP |  | L*35/36S9 | EL297UH090XV36C* | 22200 | 22 | 9.3 | 19800 | 19800 | 100% | 1.9 | 0 | 14.5 |  |  |  | No | R-410A | 1.85 | Residential & Commercial | Ducted CEE Tier 1
213360238 | Central HP <5.4 tons | LENNOX | HRCU-A-CB (Split System: Heat Pump with Remote Outdoor Unit-Air-Source) | SL25XPV-024-230A** | ADP |  | L*23/37Z9 | EL297UH090XV48C* | 22200 | 21 | 9.4 | 19800 | 19600 | 98.99% | 1.9 | 0 | 14.5 |  |  |  | No | R-410A | 1.85 | Residential & Commercial | Ducted CEE Tier 1
214776313 | Central HP <5.4 tons | YORK | HRCU-A-CB (Split System: Heat Pump with Remote Outdoor Unit-Air-Source) | HH824E2S11 | ADP |  | CX363B*35+TXV | TL9E060B12UH11 | 23000 | 16.5 | 9 | 21400 | 17600 | 82.24% | 2 | 0 | 12 |  |  |  | No | R-454B | 1.9167 | Residential & Commercial | Ducted CEE Tier 1
214776332 | Central HP <5.4 tons | YORK | HRCU-A-CB (Split System: Heat Pump with Remote Outdoor Unit-Air-Source) | HH824E2S11 | ADP |  | CH360**C+TXV | TM9E060A10MP12 | 22200 | 16 | 8.65 | 21200 | 17700 | 83.49% | 1.94 | 0 | 10.5 |  |  |  | No | R-454B | 1.85 | Residential & Commercial | Ducted CEE Tier 1
214776365 | Central HP <5.4 tons | YORK | HRCU-A-CB (Split System: Heat Pump with Remote Outdoor Unit-Air-Source) | HH824E2S11 | ADP |  | CH360**C+TXV | TMLE060A12MP11 | 22200 | 17 | 8.65 | 21200 | 17500 | 82.55% | 1.94 | 0 | 11 |  |  |  | No | R-454B | 1.85 | Residential & Commercial | Ducted CEE Tier 1
213479362 | Central HP <5.4 tons | BOSCH | HRCU-A-CB (Split System: Heat Pump with Remote Outdoor Unit-Air-Source) | BOVB-60HDN1-M18M |  |  | BMAC3036BNTD | BGH96M060B3B | 34200 | 16.5 | 8.5 | 34600 | 24400 | 70.52% | 1.82 | 0 | 11.7 |  |  |  | No | R-410A | 2.85 | Residential & Commercial | Ducted CEE Tier 1
215424463 | Central HP <5.4 tons | YORK | HRCU-A-CB (Split System: Heat Pump with Remote Outdoor Unit-Air-Source) | HH824E2S11 | ADP |  | H,YE31*30+TXV | TM8E080B12MP11 | 21800 | 17 | 8.5 | 21200 | 17500 | 82.55% | 1.9 | 0 | 11 |  |  |  | No | R-454B | 1.8167 | Residential & Commercial | Ducted CEE Tier 1
214393815 | Central HP <5.4 tons | RUUD | HRCU-A-CB (Split System: Heat Pump with Remote Outdoor Unit-Air-Source) | RD17AZ36AJ3N | ASPEN |  | D(A,C,E)48D34+TDR | R951V0603A17M4S | 33200 | 18 | 8.1 | 34200 | 29800 | 87.13% | 1.9 | 0 | 10 |  |  |  | No | R-410A | 2.7667 | Residential & Commercial | Ducted CEE Tier 1
215375194 | Central HP <5.4 tons | RUUD | HRCU-A-CB (Split System: Heat Pump with Remote Outdoor Unit-Air-Source) | RD17AZ36AJ3N | ASPEN |  | D(A,C,E)36C46+TDR | R951V1005A21M4S | 33000 | 17 | 8.1 | 34200 | 31400 | 91.81% | 1.9 | 0 | 10 |  |  |  | No | R-410A | 2.75 | Residential & Commercial | Ducted CEE Tier 1
214393914 | Central HP <5.4 tons | RUUD | HRCU-A-CB (Split System: Heat Pump with Remote Outdoor Unit-Air-Source) | RD17AZ36AJ3N | ASPEN |  | D(A,C,E)42C44+TDR | R951V0855A21M4S | 33200 | 18 | 8.1 | 34200 | 29600 | 86.55% | 1.9 | 0 | 10 |  |  |  | No | R-410A | 2.7667 | Residential & Commercial | Ducted CEE Tier 1
214393949 | Central HP <5.4 tons | RUUD | HRCU-A-CB (Split System: Heat Pump with Remote Outdoor Unit-Air-Source) | RD17AZ36AJ3N | ASPEN |  | D(A,C,E)48D34+TDR | R951V1005A21M4S | 33200 | 17 | 8.1 | 34200 | 29600 | 86.55% | 1.9 | 0 | 10 |  |  |  | No | R-410A | 2.7667 | Residential & Commercial | Ducted CEE Tier 1
213360663 | Central HP <5.4 tons | LENNOX | HRCU-A-CB (Split System: Heat Pump with Remote Outdoor Unit-Air-Source) | EL22XPV-024-230A** | ADP |  | L*19/36U9 | EL297UH070XV36B* | 23800 | 21 | 8.5 | 22000 | 15400 | 70% | 1.92 | 0 | 13.5 |  |  |  | No | R-410A | 1.9833 | Residential & Commercial | Ducted CEE Tier 1
214394049 | Central HP <5.4 tons | RUUD | HRCU-A-CB (Split System: Heat Pump with Remote Outdoor Unit-Air-Source) | RD17AZ36AJ3N | ASPEN |  | D(A,C,E)36D44+TDR | R962V0703A17M4S | 33200 | 18 | 8.1 | 34200 | 29600 | 86.55% | 1.9 | 0 | 10 |  |  |  | No | R-410A | 2.7667 | Residential & Commercial | Ducted CEE Tier 1
215424249 | Central HP <5.4 tons | LUXAIRE | HRCU-A-CB (Split System: Heat Pump with Remote Outdoor Unit-Air-Source) | HH836E2S11 | ADP |  | H,YE9J*36+TXV-BLEED | Z8ET080B12LMPS1 | 32800 | 18 | 8.5 | 28400 | 24400 | 85.92% | 2 | 0 | 11.7 |  |  |  | No | R-454B | 2.7333 | Residential & Commercial | Ducted CEE Tier 1
212578247 | Central HP <5.4 tons | CARRIER | HRCU-A-CB (Split System: Heat Pump with Remote Outdoor Unit-Air-Source) | 25VNA436A*031* | ADP |  | H,PG53936 | 58TN*A135C24**22 | 34400 | 20 | 9 | 32800 | 24800 | 75.61% | 2.02 | 0 | 12.5 |  |  |  | No | R-410A | 2.8667 | Residential & Commercial | Ducted CEE Tier 1
215731518 | Central HP <5.4 tons | YORK | HRCU-A-CB (Split System: Heat Pump with Remote Outdoor Unit-Air-Source) | HH860E2S11 | ADP |  | H,YG55*60+TXV | TM9Y080C16MP11 | 44000 | 17 | 8.5 | 42500 | 33400 | 78.59% | 2 | 0 | 11 |  |  |  | No | R-454B | 3.6667 | Residential & Commercial | Ducted CEE Tier 1
215731536 | Central HP <5.4 tons | YORK | HRCU-A-CB (Split System: Heat Pump with Remote Outdoor Unit-Air-Source) | HH860E2S11 | ADP |  | H,YG37*60+TXV | TM9Y100C16MP11 | 44000 | 16 | 8.5 | 42500 | 33400 | 78.59% | 2 | 0 | 11 |  |  |  | No | R-454B | 3.6667 | Residential & Commercial | Ducted CEE Tier 1
207573714 | Central HP <5.4 tons | DAY & NIGHT | HRCU-A-CB (Split System: Heat Pump with Remote Outdoor Unit-Air-Source) | CVH848GKA2* | ADP |  | FG86960 | *80CTL1352422A* | 45500 | 17 | 8.1 | 44000 | 31400 | 71.36% | 2.26 | 10.5 | 10.5 |  |  |  | No | R-410A | 3.7917 | Residential & Commercial | Ducted CEE Tier 1
212555751 | Central HP <5.4 tons | DAY & NIGHT | HRCU-A-CB (Split System: Heat Pump with Remote Outdoor Unit-Air-Source) | CVH848GKA2* | ADP |  | V,G60H210P299 | *96CTN1002122A* | 44500 | 17 | 8.5 | 44500 | 34600 | 77.75% | 2 | 0 | 10 |  |  |  | No | R-410A | 3.7083 | Residential & Commercial | Ducted CEE Tier 1
214776757 | Central HP <5.4 tons | YORK | HRCU-A-CB (Split System: Heat Pump with Remote Outdoor Unit-Air-Source) | HH860E2S11 | ADP |  | CH602**A+TXV | Y81E080C20SMPS1 | 53000 | 19 | 8.5 | 52000 | 38500 | 74.04% | 2 | 0 | 11 |  |  |  | No | R-454B | 4.4167 | Residential & Commercial | Ducted CEE Tier 1
203025008 | Central HP <5.4 tons | BOSCH | HRCU-A-CB (Split System: Heat Pump with Remote Outdoor Unit-Air-Source) | BOVA-36HDN1-M20G |  |  | BMA*2430BNTD | BGH96M060B3A | 24000 | 18.5 | 9 | 24000 | 17400 | 72.5% | 1.9 | 13.5 | 12 |  |  |  | No | R-410A | 2 | Residential & Commercial | Ducted CEE Tier 1
215424466 | Central HP <5.4 tons | YORK | HRCU-A-CB (Split System: Heat Pump with Remote Outdoor Unit-Air-Source) | HH824E2S11 | ADP |  | H,YE7J*36+TXV-BLEED | TM8E080B12MP11 | 22400 | 17 | 8.8 | 21400 | 17500 | 81.78% | 1.96 | 0 | 11.5 |  |  |  | No | R-454B | 1.8667 | Residential & Commercial | Ducted CEE Tier 1
215424497 | Central HP <5.4 tons | YORK | HRCU-A-CB (Split System: Heat Pump with Remote Outdoor Unit-Air-Source) | HH824E2S11 | ADP |  | H,YE7J*36+TXV | TM8Y080B12MP11 | 22400 | 17 | 8.8 | 21400 | 17200 | 80.37% | 1.96 | 0 | 11.5 |  |  |  | No | R-454B | 1.8667 | Residential & Commercial | Ducted CEE Tier 1
215424499 | Central HP <5.4 tons | YORK | HRCU-A-CB (Split System: Heat Pump with Remote Outdoor Unit-Air-Source) | HH824E2S11 | ADP |  | H,YE8J*36+TXV | TM8Y080B12MP11 | 23000 | 17 | 9 | 21400 | 17900 | 83.64% | 2 | 0 | 12 |  |  |  | No | R-454B | 1.9167 | Residential & Commercial | Ducted CEE Tier 1
214320266 | Central HP <5.4 tons | BOREAL | HRCU-A-C (Split System: Heat Pump with Remote Outdoor Unit with No Indoor Fan --Air Source) | ENVBR36HPJ1OA | ASPEN |  | C(A,C,D,E)24B34+TDR |  | 23000 | 15.2 | 8.5 | 24000 | 21600 | 90% | 1.8 | 0 | 11 |  |  |  | No | R-410A | 1.9167 | Residential & Commercial | Ducted CEE Tier 1
214394198 | Central HP <5.4 tons | RUUD | HRCU-A-CB (Split System: Heat Pump with Remote Outdoor Unit-Air-Source) | RD17AZ36AJ3N | ASPEN |  | D(A,C,E)42C44+TDR | U802VA050317M | 33200 | 18 | 8.1 | 34200 | 29600 | 86.55% | 1.9 | 0 | 10 |  |  |  | No | R-410A | 2.7667 | Residential & Commercial | Ducted CEE Tier 1
214573468 | Central HP <5.4 tons | CARRIER | HRCU-A-CB (Split System: Heat Pump with Remote Outdoor Unit-Air-Source) | 25VNA837A*030* |  |  | CNPV*4821AL*+UI | 59MN7C080C21**20 | 32400 | 17.5 | 8.5 | 32800 | 24800 | 75.61% | 1.96 | 0 | 11.5 |  |  |  | No | R-410A | 2.7 | Residential & Commercial | Ducted CEE Tier 1
213828527 | Central HP <5.4 tons | HISENSE | HRCU-A-C (Split System: Heat Pump with Remote Outdoor Unit with No Indoor Fan --Air Source) | AUWR-48U3SP | ASPEN |  | D(A,C,E)48D44+TDR |  | 41000 | 15.55 | 8.55 | 42000 | 34600 | 82.38% | 1.94 | 0 | 11.4 |  |  |  | No | R-410A | 3.4167 | Residential & Commercial | Ducted CEE Tier 1
213612090 | Central HP <5.4 tons | RUUD | HRCU-A-CB (Split System: Heat Pump with Remote Outdoor Unit-Air-Source) | RP15AZ48AJ2N | ASPEN |  | D(A,C,E)48B44+TDR | R802V0755A21UH | 44000 | 15.4 | 8.1 | 45500 | 36600 | 80.44% | 3.03 | 0 | 10 |  |  |  | No | R-410A | 3.6667 | Residential & Commercial | Ducted CEE Tier 1
215424517 | Central HP <5.4 tons | YORK | HRCU-A-CB (Split System: Heat Pump with Remote Outdoor Unit-Air-Source) | HH824E2S11 | ADP |  | H,YE8J*36+TXV | TM9E040A10MP12 | 22600 | 16 | 8.9 | 21400 | 17700 | 82.71% | 1.98 | 0 | 10.5 |  |  |  | No | R-454B | 1.8833 | Residential & Commercial | Ducted CEE Tier 1
214776305 | Central HP <5.4 tons | YORK | HRCU-A-CB (Split System: Heat Pump with Remote Outdoor Unit-Air-Source) | HH824E2S11 | ADP |  | CH360**C+TXV | TL8E060A12UH11 | 22200 | 17 | 8.65 | 21200 | 17500 | 82.55% | 1.94 | 0 | 11 |  |  |  | No | R-454B | 1.85 | Residential & Commercial | Ducted CEE Tier 1
212927255 | Central HP <5.4 tons | LENNOX | HRCU-A-CB (Split System: Heat Pump with Remote Outdoor Unit-Air-Source) | SL25XPV-024-230A** | ADP |  | L*35/36U9 | SLP98UH070XV36B* | 22200 | 23 | 9.2 | 20000 | 20000 | 100% | 1.84 | 0 | 14 |  |  |  | No | R-410A | 1.85 | Residential & Commercial | Ducted CEE Tier 1
212861170 | Central HP <5.4 tons | GREE | HRCU-A-C (Split System: Heat Pump with Remote Outdoor Unit with No Indoor Fan --Air Source) | FLEXX60HP230V1AO | ASPEN |  | C(A,C,D,E)48C44+TDR |  | 47000 | 15.2 | 8.5 | 48000 | 33600 | 70% | 1.8 | 0 | 10 |  |  |  | No | R-410A | 3.9167 | Residential & Commercial | Ducted CEE Tier 1
214377805 | Central HP <5.4 tons | GE Appliances | HRCU-A-CB (Split System: Heat Pump with Remote Outdoor Unit-Air-Source) | AUH2436ZGDA* | ASPEN |  | AE(D,N,U)+CM24B34+TDR |  | 22000 | 16.8 | 8.5 | 24000 | 22000 | 91.67% | 1.8 | 0 | 11 |  |  |  | No | R-410A | 1.8333 | Residential & Commercial | Ducted CEE Tier 1
214776322 | Central HP <5.4 tons | YORK | HRCU-A-CB (Split System: Heat Pump with Remote Outdoor Unit-Air-Source) | HH824E2S11 | ADP |  | CH240A*C+TXV | TM9E040A10MP12 | 22400 | 16 | 8.7 | 21200 | 17700 | 83.49% | 1.94 | 0 | 10.5 |  |  |  | No | R-454B | 1.8667 | Residential & Commercial | Ducted CEE Tier 1
215375080 | Central HP <5.4 tons | RUUD | HRCU-A-CB (Split System: Heat Pump with Remote Outdoor Unit-Air-Source) | RD17AZ24AJ3N | ASPEN |  | D(A,C,E)30B36+TDR | R801V0754A17UHN | 21600 | 17 | 8.1 | 22600 | 18900 | 83.63% | 2.1 | 0 | 10 |  |  |  | No | R-410A | 1.8 | Residential & Commercial | Ducted CEE Tier 1
215423406 | Central HP <5.4 tons | YORK | HRCU-A-CB (Split System: Heat Pump with Remote Outdoor Unit-Air-Source) | HH836E2S11 | ADP |  | H,YE34*36+TXV | Y91E080C16SMPS1 | 32600 | 17 | 8.35 | 29600 | 23400 | 79.05% | 1.98 | 0 | 10.5 |  |  |  | No | R-454B | 2.7167 | Residential & Commercial | Ducted CEE Tier 1
215423440 | Central HP <5.4 tons | YORK | HRCU-A-CB (Split System: Heat Pump with Remote Outdoor Unit-Air-Source) | HH836E2S11 | ADP |  | H,YE80*36+TXV | YP9C100C16MP13 | 33400 | 18 | 8.5 | 29400 | 24800 | 84.35% | 2 | 0 | 11 |  |  |  | No | R-454B | 2.7833 | Residential & Commercial | Ducted CEE Tier 1
215726313 | Central HP <5.4 tons | YORK | HRCU-A-CB (Split System: Heat Pump with Remote Outdoor Unit-Air-Source) | HH836E2S11 | ADP |  | H,YG37*36+TXV | TM8V080B12MP12 | 32400 | 17 | 8.5 | 28800 | 24800 | 86.11% | 2 | 0 | 11 |  |  |  | No | R-454B | 2.7 | Residential & Commercial | Ducted CEE Tier 1
215726322 | Central HP <5.4 tons | YORK | HRCU-A-CB (Split System: Heat Pump with Remote Outdoor Unit-Air-Source) | HH836E2S11 | ADP |  | H,YG80*36+TXV-BLEED | TM8V080C16MP12 | 33600 | 18 | 8.5 | 30000 | 25200 | 84% | 2 | 0 | 11 |  |  |  | No | R-454B | 2.8 | Residential & Commercial | Ducted CEE Tier 1
214776808 | Central HP <5.4 tons | YORK | HRCU-A-CB (Split System: Heat Pump with Remote Outdoor Unit-Air-Source) | HH860E2S11 | ADP |  | CH600C*C+TXV | YP9C100C20MP13 | 51000 | 18 | 8.3 | 51500 | 38000 | 73.79% | 1.96 | 0 | 10.5 |  |  |  | No | R-454B | 4.25 | Residential & Commercial | Ducted CEE Tier 1
214776824 | Central HP <5.4 tons | YORK | HRCU-A-CB (Split System: Heat Pump with Remote Outdoor Unit-Air-Source) | HH860E2S11 | ADP |  | CH600D*C+TXV | YP9C120D20MP13 | 51500 | 18 | 8.3 | 52500 | 39000 | 74.29% | 1.96 | 0 | 10.5 |  |  |  | No | R-454B | 4.2917 | Residential & Commercial | Ducted CEE Tier 1
214777224 | Central HP <5.4 tons | YORK | HRCU-A-CB (Split System: Heat Pump with Remote Outdoor Unit-Air-Source) | HH860E2S11 | ADP |  | CV602C*A+TXV | YP9C120D20MP13 | 53000 | 19 | 8.5 | 52500 | 39000 | 74.29% | 2 | 0 | 11 |  |  |  | No | R-454B | 4.4167 | Residential & Commercial | Ducted CEE Tier 1
215726465 | Central HP <5.4 tons | YORK | HRCU-A-CB (Split System: Heat Pump with Remote Outdoor Unit-Air-Source) | HH860E2S11 | ADP |  | H,YG50*48+TXV-BLEED | TM8V080C16MP12 | 43500 | 18 | 8.5 | 42000 | 32800 | 78.1% | 2 | 0 | 11.7 |  |  |  | No | R-454B | 3.625 | Residential & Commercial | Ducted CEE Tier 1
215726481 | Central HP <5.4 tons | YORK | HRCU-A-CB (Split System: Heat Pump with Remote Outdoor Unit-Air-Source) | HH860E2S11 | ADP |  | H,YG48*60+TXV-BLEED | TM8V100C16MP12 | 43500 | 18 | 8.5 | 42000 | 32800 | 78.1% | 2 | 0 | 11.7 |  |  |  | No | R-454B | 3.625 | Residential & Commercial | Ducted CEE Tier 1
215726488 | Central HP <5.4 tons | YORK | HRCU-A-CB (Split System: Heat Pump with Remote Outdoor Unit-Air-Source) | HH860E2S11 | ADP |  | H,YG50*48+TXV-BLEED | TM8V100C16MP12 | 43500 | 18 | 8.5 | 42000 | 32800 | 78.1% | 2 | 0 | 11.7 |  |  |  | No | R-454B | 3.625 | Residential & Commercial | Ducted CEE Tier 1
215726506 | Central HP <5.4 tons | YORK | HRCU-A-CB (Split System: Heat Pump with Remote Outdoor Unit-Air-Source) | HH860E2S11 | ADP |  | H,YG49*60+TXV | TM8V100C20MP12 | 53000 | 19 | 8.5 | 52000 | 38500 | 74.04% | 2 | 0 | 11 |  |  |  | No | R-454B | 4.4167 | Residential & Commercial | Ducted CEE Tier 1
215726531 | Central HP <5.4 tons | YORK | HRCU-A-CB (Split System: Heat Pump with Remote Outdoor Unit-Air-Source) | HH860E2S11 | ADP |  | H,YG48*48+TXV-BLEED | TM9V120D20MP12 | 44000 | 18 | 8.5 | 42500 | 33000 | 77.65% | 2 | 0 | 11.7 |  |  |  | No | R-454B | 3.6667 | Residential & Commercial | Ducted CEE Tier 1
214776339 | Central HP <5.4 tons | YORK | HRCU-A-CB (Split System: Heat Pump with Remote Outdoor Unit-Air-Source) | HH824E2S11 | ADP |  | CV363**C+TXV | TM9E060B12MP12 | 23000 | 17 | 9 | 21400 | 17900 | 83.64% | 2 | 0 | 11.7 |  |  |  | No | R-454B | 1.9167 | Residential & Commercial | Ducted CEE Tier 1
214776355 | Central HP <5.4 tons | YORK | HRCU-A-CB (Split System: Heat Pump with Remote Outdoor Unit-Air-Source) | HH824E2S11 | ADP |  | CH240A*C+TXV | TMLE040A12MP11 | 22400 | 16 | 8.7 | 20800 | 16800 | 80.77% | 1.94 | 0 | 11.5 |  |  |  | No | R-454B | 1.8667 | Residential & Commercial | Ducted CEE Tier 1
215039678 | Central HP <5.4 tons | LENNOX | HRCU-A-CB (Split System: Heat Pump with Remote Outdoor Unit-Air-Source) | ML17XP1-048-230A** | ASPEN |  | CH60B34+TDR | ML193UH110XE48C* | 45000 | 15.5 | 8.1 | 44500 | 32000 | 71.91% | 2.8 | 0 | 12.4 |  |  |  | No | R-410A | 3.75 | Residential & Commercial | Ducted CEE Tier 1
214588285 | Central HP <5.4 tons | BRYANT HEATING AND COOLING SYSTEMS | HRCU-A-CB (Split System: Heat Pump with Remote Outdoor Unit-Air-Source) | 38MURAQ24AB3* | ADP |  | PL36H175P159 | 926TC36060V14*** | 23600 | 17 | 8.5 | 24600 | 23600 | 95.93% | 2 | 0 | 10 |  |  |  | No | R-410A | 1.9667 | Residential & Commercial | Ducted CEE Tier 1
214660557 | Central HP <5.4 tons | ECOER | HRCU-A-CB (Split System: Heat Pump with Remote Outdoor Unit-Air-Source) | EODA19H-4860AA* |  |  | GNC3036BPT | MGH96M080B3A | 33000 | 18 | 9 | 35000 | 28000 | 80% | 1.95 | 0 | 12 |  |  |  | No | R-410A | 2.75 | Residential & Commercial | Ducted CEE Tier 1
214838779 | Central HP <5.4 tons | ECOER | HRCU-A-CB (Split System: Heat Pump with Remote Outdoor Unit-Air-Source) | EODA19H-4860AA* |  |  | GNC4860CPT | FG7SA-108C-T35C* | 52000 | 16.5 | 8.3 | 54000 | 37800 | 70% | 1.9 | 0 | 11.4 |  |  |  | No | R-410A | 4.3333 | Residential & Commercial | Ducted CEE Tier 1
215037829 | Central HP <5.4 tons | LENNOX | HRCU-A-CB (Split System: Heat Pump with Remote Outdoor Unit-Air-Source) | EL17XP1-048-230A** | ASPEN |  | CH60B34+TDR | ML193UH090XE48C* | 44500 | 15.3 | 8.1 | 44500 | 32000 | 71.91% | 2.77 | 0 | 12.4 |  |  |  | No | R-410A | 3.7083 | Residential & Commercial | Ducted CEE Tier 1
215932471 | Central HP <5.4 tons | KEEPRITE | HRCU-A-CB (Split System: Heat Pump with Remote Outdoor Unit-Air-Source) | C5H3V36*K*AAA* |  |  | EA*5X48M21A*+WALLCON | *97CMN0601714B* | 33000 | 19.5 | 9.5 | 34000 | 26000 | 76.47% | 2.04 | 0 | 11 |  |  |  | No | R-454B | 2.75 | Residential & Commercial | Ducted CEE Tier 1
215932501 | Central HP <5.4 tons | KEEPRITE | HRCU-A-CB (Split System: Heat Pump with Remote Outdoor Unit-Air-Source) | C5H3V36*K*AAA* |  |  | EA*5X48M21A*+WALLCON | *97CMN0802120B* | 33400 | 20 | 9.5 | 34600 | 26400 | 76.3% | 2.02 | 0 | 11.5 |  |  |  | No | R-454B | 2.7833 | Residential & Commercial | Ducted CEE Tier 1
211265014 | Central HP <5.4 tons | ARCOAIRE | HRCU-A-CB (Split System: Heat Pump with Remote Outdoor Unit-Air-Source) | DLCURAH18ABK |  |  | FM(C,U)4Z30**AL* |  | 18000 | 17.5 | 8.5 | 18500 | 18900 | 102.2% | 2.3 | 0 | 11 |  |  |  | No | R-410A | 1.5 | Residential & Commercial | Ducted CEE Tier 1
211262792 | Central HP <5.4 tons | ARCOAIRE | HRCU-A-CB (Split System: Heat Pump with Remote Outdoor Unit-Air-Source) | DLCURAH18ABK |  |  | EN(A,D)4X24L17** | *80VSL0451412A* | 17700 | 16 | 8.5 | 18600 | 18800 | 101.1% | 2.26 | 0 | 10.5 |  |  |  | No | R-410A | 1.475 | Residential & Commercial | Ducted CEE Tier 1
215039643 | Central HP <5.4 tons | LENNOX | HRCU-A-CB (Split System: Heat Pump with Remote Outdoor Unit-Air-Source) | ML17XP1-048-230A** | ASPEN |  | CH60B34+TDR | ML180UH090E60C* | 45000 | 15.7 | 8.1 | 44500 | 31200 | 70.11% | 2.74 | 0 | 12.4 |  |  |  | No | R-410A | 3.75 | Residential & Commercial | Ducted CEE Tier 1
215037653 | Central HP <5.4 tons | LENNOX | HRCU-A-CB (Split System: Heat Pump with Remote Outdoor Unit-Air-Source) | EL17XP1-048-230A** | ASPEN |  | CH60B34+TDR | EL196UH110XE60C* | 45000 | 15.5 | 8.1 | 44500 | 31600 | 71.01% | 2.75 | 0 | 12.4 |  |  |  | No | R-410A | 3.75 | Residential & Commercial | Ducted CEE Tier 1
215726336 | Central HP <5.4 tons | YORK | HRCU-A-CB (Split System: Heat Pump with Remote Outdoor Unit-Air-Source) | HH836E2S11 | ADP |  | H,YG37*36+TXV | TM9V060B12MP12 | 32600 | 17 | 8.5 | 29000 | 24800 | 85.52% | 2 | 0 | 11 |  |  |  | No | R-454B | 2.7167 | Residential & Commercial | Ducted CEE Tier 1
215726381 | Central HP <5.4 tons | YORK | HRCU-A-CB (Split System: Heat Pump with Remote Outdoor Unit-Air-Source) | HH836E2S11 | ADP |  | H,YG81*36+TXV-BLEED | TM9Y100C20MP11 | 33800 | 17 | 8.5 | 30800 | 25600 | 83.12% | 2 | 0 | 10 |  |  |  | No | R-454B | 2.8167 | Residential & Commercial | Ducted CEE Tier 1
215726404 | Central HP <5.4 tons | YORK | HRCU-A-CB (Split System: Heat Pump with Remote Outdoor Unit-Air-Source) | HH836E2S11 | ADP |  | H,YG80*36+TXV | Y81E080C20SMPS1 | 34600 | 19 | 8.5 | 30800 | 25400 | 82.47% | 2 | 0 | 11 |  |  |  | No | R-454B | 2.8833 | Residential & Commercial | Ducted CEE Tier 1
215423430 | Central HP <5.4 tons | YORK | HRCU-A-CB (Split System: Heat Pump with Remote Outdoor Unit-Air-Source) | HH836E2S11 | ADP |  | H,YE80*36+TXV | YP9C080B12MP13 | 33000 | 18 | 8.5 | 29200 | 24800 | 84.93% | 2 | 0 | 11 |  |  |  | No | R-454B | 2.75 | Residential & Commercial | Ducted CEE Tier 1
215425283 | Central HP <5.4 tons | YORK | HRCU-A-CB (Split System: Heat Pump with Remote Outdoor Unit-Air-Source) | HH836E2S11 | ADP |  | H,YE1K*36+TXV | TM8V080C16MP12 | 33600 | 18 | 8.5 | 30000 | 25200 | 84% | 2 | 0 | 11 |  |  |  | No | R-454B | 2.8 | Residential & Commercial | Ducted CEE Tier 1
215425299 | Central HP <5.4 tons | YORK | HRCU-A-CB (Split System: Heat Pump with Remote Outdoor Unit-Air-Source) | HH836E2S11 | ADP |  | H,YE1K*36+TXV | TM9V100C16MP12 | 33400 | 18 | 8.5 | 29400 | 24800 | 84.35% | 2 | 0 | 11 |  |  |  | No | R-454B | 2.7833 | Residential & Commercial | Ducted CEE Tier 1
215425317 | Central HP <5.4 tons | YORK | HRCU-A-CB (Split System: Heat Pump with Remote Outdoor Unit-Air-Source) | HH836E2S11 | ADP |  | H,YE1K*36+TXV | Y91E100C16SMPS1 | 35000 | 18 | 8.1 | 31000 | 24200 | 78.06% | 2 | 0 | 11 |  |  |  | No | R-454B | 2.9167 | Residential & Commercial | Ducted CEE Tier 1
215425318 | Central HP <5.4 tons | YORK | HRCU-A-CB (Split System: Heat Pump with Remote Outdoor Unit-Air-Source) | HH836E2S11 | ADP |  | H,YE1K*36+TXV | YP9C060B12MP13 | 32600 | 17 | 8.5 | 29000 | 24800 | 85.52% | 2 | 0 | 11 |  |  |  | No | R-454B | 2.7167 | Residential & Commercial | Ducted CEE Tier 1
214056984 | Central HP <5.4 tons | GREE | HRCU-A-CB (Split System: Heat Pump with Remote Outdoor Unit-Air-Source) | FLEXX60HP230V1AO | ASPEN |  | L(E,G)M48I4 |  | 48000 | 17 | 9 | 48000 | 39000 | 81.25% | 1.8 | 0 | 11 |  |  |  | No | R-410A | 4 | Residential & Commercial | Ducted CEE Tier 1
212925901 | Central HP <5.4 tons | GREE | HRCU-A-C (Split System: Heat Pump with Remote Outdoor Unit with No Indoor Fan --Air Source) | GUD36W/A-D(U) | ASPEN |  | D(A,C,E)24A44+TDR |  | 23000 | 15.2 | 8.5 | 24000 | 21600 | 90% | 1.8 | 0 | 11 |  |  |  | No | R-410A | 1.9167 | Residential & Commercial | Ducted CEE Tier 1
215726556 | Central HP <5.4 tons | YORK | HRCU-A-CB (Split System: Heat Pump with Remote Outdoor Unit-Air-Source) | HH860E2S11 | ADP |  | H,YG50*48+TXV | TM9Y080C16MP11 | 44000 | 17 | 8.5 | 42500 | 33400 | 78.59% | 2 | 0 | 11 |  |  |  | No | R-454B | 3.6667 | Residential & Commercial | Ducted CEE Tier 1
215726563 | Central HP <5.4 tons | YORK | HRCU-A-CB (Split System: Heat Pump with Remote Outdoor Unit-Air-Source) | HH860E2S11 | ADP |  | H,YG86*60+TXV-BLEED | TM9Y080C16MP11 | 44000 | 17 | 8.5 | 42500 | 33400 | 78.59% | 2 | 0 | 11 |  |  |  | No | R-454B | 3.6667 | Residential & Commercial | Ducted CEE Tier 1
215726570 | Central HP <5.4 tons | YORK | HRCU-A-CB (Split System: Heat Pump with Remote Outdoor Unit-Air-Source) | HH860E2S11 | ADP |  | H,YG48*60+TXV-BLEED | TM9Y100C16MP11 | 44000 | 17 | 8.5 | 42500 | 33400 | 78.59% | 2 | 0 | 11 |  |  |  | No | R-454B | 3.6667 | Residential & Commercial | Ducted CEE Tier 1
215726604 | Central HP <5.4 tons | YORK | HRCU-A-CB (Split System: Heat Pump with Remote Outdoor Unit-Air-Source) | HH860E2S11 | ADP |  | H,YG49*60+TXV-BLEED | TM9Y120D20MP11 | 53000 | 19 | 8.5 | 52500 | 39000 | 74.29% | 2 | 0 | 11 |  |  |  | No | R-454B | 4.4167 | Residential & Commercial | Ducted CEE Tier 1
215726613 | Central HP <5.4 tons | YORK | HRCU-A-CB (Split System: Heat Pump with Remote Outdoor Unit-Air-Source) | HH860E2S11 | ADP |  | H,YG88*60+TXV-BLEED | TM9Y120D20MP11 | 53000 | 19 | 8.5 | 52500 | 39000 | 74.29% | 2 | 0 | 11 |  |  |  | No | R-454B | 4.4167 | Residential & Commercial | Ducted CEE Tier 1
215726615 | Central HP <5.4 tons | YORK | HRCU-A-CB (Split System: Heat Pump with Remote Outdoor Unit-Air-Source) | HH860E2S11 | ADP |  | H,YG37*48+TXV-BLEED | Y81E080C16SMPS1 | 44500 | 17 | 8.5 | 42500 | 33000 | 77.65% | 2 | 0 | 12 |  |  |  | No | R-454B | 3.7083 | Residential & Commercial | Ducted CEE Tier 1
215726713 | Central HP <5.4 tons | YORK | HRCU-A-CB (Split System: Heat Pump with Remote Outdoor Unit-Air-Source) | HH860E2S11 | ADP |  | H,YG88*60+TXV | Y81E120C16SMPS1 | 44000 | 18 | 8.5 | 42000 | 32600 | 77.62% | 2 | 0 | 12 |  |  |  | No | R-454B | 3.6667 | Residential & Commercial | Ducted CEE Tier 1
215424149 | Central HP <5.4 tons | YORK | HRCU-A-CB (Split System: Heat Pump with Remote Outdoor Unit-Air-Source) | HH860E2S11 | ADP |  | H,YE49*60+TXV | YP9C120D20MP13 | 53000 | 19 | 8.5 | 52000 | 38500 | 74.04% | 2 | 0 | 11 |  |  |  | No | R-454B | 4.4167 | Residential & Commercial | Ducted CEE Tier 1
214303510 | Central HP <5.4 tons | ECOER | HRCU-A-CB (Split System: Heat Pump with Remote Outdoor Unit-Air-Source) | EODA19H-4860A |  |  | EAHATN-48B |  | 47000 | 19 | 9.5 | 48000 | 34400 | 71.67% | 2.1 | 0 | 12.5 |  |  |  | No | R-410A | 3.9167 | Residential & Commercial | Ducted CEE Tier 1
214838776 | Central HP <5.4 tons | ECOER | HRCU-A-CB (Split System: Heat Pump with Remote Outdoor Unit-Air-Source) | EODA19H-4860AA* |  |  | GNC3036BPT | FG7SA-072C-T24B* | 33000 | 17 | 8.5 | 35000 | 28000 | 80% | 1.95 | 0 | 12 |  |  |  | No | R-410A | 2.75 | Residential & Commercial | Ducted CEE Tier 1
214838778 | Central HP <5.4 tons | ECOER | HRCU-A-CB (Split System: Heat Pump with Remote Outdoor Unit-Air-Source) | EODA19H-4860AA* |  |  | GNC4248CPT | FG7SA-090C-T35C* | 44000 | 17 | 8.3 | 46000 | 32400 | 70.43% | 1.95 | 0 | 11.7 |  |  |  | No | R-410A | 3.6667 | Residential & Commercial | Ducted CEE Tier 1
213828551 | Central HP <5.4 tons | HISENSE | HRCU-A-C (Split System: Heat Pump with Remote Outdoor Unit with No Indoor Fan --Air Source) | AUWR-48U3SP | ASPEN |  | D(A,C,E)43D44+TDR |  | 41000 | 15.55 | 8.55 | 42000 | 34600 | 82.38% | 1.94 | 0 | 11.4 |  |  |  | No | R-410A | 3.4167 | Residential & Commercial | Ducted CEE Tier 1
212925903 | Central HP <5.4 tons | GREE | HRCU-A-C (Split System: Heat Pump with Remote Outdoor Unit with No Indoor Fan --Air Source) | GUD36W/A-D(U) | ASPEN |  | D(A,C,E)24D34+TDR |  | 23000 | 15.2 | 8.5 | 24000 | 21600 | 90% | 1.8 | 0 | 11 |  |  |  | No | R-410A | 1.9167 | Residential & Commercial | Ducted CEE Tier 1
214056989 | Central HP <5.4 tons | GREE | HRCU-A-CB (Split System: Heat Pump with Remote Outdoor Unit-Air-Source) | FLEXX60HP230V1AO | ASPEN |  | L(E,G)M60J4 |  | 54000 | 15.8 | 9 | 54000 | 41000 | 75.93% | 1.8 | 0 | 10.4 |  |  |  | No | R-410A | 4.5 | Residential & Commercial | Ducted CEE Tier 1
214056994 | Central HP <5.4 tons | GE Appliances | HRCU-A-CB (Split System: Heat Pump with Remote Outdoor Unit-Air-Source) | AUH4860ZGDA* | ASPEN |  | L(E,G)M48I4 |  | 48000 | 17 | 9 | 48000 | 39000 | 81.25% | 1.8 | 0 | 11 |  |  |  | No | R-410A | 4 | Residential & Commercial | Ducted CEE Tier 1
212925913 | Central HP <5.4 tons | GREE | HRCU-A-C (Split System: Heat Pump with Remote Outdoor Unit with No Indoor Fan --Air Source) | GUD60W/A-D(U) | ASPEN |  | D(A,C,E)61C44+TDR |  | 47000 | 15.2 | 8.5 | 48000 | 33600 | 70% | 1.8 | 0 | 10 |  |  |  | No | R-410A | 3.9167 | Residential & Commercial | Ducted CEE Tier 1
215424530 | Central HP <5.4 tons | YORK | HRCU-A-CB (Split System: Heat Pump with Remote Outdoor Unit-Air-Source) | HH824E2S11 | ADP |  | H,YE33*36+TXV | TM9E060B12MP12 | 23000 | 17 | 9 | 21400 | 17900 | 83.64% | 2 | 0 | 11.7 |  |  |  | No | R-454B | 1.9167 | Residential & Commercial | Ducted CEE Tier 1
215424547 | Central HP <5.4 tons | YORK | HRCU-A-CB (Split System: Heat Pump with Remote Outdoor Unit-Air-Source) | HH824E2S11 | ADP |  | H,YE32*36+TXV | TM9V040A10MP12 | 22200 | 16 | 8.65 | 21200 | 17100 | 80.66% | 1.94 | 0 | 10.5 |  |  |  | No | R-454B | 1.85 | Residential & Commercial | Ducted CEE Tier 1
215424549 | Central HP <5.4 tons | YORK | HRCU-A-CB (Split System: Heat Pump with Remote Outdoor Unit-Air-Source) | HH824E2S11 | ADP |  | H,YE7J*36+TXV-BLEED | TM9V040A10MP12 | 22400 | 16 | 8.8 | 21400 | 17100 | 79.91% | 1.96 | 0 | 10.5 |  |  |  | No | R-454B | 1.8667 | Residential & Commercial | Ducted CEE Tier 1
215424584 | Central HP <5.4 tons | YORK | HRCU-A-CB (Split System: Heat Pump with Remote Outdoor Unit-Air-Source) | HH824E2S11 | ADP |  | H,YE33*36+TXV | TM9Y060B12MP11 | 23000 | 17 | 9 | 21400 | 18000 | 84.11% | 2 | 0 | 11.7 |  |  |  | No | R-454B | 1.9167 | Residential & Commercial | Ducted CEE Tier 1
212924878 | Central HP <5.4 tons | GE Appliances | HRCU-A-C (Split System: Heat Pump with Remote Outdoor Unit with No Indoor Fan --Air Source) | AUH4860ZGDA* | ASPEN |  | C(A,C,D,E)48D44+TDR |  | 47000 | 15.2 | 8.5 | 48000 | 33600 | 70% | 1.8 | 0 | 10 |  |  |  | No | R-410A | 3.9167 | Residential & Commercial | Ducted CEE Tier 1
213433226 | Central HP <5.4 tons | 1HVAC | HRCU-A-CB (Split System: Heat Pump with Remote Outdoor Unit-Air-Source) | ACIQ-24-EHPB |  |  | ACIQ-24W-WM |  | 24000 | 17 | 10.2 | 26000 | 19400 | 74.62% | 2.33 | 0 | 10.5 |  |  |  | No | R-410A | 2 | Residential & Commercial | Ducted CEE Tier 1
214624657 | Central HP <5.4 tons | CARRIER | HRCU-A-CB (Split System: Heat Pump with Remote Outdoor Unit-Air-Source) | 38MURAQ18AB3* | ADP |  | C36A***L139 | 58SU*B040M17**12 | 17400 | 16 | 8.5 | 16800 | 18500 | 110.1% | 2.28 | 0 | 10.5 |  |  |  | No | R-410A | 1.45 | Residential & Commercial | Ducted CEE Tier 1
214624673 | Central HP <5.4 tons | CARRIER | HRCU-A-CB (Split System: Heat Pump with Remote Outdoor Unit-Air-Source) | 38MURAQ18AB3* | ADP |  | C36A***L159 | 58SU*B040M17**12 | 17500 | 16 | 8.5 | 16800 | 18500 | 110.1% | 2.28 | 0 | 10.5 |  |  |  | No | R-410A | 1.4583 | Residential & Commercial | Ducted CEE Tier 1
214627531 | Central HP <5.4 tons | CARRIER | HRCU-A-CB (Split System: Heat Pump with Remote Outdoor Unit-Air-Source) | 38MURAQ18AB3* | ADP |  | V,C36H***P039 | 58S(B,C)*B045M14**12 | 16800 | 16 | 8.5 | 16800 | 18800 | 111.9% | 2.3 | 0 | 10.5 |  |  |  | No | R-410A | 1.4 | Residential & Commercial | Ducted CEE Tier 1
214627532 | Central HP <5.4 tons | CARRIER | HRCU-A-CB (Split System: Heat Pump with Remote Outdoor Unit-Air-Source) | 38MURAQ18AB3* | ADP |  | V,C36H***P429 | 58S(B,C)*B045M14**12 | 17400 | 16 | 8.5 | 16800 | 19100 | 113.7% | 2.34 | 0 | 10.5 |  |  |  | No | R-410A | 1.45 | Residential & Commercial | Ducted CEE Tier 1
213752653 | Central HP <5.4 tons | CARRIER | HRCU-A-CB (Split System: Heat Pump with Remote Outdoor Unit-Air-Source) | 38MURAQ24AB3* | ASPEN |  | D(A,C,E)30B34+TDR | 58S(B,C)*B070M17**12 | 23200 | 17.5 | 8.5 | 26200 | 20000 | 76.34% | 2.86 | 0 | 10 |  |  |  | No | R-410A | 1.9333 | Residential & Commercial | Ducted CEE Tier 1
213752796 | Central HP <5.4 tons | CARRIER | HRCU-A-CB (Split System: Heat Pump with Remote Outdoor Unit-Air-Source) | 38MURAQ24AB3* | ASPEN |  | D(A,C,E)30B34+TDR | 59SC2E060M14**12 | 23600 | 17 | 8.5 | 26600 | 20200 | 75.94% | 2.86 | 0 | 10 |  |  |  | No | R-410A | 1.9667 | Residential & Commercial | Ducted CEE Tier 1
213753673 | Central HP <5.4 tons | CARRIER | HRCU-A-CB (Split System: Heat Pump with Remote Outdoor Unit-Air-Source) | 38MURAQ36AB3* | ASPEN |  | D(A,C,E)42B34+TDR | 58S(B,C)*B090M17**14 | 35400 | 16.5 | 8.1 | 38500 | 32200 | 83.64% | 2.58 | 0 | 10 |  |  |  | No | R-410A | 2.95 | Residential & Commercial | Ducted CEE Tier 1
213752998 | Central HP <5.4 tons | CARRIER | HRCU-A-CB (Split System: Heat Pump with Remote Outdoor Unit-Air-Source) | 38MURAQ24AB3* | ASPEN |  | D(A,C,E)36B34+TDR | 59TP6C040V17**12 | 23200 | 16.5 | 8.5 | 26200 | 20200 | 77.1% | 2.84 | 0 | 10 |  |  |  | No | R-410A | 1.9333 | Residential & Commercial | Ducted CEE Tier 1
213753014 | Central HP <5.4 tons | CARRIER | HRCU-A-CB (Split System: Heat Pump with Remote Outdoor Unit-Air-Source) | 38MURAQ24AB3* | ASPEN |  | D(A,C,E)30B34+TDR | 59TP6C060V17**16 | 23200 | 16.5 | 8.5 | 26800 | 20400 | 76.12% | 2.88 | 0 | 10 |  |  |  | No | R-410A | 1.9333 | Residential & Commercial | Ducted CEE Tier 1
213753046 | Central HP <5.4 tons | CARRIER | HRCU-A-CB (Split System: Heat Pump with Remote Outdoor Unit-Air-Source) | 38MURAQ24AB3* | ASPEN |  | D(A,C,E)30B34+TDR | 59TP6C100V21**20 | 23200 | 17.5 | 8.5 | 26200 | 20000 | 76.34% | 2.91 | 0 | 10 |  |  |  | No | R-410A | 1.9333 | Residential & Commercial | Ducted CEE Tier 1
212925912 | Central HP <5.4 tons | GREE | HRCU-A-C (Split System: Heat Pump with Remote Outdoor Unit with No Indoor Fan --Air Source) | GUD36W/A-D(U) | ASPEN |  | D(A,C,E)25B34+TDR |  | 23000 | 15.2 | 8.5 | 24000 | 21600 | 90% | 1.8 | 0 | 11 |  |  |  | No | R-410A | 1.9167 | Residential & Commercial | Ducted CEE Tier 1
215295736 | Central HP <5.4 tons | AIRQUEST | HRCU-A-CB (Split System: Heat Pump with Remote Outdoor Unit-Air-Source) | DLCURAH36ABK | ADP |  | H,GG81936 | *96VTN1202422A* | 36000 | 16 | 8.5 | 36800 | 34200 | 92.93% | 2.06 | 0 | 10 |  |  |  | No | R-410A | 3 | Residential & Commercial | Ducted CEE Tier 1
211628446 | Central HP <5.4 tons | YORK | HRCU-A-CB (Split System: Heat Pump with Remote Outdoor Unit-Air-Source) | HMH72B341 | ASPEN |  | D(A,C,E)36D36+TDR | YP9C080C16MP13 | 32800 | 17.5 | 8.1 | 33800 | 27400 | 81.07% | 2.53 | 0 | 10 |  |  |  | No | R-410A | 2.7333 | Residential & Commercial | Ducted CEE Tier 1
214626964 | Central HP <5.4 tons | CARRIER | HRCU-A-CB (Split System: Heat Pump with Remote Outdoor Unit-Air-Source) | 25VNA436A*031* | ADP |  | V,C36H175P459 | 58CU*A040C17**12 | 33800 | 20 | 9 | 33600 | 25600 | 76.19% | 2.04 | 0 | 12.5 |  |  |  | No | R-410A | 2.8167 | Residential & Commercial | Ducted CEE Tier 1
214627097 | Central HP <5.4 tons | CARRIER | HRCU-A-CB (Split System: Heat Pump with Remote Outdoor Unit-Air-Source) | 25VNA436A*031* | ADP |  | A36VCA+TXV | 59CU5B060C17**16 | 32400 | 19 | 9 | 36400 | 28200 | 77.47% | 1.98 | 0 | 11.7 |  |  |  | No | R-410A | 2.7 | Residential & Commercial | Ducted CEE Tier 1
215424252 | Central HP <5.4 tons | LUXAIRE | HRCU-A-CB (Split System: Heat Pump with Remote Outdoor Unit-Air-Source) | HH836E2S11 | ADP |  | H,YE9J*36+TXV-BLEED | Z9ES100C16SMPS1 | 34800 | 17 | 8.1 | 31000 | 24200 | 78.06% | 2 | 0 | 10.5 |  |  |  | No | R-454B | 2.9 | Residential & Commercial | Ducted CEE Tier 1
215425333 | Central HP <5.4 tons | YORK | HRCU-A-CB (Split System: Heat Pump with Remote Outdoor Unit-Air-Source) | HH860E2S11 | ADP |  | H,YE86*48+TXV | TL9E080C16UH11 | 44500 | 18 | 8.5 | 44000 | 34000 | 77.27% | 2 | 0 | 11 |  |  |  | No | R-454B | 3.7083 | Residential & Commercial | Ducted CEE Tier 1
215425349 | Central HP <5.4 tons | YORK | HRCU-A-CB (Split System: Heat Pump with Remote Outdoor Unit-Air-Source) | HH860E2S11 | ADP |  | H,YE74*60+TXV | TM8E080C20MP11 | 53500 | 19 | 8.5 | 53000 | 39500 | 74.53% | 2 | 0 | 11 |  |  |  | No | R-454B | 4.4583 | Residential & Commercial | Ducted CEE Tier 1
215425350 | Central HP <5.4 tons | YORK | HRCU-A-CB (Split System: Heat Pump with Remote Outdoor Unit-Air-Source) | HH860E2S11 | ADP |  | H,YE37*48+TXV | TM8E100C16MP11 | 44500 | 17 | 8.5 | 43500 | 33800 | 77.7% | 2 | 0 | 11 |  |  |  | No | R-454B | 3.7083 | Residential & Commercial | Ducted CEE Tier 1
215853485 | Central HP <5.4 tons | FRASER-JOHNSTON | HRCU-A-CB (Split System: Heat Pump with Remote Outdoor Unit-Air-Source) | HH860E2S11 |  |  | CTM60D5CJS1 | TM9E120D20MP12 | 52500 | 18 | 9 | 55000 | 39500 | 71.82% | 2 | 0 | 10 |  |  |  | No | R-454B | 4.375 | Residential & Commercial | Ducted CEE Tier 1
215853487 | Central HP <5.4 tons | FRASER-JOHNSTON | HRCU-A-CB (Split System: Heat Pump with Remote Outdoor Unit-Air-Source) | HH860E2S11 |  |  | CTM60D5CJS1 | Z9ES120D20SMPS1 | 53000 | 18 | 9 | 55000 | 40000 | 72.73% | 2 | 0 | 10 |  |  |  | No | R-454B | 4.4167 | Residential & Commercial | Ducted CEE Tier 1
215385627 | Central HP <5.4 tons | HISENSE | HRCU-A-CB (Split System: Heat Pump with Remote Outdoor Unit-Air-Source) | AUWR-36U3SA2 | ASPEN |  | L(E,F)W30F4 |  | 26800 | 16 | 8.1 | 28600 | 23200 | 81.12% | 2.07 | 0 | 10 |  |  |  | No | R-410A | 2.2333 | Residential & Commercial | Ducted CEE Tier 1
215385625 | Central HP <5.4 tons | HISENSE | HRCU-A-CB (Split System: Heat Pump with Remote Outdoor Unit-Air-Source) | AUWR-36U3SA2 | ASPEN |  | A(E,F)W364+TDR |  | 30000 | 16 | 8.1 | 34200 | 26000 | 76.02% | 2.05 | 0 | 10 |  |  |  | No | R-410A | 2.5 | Residential & Commercial | Ducted CEE Tier 1
214627547 | Central HP <5.4 tons | CARRIER | HRCU-A-CB (Split System: Heat Pump with Remote Outdoor Unit-Air-Source) | 38MURAQ18AB3* | ADP |  | PL36H175P159 | 58S(B,C)*B070M14**12 | 17600 | 16 | 8.5 | 16900 | 18700 | 110.7% | 2.3 | 0 | 11 |  |  |  | No | R-410A | 1.4667 | Residential & Commercial | Ducted CEE Tier 1
214627649 | Central HP <5.4 tons | CARRIER | HRCU-A-CB (Split System: Heat Pump with Remote Outdoor Unit-Air-Source) | 38MURAQ18AB3* | ADP |  | C36A***L159 | 59SC6A026M14**10 | 17300 | 20 | 8.1 | 16700 | 18800 | 112.6% | 2.3 | 0 | 10.5 |  |  |  | No | R-410A | 1.4417 | Residential & Commercial | Ducted CEE Tier 1
214627680 | Central HP <5.4 tons | CARRIER | HRCU-A-CB (Split System: Heat Pump with Remote Outdoor Unit-Air-Source) | 38MURAQ18AB3* | ADP |  | V,C36H***P219 | 59SC6A040M14**10 | 17400 | 16 | 8.5 | 16900 | 19100 | 113% | 2.34 | 0 | 10.5 |  |  |  | No | R-410A | 1.45 | Residential & Commercial | Ducted CEE Tier 1
207658522 | Central HP <5.4 tons | BOSCH | HRCU-A-CB (Split System: Heat Pump with Remote Outdoor Unit-Air-Source) | BOVB-36HDN1-M20G |  |  | BVA-24WN1-M20 |  | 24000 | 20 | 9.5 | 24000 | 17600 | 73.33% | 2 | 14 | 13 |  |  |  | No | R-410A | 2 | Residential & Commercial | Ducted CEE Tier 1
214573426 | Central HP <5.4 tons | KENMORE | HRCU-A-CB (Split System: Heat Pump with Remote Outdoor Unit-Air-Source) | (C,H,T)VH837GKA** |  |  | EN(A,D,W)4X42L21**+WALLCON | *96CTN0802120B* | 31800 | 17 | 8.1 | 33000 | 24400 | 73.94% | 1.9 | 0 | 11.5 |  |  |  | No | R-410A | 2.65 | Residential & Commercial | Ducted CEE Tier 1
214573326 | Central HP <5.4 tons | KENMORE | HRCU-A-CB (Split System: Heat Pump with Remote Outdoor Unit-Air-Source) | (C,H,T)VH837GKA** |  |  | EN(A,D)4X36L21**+WALLCON | *95CSU0802120B* | 31400 | 16.5 | 8.1 | 33200 | 24200 | 72.89% | 1.82 | 0 | 11 |  |  |  | No | R-410A | 2.6167 | Residential & Commercial | Ducted CEE Tier 1
214573376 | Central HP <5.4 tons | KENMORE | HRCU-A-CB (Split System: Heat Pump with Remote Outdoor Unit-Air-Source) | (C,H,T)VH837GKA** |  |  | EN(A,D,W)4X42L21**+WALLCON | *80CTL0702120B* | 31800 | 17 | 8.1 | 33000 | 24600 | 74.55% | 1.88 | 0 | 11 |  |  |  | No | R-410A | 2.65 | Residential & Commercial | Ducted CEE Tier 1
214627197 | Central HP <5.4 tons | CARRIER | HRCU-A-CB (Split System: Heat Pump with Remote Outdoor Unit-Air-Source) | 25VNA448A*031* | ADP |  | V,C60H210P179 | 59CU5A080C21**20 | 44000 | 21 | 8.5 | 44500 | 36000 | 80.9% | 2.18 | 0 | 12 |  |  |  | No | R-410A | 3.6667 | Residential & Commercial | Ducted CEE Tier 1
214627215 | Central HP <5.4 tons | CARRIER | HRCU-A-CB (Split System: Heat Pump with Remote Outdoor Unit-Air-Source) | 25VNA448A*031* | ADP |  | A60VHA+TXV | 59CU5A100C21**22 | 45000 | 21 | 9.5 | 44000 | 35800 | 81.36% | 2.38 | 0 | 12 |  |  |  | No | R-410A | 3.75 | Residential & Commercial | Ducted CEE Tier 1
214440997 | Central HP <5.4 tons | CARRIER | HRCU-A-CB (Split System: Heat Pump with Remote Outdoor Unit-Air-Source) | 25VNA448A*031* | ADP |  | H,PG3K960 | 59TN6C120C24**22 | 44000 | 21 | 9.5 | 44500 | 35800 | 80.45% | 2.28 | 0 | 11.7 |  |  |  | No | R-410A | 3.6667 | Residential & Commercial | Ducted CEE Tier 1
213821220 | Central HP <5.4 tons | TEMPSTAR | HRCU-A-CB (Split System: Heat Pump with Remote Outdoor Unit-Air-Source) | DLCURAH24ABK | ASPEN |  | D(A,C,E)36C34+TDR | *80MS(N,L)1102120A* | 23400 | 17.5 | 8.5 | 25600 | 20000 | 78.12% | 3.01 | 0 | 10.3 |  |  |  | No | R-410A | 1.95 | Residential & Commercial | Ducted CEE Tier 1
213821338 | Central HP <5.4 tons | TEMPSTAR | HRCU-A-CB (Split System: Heat Pump with Remote Outdoor Unit-Air-Source) | DLCURAH24ABK | ASPEN |  | D(A,C,E)30C44+TDR | *96VTN1002122B* | 23200 | 17.5 | 8.5 | 25200 | 19900 | 78.97% | 2.99 | 0 | 10.3 |  |  |  | No | R-410A | 1.9333 | Residential & Commercial | Ducted CEE Tier 1
213821339 | Central HP <5.4 tons | TEMPSTAR | HRCU-A-CB (Split System: Heat Pump with Remote Outdoor Unit-Air-Source) | DLCURAH24ABK | ASPEN |  | D(A,C,E)36B34+TDR | *96VTN1002122B* | 23000 | 17.4 | 8.5 | 25200 | 19900 | 78.97% | 2.99 | 0 | 10.3 |  |  |  | No | R-410A | 1.9167 | Residential & Commercial | Ducted CEE Tier 1
206771121 | Central HP <5.4 tons | ARCOAIRE | HRCU-A-CB (Split System: Heat Pump with Remote Outdoor Unit-Air-Source) | HVH837GKA2* |  |  | EA*4X36L21A*+WALLCON | *97CMN1002122A* | 31600 | 17 | 8.1 | 33200 | 24200 | 72.89% | 1.86 | 11.5 | 11 |  |  |  | No | R-410A | 2.6333 | Residential & Commercial | Ducted CEE Tier 1
214303528 | Central HP <5.4 tons | ECOER | HRCU-A-CB (Split System: Heat Pump with Remote Outdoor Unit-Air-Source) | EODA19H-4860A |  |  | GNC4248CPT | MGH96M100C5A | 45000 | 18 | 8.8 | 46000 | 32400 | 70.43% | 1.95 | 0 | 11.7 |  |  |  | No | R-410A | 3.75 | Residential & Commercial | Ducted CEE Tier 1
214838775 | Central HP <5.4 tons | ECOER | HRCU-A-CB (Split System: Heat Pump with Remote Outdoor Unit-Air-Source) | EODA19H-4860AA* |  |  | GNC3036BPT | FG7SA-090C-T24B* | 33000 | 17 | 8.5 | 35000 | 28000 | 80% | 1.95 | 0 | 12 |  |  |  | No | R-410A | 2.75 | Residential & Commercial | Ducted CEE Tier 1
213612056 | Central HP <5.4 tons | RUUD | HRCU-A-CB (Split System: Heat Pump with Remote Outdoor Unit-Air-Source) | RP15AZ36AJ2N | ASPEN |  | D(A,C,E)36A34+TDR | R802V1004A17UH | 33000 | 15.4 | 8.1 | 34000 | 26400 | 77.65% | 2.78 | 0 | 11.7 |  |  |  | No | R-410A | 2.75 | Residential & Commercial | Ducted CEE Tier 1
215375081 | Central HP <5.4 tons | RUUD | HRCU-A-CB (Split System: Heat Pump with Remote Outdoor Unit-Air-Source) | RD17AZ24AJ3N | ASPEN |  | D(A,C,E)30B36+TDR | R801V0754A17UHS | 21600 | 17 | 8.1 | 22600 | 18900 | 83.63% | 2.1 | 0 | 10 |  |  |  | No | R-410A | 1.8 | Residential & Commercial | Ducted CEE Tier 1
212552636 | Central HP <5.4 tons | DAY & NIGHT | HRCU-A-CB (Split System: Heat Pump with Remote Outdoor Unit-Air-Source) | CVH848GKA** | ADP |  | PL60H210P299 | *95CSU0802120A* | 46000 | 17 | 8.5 | 44000 | 34600 | 78.64% | 2 | 0 | 10 |  |  |  | No | R-410A | 3.8333 | Residential & Commercial | Ducted CEE Tier 1
212552638 | Central HP <5.4 tons | DAY & NIGHT | HRCU-A-CB (Split System: Heat Pump with Remote Outdoor Unit-Air-Source) | CVH848GKA** | ADP |  | FG35948 | *95CSU0802120A* | 45000 | 17 | 8.5 | 45000 | 34800 | 77.33% | 2 | 0 | 10 |  |  |  | No | R-410A | 3.75 | Residential & Commercial | Ducted CEE Tier 1
212552654 | Central HP <5.4 tons | DAY & NIGHT | HRCU-A-CB (Split System: Heat Pump with Remote Outdoor Unit-Air-Source) | CVH848GKA** | ADP |  | FG84948 | *95CSU1002122A* | 45500 | 17 | 8.5 | 44000 | 34400 | 78.18% | 2 | 0 | 10.5 |  |  |  | No | R-410A | 3.7917 | Residential & Commercial | Ducted CEE Tier 1
214574206 | Central HP <5.4 tons | KENMORE | HRCU-A-CB (Split System: Heat Pump with Remote Outdoor Unit-Air-Source) | (C,H,T)VH837GKA2* |  |  | EA*4X61L24A*+WALLCON | *96CTN0802120B* | 33200 | 18.5 | 8.5 | 31800 | 24800 | 77.99% | 2.02 | 0 | 11.5 |  |  |  | No | R-410A | 2.7667 | Residential & Commercial | Ducted CEE Tier 1
214848942 | Central HP <5.4 tons | YORK | HRCU-A-CB (Split System: Heat Pump with Remote Outdoor Unit-Air-Source) | HH860E2S11 | ADP |  | H,YG48*60+TXV | Y91E120D20SMPS1 | 46500 | 18 | 8.5 | 45000 | 33800 | 75.11% | 2 | 0 | 11.7 |  |  |  | No | R-454B | 3.875 | Residential & Commercial | Ducted CEE Tier 1
214776447 | Central HP <5.4 tons | YORK | HRCU-A-CB (Split System: Heat Pump with Remote Outdoor Unit-Air-Source) | HH860E2S11 | ADP |  | CV600**C+TXV | TL9E080C16UH11 | 44000 | 17 | 8.4 | 44000 | 34000 | 77.27% | 1.98 | 0 | 10.5 |  |  |  | No | R-454B | 3.6667 | Residential & Commercial | Ducted CEE Tier 1
214573876 | Central HP <5.4 tons | KENMORE | HRCU-A-CB (Split System: Heat Pump with Remote Outdoor Unit-Air-Source) | (C,H,T)VH837GKA2* |  |  | EA*4X43L21A*+WALLCON | *95CSU1002122B* | 33000 | 17.5 | 8.5 | 32600 | 25000 | 76.69% | 2 | 0 | 11.5 |  |  |  | No | R-410A | 2.75 | Residential & Commercial | Ducted CEE Tier 1
214573776 | Central HP <5.4 tons | KENMORE | HRCU-A-CB (Split System: Heat Pump with Remote Outdoor Unit-Air-Source) | (C,H,T)VH837GKA2* |  |  | EA*4X42L21A*+WALLCON | *97CMN0802120B* | 31800 | 17 | 8.5 | 32800 | 24400 | 74.39% | 1.9 | 0 | 11 |  |  |  | No | R-410A | 2.65 | Residential & Commercial | Ducted CEE Tier 1
212555747 | Central HP <5.4 tons | DAY & NIGHT | HRCU-A-CB (Split System: Heat Pump with Remote Outdoor Unit-Air-Source) | CVH848GKA2* | ADP |  | V,G60H210P299 | *95CSU0802120A* | 44500 | 17 | 8.5 | 44500 | 31800 | 71.46% | 2.24 | 0 | 10 |  |  |  | No | R-410A | 3.7083 | Residential & Commercial | Ducted CEE Tier 1
215424318 | Central HP <5.4 tons | LUXAIRE | HRCU-A-CB (Split System: Heat Pump with Remote Outdoor Unit-Air-Source) | HH860E2S11 | ADP |  | H,YE48*60+TXV-BLEED | Z8ES080C16SMPS1 | 44500 | 18 | 8.5 | 42500 | 33000 | 77.65% | 2 | 0 | 12 |  |  |  | No | R-454B | 3.7083 | Residential & Commercial | Ducted CEE Tier 1
215424320 | Central HP <5.4 tons | LUXAIRE | HRCU-A-CB (Split System: Heat Pump with Remote Outdoor Unit-Air-Source) | HH860E2S11 | ADP |  | H,YE48*60+TXV-BLEED | Z8ES080C20SMPS1 | 44000 | 18 | 8.5 | 42500 | 33000 | 77.65% | 2 | 0 | 12 |  |  |  | No | R-454B | 3.6667 | Residential & Commercial | Ducted CEE Tier 1
215424329 | Central HP <5.4 tons | LUXAIRE | HRCU-A-CB (Split System: Heat Pump with Remote Outdoor Unit-Air-Source) | HH860E2S11 | ADP |  | H,YE36*60+TXV-BLEED | Z8ES130D20SMPS1 | 52500 | 18 | 8.3 | 52500 | 39000 | 74.29% | 1.96 | 0 | 11 |  |  |  | No | R-454B | 4.375 | Residential & Commercial | Ducted CEE Tier 1
215425369 | Central HP <5.4 tons | YORK | HRCU-A-CB (Split System: Heat Pump with Remote Outdoor Unit-Air-Source) | HH860E2S11 | ADP |  | H,YE53*48+TXV | TM8E120C16MP11 | 44500 | 18 | 8.5 | 43500 | 33800 | 77.7% | 2 | 0 | 11 |  |  |  | No | R-454B | 3.7083 | Residential & Commercial | Ducted CEE Tier 1
215425383 | Central HP <5.4 tons | YORK | HRCU-A-CB (Split System: Heat Pump with Remote Outdoor Unit-Air-Source) | HH860E2S11 | ADP |  | H,YE55*48+TXV | TM8V080C16MP12 | 43500 | 18 | 8.5 | 42000 | 32800 | 78.1% | 2 | 0 | 11.7 |  |  |  | No | R-454B | 3.625 | Residential & Commercial | Ducted CEE Tier 1
215853489 | Central HP <5.4 tons | CHAMPION HEATING AND COOLING | HRCU-A-CB (Split System: Heat Pump with Remote Outdoor Unit-Air-Source) | HH860E2S11 |  |  | CTM60D5CJS1 | Z8ES130D20SMPS1 | 53500 | 19 | 9 | 55000 | 39500 | 71.82% | 2 | 0 | 11 |  |  |  | No | R-454B | 4.4583 | Residential & Commercial | Ducted CEE Tier 1
215853490 | Central HP <5.4 tons | CHAMPION HEATING AND COOLING | HRCU-A-CB (Split System: Heat Pump with Remote Outdoor Unit-Air-Source) | HH860E2S11 |  |  | CTM60D5CJS1 | TM9E120D20MP12 | 52500 | 18 | 9 | 55000 | 39500 | 71.82% | 2 | 0 | 10 |  |  |  | No | R-454B | 4.375 | Residential & Commercial | Ducted CEE Tier 1
215726722 | Central HP <5.4 tons | YORK | HRCU-A-CB (Split System: Heat Pump with Remote Outdoor Unit-Air-Source) | HH860E2S11 | ADP |  | H,YG84*60+TXV | Y81E120C20SMPS1 | 52500 | 19 | 8.5 | 51500 | 38000 | 73.79% | 2 | 0 | 11.7 |  |  |  | No | R-454B | 4.375 | Residential & Commercial | Ducted CEE Tier 1
214848926 | Central HP <5.4 tons | YORK | HRCU-A-CB (Split System: Heat Pump with Remote Outdoor Unit-Air-Source) | HH836E2S11 | ADP |  | H,YG36*36+TXV | Y91E080C16SMPS1 | 33200 | 18 | 8.5 | 29600 | 23400 | 79.05% | 2 | 0 | 11 |  |  |  | No | R-454B | 2.7667 | Residential & Commercial | Ducted CEE Tier 1
215726406 | Central HP <5.4 tons | YORK | HRCU-A-CB (Split System: Heat Pump with Remote Outdoor Unit-Air-Source) | HH836E2S11 | ADP |  | H,YG81*36+TXV | Y81E080C20SMPS1 | 34600 | 19 | 8.5 | 30800 | 25400 | 82.47% | 2 | 0 | 11 |  |  |  | No | R-454B | 2.8833 | Residential & Commercial | Ducted CEE Tier 1
215726447 | Central HP <5.4 tons | YORK | HRCU-A-CB (Split System: Heat Pump with Remote Outdoor Unit-Air-Source) | HH836E2S11 | ADP |  | H,YG36*36+TXV-BLEED | Y82E080B12LMPS1 | 32800 | 19 | 8.5 | 28400 | 24400 | 85.92% | 2 | 0 | 11.7 |  |  |  | No | R-454B | 2.7333 | Residential & Commercial | Ducted CEE Tier 1
211627549 | Central HP <5.4 tons | YORK | HRCU-A-CB (Split System: Heat Pump with Remote Outdoor Unit-Air-Source) | HMH72B341 | ASPEN |  | D(A,C,E)36D36+TDR | TL8E060A12UH11 | 33000 | 18 | 8.1 | 33800 | 27400 | 81.07% | 2.51 | 0 | 10 |  |  |  | No | R-410A | 2.75 | Residential & Commercial | Ducted CEE Tier 1
211627688 | Central HP <5.4 tons | YORK | HRCU-A-CB (Split System: Heat Pump with Remote Outdoor Unit-Air-Source) | HMH72B341 | ASPEN |  | CM36B36+TDR | TM8E100C16MP11 | 33000 | 18 | 8.2 | 25800 | 32600 | 126.4% | 2.88 | 0 | 10 |  |  |  | No | R-410A | 2.75 | Residential & Commercial | Ducted CEE Tier 1
214862334 | Central HP <5.4 tons | BRYANT HEATING AND COOLING SYSTEMS | HRCU-A-CB (Split System: Heat Pump with Remote Outdoor Unit-Air-Source) | 288BNV025*0**C* | ADP |  | H,CD13936 | 987MC66100C21*** | 23600 | 16 | 8.1 | 19800 | 16200 | 81.82% | 1.96 | 0 | 11 |  |  |  | No | R-410A | 1.9667 | Residential & Commercial | Ducted CEE Tier 1
213771435 | Central HP <5.4 tons | CARRIER | HRCU-A-CB (Split System: Heat Pump with Remote Outdoor Unit-Air-Source) | 25VNA825A*031* |  |  | CAP**4321AL*+UI | 58TN*B045C17**12 | 24200 | 16.5 | 8.1 | 21200 | 16700 | 78.77% | 2.02 | 0 | 10.5 |  |  |  | No | R-410A | 2.0167 | Residential & Commercial | Ducted CEE Tier 1
214573178 | Central HP <5.4 tons | CARRIER | HRCU-A-CB (Split System: Heat Pump with Remote Outdoor Unit-Air-Source) | 25VNA837A*030* |  |  | CSPH*4212AL*+UI | 59TN6C080C21**20 | 32600 | 17.5 | 8.5 | 32800 | 24800 | 75.61% | 1.96 | 0 | 11 |  |  |  | No | R-410A | 2.7167 | Residential & Commercial | Ducted CEE Tier 1
214573478 | Central HP <5.4 tons | CARRIER | HRCU-A-CB (Split System: Heat Pump with Remote Outdoor Unit-Air-Source) | 25VNA837A*030* |  |  | CNPV*4821AL*+UI | 59TN6C080C21**20 | 32400 | 17.5 | 8.5 | 32600 | 24800 | 76.07% | 1.98 | 0 | 11.5 |  |  |  | No | R-410A | 2.7 | Residential & Commercial | Ducted CEE Tier 1
212552599 | Central HP <5.4 tons | DAY & NIGHT | HRCU-A-CB (Split System: Heat Pump with Remote Outdoor Unit-Air-Source) | CVH848GKA** | ADP |  | V,G60H210P299 | *80CSU0802120A* | 45000 | 18 | 8.5 | 44000 | 34400 | 78.18% | 2 | 0 | 10 |  |  |  | No | R-410A | 3.75 | Residential & Commercial | Ducted CEE Tier 1
212552608 | Central HP <5.4 tons | DAY & NIGHT | HRCU-A-CB (Split System: Heat Pump with Remote Outdoor Unit-Air-Source) | CVH848GKA** | ADP |  | PL48H210P299 | *80CTL0902120A* | 46000 | 17 | 8.5 | 44000 | 34600 | 78.64% | 2 | 0 | 10 |  |  |  | No | R-410A | 3.8333 | Residential & Commercial | Ducted CEE Tier 1
212552642 | Central HP <5.4 tons | DAY & NIGHT | HRCU-A-CB (Split System: Heat Pump with Remote Outdoor Unit-Air-Source) | CVH848GKA** | ADP |  | FG49960 | *95CSU0802120A* | 46000 | 17 | 8.5 | 44000 | 34600 | 78.64% | 2 | 0 | 10 |  |  |  | No | R-410A | 3.8333 | Residential & Commercial | Ducted CEE Tier 1
212552672 | Central HP <5.4 tons | DAY & NIGHT | HRCU-A-CB (Split System: Heat Pump with Remote Outdoor Unit-Air-Source) | CVH848GKA** | ADP |  | PL48H210P299 | *97CMN1002122A* | 46000 | 17 | 8.5 | 44000 | 34600 | 78.64% | 2 | 0 | 10 |  |  |  | No | R-410A | 3.8333 | Residential & Commercial | Ducted CEE Tier 1
211206858 | Central HP <5.4 tons | CHAMPION HEATING AND COOLING | HRCU-A-CB (Split System: Heat Pump with Remote Outdoor Unit-Air-Source) | HL20B3621 |  |  | XAMC36DE2N1+CC | TM9V100C16MP12 | 33000 | 18 | 8.5 | 34000 | 29200 | 85.88% | 1.96 | 0 | 12 |  |  |  | No | R-410A | 2.75 | Residential & Commercial | Ducted CEE Tier 1
214056983 | Central HP <5.4 tons | GREE | HRCU-A-CB (Split System: Heat Pump with Remote Outdoor Unit-Air-Source) | FLEXX36HP230V1AO | ASPEN |  | L(E,G)M36C4 |  | 33200 | 16 | 9 | 35000 | 28000 | 80% | 1.8 | 0 | 10 |  |  |  | No | R-410A | 2.7667 | Residential & Commercial | Ducted CEE Tier 1
213752683 | Central HP <5.4 tons | CARRIER | HRCU-A-CB (Split System: Heat Pump with Remote Outdoor Unit-Air-Source) | 38MURAQ24AB3* | ASPEN |  | D(A,C,E)30B34+TDR | 58S(B,C)*B090M17**14 | 23400 | 17.5 | 8.5 | 26200 | 20200 | 77.1% | 2.9 | 0 | 10 |  |  |  | No | R-410A | 1.95 | Residential & Commercial | Ducted CEE Tier 1
213752735 | Central HP <5.4 tons | CARRIER | HRCU-A-CB (Split System: Heat Pump with Remote Outdoor Unit-Air-Source) | 38MURAQ24AB3* | ASPEN |  | D(A,C,E)30B34+TDR | 58TP*B070V14**12 | 23600 | 17.5 | 8.5 | 26400 | 20200 | 76.52% | 2.88 | 0 | 10 |  |  |  | No | R-410A | 1.9667 | Residential & Commercial | Ducted CEE Tier 1
213752967 | Central HP <5.4 tons | CARRIER | HRCU-A-CB (Split System: Heat Pump with Remote Outdoor Unit-Air-Source) | 38MURAQ24AB3* | ASPEN |  | D(A,C,E)36B34+TDR | 59SP6A080V21**20 | 23800 | 17 | 8.5 | 26000 | 20200 | 77.69% | 2.92 | 0 | 10 |  |  |  | No | R-410A | 1.9833 | Residential & Commercial | Ducted CEE Tier 1
213752969 | Central HP <5.4 tons | CARRIER | HRCU-A-CB (Split System: Heat Pump with Remote Outdoor Unit-Air-Source) | 38MURAQ24AB3* | ASPEN |  | D(A,C,E)24B44+TDR | 59SP6A100V21**20 | 23600 | 17 | 8.5 | 26000 | 20000 | 76.92% | 2.89 | 0 | 10 |  |  |  | No | R-410A | 1.9667 | Residential & Commercial | Ducted CEE Tier 1
213753017 | Central HP <5.4 tons | CARRIER | HRCU-A-CB (Split System: Heat Pump with Remote Outdoor Unit-Air-Source) | 38MURAQ24AB3* | ASPEN |  | D(A,C,E)30C44+TDR | 59TP6C060V17**16 | 23200 | 16.5 | 8.5 | 26800 | 20400 | 76.12% | 2.88 | 0 | 10 |  |  |  | No | R-410A | 1.9333 | Residential & Commercial | Ducted CEE Tier 1
213752676 | Central HP <5.4 tons | CARRIER | HRCU-A-CB (Split System: Heat Pump with Remote Outdoor Unit-Air-Source) | 38MURAQ24AB3* | ASPEN |  | D(A,C,E)30C44+TDR | 58S(B,C)*B070M21**16 | 23800 | 17.5 | 8.5 | 26400 | 20200 | 76.52% | 2.92 | 0 | 10 |  |  |  | No | R-410A | 1.9833 | Residential & Commercial | Ducted CEE Tier 1
213752910 | Central HP <5.4 tons | CARRIER | HRCU-A-CB (Split System: Heat Pump with Remote Outdoor Unit-Air-Source) | 38MURAQ24AB3* | ASPEN |  | D(A,C,E)30C44+TDR | 59SP6A040V14**10 | 23200 | 16 | 8.5 | 25800 | 20200 | 78.29% | 2.83 | 0 | 10 |  |  |  | No | R-410A | 1.9333 | Residential & Commercial | Ducted CEE Tier 1
213752926 | Central HP <5.4 tons | CARRIER | HRCU-A-CB (Split System: Heat Pump with Remote Outdoor Unit-Air-Source) | 38MURAQ24AB3* | ASPEN |  | D(A,C,E)24B44+TDR | 59SP6A060V14**12 | 23200 | 16.5 | 8.5 | 26400 | 20400 | 77.27% | 2.86 | 0 | 10 |  |  |  | No | R-410A | 1.9333 | Residential & Commercial | Ducted CEE Tier 1
213752942 | Central HP <5.4 tons | CARRIER | HRCU-A-CB (Split System: Heat Pump with Remote Outdoor Unit-Air-Source) | 38MURAQ24AB3* | ASPEN |  | D(A,C,E)30C44+TDR | 59SP6A060V17**14 | 23400 | 16.5 | 8.5 | 25800 | 20000 | 77.52% | 2.85 | 0 | 10 |  |  |  | No | R-410A | 1.95 | Residential & Commercial | Ducted CEE Tier 1
213479365 | Central HP <5.4 tons | BOSCH | HRCU-A-CB (Split System: Heat Pump with Remote Outdoor Unit-Air-Source) | BOVB-60HDN1-M18M |  |  | BMAC3036CNTD | BGH96M100C5B | 34600 | 16.5 | 8.5 | 34600 | 24400 | 70.52% | 1.82 | 0 | 11.7 |  |  |  | No | R-410A | 2.8833 | Residential & Commercial | Ducted CEE Tier 1
203025020 | Central HP <5.4 tons | BOSCH | HRCU-A-CB (Split System: Heat Pump with Remote Outdoor Unit-Air-Source) | BOVA-60HDN1-M20G |  |  | BMA*4248CNTF | BGH96M100C5A | 45000 | 17.5 | 8.8 | 46500 | 32800 | 70.54% | 1.9 | 12.5 | 11.7 |  |  |  | No | R-410A | 3.75 | Residential & Commercial | Ducted CEE Tier 1
212924871 | Central HP <5.4 tons | GE Appliances | HRCU-A-C (Split System: Heat Pump with Remote Outdoor Unit with No Indoor Fan --Air Source) | AUH2436ZGDA* | ASPEN |  | D(A,C,E)24A44+TDR |  | 23000 | 15.2 | 8.5 | 24000 | 21600 | 90% | 1.8 | 0 | 11 |  |  |  | No | R-410A | 1.9167 | Residential & Commercial | Ducted CEE Tier 1
215291907 | Central HP <5.4 tons | AIRQUEST | HRCU-A-CB (Split System: Heat Pump with Remote Outdoor Unit-Air-Source) | DLCURAH24ABK | ADP |  | H,GG24936 | *92MSN0601412A* | 23200 | 17 | 8.5 | 24800 | 23400 | 94.35% | 1.98 | 0 | 10 |  |  |  | No | R-410A | 1.9333 | Residential & Commercial | Ducted CEE Tier 1
215291914 | Central HP <5.4 tons | AIRQUEST | HRCU-A-CB (Split System: Heat Pump with Remote Outdoor Unit-Air-Source) | DLCURAH24ABK | ADP |  | HE31924 | *92MSN0601412A* | 22800 | 16 | 8.5 | 24800 | 23400 | 94.35% | 1.98 | 0 | 10 |  |  |  | No | R-410A | 1.9 | Residential & Commercial | Ducted CEE Tier 1
215291916 | Central HP <5.4 tons | AIRQUEST | HRCU-A-CB (Split System: Heat Pump with Remote Outdoor Unit-Air-Source) | DLCURAH24ABK | ADP |  | H,GG32930 | *92MSN0601412A* | 23200 | 17 | 8.5 | 24800 | 23400 | 94.35% | 1.98 | 0 | 10 |  |  |  | No | R-410A | 1.9333 | Residential & Commercial | Ducted CEE Tier 1
215291946 | Central HP <5.4 tons | AIRQUEST | HRCU-A-CB (Split System: Heat Pump with Remote Outdoor Unit-Air-Source) | DLCURAH24ABK | ADP |  | H,GE8J936 | *92MSN0601412A* | 23600 | 17 | 8.5 | 24800 | 23400 | 94.35% | 1.98 | 0 | 10.5 |  |  |  | No | R-410A | 1.9667 | Residential & Commercial | Ducted CEE Tier 1
215292016 | Central HP <5.4 tons | AIRQUEST | HRCU-A-CB (Split System: Heat Pump with Remote Outdoor Unit-Air-Source) | DLCURAH24ABK | ADP |  | H,GE31924 | *92MSN0801716A* | 22400 | 17 | 8.5 | 24600 | 24200 | 98.37% | 2.04 | 0 | 10 |  |  |  | No | R-410A | 1.8667 | Residential & Commercial | Ducted CEE Tier 1
215294781 | Central HP <5.4 tons | AIRQUEST | HRCU-A-CB (Split System: Heat Pump with Remote Outdoor Unit-Air-Source) | DLCURAH36ABK | ADP |  | H,GE80936 | *92MSN0802120A* | 35800 | 16 | 8.5 | 36200 | 34200 | 94.48% | 2.02 | 0 | 10 |  |  |  | No | R-410A | 2.9833 | Residential & Commercial | Ducted CEE Tier 1
215294804 | Central HP <5.4 tons | AIRQUEST | HRCU-A-CB (Split System: Heat Pump with Remote Outdoor Unit-Air-Source) | DLCURAH36ABK | ADP |  | HE35936 | *92MSN1002120A* | 35400 | 16 | 8.1 | 36800 | 34600 | 94.02% | 1.88 | 0 | 10 |  |  |  | No | R-410A | 2.95 | Residential & Commercial | Ducted CEE Tier 1
215294813 | Central HP <5.4 tons | AIRQUEST | HRCU-A-CB (Split System: Heat Pump with Remote Outdoor Unit-Air-Source) | DLCURAH36ABK | ADP |  | HE7J936 | *92MSN1002120A* | 34000 | 16 | 8.1 | 36800 | 34400 | 93.48% | 2 | 0 | 10 |  |  |  | No | R-410A | 2.8333 | Residential & Commercial | Ducted CEE Tier 1
215294854 | Central HP <5.4 tons | AIRQUEST | HRCU-A-CB (Split System: Heat Pump with Remote Outdoor Unit-Air-Source) | DLCURAH36ABK | ADP |  | HG7J936 | *92MSN1002122A* | 34000 | 16 | 8.1 | 36800 | 34600 | 94.02% | 2 | 0 | 10 |  |  |  | No | R-410A | 2.8333 | Residential & Commercial | Ducted CEE Tier 1
215294899 | Central HP <5.4 tons | AIRQUEST | HRCU-A-CB (Split System: Heat Pump with Remote Outdoor Unit-Air-Source) | DLCURAH36ABK | ADP |  | H,GE7J936 | *92MSN1202420A* | 35600 | 16 | 8.1 | 36800 | 34800 | 94.57% | 1.9 | 0 | 10 |  |  |  | No | R-410A | 2.9667 | Residential & Commercial | Ducted CEE Tier 1
213753773 | Central HP <5.4 tons | CARRIER | HRCU-A-CB (Split System: Heat Pump with Remote Outdoor Unit-Air-Source) | 38MURAQ36AB3* | ASPEN |  | D(A,C,E)36B34+TDR | 59SC2E100M21**22 | 34800 | 16.5 | 8.1 | 38500 | 31800 | 82.6% | 2.72 | 0 | 10.5 |  |  |  | No | R-410A | 2.9 | Residential & Commercial | Ducted CEE Tier 1
213753694 | Central HP <5.4 tons | CARRIER | HRCU-A-CB (Split System: Heat Pump with Remote Outdoor Unit-Air-Source) | 38MURAQ36AB3* | ASPEN |  | D(A,C,E)42B34+TDR | 58S(B,C)*B110M21**20 | 35400 | 16.5 | 8.1 | 38500 | 32200 | 83.64% | 2.55 | 0 | 10 |  |  |  | No | R-410A | 2.95 | Residential & Commercial | Ducted CEE Tier 1
213753710 | Central HP <5.4 tons | CARRIER | HRCU-A-CB (Split System: Heat Pump with Remote Outdoor Unit-Air-Source) | 38MURAQ36AB3* | ASPEN |  | D(A,C,E)42B34+TDR | 58S(B,C)*B155M24**20 | 35400 | 16.5 | 8.1 | 38500 | 31800 | 82.6% | 2.71 | 0 | 10.5 |  |  |  | No | R-410A | 2.95 | Residential & Commercial | Ducted CEE Tier 1
213753844 | Central HP <5.4 tons | CARRIER | HRCU-A-CB (Split System: Heat Pump with Remote Outdoor Unit-Air-Source) | 38MURAQ36AB3* | ASPEN |  | D(A,C,E)36B34+TDR | 59SP6A120V24**22 | 35200 | 16 | 8.1 | 38500 | 32200 | 83.64% | 2.58 | 0 | 10 |  |  |  | No | R-410A | 2.9333 | Residential & Commercial | Ducted CEE Tier 1
215292057 | Central HP <5.4 tons | AIRQUEST | HRCU-A-CB (Split System: Heat Pump with Remote Outdoor Unit-Air-Source) | DLCURAH24ABK | ADP |  | H,GG80936 | *92MSN0801716A* | 23600 | 17 | 8.5 | 24600 | 24200 | 98.37% | 2.04 | 0 | 10.5 |  |  |  | No | R-410A | 1.9667 | Residential & Commercial | Ducted CEE Tier 1
215292064 | Central HP <5.4 tons | AIRQUEST | HRCU-A-CB (Split System: Heat Pump with Remote Outdoor Unit-Air-Source) | DLCURAH24ABK | ADP |  | H,GE24936 | *92MSN0802120A* | 22800 | 17 | 8.5 | 24600 | 24400 | 99.19% | 2.08 | 0 | 10 |  |  |  | No | R-410A | 1.9 | Residential & Commercial | Ducted CEE Tier 1
215292139 | Central HP <5.4 tons | AIRQUEST | HRCU-A-CB (Split System: Heat Pump with Remote Outdoor Unit-Air-Source) | DLCURAH24ABK | ADP |  | H,GG35936 | *92MSN1002120A* | 23600 | 17 | 8.5 | 24800 | 23800 | 95.97% | 2.02 | 0 | 10.5 |  |  |  | No | R-410A | 1.9667 | Residential & Commercial | Ducted CEE Tier 1
215292141 | Central HP <5.4 tons | AIRQUEST | HRCU-A-CB (Split System: Heat Pump with Remote Outdoor Unit-Air-Source) | DLCURAH24ABK | ADP |  | H,GE35936 | *92MSN1002120A* | 23600 | 17 | 8.5 | 24800 | 23800 | 95.97% | 2.02 | 0 | 10.5 |  |  |  | No | R-410A | 1.9667 | Residential & Commercial | Ducted CEE Tier 1
215292191 | Central HP <5.4 tons | AIRQUEST | HRCU-A-CB (Split System: Heat Pump with Remote Outdoor Unit-Air-Source) | DLCURAH24ABK | ADP |  | H,GG35936 | *96MSN0261410A* | 23400 | 16 | 8.5 | 24600 | 24600 | 100% | 2.08 | 0 | 10 |  |  |  | No | R-410A | 1.95 | Residential & Commercial | Ducted CEE Tier 1
215292207 | Central HP <5.4 tons | AIRQUEST | HRCU-A-CB (Split System: Heat Pump with Remote Outdoor Unit-Air-Source) | DLCURAH24ABK | ADP |  | HE8J936 | *96MSN0261410A* | 23400 | 16 | 8.5 | 25400 | 25800 | 101.6% | 2.2 | 0 | 10 |  |  |  | No | R-410A | 1.95 | Residential & Commercial | Ducted CEE Tier 1
215935071 | Central HP <5.4 tons | KEEPRITE | HRCU-A-CB (Split System: Heat Pump with Remote Outdoor Unit-Air-Source) | C5H3V36*K*AAA* |  |  | EVM5X49M21A*+WALLCON | *95CSU0802120B* | 35600 | 21.5 | 8.5 | 38000 | 28600 | 75.26% | 2.02 | 0 | 12 |  |  |  | No | R-454B | 2.9667 | Residential & Commercial | Ducted CEE Tier 1
215934921 | Central HP <5.4 tons | KEEPRITE | HRCU-A-CB (Split System: Heat Pump with Remote Outdoor Unit-Air-Source) | C5H3V36*K*AAA* |  |  | EVM5X44M21A*+WALLCON | *97CMN0802120B* | 35600 | 21.5 | 8.5 | 38000 | 28600 | 75.26% | 2.02 | 0 | 12 |  |  |  | No | R-454B | 2.9667 | Residential & Commercial | Ducted CEE Tier 1
215934771 | Central HP <5.4 tons | KEEPRITE | HRCU-A-CB (Split System: Heat Pump with Remote Outdoor Unit-Air-Source) | C5H3V36*K*AAA* |  |  | EVM5X43M21A*+WALLCON | *96CTN0601714B* | 34600 | 20.5 | 8.5 | 38000 | 27600 | 72.63% | 2.06 | 0 | 11.5 |  |  |  | No | R-454B | 2.8833 | Residential & Commercial | Ducted CEE Tier 1
215935361 | Central HP <5.4 tons | KEEPRITE | HRCU-A-CB (Split System: Heat Pump with Remote Outdoor Unit-Air-Source) | C5H3V36*K*AAA* |  |  | EVM5X60M24A*+WALLCON | *80CTL1102120B* | 35600 | 22 | 8.5 | 38000 | 28400 | 74.74% | 2.04 | 0 | 12.5 |  |  |  | No | R-454B | 2.9667 | Residential & Commercial | Ducted CEE Tier 1
215935061 | Central HP <5.4 tons | KEEPRITE | HRCU-A-CB (Split System: Heat Pump with Remote Outdoor Unit-Air-Source) | C5H3V36*K*AAA* |  |  | EVM5X49M21A*+WALLCON | *95CSU0601716B* | 35400 | 21.5 | 8.5 | 38500 | 29000 | 75.32% | 2.02 | 0 | 12 |  |  |  | No | R-454B | 2.95 | Residential & Commercial | Ducted CEE Tier 1
215934891 | Central HP <5.4 tons | KEEPRITE | HRCU-A-CB (Split System: Heat Pump with Remote Outdoor Unit-Air-Source) | C5H3V36*K*AAA* |  |  | EVM5X44M21A*+WALLCON | *95CSU1002122B* | 35600 | 22 | 8.5 | 38000 | 28400 | 74.74% | 2.02 | 0 | 12.5 |  |  |  | No | R-454B | 2.9667 | Residential & Commercial | Ducted CEE Tier 1
215295024 | Central HP <5.4 tons | AIRQUEST | HRCU-A-CB (Split System: Heat Pump with Remote Outdoor Unit-Air-Source) | DLCURAH36ABK | ADP |  | H,GG48936 | *96MSN0801716A* | 35600 | 16 | 8.1 | 36800 | 34600 | 94.02% | 1.98 | 0 | 10 |  |  |  | No | R-410A | 2.9667 | Residential & Commercial | Ducted CEE Tier 1
215295065 | Central HP <5.4 tons | AIRQUEST | HRCU-A-CB (Split System: Heat Pump with Remote Outdoor Unit-Air-Source) | DLCURAH36ABK | ADP |  | HE36936 | *96MSN0802120A* | 35800 | 16 | 8.5 | 36400 | 34400 | 94.51% | 2.04 | 0 | 10 |  |  |  | No | R-410A | 2.9833 | Residential & Commercial | Ducted CEE Tier 1
215295074 | Central HP <5.4 tons | AIRQUEST | HRCU-A-CB (Split System: Heat Pump with Remote Outdoor Unit-Air-Source) | DLCURAH36ABK | ADP |  | HE8J936 | *96MSN0802120A* | 35600 | 16 | 8.1 | 36800 | 34800 | 94.57% | 1.9 | 0 | 10 |  |  |  | No | R-410A | 2.9667 | Residential & Commercial | Ducted CEE Tier 1
215295106 | Central HP <5.4 tons | AIRQUEST | HRCU-A-CB (Split System: Heat Pump with Remote Outdoor Unit-Air-Source) | DLCURAH36ABK | ADP |  | H,GG36936 | *96MSN1002120A* | 35800 | 16 | 8.5 | 36200 | 34200 | 94.48% | 2.04 | 0 | 10 |  |  |  | No | R-410A | 2.9833 | Residential & Commercial | Ducted CEE Tier 1
215295149 | Central HP <5.4 tons | AIRQUEST | HRCU-A-CB (Split System: Heat Pump with Remote Outdoor Unit-Air-Source) | DLCURAH36ABK | ADP |  | H,GG36936 | *96MSN1002122A* | 35600 | 16 | 8.5 | 36200 | 34200 | 94.48% | 2.06 | 0 | 10 |  |  |  | No | R-410A | 2.9667 | Residential & Commercial | Ducted CEE Tier 1
215295163 | Central HP <5.4 tons | AIRQUEST | HRCU-A-CB (Split System: Heat Pump with Remote Outdoor Unit-Air-Source) | DLCURAH36ABK | ADP |  | H,GE9J936 | *96MSN1002122A* | 35400 | 16 | 8.5 | 36800 | 34600 | 94.02% | 1.88 | 0 | 10 |  |  |  | No | R-410A | 2.95 | Residential & Commercial | Ducted CEE Tier 1
215425303 | Central HP <5.4 tons | YORK | HRCU-A-CB (Split System: Heat Pump with Remote Outdoor Unit-Air-Source) | HH836E2S11 | ADP |  | H,YE1K*36+TXV | TM9Y080C16MP11 | 32800 | 19 | 8.5 | 29400 | 23800 | 80.95% | 2 | 0 | 11 |  |  |  | No | R-454B | 2.7333 | Residential & Commercial | Ducted CEE Tier 1
214572906 | Central HP <5.4 tons | KENMORE | HRCU-A-CB (Split System: Heat Pump with Remote Outdoor Unit-Air-Source) | (C,H,T)VH837GKA** |  |  | EA*4X60L24A*+WALLCON | *95CSU0802120B* | 32800 | 17.5 | 8.5 | 31600 | 24800 | 78.48% | 1.98 | 0 | 11.5 |  |  |  | No | R-410A | 2.7333 | Residential & Commercial | Ducted CEE Tier 1
214572956 | Central HP <5.4 tons | KENMORE | HRCU-A-CB (Split System: Heat Pump with Remote Outdoor Unit-Air-Source) | (C,H,T)VH837GKA** |  |  | EA*4X61L21A*+WALLCON | *80CTL0702120B* | 33200 | 17.5 | 8.5 | 32000 | 25000 | 78.12% | 2 | 0 | 11.5 |  |  |  | No | R-410A | 2.7667 | Residential & Commercial | Ducted CEE Tier 1
214572806 | Central HP <5.4 tons | KENMORE | HRCU-A-CB (Split System: Heat Pump with Remote Outdoor Unit-Air-Source) | (C,H,T)VH837GKA** |  |  | EA*4X48L21A*+WALLCON | *97CMN0602120B* | 32200 | 17 | 8.5 | 32600 | 25200 | 77.3% | 1.96 | 0 | 11 |  |  |  | No | R-410A | 2.6833 | Residential & Commercial | Ducted CEE Tier 1
214572756 | Central HP <5.4 tons | KENMORE | HRCU-A-CB (Split System: Heat Pump with Remote Outdoor Unit-Air-Source) | (C,H,T)VH837GKA** |  |  | EA*4X43L21A*+WALLCON | *97CMN0802120B* | 32800 | 17.5 | 8.5 | 32800 | 25200 | 76.83% | 2 | 0 | 11.5 |  |  |  | No | R-410A | 2.7333 | Residential & Commercial | Ducted CEE Tier 1
214572606 | Central HP <5.4 tons | KENMORE | HRCU-A-CB (Split System: Heat Pump with Remote Outdoor Unit-Air-Source) | (C,H,T)VH837GKA** |  |  | EA*4X42L21A*+WALLCON | *95CSU0802120B* | 31800 | 17 | 8.5 | 33000 | 24400 | 73.94% | 1.9 | 0 | 11 |  |  |  | No | R-410A | 2.65 | Residential & Commercial | Ducted CEE Tier 1
207658566 | Central HP <5.4 tons | BOSCH | HRCU-A-CB (Split System: Heat Pump with Remote Outdoor Unit-Air-Source) | BOVB-36HDN1-M20G |  |  | BMA*2430ANTD | BGH96M080B3B | 23800 | 18 | 9 | 24000 | 17200 | 71.67% | 1.85 | 13 | 12 |  |  |  | No | R-410A | 1.9833 | Residential & Commercial | Ducted CEE Tier 1
207658567 | Central HP <5.4 tons | BOSCH | HRCU-A-CB (Split System: Heat Pump with Remote Outdoor Unit-Air-Source) | BOVB-36HDN1-M20G |  |  | BMA*2430BNTD | BGH96M060B3B | 24000 | 18.5 | 9 | 24000 | 17400 | 72.5% | 1.9 | 13.5 | 12 |  |  |  | No | R-410A | 2 | Residential & Commercial | Ducted CEE Tier 1
207658553 | Central HP <5.4 tons | BOSCH | HRCU-A-CB (Split System: Heat Pump with Remote Outdoor Unit-Air-Source) | BOVB-36HDN1-M20G |  |  | BMA*2430BNTD | BGH96M080B3A | 24000 | 18.5 | 9 | 24000 | 17400 | 72.5% | 1.9 | 13.5 | 12 |  |  |  | No | R-410A | 2 | Residential & Commercial | Ducted CEE Tier 1
213369391 | Central HP <5.4 tons | CARRIER | HRCU-A-CB (Split System: Heat Pump with Remote Outdoor Unit-Air-Source) | 38MURAQ18AB3* | ADP |  | H,PG7J936 | 59TP6C080V17**16 | 17500 | 16 | 8.5 | 17100 | 18700 | 109.4% | 2.3 | 0 | 10.5 |  |  |  | No | R-410A | 1.4583 | Residential & Commercial | Ducted CEE Tier 1
215424599 | Central HP <5.4 tons | YORK | HRCU-A-CB (Split System: Heat Pump with Remote Outdoor Unit-Air-Source) | HH824E2S11 | ADP |  | H,YE8J*30+TXV | Y81E040A12SMPS1 | 22800 | 17 | 9.4 | 21400 | 17700 | 82.71% | 1.98 | 0 | 11.5 |  |  |  | No | R-454B | 1.9 | Residential & Commercial | Ducted CEE Tier 1
215424600 | Central HP <5.4 tons | YORK | HRCU-A-CB (Split System: Heat Pump with Remote Outdoor Unit-Air-Source) | HH824E2S11 | ADP |  | H,YE8J*36+TXV | Y81E040A12SMPS1 | 22800 | 17 | 9.4 | 21400 | 17700 | 82.71% | 1.98 | 0 | 11.5 |  |  |  | No | R-454B | 1.9 | Residential & Commercial | Ducted CEE Tier 1
215424616 | Central HP <5.4 tons | YORK | HRCU-A-CB (Split System: Heat Pump with Remote Outdoor Unit-Air-Source) | HH824E2S11 | ADP |  | H,YE7J*36+TXV | Y81E080B12SMPS1 | 23000 | 18 | 9 | 21400 | 18100 | 84.58% | 2 | 0 | 12 |  |  |  | No | R-454B | 1.9167 | Residential & Commercial | Ducted CEE Tier 1
215424683 | Central HP <5.4 tons | YORK | HRCU-A-CB (Split System: Heat Pump with Remote Outdoor Unit-Air-Source) | HH824E2S11 | ADP |  | H,YE33*36+TXV | Y91E080B12SMPS1 | 22600 | 17 | 8.8 | 21400 | 17400 | 81.31% | 1.96 | 0 | 11.7 |  |  |  | No | R-454B | 1.8833 | Residential & Commercial | Ducted CEE Tier 1
215292255 | Central HP <5.4 tons | AIRQUEST | HRCU-A-CB (Split System: Heat Pump with Remote Outdoor Unit-Air-Source) | DLCURAH24ABK | ADP |  | H,GE7J936 | *96MSN0401410A* | 23200 | 16 | 8.5 | 25400 | 24800 | 97.64% | 2.1 | 0 | 10 |  |  |  | No | R-410A | 1.9333 | Residential & Commercial | Ducted CEE Tier 1
215292348 | Central HP <5.4 tons | AIRQUEST | HRCU-A-CB (Split System: Heat Pump with Remote Outdoor Unit-Air-Source) | DLCURAH24ABK | ADP |  | HG35936 | *96MSN0601412A* | 23600 | 16 | 8.5 | 24600 | 23400 | 95.12% | 1.98 | 0 | 10 |  |  |  | No | R-410A | 1.9667 | Residential & Commercial | Ducted CEE Tier 1
215292350 | Central HP <5.4 tons | AIRQUEST | HRCU-A-CB (Split System: Heat Pump with Remote Outdoor Unit-Air-Source) | DLCURAH24ABK | ADP |  | HE35936 | *96MSN0601412A* | 23600 | 16 | 8.5 | 24600 | 23400 | 95.12% | 1.98 | 0 | 10 |  |  |  | No | R-410A | 1.9667 | Residential & Commercial | Ducted CEE Tier 1
215292384 | Central HP <5.4 tons | AIRQUEST | HRCU-A-CB (Split System: Heat Pump with Remote Outdoor Unit-Air-Source) | DLCURAH24ABK | ADP |  | H,GG32930 | *96MSN0601716A* | 23600 | 16 | 9.5 | 25000 | 24400 | 97.6% | 2.04 | 0 | 10 |  |  |  | No | R-410A | 1.9667 | Residential & Commercial | Ducted CEE Tier 1
215292389 | Central HP <5.4 tons | AIRQUEST | HRCU-A-CB (Split System: Heat Pump with Remote Outdoor Unit-Air-Source) | DLCURAH24ABK | ADP |  | H,GE32936 | *96MSN0601716A* | 23600 | 16 | 9.5 | 25000 | 24400 | 97.6% | 2.04 | 0 | 10 |  |  |  | No | R-410A | 1.9667 | Residential & Commercial | Ducted CEE Tier 1
207658557 | Central HP <5.4 tons | BOSCH | HRCU-A-CB (Split System: Heat Pump with Remote Outdoor Unit-Air-Source) | BOVB-60HDN1-M20G |  |  | BMA*4248DNTF | BGH96M100D5A | 45500 | 17.5 | 9 | 47000 | 33200 | 70.64% | 1.9 | 12.5 | 11.7 |  |  |  | No | R-410A | 3.7917 | Residential & Commercial | Ducted CEE Tier 1
207658573 | Central HP <5.4 tons | BOSCH | HRCU-A-CB (Split System: Heat Pump with Remote Outdoor Unit-Air-Source) | BOVB-60HDN1-M20G |  |  | BMA*4248DNTF | BGH96M120D5B | 45500 | 17.5 | 9 | 47000 | 33200 | 70.64% | 1.9 | 12.5 | 11.7 |  |  |  | No | R-410A | 3.7917 | Residential & Commercial | Ducted CEE Tier 1
214627730 | Central HP <5.4 tons | CARRIER | HRCU-A-CB (Split System: Heat Pump with Remote Outdoor Unit-Air-Source) | 38MURAQ18AB3* | ADP |  | C36A***L139 | 59SC6A060M14**12 | 17400 | 16 | 8.5 | 17000 | 19400 | 114.1% | 2.38 | 0 | 10.5 |  |  |  | No | R-410A | 1.45 | Residential & Commercial | Ducted CEE Tier 1
214627764 | Central HP <5.4 tons | CARRIER | HRCU-A-CB (Split System: Heat Pump with Remote Outdoor Unit-Air-Source) | 38MURAQ18AB3* | ADP |  | PL36H175P159 | 59SC6A060M17**16 | 17400 | 16 | 8.5 | 16400 | 18300 | 111.6% | 2.24 | 0 | 10.5 |  |  |  | No | R-410A | 1.45 | Residential & Commercial | Ducted CEE Tier 1
215375092 | Central HP <5.4 tons | RUUD | HRCU-A-CB (Split System: Heat Pump with Remote Outdoor Unit-Air-Source) | RD17AZ24AJ3N | ASPEN |  | D(A,C,E)30B36+TDR | R802V1004A17UHS | 21600 | 17 | 8.1 | 22600 | 18900 | 83.63% | 2.1 | 0 | 10 |  |  |  | No | R-410A | 1.8 | Residential & Commercial | Ducted CEE Tier 1
215375099 | Central HP <5.4 tons | RUUD | HRCU-A-CB (Split System: Heat Pump with Remote Outdoor Unit-Air-Source) | RD17AZ24AJ3N | ASPEN |  | D(A,C,E)30B36+TDR | R951V0603A17UHU | 21400 | 17 | 8.1 | 22400 | 19100 | 85.27% | 2 | 0 | 10 |  |  |  | No | R-410A | 1.7833 | Residential & Commercial | Ducted CEE Tier 1
215295165 | Central HP <5.4 tons | AIRQUEST | HRCU-A-CB (Split System: Heat Pump with Remote Outdoor Unit-Air-Source) | DLCURAH36ABK | ADP |  | H,GE1K936 | *96MSN1002122A* | 35600 | 16 | 8.5 | 36200 | 34200 | 94.48% | 2.06 | 0 | 10 |  |  |  | No | R-410A | 2.9667 | Residential & Commercial | Ducted CEE Tier 1
215295188 | Central HP <5.4 tons | AIRQUEST | HRCU-A-CB (Split System: Heat Pump with Remote Outdoor Unit-Air-Source) | DLCURAH36ABK | ADP |  | H,GG35936 | *96MSN1202422A* | 35200 | 16 | 8.1 | 36800 | 34600 | 94.02% | 1.88 | 0 | 10 |  |  |  | No | R-410A | 2.9333 | Residential & Commercial | Ducted CEE Tier 1
214056991 | Central HP <5.4 tons | GE Appliances | HRCU-A-CB (Split System: Heat Pump with Remote Outdoor Unit-Air-Source) | AUH2436ZGDA* | ASPEN |  | L(E,G)M24D4 |  | 23200 | 17 | 8.8 | 24000 | 22000 | 91.67% | 1.8 | 0 | 12 |  |  |  | No | R-410A | 1.9333 | Residential & Commercial | Ducted CEE Tier 1
214056992 | Central HP <5.4 tons | GE Appliances | HRCU-A-CB (Split System: Heat Pump with Remote Outdoor Unit-Air-Source) | AUH2436ZGDA* | ASPEN |  | L(E,G)M24G4 |  | 22800 | 17 | 8.7 | 23800 | 22000 | 92.44% | 1.8 | 0 | 11.9 |  |  |  | No | R-410A | 1.9 | Residential & Commercial | Ducted CEE Tier 1
213752993 | Central HP <5.4 tons | CARRIER | HRCU-A-CB (Split System: Heat Pump with Remote Outdoor Unit-Air-Source) | 38MURAQ24AB3* | ASPEN |  | D(A,C,E)30B34+TDR | 59TP6C040V17**12 | 23000 | 16.5 | 8.5 | 26200 | 20200 | 77.1% | 2.84 | 0 | 10 |  |  |  | No | R-410A | 1.9167 | Residential & Commercial | Ducted CEE Tier 1
213753041 | Central HP <5.4 tons | CARRIER | HRCU-A-CB (Split System: Heat Pump with Remote Outdoor Unit-Air-Source) | 38MURAQ24AB3* | ASPEN |  | D(A,C,E)36B34+TDR | 59TP6C080V21**20 | 23800 | 17 | 8.5 | 26400 | 20200 | 76.52% | 2.92 | 0 | 10 |  |  |  | No | R-410A | 1.9833 | Residential & Commercial | Ducted CEE Tier 1
206395999 | Central HP <5.4 tons | BOSCH | HRCU-A-CB (Split System: Heat Pump with Remote Outdoor Unit-Air-Source) | BOVB-60HDN1-M18M |  |  | BVA-48WN1-M20 |  | 45000 | 17.5 | 9 | 47000 | 33000 | 70.21% | 1.9 | 12.5 | 11.7 |  |  |  | No | R-410A | 3.75 | Residential & Commercial | Ducted CEE Tier 1
213753689 | Central HP <5.4 tons | CARRIER | HRCU-A-CB (Split System: Heat Pump with Remote Outdoor Unit-Air-Source) | 38MURAQ36AB3* | ASPEN |  | D(A,C,E)42B34+TDR | 58S(B,C)*B090M24**20 | 35200 | 16.5 | 8.1 | 38500 | 31800 | 82.6% | 2.72 | 0 | 10.5 |  |  |  | No | R-410A | 2.9333 | Residential & Commercial | Ducted CEE Tier 1
213753707 | Central HP <5.4 tons | CARRIER | HRCU-A-CB (Split System: Heat Pump with Remote Outdoor Unit-Air-Source) | 38MURAQ36AB3* | ASPEN |  | D(A,C,E)36B34+TDR | 58S(B,C)*B155M24**20 | 35000 | 16.5 | 8.1 | 38500 | 31800 | 82.6% | 2.71 | 0 | 10.5 |  |  |  | No | R-410A | 2.9167 | Residential & Commercial | Ducted CEE Tier 1
213612036 | Central HP <5.4 tons | RUUD | HRCU-A-CB (Split System: Heat Pump with Remote Outdoor Unit-Air-Source) | RP15AZ30AJ2N | ASPEN |  | D(A,C,E)36A34+TDR | R802V0503A14DZ | 27400 | 15.4 | 8.1 | 28400 | 21000 | 73.94% | 2.63 | 0 | 11.7 |  |  |  | No | R-410A | 2.2833 | Residential & Commercial | Ducted CEE Tier 1
214573946 | Central HP <5.4 tons | KENMORE | HRCU-A-CB (Split System: Heat Pump with Remote Outdoor Unit-Air-Source) | (C,H,T)VH837GKA2* |  |  | EA*4X48L21A*+WALLCON | *97CMN0602120B* | 32200 | 17 | 8.5 | 32600 | 25200 | 77.3% | 1.96 | 0 | 11 |  |  |  | No | R-410A | 2.6833 | Residential & Commercial | Ducted CEE Tier 1
214574046 | Central HP <5.4 tons | KENMORE | HRCU-A-CB (Split System: Heat Pump with Remote Outdoor Unit-Air-Source) | (C,H,T)VH837GKA2* |  |  | EA*4X60L24A*+WALLCON | *95CSU0802120B* | 32800 | 17.5 | 8.5 | 31600 | 24800 | 78.48% | 1.98 | 0 | 11.5 |  |  |  | No | R-410A | 2.7333 | Residential & Commercial | Ducted CEE Tier 1
214848985 | Central HP <5.4 tons | YORK | HRCU-A-CB (Split System: Heat Pump with Remote Outdoor Unit-Air-Source) | HH860E2S11 | ADP |  | H,YG84*60+TXV-BLEED | TM9E080C16MP12 | 44500 | 18 | 8.5 | 43500 | 34000 | 78.16% | 2 | 0 | 11 |  |  |  | No | R-454B | 3.7083 | Residential & Commercial | Ducted CEE Tier 1
214848990 | Central HP <5.4 tons | YORK | HRCU-A-CB (Split System: Heat Pump with Remote Outdoor Unit-Air-Source) | HH860E2S11 | ADP |  | H,YG84*60+TXV-BLEED | TM9V080C16MP12 | 43500 | 18 | 8.5 | 42000 | 33000 | 78.57% | 2 | 0 | 11 |  |  |  | No | R-454B | 3.625 | Residential & Commercial | Ducted CEE Tier 1
214848994 | Central HP <5.4 tons | YORK | HRCU-A-CB (Split System: Heat Pump with Remote Outdoor Unit-Air-Source) | HH860E2S11 | ADP |  | H,YG84*60+TXV-BLEED | TM9Y080C16MP11 | 44000 | 17 | 8.5 | 42500 | 33400 | 78.59% | 2 | 0 | 11 |  |  |  | No | R-454B | 3.6667 | Residential & Commercial | Ducted CEE Tier 1
214574386 | Central HP <5.4 tons | KENMORE | HRCU-A-CB (Split System: Heat Pump with Remote Outdoor Unit-Air-Source) | (C,H,T)VH837GKA2* |  |  | EHD4X48AAL+WALLCON | *96CTN0802120B* | 32600 | 17.5 | 8.5 | 32600 | 24800 | 76.07% | 1.98 | 0 | 11 |  |  |  | No | R-410A | 2.7167 | Residential & Commercial | Ducted CEE Tier 1
213612042 | Central HP <5.4 tons | RUUD | HRCU-A-CB (Split System: Heat Pump with Remote Outdoor Unit-Air-Source) | RP15AZ30AJ2N | ASPEN |  | D(A,C,E)36A34+TDR | R802V0754A17UH | 27400 | 15.4 | 8.1 | 28400 | 20800 | 73.24% | 2.62 | 0 | 11.7 |  |  |  | No | R-410A | 2.2833 | Residential & Commercial | Ducted CEE Tier 1
212578276 | Central HP <5.4 tons | CARRIER | HRCU-A-CB (Split System: Heat Pump with Remote Outdoor Unit-Air-Source) | 25VNA448A*031* | ADP |  | H,PG3K960 | 58TN*A135C24**22 | 44500 | 21 | 9 | 43500 | 35600 | 81.84% | 2.36 | 0 | 12 |  |  |  | No | R-410A | 3.7083 | Residential & Commercial | Ducted CEE Tier 1
213753809 | Central HP <5.4 tons | CARRIER | HRCU-A-CB (Split System: Heat Pump with Remote Outdoor Unit-Air-Source) | 38MURAQ36AB3* | ASPEN |  | D(A,C,E)36B34+TDR | 59SC6A120M24**22 | 34600 | 16.5 | 8.1 | 38500 | 31800 | 82.6% | 2.7 | 0 | 10 |  |  |  | No | R-410A | 2.8833 | Residential & Commercial | Ducted CEE Tier 1
213753875 | Central HP <5.4 tons | CARRIER | HRCU-A-CB (Split System: Heat Pump with Remote Outdoor Unit-Air-Source) | 38MURAQ36AB3* | ASPEN |  | D(A,C,E)36B34+TDR | 59TP6C100V21**22 | 34800 | 17 | 8.1 | 38500 | 31800 | 82.6% | 2.72 | 0 | 10.5 |  |  |  | No | R-410A | 2.9 | Residential & Commercial | Ducted CEE Tier 1
213753791 | Central HP <5.4 tons | CARRIER | HRCU-A-CB (Split System: Heat Pump with Remote Outdoor Unit-Air-Source) | 38MURAQ36AB3* | ASPEN |  | D(A,C,E)42B34+TDR | 59SC6A080M17**16 | 34800 | 16 | 8.1 | 38500 | 31800 | 82.6% | 2.68 | 0 | 10 |  |  |  | No | R-410A | 2.9 | Residential & Commercial | Ducted CEE Tier 1
215424684 | Central HP <5.4 tons | YORK | HRCU-A-CB (Split System: Heat Pump with Remote Outdoor Unit-Air-Source) | HH824E2S11 | ADP |  | H,YE7J*36+TXV-BLEED | Y91E080B12SMPS1 | 22400 | 17 | 8.8 | 21400 | 17400 | 81.31% | 1.96 | 0 | 11.5 |  |  |  | No | R-454B | 1.8667 | Residential & Commercial | Ducted CEE Tier 1
215424697 | Central HP <5.4 tons | YORK | HRCU-A-CB (Split System: Heat Pump with Remote Outdoor Unit-Air-Source) | HH824E2S11 | ADP |  | H,YE8J*36+TXV | YP9C060B12MP13 | 23000 | 17 | 9 | 21400 | 17600 | 82.24% | 2 | 0 | 12 |  |  |  | No | R-454B | 1.9167 | Residential & Commercial | Ducted CEE Tier 1
215424698 | Central HP <5.4 tons | YORK | HRCU-A-CB (Split System: Heat Pump with Remote Outdoor Unit-Air-Source) | HH824E2S11 | ADP |  | H,YE31*24+TXV | YP9C080B12MP13 | 21800 | 17 | 8.5 | 21200 | 17300 | 81.6% | 1.9 | 0 | 11 |  |  |  | No | R-454B | 1.8167 | Residential & Commercial | Ducted CEE Tier 1
212861168 | Central HP <5.4 tons | GREE | HRCU-A-C (Split System: Heat Pump with Remote Outdoor Unit with No Indoor Fan --Air Source) | FLEXX36HP230V1AO | ASPEN |  | D(A,C,E)24C34+TDR |  | 23000 | 15.2 | 8.5 | 24000 | 21600 | 90% | 1.8 | 0 | 11 |  |  |  | No | R-410A | 1.9167 | Residential & Commercial | Ducted CEE Tier 1
215289558 | Central HP <5.4 tons | AIRQUEST | HRCU-A-CB (Split System: Heat Pump with Remote Outdoor Unit-Air-Source) | DLCURAH18ABK | ADP |  | H,GE23936 | *92MSN0401712A* | 16600 | 15.2 | 8.5 | 16500 | 18400 | 111.5% | 2.24 | 0 | 10 |  |  |  | No | R-410A | 1.3833 | Residential & Commercial | Ducted CEE Tier 1
215289576 | Central HP <5.4 tons | AIRQUEST | HRCU-A-CB (Split System: Heat Pump with Remote Outdoor Unit-Air-Source) | DLCURAH18ABK | ADP |  | HG33936 | *92MSN0401712A* | 17100 | 15.2 | 8.5 | 16700 | 19000 | 113.8% | 2.32 | 0 | 10 |  |  |  | No | R-410A | 1.425 | Residential & Commercial | Ducted CEE Tier 1
215289590 | Central HP <5.4 tons | AIRQUEST | HRCU-A-CB (Split System: Heat Pump with Remote Outdoor Unit-Air-Source) | DLCURAH18ABK | ADP |  | HG7J936 | *92MSN0401712A* | 16600 | 15.2 | 8.5 | 16500 | 18400 | 111.5% | 2.24 | 0 | 10 |  |  |  | No | R-410A | 1.3833 | Residential & Commercial | Ducted CEE Tier 1
215289599 | Central HP <5.4 tons | AIRQUEST | HRCU-A-CB (Split System: Heat Pump with Remote Outdoor Unit-Air-Source) | DLCURAH18ABK | ADP |  | H,GE9J936 | *92MSN0401712A* | 17200 | 15.2 | 8.1 | 16700 | 18900 | 113.2% | 2.3 | 0 | 10.5 |  |  |  | No | R-410A | 1.4333 | Residential & Commercial | Ducted CEE Tier 1
215289601 | Central HP <5.4 tons | AIRQUEST | HRCU-A-CB (Split System: Heat Pump with Remote Outdoor Unit-Air-Source) | DLCURAH18ABK | ADP |  | HG80936 | *92MSN0401712A* | 17200 | 15.2 | 8.1 | 16700 | 18900 | 113.2% | 2.3 | 0 | 10.5 |  |  |  | No | R-410A | 1.4333 | Residential & Commercial | Ducted CEE Tier 1
215289635 | Central HP <5.4 tons | AIRQUEST | HRCU-A-CB (Split System: Heat Pump with Remote Outdoor Unit-Air-Source) | DLCURAH18ABK | ADP |  | HG7J936 | *92MSN0601412A* | 17300 | 16 | 8.5 | 16900 | 19400 | 114.8% | 2.38 | 0 | 10.5 |  |  |  | No | R-410A | 1.4417 | Residential & Commercial | Ducted CEE Tier 1
215289651 | Central HP <5.4 tons | AIRQUEST | HRCU-A-CB (Split System: Heat Pump with Remote Outdoor Unit-Air-Source) | DLCURAH18ABK | ADP |  | H,GG31924 | *92MSN0601714A* | 16900 | 16 | 8.5 | 16900 | 19000 | 112.4% | 2.34 | 0 | 10 |  |  |  | No | R-410A | 1.4083 | Residential & Commercial | Ducted CEE Tier 1
215289660 | Central HP <5.4 tons | AIRQUEST | HRCU-A-CB (Split System: Heat Pump with Remote Outdoor Unit-Air-Source) | DLCURAH18ABK | ADP |  | HG32924 | *92MSN0601714A* | 16900 | 16 | 8.1 | 16700 | 18200 | 109% | 2.24 | 0 | 10.5 |  |  |  | No | R-410A | 1.4083 | Residential & Commercial | Ducted CEE Tier 1
215289674 | Central HP <5.4 tons | AIRQUEST | HRCU-A-CB (Split System: Heat Pump with Remote Outdoor Unit-Air-Source) | DLCURAH18ABK | ADP |  | HG35936 | *92MSN0601714A* | 17600 | 16 | 8.1 | 16700 | 18200 | 109% | 2.24 | 0 | 11 |  |  |  | No | R-410A | 1.4667 | Residential & Commercial | Ducted CEE Tier 1
215292400 | Central HP <5.4 tons | AIRQUEST | HRCU-A-CB (Split System: Heat Pump with Remote Outdoor Unit-Air-Source) | DLCURAH24ABK | ADP |  | HG35936 | *96MSN0601716A* | 23600 | 17 | 9 | 24200 | 23200 | 95.87% | 1.96 | 0 | 10 |  |  |  | No | R-410A | 1.9667 | Residential & Commercial | Ducted CEE Tier 1
215292466 | Central HP <5.4 tons | AIRQUEST | HRCU-A-CB (Split System: Heat Pump with Remote Outdoor Unit-Air-Source) | DLCURAH24ABK | ADP |  | H,GE8J936 | *96MSN0801716A* | 23600 | 17 | 8.5 | 24800 | 23600 | 95.16% | 1.98 | 0 | 10.5 |  |  |  | No | R-410A | 1.9667 | Residential & Commercial | Ducted CEE Tier 1
215292473 | Central HP <5.4 tons | AIRQUEST | HRCU-A-CB (Split System: Heat Pump with Remote Outdoor Unit-Air-Source) | DLCURAH24ABK | ADP |  | H,GG80936 | *96MSN0801716A* | 23800 | 17 | 8.5 | 24800 | 23600 | 95.16% | 2 | 0 | 10.5 |  |  |  | No | R-410A | 1.9833 | Residential & Commercial | Ducted CEE Tier 1
215292482 | Central HP <5.4 tons | AIRQUEST | HRCU-A-CB (Split System: Heat Pump with Remote Outdoor Unit-Air-Source) | DLCURAH24ABK | ADP |  | H,GG31930 | *96MSN0802120A* | 22600 | 16 | 8.5 | 24800 | 23800 | 95.97% | 2.02 | 0 | 10 |  |  |  | No | R-410A | 1.8833 | Residential & Commercial | Ducted CEE Tier 1
215292489 | Central HP <5.4 tons | AIRQUEST | HRCU-A-CB (Split System: Heat Pump with Remote Outdoor Unit-Air-Source) | DLCURAH24ABK | ADP |  | H,GG32936 | *96MSN0802120A* | 23000 | 17 | 8.5 | 24800 | 23800 | 95.97% | 2.02 | 0 | 10 |  |  |  | No | R-410A | 1.9167 | Residential & Commercial | Ducted CEE Tier 1
215292498 | Central HP <5.4 tons | AIRQUEST | HRCU-A-CB (Split System: Heat Pump with Remote Outdoor Unit-Air-Source) | DLCURAH24ABK | ADP |  | HE33936 | *96MSN0802120A* | 23200 | 17 | 8.5 | 24800 | 23800 | 95.97% | 2.02 | 0 | 10 |  |  |  | No | R-410A | 1.9333 | Residential & Commercial | Ducted CEE Tier 1
215292557 | Central HP <5.4 tons | AIRQUEST | HRCU-A-CB (Split System: Heat Pump with Remote Outdoor Unit-Air-Source) | DLCURAH24ABK | ADP |  | H,GG36936 | *96VTN0401410A* | 23400 | 16 | 8.5 | 24000 | 23400 | 97.5% | 1.96 | 0 | 10 |  |  |  | No | R-410A | 1.95 | Residential & Commercial | Ducted CEE Tier 1
215935251 | Central HP <5.4 tons | KEEPRITE | HRCU-A-CB (Split System: Heat Pump with Remote Outdoor Unit-Air-Source) | C5H3V36*K*AAA* |  |  | EVM5X60M21A*+WALLCON | *95CSU0802120B* | 35600 | 21.5 | 8.5 | 38000 | 28600 | 75.26% | 2.04 | 0 | 12 |  |  |  | No | R-454B | 2.9667 | Residential & Commercial | Ducted CEE Tier 1
215935371 | Central HP <5.4 tons | KEEPRITE | HRCU-A-CB (Split System: Heat Pump with Remote Outdoor Unit-Air-Source) | C5H3V36*K*AAA* |  |  | EVM5X60M24A*+WALLCON | *80CTL1352422B* | 35600 | 22 | 8.5 | 38000 | 28400 | 74.74% | 2.04 | 0 | 12.5 |  |  |  | No | R-454B | 2.9667 | Residential & Commercial | Ducted CEE Tier 1
215934851 | Central HP <5.4 tons | KEEPRITE | HRCU-A-CB (Split System: Heat Pump with Remote Outdoor Unit-Air-Source) | C5H3V36*K*AAA* |  |  | EVM5X44M21A*+WALLCON | *80CTL0902120B* | 35600 | 22 | 8.5 | 38000 | 28400 | 74.74% | 2.02 | 0 | 12.5 |  |  |  | No | R-454B | 2.9667 | Residential & Commercial | Ducted CEE Tier 1
215935231 | Central HP <5.4 tons | KEEPRITE | HRCU-A-CB (Split System: Heat Pump with Remote Outdoor Unit-Air-Source) | C5H3V36*K*AAA* |  |  | EVM5X60M21A*+WALLCON | *80CTL1102120B* | 35600 | 22 | 8.5 | 38000 | 28400 | 74.74% | 2.02 | 0 | 12.5 |  |  |  | No | R-454B | 2.9667 | Residential & Commercial | Ducted CEE Tier 1
215932711 | Central HP <5.4 tons | KEEPRITE | HRCU-A-CB (Split System: Heat Pump with Remote Outdoor Unit-Air-Source) | C5H3V36*K*AAA* |  |  | EA*5X61M21A*+WALLCON | *80CTL0702120B* | 34400 | 20.5 | 9 | 34400 | 26200 | 76.16% | 1.96 | 0 | 11.7 |  |  |  | No | R-454B | 2.8667 | Residential & Commercial | Ducted CEE Tier 1
215932811 | Central HP <5.4 tons | KEEPRITE | HRCU-A-CB (Split System: Heat Pump with Remote Outdoor Unit-Air-Source) | C5H3V36*K*AAA* |  |  | EA*5X61M21A*+WALLCON | *97CMN1002122B* | 34400 | 20.5 | 9.5 | 34200 | 26000 | 76.02% | 2.06 | 0 | 12 |  |  |  | No | R-454B | 2.8667 | Residential & Commercial | Ducted CEE Tier 1
215932831 | Central HP <5.4 tons | KEEPRITE | HRCU-A-CB (Split System: Heat Pump with Remote Outdoor Unit-Air-Source) | C5H3V36*K*AAA* |  |  | EA*5X61M21A*+WALLCON | *96CTN0801714B* | 34200 | 20 | 9 | 34600 | 26400 | 76.3% | 1.94 | 0 | 11.5 |  |  |  | No | R-454B | 2.85 | Residential & Commercial | Ducted CEE Tier 1
215932931 | Central HP <5.4 tons | KEEPRITE | HRCU-A-CB (Split System: Heat Pump with Remote Outdoor Unit-Air-Source) | C5H3V36*K*AAA* |  |  | EA*5X61M24A*+WALLCON | *97CMN1002122B* | 34400 | 20.5 | 9.5 | 34200 | 26000 | 76.02% | 2.08 | 0 | 12 |  |  |  | No | R-454B | 2.8667 | Residential & Commercial | Ducted CEE Tier 1
207658571 | Central HP <5.4 tons | BOSCH | HRCU-A-CB (Split System: Heat Pump with Remote Outdoor Unit-Air-Source) | BOVB-60HDN1-M20G |  |  | BMA*4248CNTF | BGH96M100C5B | 45000 | 17.5 | 8.8 | 46500 | 32800 | 70.54% | 1.9 | 12.5 | 11.7 |  |  |  | No | R-410A | 3.75 | Residential & Commercial | Ducted CEE Tier 1
214588220 | Central HP <5.4 tons | BRYANT HEATING AND COOLING SYSTEMS | HRCU-A-CB (Split System: Heat Pump with Remote Outdoor Unit-Air-Source) | 38MURAQ18AB3* | ADP |  | PL36H175P159 | 926TC36040V17*** | 17400 | 16 | 8.5 | 16400 | 18400 | 112.2% | 2.24 | 0 | 10.5 |  |  |  | No | R-410A | 1.45 | Residential & Commercial | Ducted CEE Tier 1
215292566 | Central HP <5.4 tons | AIRQUEST | HRCU-A-CB (Split System: Heat Pump with Remote Outdoor Unit-Air-Source) | DLCURAH24ABK | ADP |  | HG8J936 | *96VTN0401410A* | 23000 | 16 | 8.5 | 24200 | 23800 | 98.35% | 2.02 | 0 | 10 |  |  |  | No | R-410A | 1.9167 | Residential & Commercial | Ducted CEE Tier 1
215292573 | Central HP <5.4 tons | AIRQUEST | HRCU-A-CB (Split System: Heat Pump with Remote Outdoor Unit-Air-Source) | DLCURAH24ABK | ADP |  | H,GG80936 | *96VTN0401410A* | 23400 | 16 | 8.5 | 24000 | 23400 | 97.5% | 1.96 | 0 | 10 |  |  |  | No | R-410A | 1.95 | Residential & Commercial | Ducted CEE Tier 1
215292598 | Central HP <5.4 tons | AIRQUEST | HRCU-A-CB (Split System: Heat Pump with Remote Outdoor Unit-Air-Source) | DLCURAH24ABK | ADP |  | H,GG34936 | *96VTN0401410B* | 23400 | 16 | 8.5 | 24800 | 24400 | 98.39% | 2.06 | 0 | 10 |  |  |  | No | R-410A | 1.95 | Residential & Commercial | Ducted CEE Tier 1
215292618 | Central HP <5.4 tons | AIRQUEST | HRCU-A-CB (Split System: Heat Pump with Remote Outdoor Unit-Air-Source) | DLCURAH24ABK | ADP |  | HE8J936 | *96VTN0401410B* | 23200 | 16 | 8.5 | 24800 | 24400 | 98.39% | 2.06 | 0 | 10 |  |  |  | No | R-410A | 1.9333 | Residential & Commercial | Ducted CEE Tier 1
215292623 | Central HP <5.4 tons | AIRQUEST | HRCU-A-CB (Split System: Heat Pump with Remote Outdoor Unit-Air-Source) | DLCURAH24ABK | ADP |  | H,GE1K936 | *96VTN0401410B* | 23400 | 16 | 8.5 | 24800 | 24400 | 98.39% | 2.06 | 0 | 10 |  |  |  | No | R-410A | 1.95 | Residential & Commercial | Ducted CEE Tier 1
215292673 | Central HP <5.4 tons | AIRQUEST | HRCU-A-CB (Split System: Heat Pump with Remote Outdoor Unit-Air-Source) | DLCURAH24ABK | ADP |  | HG80936 | *96VTN0401712A* | 23400 | 16 | 8.5 | 24200 | 23200 | 95.87% | 1.94 | 0 | 10 |  |  |  | No | R-410A | 1.95 | Residential & Commercial | Ducted CEE Tier 1
215292723 | Central HP <5.4 tons | AIRQUEST | HRCU-A-CB (Split System: Heat Pump with Remote Outdoor Unit-Air-Source) | DLCURAH24ABK | ADP |  | H,GG80936 | *96VTN0401712B* | 23400 | 16 | 8.5 | 24600 | 23800 | 96.75% | 2 | 0 | 10 |  |  |  | No | R-410A | 1.95 | Residential & Commercial | Ducted CEE Tier 1
215292725 | Central HP <5.4 tons | AIRQUEST | HRCU-A-CB (Split System: Heat Pump with Remote Outdoor Unit-Air-Source) | DLCURAH24ABK | ADP |  | H,GG81936 | *96VTN0401712B* | 23400 | 16 | 8.5 | 24600 | 23800 | 96.75% | 2 | 0 | 10 |  |  |  | No | R-410A | 1.95 | Residential & Commercial | Ducted CEE Tier 1
215292802 | Central HP <5.4 tons | AIRQUEST | HRCU-A-CB (Split System: Heat Pump with Remote Outdoor Unit-Air-Source) | DLCURAH24ABK | ADP |  | H,GE35936 | *96VTN0601412B* | 23600 | 17 | 8.5 | 24600 | 23600 | 95.93% | 2 | 0 | 10 |  |  |  | No | R-410A | 1.9667 | Residential & Commercial | Ducted CEE Tier 1
214574586 | Central HP <5.4 tons | KENMORE | HRCU-A-CB (Split System: Heat Pump with Remote Outdoor Unit-Air-Source) | (C,H,T)VH837GKA2* |  |  | EN(A,D,W)4X48L21**+WALLCON | *95CSU0802120B* | 32400 | 17.5 | 8.1 | 32800 | 24800 | 75.61% | 1.96 | 0 | 11.5 |  |  |  | No | R-410A | 2.7 | Residential & Commercial | Ducted CEE Tier 1
215424276 | Central HP <5.4 tons | LUXAIRE | HRCU-A-CB (Split System: Heat Pump with Remote Outdoor Unit-Air-Source) | HH860E2S11 | ADP |  | H,YE48*60+TXV-BLEED | TM8V080C16MP12 | 43500 | 18 | 8.5 | 42000 | 32800 | 78.1% | 2 | 0 | 11.7 |  |  |  | No | R-454B | 3.625 | Residential & Commercial | Ducted CEE Tier 1
215424287 | Central HP <5.4 tons | LUXAIRE | HRCU-A-CB (Split System: Heat Pump with Remote Outdoor Unit-Air-Source) | HH860E2S11 | ADP |  | H,YE36*60+TXV-BLEED | TM8Y100C20MP11 | 52000 | 18 | 8.3 | 53000 | 39500 | 74.53% | 1.96 | 0 | 10.5 |  |  |  | No | R-454B | 4.3333 | Residential & Commercial | Ducted CEE Tier 1
214573646 | Central HP <5.4 tons | KENMORE | HRCU-A-CB (Split System: Heat Pump with Remote Outdoor Unit-Air-Source) | (C,H,T)VH837GKA2* |  |  | EA*4X36L21A*+WALLCON | *97CMN0602120B* | 31400 | 17 | 8.1 | 33200 | 24400 | 73.49% | 1.84 | 0 | 10.5 |  |  |  | No | R-410A | 2.6167 | Residential & Commercial | Ducted CEE Tier 1
212924872 | Central HP <5.4 tons | GE Appliances | HRCU-A-C (Split System: Heat Pump with Remote Outdoor Unit with No Indoor Fan --Air Source) | AUH2436ZGDA* | ASPEN |  | D(A,C,E)24C34+TDR |  | 23000 | 15.2 | 8.5 | 24000 | 21600 | 90% | 1.8 | 0 | 11 |  |  |  | No | R-410A | 1.9167 | Residential & Commercial | Ducted CEE Tier 1
214776419 | Central HP <5.4 tons | YORK | HRCU-A-CB (Split System: Heat Pump with Remote Outdoor Unit-Air-Source) | HH860E2S11 | ADP |  | CH605D*C+TXV | TL8E080C16UH11 | 44500 | 18 | 8.5 | 43500 | 33800 | 77.7% | 2 | 0 | 11 |  |  |  | No | R-454B | 3.7083 | Residential & Commercial | Ducted CEE Tier 1
214776451 | Central HP <5.4 tons | YORK | HRCU-A-CB (Split System: Heat Pump with Remote Outdoor Unit-Air-Source) | HH860E2S11 | ADP |  | CV605**C+TXV | TL9E080C16UH11 | 44500 | 18 | 8.5 | 44000 | 34000 | 77.27% | 2 | 0 | 11 |  |  |  | No | R-454B | 3.7083 | Residential & Commercial | Ducted CEE Tier 1
214776458 | Central HP <5.4 tons | YORK | HRCU-A-CB (Split System: Heat Pump with Remote Outdoor Unit-Air-Source) | HH860E2S11 | ADP |  | CH600C*C+TXV | TL9E100C20UH11 | 51000 | 18 | 8.3 | 51500 | 38000 | 73.79% | 1.96 | 0 | 10.5 |  |  |  | No | R-454B | 4.25 | Residential & Commercial | Ducted CEE Tier 1
214776476 | Central HP <5.4 tons | YORK | HRCU-A-CB (Split System: Heat Pump with Remote Outdoor Unit-Air-Source) | HH860E2S11 | ADP |  | CH600D*C+TXV | TM9E080C16MP12 | 44000 | 17 | 8.4 | 43500 | 34000 | 78.16% | 1.98 | 0 | 10.5 |  |  |  | No | R-454B | 3.6667 | Residential & Commercial | Ducted CEE Tier 1
214776494 | Central HP <5.4 tons | YORK | HRCU-A-CB (Split System: Heat Pump with Remote Outdoor Unit-Air-Source) | HH860E2S11 | ADP |  | CX601C*35+TXV | TM9E080C20MP12 | 53500 | 19 | 8.5 | 53000 | 39500 | 74.53% | 2 | 0 | 11 |  |  |  | No | R-454B | 4.4583 | Residential & Commercial | Ducted CEE Tier 1
214776501 | Central HP <5.4 tons | YORK | HRCU-A-CB (Split System: Heat Pump with Remote Outdoor Unit-Air-Source) | HH860E2S11 | ADP |  | CV602D*A+TXV | TM9E080C20MP12 | 53500 | 19 | 8.5 | 53000 | 39500 | 74.53% | 2 | 0 | 11 |  |  |  | No | R-454B | 4.4583 | Residential & Commercial | Ducted CEE Tier 1
214776503 | Central HP <5.4 tons | YORK | HRCU-A-CB (Split System: Heat Pump with Remote Outdoor Unit-Air-Source) | HH860E2S11 | ADP |  | CH480C*C+TXV | TM9E100C16MP12 | 43500 | 17 | 8.3 | 44000 | 34000 | 77.27% | 1.96 | 0 | 10.5 |  |  |  | No | R-454B | 3.625 | Residential & Commercial | Ducted CEE Tier 1
214776508 | Central HP <5.4 tons | YORK | HRCU-A-CB (Split System: Heat Pump with Remote Outdoor Unit-Air-Source) | HH860E2S11 | ADP |  | CV482**C+TXV | TM9E100C16MP12 | 44000 | 17 | 8.4 | 44000 | 34000 | 77.27% | 1.98 | 0 | 10.5 |  |  |  | No | R-454B | 3.6667 | Residential & Commercial | Ducted CEE Tier 1
206765675 | Central HP <5.4 tons | ARCOAIRE | HRCU-A-CB (Split System: Heat Pump with Remote Outdoor Unit-Air-Source) | HVH825GKA3* |  |  | EA*4X36L17A*+WALLCON | *96CTN0801714A* | 23600 | 16.5 | 8.1 | 21600 | 16700 | 77.31% | 1.92 | 11.5 | 10.5 |  |  |  | No | R-410A | 1.9667 | Residential & Commercial | Ducted CEE Tier 1
213752630 | Central HP <5.4 tons | CARRIER | HRCU-A-CB (Split System: Heat Pump with Remote Outdoor Unit-Air-Source) | 38MURAQ24AB3* | ASPEN |  | D(A,C,E)24B44+TDR | 58S(B,C)*B045M14**12 | 23400 | 17 | 8.5 | 27000 | 20400 | 75.56% | 2.88 | 0 | 10 |  |  |  | No | R-410A | 1.95 | Residential & Commercial | Ducted CEE Tier 1
213752655 | Central HP <5.4 tons | CARRIER | HRCU-A-CB (Split System: Heat Pump with Remote Outdoor Unit-Air-Source) | 38MURAQ24AB3* | ASPEN |  | D(A,C,E)30C44+TDR | 58S(B,C)*B070M17**12 | 23400 | 17.5 | 8.5 | 26200 | 20000 | 76.34% | 2.86 | 0 | 10 |  |  |  | No | R-410A | 1.95 | Residential & Commercial | Ducted CEE Tier 1
213752778 | Central HP <5.4 tons | CARRIER | HRCU-A-CB (Split System: Heat Pump with Remote Outdoor Unit-Air-Source) | 38MURAQ24AB3* | ASPEN |  | D(A,C,E)30C44+TDR | 58TP*B110V21**22 | 23800 | 17.5 | 8.5 | 26400 | 20200 | 76.52% | 2.91 | 0 | 10 |  |  |  | No | R-410A | 1.9833 | Residential & Commercial | Ducted CEE Tier 1
213752937 | Central HP <5.4 tons | CARRIER | HRCU-A-CB (Split System: Heat Pump with Remote Outdoor Unit-Air-Source) | 38MURAQ24AB3* | ASPEN |  | D(A,C,E)24B44+TDR | 59SP6A060V17**14 | 23400 | 16.5 | 8.5 | 25800 | 20000 | 77.52% | 2.85 | 0 | 10 |  |  |  | No | R-410A | 1.95 | Residential & Commercial | Ducted CEE Tier 1
213753023 | Central HP <5.4 tons | CARRIER | HRCU-A-CB (Split System: Heat Pump with Remote Outdoor Unit-Air-Source) | 38MURAQ24AB3* | ASPEN |  | D(A,C,E)24B44+TDR | 59TP6C080V17**16 | 23400 | 17 | 8.5 | 26200 | 20200 | 77.1% | 2.88 | 0 | 10 |  |  |  | No | R-410A | 1.95 | Residential & Commercial | Ducted CEE Tier 1
213753039 | Central HP <5.4 tons | CARRIER | HRCU-A-CB (Split System: Heat Pump with Remote Outdoor Unit-Air-Source) | 38MURAQ24AB3* | ASPEN |  | D(A,C,E)30C44+TDR | 59TP6C080V21**20 | 23800 | 17 | 8.5 | 26400 | 20200 | 76.52% | 2.92 | 0 | 10 |  |  |  | No | R-410A | 1.9833 | Residential & Commercial | Ducted CEE Tier 1
215289681 | Central HP <5.4 tons | AIRQUEST | HRCU-A-CB (Split System: Heat Pump with Remote Outdoor Unit-Air-Source) | DLCURAH18ABK | ADP |  | H,GE7J924 | *92MSN0601714A* | 17000 | 16 | 8.1 | 16700 | 18200 | 109% | 2.24 | 0 | 10.5 |  |  |  | No | R-410A | 1.4167 | Residential & Commercial | Ducted CEE Tier 1
215289701 | Central HP <5.4 tons | AIRQUEST | HRCU-A-CB (Split System: Heat Pump with Remote Outdoor Unit-Air-Source) | DLCURAH18ABK | ADP |  | HE31924 | *92MSN0801716A* | 17100 | 16 | 8.5 | 17100 | 18700 | 109.4% | 2.3 | 0 | 10.5 |  |  |  | No | R-410A | 1.425 | Residential & Commercial | Ducted CEE Tier 1
215289776 | Central HP <5.4 tons | AIRQUEST | HRCU-A-CB (Split System: Heat Pump with Remote Outdoor Unit-Air-Source) | DLCURAH18ABK | ADP |  | HE8J936 | *96MSN0261410A* | 17200 | 20 | 8.1 | 16700 | 18800 | 112.6% | 2.3 | 0 | 10.5 |  |  |  | No | R-410A | 1.4333 | Residential & Commercial | Ducted CEE Tier 1
215292816 | Central HP <5.4 tons | AIRQUEST | HRCU-A-CB (Split System: Heat Pump with Remote Outdoor Unit-Air-Source) | DLCURAH24ABK | ADP |  | HE8J936 | *96VTN0601412B* | 23400 | 17 | 8.5 | 24600 | 23600 | 95.93% | 2 | 0 | 10 |  |  |  | No | R-410A | 1.95 | Residential & Commercial | Ducted CEE Tier 1
215292818 | Central HP <5.4 tons | AIRQUEST | HRCU-A-CB (Split System: Heat Pump with Remote Outdoor Unit-Air-Source) | DLCURAH24ABK | ADP |  | HG9J936 | *96VTN0601412B* | 23600 | 17 | 8.5 | 24600 | 23600 | 95.93% | 2 | 0 | 10 |  |  |  | No | R-410A | 1.9667 | Residential & Commercial | Ducted CEE Tier 1
215292866 | Central HP <5.4 tons | AIRQUEST | HRCU-A-CB (Split System: Heat Pump with Remote Outdoor Unit-Air-Source) | DLCURAH24ABK | ADP |  | H,GG9J936 | *96VTN0601714A* | 24000 | 16 | 8.5 | 24400 | 22400 | 91.8% | 1.88 | 0 | 10 |  |  |  | No | R-410A | 2 | Residential & Commercial | Ducted CEE Tier 1
215292891 | Central HP <5.4 tons | AIRQUEST | HRCU-A-CB (Split System: Heat Pump with Remote Outdoor Unit-Air-Source) | DLCURAH24ABK | ADP |  | H,GG33936 | *96VTN0601716B* | 23800 | 16 | 9 | 24400 | 22800 | 93.44% | 1.92 | 0 | 10.5 |  |  |  | No | R-410A | 1.9833 | Residential & Commercial | Ducted CEE Tier 1
215292893 | Central HP <5.4 tons | AIRQUEST | HRCU-A-CB (Split System: Heat Pump with Remote Outdoor Unit-Air-Source) | DLCURAH24ABK | ADP |  | H,GE33936 | *96VTN0601716B* | 23800 | 16 | 9 | 24400 | 22800 | 93.44% | 1.92 | 0 | 10.5 |  |  |  | No | R-410A | 1.9833 | Residential & Commercial | Ducted CEE Tier 1
215292943 | Central HP <5.4 tons | AIRQUEST | HRCU-A-CB (Split System: Heat Pump with Remote Outdoor Unit-Air-Source) | DLCURAH24ABK | ADP |  | HG33936 | *96VTN0801716A* | 24000 | 16 | 8.1 | 24600 | 22600 | 91.87% | 1.9 | 0 | 10.5 |  |  |  | No | R-410A | 2 | Residential & Commercial | Ducted CEE Tier 1
207454651 | Central HP <5.4 tons | BOSCH | HRCU-A-CB (Split System: Heat Pump with Remote Outdoor Unit-Air-Source) | BOVA-60HDN1-M20G |  |  | BMA*4860DNTF | BGH96M120D5B | 52000 | 18 | 8.5 | 54000 | 37800 | 70% | 1.85 | 12.5 | 11.7 |  |  |  | No | R-410A | 4.3333 | Residential & Commercial | Ducted CEE Tier 1
207658572 | Central HP <5.4 tons | BOSCH | HRCU-A-CB (Split System: Heat Pump with Remote Outdoor Unit-Air-Source) | BOVB-60HDN1-M20G |  |  | BMA*4248DNTF | BGH96M100D5B | 45500 | 17.5 | 9 | 47000 | 33200 | 70.64% | 1.9 | 12.5 | 11.7 |  |  |  | No | R-410A | 3.7917 | Residential & Commercial | Ducted CEE Tier 1
215425278 | Central HP <5.4 tons | YORK | HRCU-A-CB (Split System: Heat Pump with Remote Outdoor Unit-Air-Source) | HH836E2S11 | ADP |  | H,YE1K*36+TXV | TM8E100C16MP11 | 32800 | 19 | 8.5 | 29400 | 25000 | 85.03% | 2 | 0 | 11 |  |  |  | No | R-454B | 2.7333 | Residential & Commercial | Ducted CEE Tier 1
215933631 | Central HP <5.4 tons | KEEPRITE | HRCU-A-CB (Split System: Heat Pump with Remote Outdoor Unit-Air-Source) | C5H3V36*K*AAA* |  |  | ESH5X48M12A*+WALLCON | *95CSU1002122B* | 33800 | 19.5 | 9 | 34600 | 26400 | 76.3% | 1.94 | 0 | 11.7 |  |  |  | No | R-454B | 2.8167 | Residential & Commercial | Ducted CEE Tier 1
215933381 | Central HP <5.4 tons | KEEPRITE | HRCU-A-CB (Split System: Heat Pump with Remote Outdoor Unit-Air-Source) | C5H3V36*K*AAA* |  |  | ESH5X42M12A*+WALLCON | *95CSU0802120B* | 33600 | 19 | 9 | 34800 | 26600 | 76.44% | 1.92 | 0 | 11 |  |  |  | No | R-454B | 2.8 | Residential & Commercial | Ducted CEE Tier 1
215933131 | Central HP <5.4 tons | KEEPRITE | HRCU-A-CB (Split System: Heat Pump with Remote Outdoor Unit-Air-Source) | C5H3V36*K*AAA* |  |  | ESH5X36M12A*+WALLCON | *80CTL1352422B* | 33400 | 19 | 9 | 34800 | 26600 | 76.44% | 1.92 | 0 | 11.5 |  |  |  | No | R-454B | 2.7833 | Residential & Commercial | Ducted CEE Tier 1
215933181 | Central HP <5.4 tons | KEEPRITE | HRCU-A-CB (Split System: Heat Pump with Remote Outdoor Unit-Air-Source) | C5H3V36*K*AAA* |  |  | ESH5X36M12A*+WALLCON | *97CMN0602120B* | 33000 | 18.5 | 9 | 35400 | 27200 | 76.84% | 1.92 | 0 | 11 |  |  |  | No | R-454B | 2.75 | Residential & Commercial | Ducted CEE Tier 1
214776510 | Central HP <5.4 tons | YORK | HRCU-A-CB (Split System: Heat Pump with Remote Outdoor Unit-Air-Source) | HH860E2S11 | ADP |  | CV601**C+TXV | TM9E100C16MP12 | 44500 | 17 | 8.5 | 44000 | 34000 | 77.27% | 2 | 0 | 11 |  |  |  | No | R-454B | 3.7083 | Residential & Commercial | Ducted CEE Tier 1
214776553 | Central HP <5.4 tons | YORK | HRCU-A-CB (Split System: Heat Pump with Remote Outdoor Unit-Air-Source) | HH860E2S11 | ADP |  | CV482**C+TXV | TM9V080C16MP12 | 43000 | 17 | 8.4 | 42000 | 33000 | 78.57% | 1.98 | 0 | 10.5 |  |  |  | No | R-454B | 3.5833 | Residential & Commercial | Ducted CEE Tier 1
214776560 | Central HP <5.4 tons | YORK | HRCU-A-CB (Split System: Heat Pump with Remote Outdoor Unit-Air-Source) | HH860E2S11 | ADP |  | CV603**A+TXV | TM9V080C16MP12 | 43500 | 18 | 8.5 | 42000 | 33000 | 78.57% | 2 | 0 | 11 |  |  |  | No | R-454B | 3.625 | Residential & Commercial | Ducted CEE Tier 1
214776569 | Central HP <5.4 tons | YORK | HRCU-A-CB (Split System: Heat Pump with Remote Outdoor Unit-Air-Source) | HH860E2S11 | ADP |  | CH600D*C+TXV | TM9V100C16MP12 | 43000 | 17 | 8.4 | 42000 | 32800 | 78.1% | 1.98 | 0 | 11.5 |  |  |  | No | R-454B | 3.5833 | Residential & Commercial | Ducted CEE Tier 1
214776578 | Central HP <5.4 tons | YORK | HRCU-A-CB (Split System: Heat Pump with Remote Outdoor Unit-Air-Source) | HH860E2S11 | ADP |  | CV607**C+TXV | TM9V100C16MP12 | 43500 | 18 | 8.5 | 42000 | 32800 | 78.1% | 2 | 0 | 11.7 |  |  |  | No | R-454B | 3.625 | Residential & Commercial | Ducted CEE Tier 1
214776592 | Central HP <5.4 tons | YORK | HRCU-A-CB (Split System: Heat Pump with Remote Outdoor Unit-Air-Source) | HH860E2S11 | ADP |  | CV607**C+TXV | TM9V100C20MP12 | 52000 | 19 | 8.5 | 51500 | 38000 | 73.79% | 2 | 0 | 11 |  |  |  | No | R-454B | 4.3333 | Residential & Commercial | Ducted CEE Tier 1
214776603 | Central HP <5.4 tons | YORK | HRCU-A-CB (Split System: Heat Pump with Remote Outdoor Unit-Air-Source) | HH860E2S11 | ADP |  | CV603**A+TXV | TM9V120D20MP12 | 53000 | 19 | 8.5 | 52500 | 39000 | 74.29% | 2 | 0 | 11 |  |  |  | No | R-454B | 4.4167 | Residential & Commercial | Ducted CEE Tier 1
214776612 | Central HP <5.4 tons | YORK | HRCU-A-CB (Split System: Heat Pump with Remote Outdoor Unit-Air-Source) | HH860E2S11 | ADP |  | CH600D*C+TXV | TMLE080C16MP11 | 44000 | 17 | 8.4 | 43500 | 33800 | 77.7% | 1.98 | 0 | 10.5 |  |  |  | No | R-454B | 3.6667 | Residential & Commercial | Ducted CEE Tier 1
207454640 | Central HP <5.4 tons | BOSCH | HRCU-A-CB (Split System: Heat Pump with Remote Outdoor Unit-Air-Source) | BOVA-60HDN1-M20G |  |  | BMA*4248CNTF | BGH96M080C4B | 42500 | 17 | 8.8 | 44500 | 31400 | 70.56% | 1.9 | 12 | 11.7 |  |  |  | No | R-410A | 3.5417 | Residential & Commercial | Ducted CEE Tier 1
212348380 | Central HP <5.4 tons | CARRIER | HRCU-A-CB (Split System: Heat Pump with Remote Outdoor Unit-Air-Source) | 38MURAQ18AB3* | ASPEN |  | LEW30D4 |  | 17000 | 15.2 | 8.5 | 18000 | 18300 | 101.7% | 2.56 | 0 | 10.5 |  |  |  | No | R-410A | 1.4167 | Residential & Commercial | Ducted CEE Tier 1
215293043 | Central HP <5.4 tons | AIRQUEST | HRCU-A-CB (Split System: Heat Pump with Remote Outdoor Unit-Air-Source) | DLCURAH24ABK | ADP |  | H,GE33936 | *96VTN0802120A* | 23200 | 17 | 8.1 | 24200 | 23400 | 96.69% | 1.98 | 0 | 10 |  |  |  | No | R-410A | 1.9333 | Residential & Commercial | Ducted CEE Tier 1
215293068 | Central HP <5.4 tons | AIRQUEST | HRCU-A-CB (Split System: Heat Pump with Remote Outdoor Unit-Air-Source) | DLCURAH24ABK | ADP |  | H,GG80936 | *96VTN0802120A* | 23600 | 17 | 8.1 | 24200 | 23400 | 96.69% | 1.98 | 0 | 10.5 |  |  |  | No | R-410A | 1.9667 | Residential & Commercial | Ducted CEE Tier 1
215293077 | Central HP <5.4 tons | AIRQUEST | HRCU-A-CB (Split System: Heat Pump with Remote Outdoor Unit-Air-Source) | DLCURAH24ABK | ADP |  | HG31930 | *96VTN0802120B* | 22800 | 16 | 8.5 | 24800 | 23600 | 95.16% | 1.98 | 0 | 10 |  |  |  | No | R-410A | 1.9 | Residential & Commercial | Ducted CEE Tier 1
215293100 | Central HP <5.4 tons | AIRQUEST | HRCU-A-CB (Split System: Heat Pump with Remote Outdoor Unit-Air-Source) | DLCURAH24ABK | ADP |  | HE35936 | *96VTN0802120B* | 23800 | 17 | 8.5 | 24800 | 23600 | 95.16% | 1.98 | 0 | 10.5 |  |  |  | No | R-410A | 1.9833 | Residential & Commercial | Ducted CEE Tier 1
215293143 | Central HP <5.4 tons | AIRQUEST | HRCU-A-CB (Split System: Heat Pump with Remote Outdoor Unit-Air-Source) | DLCURAH24ABK | ADP |  | HE33936 | *96VTN1002120A* | 23800 | 17 | 8.5 | 24400 | 22400 | 91.8% | 1.9 | 0 | 10 |  |  |  | No | R-410A | 1.9833 | Residential & Commercial | Ducted CEE Tier 1
215293200 | Central HP <5.4 tons | AIRQUEST | HRCU-A-CB (Split System: Heat Pump with Remote Outdoor Unit-Air-Source) | DLCURAH24ABK | ADP |  | H,GG36936 | *96VTN1002120B* | 23600 | 17 | 8.5 | 24600 | 24200 | 98.37% | 2.04 | 0 | 10.5 |  |  |  | No | R-410A | 1.9667 | Residential & Commercial | Ducted CEE Tier 1
215293216 | Central HP <5.4 tons | AIRQUEST | HRCU-A-CB (Split System: Heat Pump with Remote Outdoor Unit-Air-Source) | DLCURAH24ABK | ADP |  | H,GG1K936 | *96VTN1002120B* | 23600 | 17 | 8.5 | 24600 | 24200 | 98.37% | 2.04 | 0 | 10.5 |  |  |  | No | R-410A | 1.9667 | Residential & Commercial | Ducted CEE Tier 1
215293218 | Central HP <5.4 tons | AIRQUEST | HRCU-A-CB (Split System: Heat Pump with Remote Outdoor Unit-Air-Source) | DLCURAH24ABK | ADP |  | H,GG80936 | *96VTN1002120B* | 23600 | 17 | 8.5 | 24600 | 24200 | 98.37% | 2.04 | 0 | 10.5 |  |  |  | No | R-410A | 1.9667 | Residential & Commercial | Ducted CEE Tier 1
215293259 | Central HP <5.4 tons | AIRQUEST | HRCU-A-CB (Split System: Heat Pump with Remote Outdoor Unit-Air-Source) | DLCURAH24ABK | ADP |  | HG8J936 | *96VTN1002122A* | 23400 | 17 | 8.1 | 24200 | 23400 | 96.69% | 1.98 | 0 | 10.5 |  |  |  | No | R-410A | 1.95 | Residential & Commercial | Ducted CEE Tier 1
213361082 | Central HP <5.4 tons | LENNOX | HRCU-A-CB (Split System: Heat Pump with Remote Outdoor Unit-Air-Source) | SL25XPV-048-230A** | ADP |  | LH40/61W9 | EL297UH110XV48C* | 44500 | 20 | 9.2 | 43500 | 37200 | 85.52% | 1.8 | 0 | 12 |  |  |  | No | R-410A | 3.7083 | Residential & Commercial | Ducted CEE Tier 1
213361089 | Central HP <5.4 tons | LENNOX | HRCU-A-CB (Split System: Heat Pump with Remote Outdoor Unit-Air-Source) | SL25XPV-048-230A** | ADP |  | L*42/60Z9 | EL297UH110XV60C* | 46000 | 20 | 9.3 | 42000 | 35800 | 85.24% | 1.88 | 0 | 12.5 |  |  |  | No | R-410A | 3.8333 | Residential & Commercial | Ducted CEE Tier 1
213612051 | Central HP <5.4 tons | RUUD | HRCU-A-CB (Split System: Heat Pump with Remote Outdoor Unit-Air-Source) | RP15AZ36AJ2N | ASPEN |  | D(A,C,E)36A34+TDR | R802V0503A14DZ | 33000 | 15.4 | 8.1 | 34000 | 26600 | 78.24% | 2.79 | 0 | 10 |  |  |  | No | R-410A | 2.75 | Residential & Commercial | Ducted CEE Tier 1
215425280 | Central HP <5.4 tons | YORK | HRCU-A-CB (Split System: Heat Pump with Remote Outdoor Unit-Air-Source) | HH836E2S11 | ADP |  | H,YE1K*36+TXV | TM8E120C16MP11 | 33000 | 19 | 8.5 | 29400 | 23800 | 80.95% | 2 | 0 | 11 |  |  |  | No | R-454B | 2.75 | Residential & Commercial | Ducted CEE Tier 1
214848915 | Central HP <5.4 tons | YORK | HRCU-A-CB (Split System: Heat Pump with Remote Outdoor Unit-Air-Source) | HH824E2S11 | ADP |  | H,YG8J*36+TXV | Y91E080B12SMPS1 | 23000 | 17 | 9 | 21400 | 17700 | 82.71% | 2 | 0 | 12 |  |  |  | No | R-454B | 1.9167 | Residential & Commercial | Ducted CEE Tier 1
213821588 | Central HP <5.4 tons | TEMPSTAR | HRCU-A-CB (Split System: Heat Pump with Remote Outdoor Unit-Air-Source) | DLCURAH36ABK | ASPEN |  | D(A,C,E)42B34+TDR | *80MS(N,L)0902420A* | 35200 | 16.5 | 8.1 | 38500 | 31800 | 82.6% | 2.72 | 0 | 10.5 |  |  |  | No | R-410A | 2.9333 | Residential & Commercial | Ducted CEE Tier 1
213821589 | Central HP <5.4 tons | TEMPSTAR | HRCU-A-CB (Split System: Heat Pump with Remote Outdoor Unit-Air-Source) | DLCURAH36ABK | ASPEN |  | D(A,C,E)36B34+TDR | *80MS(N,L)1102120A* | 35400 | 16.5 | 8.1 | 38500 | 32200 | 83.64% | 2.55 | 0 | 10 |  |  |  | No | R-410A | 2.95 | Residential & Commercial | Ducted CEE Tier 1
215295206 | Central HP <5.4 tons | AIRQUEST | HRCU-A-CB (Split System: Heat Pump with Remote Outdoor Unit-Air-Source) | DLCURAH36ABK | ADP |  | H,GE9J936 | *96MSN1202422A* | 35200 | 16 | 8.1 | 36800 | 34600 | 94.02% | 1.88 | 0 | 10 |  |  |  | No | R-410A | 2.9333 | Residential & Commercial | Ducted CEE Tier 1
215295256 | Central HP <5.4 tons | AIRQUEST | HRCU-A-CB (Split System: Heat Pump with Remote Outdoor Unit-Air-Source) | DLCURAH36ABK | ADP |  | HG81936 | *96MSN1402422A* | 35600 | 16 | 8.5 | 36200 | 34200 | 94.48% | 2.02 | 0 | 10 |  |  |  | No | R-410A | 2.9667 | Residential & Commercial | Ducted CEE Tier 1
214776619 | Central HP <5.4 tons | YORK | HRCU-A-CB (Split System: Heat Pump with Remote Outdoor Unit-Air-Source) | HH860E2S11 | ADP |  | CV606**C+TXV | TMLE080C16MP11 | 44500 | 18 | 8.5 | 43500 | 33800 | 77.7% | 2 | 0 | 11 |  |  |  | No | R-454B | 3.7083 | Residential & Commercial | Ducted CEE Tier 1
214776637 | Central HP <5.4 tons | YORK | HRCU-A-CB (Split System: Heat Pump with Remote Outdoor Unit-Air-Source) | HH860E2S11 | ADP |  | CV602D*A+TXV | TMLE080C20MP11 | 53500 | 19 | 8.5 | 53000 | 39500 | 74.53% | 2 | 0 | 11 |  |  |  | No | R-454B | 4.4583 | Residential & Commercial | Ducted CEE Tier 1
214776676 | Central HP <5.4 tons | YORK | HRCU-A-CB (Split System: Heat Pump with Remote Outdoor Unit-Air-Source) | HH860E2S11 | ADP |  | CX601C*35+TXV | TMLE120C20MP11 | 53000 | 19 | 8.5 | 52500 | 39000 | 74.29% | 2 | 0 | 11 |  |  |  | No | R-454B | 4.4167 | Residential & Commercial | Ducted CEE Tier 1
214776685 | Central HP <5.4 tons | YORK | HRCU-A-CB (Split System: Heat Pump with Remote Outdoor Unit-Air-Source) | HH860E2S11 | ADP |  | CH600C*C+TXV | TMLE130D20MP11 | 53000 | 18 | 8.3 | 53000 | 39500 | 74.53% | 1.96 | 0 | 10.5 |  |  |  | No | R-454B | 4.4167 | Residential & Commercial | Ducted CEE Tier 1
214776721 | Central HP <5.4 tons | YORK | HRCU-A-CB (Split System: Heat Pump with Remote Outdoor Unit-Air-Source) | HH860E2S11 | ADP |  | CX601C*35+TXV | TMLV120C20MP12 | 53000 | 19 | 8.5 | 52000 | 38500 | 74.04% | 2 | 0 | 11 |  |  |  | No | R-454B | 4.4167 | Residential & Commercial | Ducted CEE Tier 1
214776726 | Central HP <5.4 tons | YORK | HRCU-A-CB (Split System: Heat Pump with Remote Outdoor Unit-Air-Source) | HH860E2S11 | ADP |  | CV602D*A+TXV | TMLV120C20MP12 | 53000 | 19 | 8.5 | 52000 | 38500 | 74.04% | 2 | 0 | 11 |  |  |  | No | R-454B | 4.4167 | Residential & Commercial | Ducted CEE Tier 1
214776762 | Central HP <5.4 tons | YORK | HRCU-A-CB (Split System: Heat Pump with Remote Outdoor Unit-Air-Source) | HH860E2S11 | ADP |  | CH600D*C+TXV | Y81E100C20SMPS1 | 51500 | 18 | 8.3 | 51500 | 38000 | 73.79% | 1.96 | 0 | 11 |  |  |  | No | R-454B | 4.2917 | Residential & Commercial | Ducted CEE Tier 1
214776776 | Central HP <5.4 tons | YORK | HRCU-A-CB (Split System: Heat Pump with Remote Outdoor Unit-Air-Source) | HH860E2S11 | ADP |  | CH600D*C+TXV | Y81E120C20SMPS1 | 51000 | 18 | 8.3 | 51500 | 38000 | 73.79% | 1.96 | 0 | 11 |  |  |  | No | R-454B | 4.25 | Residential & Commercial | Ducted CEE Tier 1
214229372 | Central HP <5.4 tons | KEEPRITE | HRCU-A-CB (Split System: Heat Pump with Remote Outdoor Unit-Air-Source) | DLCURAH24ABK |  |  | EA*4X36L21A* | *80MSU0802120A* | 23600 | 17.5 | 8.5 | 25600 | 23400 | 91.41% | 1.94 | 0 | 10 |  |  |  | No | R-410A | 1.9667 | Residential & Commercial | Ducted CEE Tier 1
213204448 | Central HP <5.4 tons | TEMPSTAR | HRCU-A-CB (Split System: Heat Pump with Remote Outdoor Unit-Air-Source) | DLCURAH24ABK | ASPEN |  | D(A,C,E)36B34+TDR | *80ES(N,L)0702116A* | 23800 | 17 | 8.1 | 26200 | 26400 | 100.8% | 2.77 | 0 | 10.5 |  |  |  | No | R-410A | 1.9833 | Residential & Commercial | Ducted CEE Tier 1
213204881 | Central HP <5.4 tons | TEMPSTAR | HRCU-A-CB (Split System: Heat Pump with Remote Outdoor Unit-Air-Source) | DLCURAH24ABK | ASPEN |  | D(A,C,E)36C34+TDR | *92ESN0801716A* | 23800 | 17.5 | 8.5 | 25600 | 20000 | 78.12% | 3 | 0 | 10.4 |  |  |  | No | R-410A | 1.9833 | Residential & Commercial | Ducted CEE Tier 1
213204900 | Central HP <5.4 tons | TEMPSTAR | HRCU-A-CB (Split System: Heat Pump with Remote Outdoor Unit-Air-Source) | DLCURAH24ABK | ASPEN |  | D(A,C,E)30C44+TDR | *92ESN1002120A* | 23800 | 17 | 8.5 | 26000 | 20200 | 77.69% | 3 | 0 | 10.4 |  |  |  | No | R-410A | 1.9833 | Residential & Commercial | Ducted CEE Tier 1
213204916 | Central HP <5.4 tons | TEMPSTAR | HRCU-A-CB (Split System: Heat Pump with Remote Outdoor Unit-Air-Source) | DLCURAH24ABK | ASPEN |  | D(A,C,E)36C34+TDR | *95ESN0261410A* | 23400 | 16.5 | 8.5 | 25600 | 20200 | 78.91% | 2.86 | 0 | 10 |  |  |  | No | R-410A | 1.95 | Residential & Commercial | Ducted CEE Tier 1
213204998 | Central HP <5.4 tons | TEMPSTAR | HRCU-A-CB (Split System: Heat Pump with Remote Outdoor Unit-Air-Source) | DLCURAH24ABK | ASPEN |  | D(A,C,E)36C34+TDR | *96VTN0401410A* | 23400 | 16 | 8.5 | 25600 | 20200 | 78.91% | 2.86 | 0 | 10 |  |  |  | No | R-410A | 1.95 | Residential & Commercial | Ducted CEE Tier 1
213821188 | Central HP <5.4 tons | TEMPSTAR | HRCU-A-CB (Split System: Heat Pump with Remote Outdoor Unit-Air-Source) | DLCURAH24ABK | ASPEN |  | D(A,C,E)30C44+TDR | *80MS(N,L)0701712A* | 23600 | 17.5 | 8.5 | 26000 | 20200 | 77.69% | 2.9 | 0 | 10 |  |  |  | No | R-410A | 1.9667 | Residential & Commercial | Ducted CEE Tier 1
215295581 | Central HP <5.4 tons | AIRQUEST | HRCU-A-CB (Split System: Heat Pump with Remote Outdoor Unit-Air-Source) | DLCURAH36ABK | ADP |  | HG32936 | *96VTN1002120B* | 35000 | 16 | 8.1 | 36800 | 34800 | 94.57% | 1.82 | 0 | 10 |  |  |  | No | R-410A | 2.9167 | Residential & Commercial | Ducted CEE Tier 1
215295651 | Central HP <5.4 tons | AIRQUEST | HRCU-A-CB (Split System: Heat Pump with Remote Outdoor Unit-Air-Source) | DLCURAH36ABK | ADP |  | H,GE1K936 | *96VTN1002122A* | 35400 | 16 | 8.1 | 36800 | 34600 | 94.02% | 1.88 | 0 | 10 |  |  |  | No | R-410A | 2.95 | Residential & Commercial | Ducted CEE Tier 1
215933281 | Central HP <5.4 tons | KEEPRITE | HRCU-A-CB (Split System: Heat Pump with Remote Outdoor Unit-Air-Source) | C5H3V36*K*AAA* |  |  | ESH5X42M12A*+WALLCON | *80CSU0601716A* | 33400 | 19.5 | 9 | 34800 | 26600 | 76.44% | 1.94 | 0 | 11 |  |  |  | No | R-454B | 2.7833 | Residential & Commercial | Ducted CEE Tier 1
215933331 | Central HP <5.4 tons | KEEPRITE | HRCU-A-CB (Split System: Heat Pump with Remote Outdoor Unit-Air-Source) | C5H3V36*K*AAA* |  |  | ESH5X42M12A*+WALLCON | *80CTL0702120B* | 33600 | 19 | 9 | 34800 | 26600 | 76.44% | 1.92 | 0 | 11 |  |  |  | No | R-454B | 2.8 | Residential & Commercial | Ducted CEE Tier 1
215933011 | Central HP <5.4 tons | KEEPRITE | HRCU-A-CB (Split System: Heat Pump with Remote Outdoor Unit-Air-Source) | C5H3V36*K*AAA* |  |  | ESH5X30M12A*+WALLCON | *96CTN0401410B* | 31400 | 16.5 | 9 | 34400 | 26400 | 76.74% | 1.92 | 0 | 10 |  |  |  | No | R-454B | 2.6167 | Residential & Commercial | Ducted CEE Tier 1
215933031 | Central HP <5.4 tons | KEEPRITE | HRCU-A-CB (Split System: Heat Pump with Remote Outdoor Unit-Air-Source) | C5H3V36*K*AAA* |  |  | ESH5X36M12A*+WALLCON | *80CSU0401712A* | 33200 | 19 | 9 | 35000 | 27000 | 77.14% | 1.9 | 0 | 11 |  |  |  | No | R-454B | 2.7667 | Residential & Commercial | Ducted CEE Tier 1
215933061 | Central HP <5.4 tons | KEEPRITE | HRCU-A-CB (Split System: Heat Pump with Remote Outdoor Unit-Air-Source) | C5H3V36*K*AAA* |  |  | ESH5X36M12A*+WALLCON | *80CTL0451712B* | 32800 | 18.5 | 9 | 35800 | 27600 | 77.09% | 1.88 | 0 | 10.5 |  |  |  | No | R-454B | 2.7333 | Residential & Commercial | Ducted CEE Tier 1
215932511 | Central HP <5.4 tons | KEEPRITE | HRCU-A-CB (Split System: Heat Pump with Remote Outdoor Unit-Air-Source) | C5H3V36*K*AAA* |  |  | EA*5X48M21A*+WALLCON | *96CTN0601714B* | 33000 | 19.5 | 9.5 | 34000 | 26000 | 76.47% | 2.04 | 0 | 11 |  |  |  | No | R-454B | 2.75 | Residential & Commercial | Ducted CEE Tier 1
215932611 | Central HP <5.4 tons | KEEPRITE | HRCU-A-CB (Split System: Heat Pump with Remote Outdoor Unit-Air-Source) | C5H3V36*K*AAA* |  |  | EA*5X60M24A*+WALLCON | *97CMN0802120B* | 34000 | 20 | 9.5 | 34200 | 26000 | 76.02% | 2.06 | 0 | 11.7 |  |  |  | No | R-454B | 2.8333 | Residential & Commercial | Ducted CEE Tier 1
214588345 | Central HP <5.4 tons | BRYANT HEATING AND COOLING SYSTEMS | HRCU-A-CB (Split System: Heat Pump with Remote Outdoor Unit-Air-Source) | 38MURAQ36AB3* | ADP |  | PL36H210P299 | 926TC66100V21*** | 36000 | 17 | 8.1 | 36800 | 34400 | 93.48% | 2 | 0 | 10.5 |  |  |  | No | R-410A | 3 | Residential & Commercial | Ducted CEE Tier 1
214377808 | Central HP <5.4 tons | GE Appliances | HRCU-A-CB (Split System: Heat Pump with Remote Outdoor Unit-Air-Source) | AUH4860ZGDA* | ASPEN |  | AE(D,N,U)+CM60A44+TDR |  | 45500 | 17 | 8.5 | 48000 | 39000 | 81.25% | 1.8 | 0 | 10.8 |  |  |  | No | R-410A | 3.7917 | Residential & Commercial | Ducted CEE Tier 1
213821236 | Central HP <5.4 tons | TEMPSTAR | HRCU-A-CB (Split System: Heat Pump with Remote Outdoor Unit-Air-Source) | DLCURAH24ABK | ASPEN |  | D(A,C,E)24B44+TDR | *80VTL1102122B* | 22600 | 17.3 | 8.4 | 25400 | 20200 | 79.53% | 2.97 | 0 | 10.2 |  |  |  | No | R-410A | 1.8833 | Residential & Commercial | Ducted CEE Tier 1
213821240 | Central HP <5.4 tons | TEMPSTAR | HRCU-A-CB (Split System: Heat Pump with Remote Outdoor Unit-Air-Source) | DLCURAH24ABK | ASPEN |  | D(A,C,E)36C34+TDR | *80VTL1102122B* | 23000 | 17.5 | 8.5 | 25400 | 20200 | 79.53% | 2.99 | 0 | 10.3 |  |  |  | No | R-410A | 1.9167 | Residential & Commercial | Ducted CEE Tier 1
213821254 | Central HP <5.4 tons | TEMPSTAR | HRCU-A-CB (Split System: Heat Pump with Remote Outdoor Unit-Air-Source) | DLCURAH24ABK | ASPEN |  | D(A,C,E)36B34+TDR | *92MSN0601714A* | 23600 | 17.5 | 8.5 | 26200 | 20200 | 77.1% | 2.9 | 0 | 10 |  |  |  | No | R-410A | 1.9667 | Residential & Commercial | Ducted CEE Tier 1
213821270 | Central HP <5.4 tons | TEMPSTAR | HRCU-A-CB (Split System: Heat Pump with Remote Outdoor Unit-Air-Source) | DLCURAH24ABK | ASPEN |  | D(A,C,E)36C34+TDR | *92MSN1002120A* | 23800 | 17.5 | 8.5 | 26200 | 20200 | 77.1% | 2.93 | 0 | 10 |  |  |  | No | R-410A | 1.9833 | Residential & Commercial | Ducted CEE Tier 1
215289790 | Central HP <5.4 tons | AIRQUEST | HRCU-A-CB (Split System: Heat Pump with Remote Outdoor Unit-Air-Source) | DLCURAH18ABK | ADP |  | H,GE31930 | *96MSN0401410A* | 16800 | 16 | 8.5 | 16900 | 19100 | 113% | 2.34 | 0 | 10 |  |  |  | No | R-410A | 1.4 | Residential & Commercial | Ducted CEE Tier 1
215289799 | Central HP <5.4 tons | AIRQUEST | HRCU-A-CB (Split System: Heat Pump with Remote Outdoor Unit-Air-Source) | DLCURAH18ABK | ADP |  | HE32936 | *96MSN0401410A* | 17100 | 16 | 8.5 | 16900 | 19100 | 113% | 2.34 | 0 | 10 |  |  |  | No | R-410A | 1.425 | Residential & Commercial | Ducted CEE Tier 1
215289826 | Central HP <5.4 tons | AIRQUEST | HRCU-A-CB (Split System: Heat Pump with Remote Outdoor Unit-Air-Source) | DLCURAH18ABK | ADP |  | HG80936 | *96MSN0401410A* | 17500 | 16 | 8.5 | 16700 | 18500 | 110.8% | 2.26 | 0 | 10.5 |  |  |  | No | R-410A | 1.4583 | Residential & Commercial | Ducted CEE Tier 1
215289883 | Central HP <5.4 tons | AIRQUEST | HRCU-A-CB (Split System: Heat Pump with Remote Outdoor Unit-Air-Source) | DLCURAH18ABK | ADP |  | H,GG32930 | *96MSN0601412A* | 17400 | 16 | 8.5 | 17000 | 19400 | 114.1% | 2.38 | 0 | 10.5 |  |  |  | No | R-410A | 1.45 | Residential & Commercial | Ducted CEE Tier 1
215289890 | Central HP <5.4 tons | AIRQUEST | HRCU-A-CB (Split System: Heat Pump with Remote Outdoor Unit-Air-Source) | DLCURAH18ABK | ADP |  | H,GG33936 | *96MSN0601412A* | 17400 | 16 | 8.5 | 17000 | 19400 | 114.1% | 2.38 | 0 | 10.5 |  |  |  | No | R-410A | 1.45 | Residential & Commercial | Ducted CEE Tier 1
215289908 | Central HP <5.4 tons | AIRQUEST | HRCU-A-CB (Split System: Heat Pump with Remote Outdoor Unit-Air-Source) | DLCURAH18ABK | ADP |  | HE7J936 | *96MSN0601412A* | 17400 | 16 | 8.5 | 17000 | 19400 | 114.1% | 2.38 | 0 | 10.5 |  |  |  | No | R-410A | 1.45 | Residential & Commercial | Ducted CEE Tier 1
215289910 | Central HP <5.4 tons | AIRQUEST | HRCU-A-CB (Split System: Heat Pump with Remote Outdoor Unit-Air-Source) | DLCURAH18ABK | ADP |  | H,GE8J936 | *96MSN0601412A* | 17400 | 16 | 8.5 | 17000 | 19400 | 114.1% | 2.38 | 0 | 10.5 |  |  |  | No | R-410A | 1.45 | Residential & Commercial | Ducted CEE Tier 1
215853441 | Central HP <5.4 tons | CHAMPION HEATING AND COOLING | HRCU-A-CB (Split System: Heat Pump with Remote Outdoor Unit-Air-Source) | HH836E2S11 |  |  | CTF36B5CDS1 | TL9E060B12UH11 | 33000 | 18 | 8.5 | 30800 | 25200 | 81.82% | 2 | 0 | 11 |  |  |  | No | R-454B | 2.75 | Residential & Commercial | Ducted CEE Tier 1
213612038 | Central HP <5.4 tons | RUUD | HRCU-A-CB (Split System: Heat Pump with Remote Outdoor Unit-Air-Source) | RP15AZ30AJ2N | ASPEN |  | D(A,C,E)36A34+TDR | R802V0503A14UH | 27400 | 15.4 | 8.1 | 28400 | 20800 | 73.24% | 2.63 | 0 | 11.7 |  |  |  | No | R-410A | 2.2833 | Residential & Commercial | Ducted CEE Tier 1
213612040 | Central HP <5.4 tons | RUUD | HRCU-A-CB (Split System: Heat Pump with Remote Outdoor Unit-Air-Source) | RP15AZ30AJ2N | ASPEN |  | D(A,C,E)36A34+TDR | R802V0754A17DZ | 27400 | 15.4 | 8.1 | 28400 | 21000 | 73.94% | 2.62 | 0 | 11.7 |  |  |  | No | R-410A | 2.2833 | Residential & Commercial | Ducted CEE Tier 1
214848958 | Central HP <5.4 tons | YORK | HRCU-A-CB (Split System: Heat Pump with Remote Outdoor Unit-Air-Source) | HH824E2S11 | ADP |  | H,YG35*36+TXV-BLEED | TM8V080B12MP12 | 23000 | 18 | 9 | 21400 | 17700 | 82.71% | 2 | 0 | 11 |  |  |  | No | R-454B | 1.9167 | Residential & Commercial | Ducted CEE Tier 1
214848967 | Central HP <5.4 tons | YORK | HRCU-A-CB (Split System: Heat Pump with Remote Outdoor Unit-Air-Source) | HH824E2S11 | ADP |  | H,YG35*36+TXV-BLEED | TM9Y040A10MP11 | 23000 | 16 | 8.5 | 21000 | 16900 | 80.48% | 2 | 0 | 11 |  |  |  | No | R-454B | 1.9167 | Residential & Commercial | Ducted CEE Tier 1
215877111 | Central HP <5.4 tons | DAY & NIGHT | HRCU-A-CB (Split System: Heat Pump with Remote Outdoor Unit-Air-Source) | DLCURAH24ABK | ASPEN |  | L(E,F)W30E4 |  | 23000 | 16 | 9 | 25400 | 19800 | 77.95% | 2.8 | 0 | 10 |  |  |  | No | R-410A | 1.9167 | Residential & Commercial | Ducted CEE Tier 1
213828520 | Central HP <5.4 tons | HISENSE | HRCU-A-C (Split System: Heat Pump with Remote Outdoor Unit with No Indoor Fan --Air Source) | AUWR-36U3SA | ASPEN |  | D(A,C,E)30C44+TDR |  | 29200 | 15.5 | 9.4 | 30000 | 24200 | 80.67% | 2.08 | 0 | 11.3 |  |  |  | No | R-410A | 2.4333 | Residential & Commercial | Ducted CEE Tier 1
213286702 | Central HP <5.4 tons | DAY & NIGHT | HRCU-A-CB (Split System: Heat Pump with Remote Outdoor Unit-Air-Source) | DLCURAH24ABK | ADP |  | CE3005A+TXV |  | 23600 | 17 | 9 | 25600 | 25200 | 98.44% | 2.14 | 0 | 10 |  |  |  | No | R-410A | 1.9667 | Residential & Commercial | Ducted CEE Tier 1
213286704 | Central HP <5.4 tons | DAY & NIGHT | HRCU-A-CB (Split System: Heat Pump with Remote Outdoor Unit-Air-Source) | DLCURAH24ABK | ADP |  | CE2505C+TXV |  | 23600 | 17 | 9 | 25600 | 25200 | 98.44% | 2.14 | 0 | 10 |  |  |  | No | R-410A | 1.9667 | Residential & Commercial | Ducted CEE Tier 1
215289915 | Central HP <5.4 tons | AIRQUEST | HRCU-A-CB (Split System: Heat Pump with Remote Outdoor Unit-Air-Source) | DLCURAH18ABK | ADP |  | H,GG80936 | *96MSN0601412A* | 17400 | 16 | 8.5 | 17000 | 19400 | 114.1% | 2.38 | 0 | 10.5 |  |  |  | No | R-410A | 1.45 | Residential & Commercial | Ducted CEE Tier 1
215289919 | Central HP <5.4 tons | AIRQUEST | HRCU-A-CB (Split System: Heat Pump with Remote Outdoor Unit-Air-Source) | DLCURAH18ABK | ADP |  | H,GG24936 | *96MSN0601716A* | 17200 | 16 | 8.5 | 16500 | 19000 | 115.2% | 2.32 | 0 | 10.5 |  |  |  | No | R-410A | 1.4333 | Residential & Commercial | Ducted CEE Tier 1
215289951 | Central HP <5.4 tons | AIRQUEST | HRCU-A-CB (Split System: Heat Pump with Remote Outdoor Unit-Air-Source) | DLCURAH18ABK | ADP |  | H,GE7J924 | *96MSN0601716A* | 16900 | 16 | 8.5 | 16500 | 19000 | 115.2% | 2.32 | 0 | 10 |  |  |  | No | R-410A | 1.4083 | Residential & Commercial | Ducted CEE Tier 1
215289985 | Central HP <5.4 tons | AIRQUEST | HRCU-A-CB (Split System: Heat Pump with Remote Outdoor Unit-Air-Source) | DLCURAH18ABK | ADP |  | HG34936 | *96MSN0801716A* | 17600 | 16 | 8.5 | 17000 | 18700 | 110% | 2.3 | 0 | 11 |  |  |  | No | R-410A | 1.4667 | Residential & Commercial | Ducted CEE Tier 1
215289992 | Central HP <5.4 tons | AIRQUEST | HRCU-A-CB (Split System: Heat Pump with Remote Outdoor Unit-Air-Source) | DLCURAH18ABK | ADP |  | H,GE30924 | *96MSN0801716A* | 16700 | 15.2 | 8.5 | 17000 | 18700 | 110% | 2.3 | 0 | 10.5 |  |  |  | No | R-410A | 1.3917 | Residential & Commercial | Ducted CEE Tier 1
215290067 | Central HP <5.4 tons | AIRQUEST | HRCU-A-CB (Split System: Heat Pump with Remote Outdoor Unit-Air-Source) | DLCURAH18ABK | ADP |  | HG33936 | *96VTN0401410B* | 17100 | 16 | 8.5 | 16600 | 19000 | 114.5% | 2.34 | 0 | 10 |  |  |  | No | R-410A | 1.425 | Residential & Commercial | Ducted CEE Tier 1
215290085 | Central HP <5.4 tons | AIRQUEST | HRCU-A-CB (Split System: Heat Pump with Remote Outdoor Unit-Air-Source) | DLCURAH18ABK | ADP |  | HG8J936 | *96VTN0401410B* | 17100 | 16 | 8.5 | 16600 | 19000 | 114.5% | 2.34 | 0 | 10 |  |  |  | No | R-410A | 1.425 | Residential & Commercial | Ducted CEE Tier 1
215290144 | Central HP <5.4 tons | AIRQUEST | HRCU-A-CB (Split System: Heat Pump with Remote Outdoor Unit-Air-Source) | DLCURAH18ABK | ADP |  | HE31930 | *96VTN0401712B* | 16900 | 15.2 | 8.5 | 17000 | 18800 | 110.6% | 2.3 | 0 | 10 |  |  |  | No | R-410A | 1.4083 | Residential & Commercial | Ducted CEE Tier 1
212552676 | Central HP <5.4 tons | DAY & NIGHT | HRCU-A-CB (Split System: Heat Pump with Remote Outdoor Unit-Air-Source) | CVH848GKA** | ADP |  | FG36948 | *97CMN1002122A* | 45000 | 17 | 8.5 | 45000 | 34800 | 77.33% | 2 | 0 | 10 |  |  |  | No | R-410A | 3.75 | Residential & Commercial | Ducted CEE Tier 1
215932691 | Central HP <5.4 tons | KEEPRITE | HRCU-A-CB (Split System: Heat Pump with Remote Outdoor Unit-Air-Source) | C5H3V36*K*AAA* |  |  | EA*5X61M21A*+WALLCON | *80CTL0451712B* | 34000 | 19.5 | 9 | 35200 | 26800 | 76.14% | 1.92 | 0 | 11 |  |  |  | No | R-454B | 2.8333 | Residential & Commercial | Ducted CEE Tier 1
215932681 | Central HP <5.4 tons | KEEPRITE | HRCU-A-CB (Split System: Heat Pump with Remote Outdoor Unit-Air-Source) | C5H3V36*K*AAA* |  |  | EA*5X61M21A*+WALLCON | *80CSU1002120A* | 34400 | 20 | 9 | 34600 | 26200 | 75.72% | 1.94 | 0 | 11.7 |  |  |  | No | R-454B | 2.8667 | Residential & Commercial | Ducted CEE Tier 1
215932731 | Central HP <5.4 tons | KEEPRITE | HRCU-A-CB (Split System: Heat Pump with Remote Outdoor Unit-Air-Source) | C5H3V36*K*AAA* |  |  | EA*5X61M21A*+WALLCON | *80CTL0902120B* | 34400 | 20.5 | 9.5 | 34200 | 26000 | 76.02% | 2.06 | 0 | 12 |  |  |  | No | R-454B | 2.8667 | Residential & Commercial | Ducted CEE Tier 1
215932751 | Central HP <5.4 tons | KEEPRITE | HRCU-A-CB (Split System: Heat Pump with Remote Outdoor Unit-Air-Source) | C5H3V36*K*AAA* |  |  | EA*5X61M21A*+WALLCON | *95CSU0601716B* | 34200 | 20 | 9 | 34800 | 26600 | 76.44% | 1.92 | 0 | 11.5 |  |  |  | No | R-454B | 2.85 | Residential & Commercial | Ducted CEE Tier 1
215932801 | Central HP <5.4 tons | KEEPRITE | HRCU-A-CB (Split System: Heat Pump with Remote Outdoor Unit-Air-Source) | C5H3V36*K*AAA* |  |  | EA*5X61M21A*+WALLCON | *97CMN0801714B* | 34200 | 20 | 9 | 35000 | 26600 | 76% | 1.94 | 0 | 11.5 |  |  |  | No | R-454B | 2.85 | Residential & Commercial | Ducted CEE Tier 1
215932661 | Central HP <5.4 tons | KEEPRITE | HRCU-A-CB (Split System: Heat Pump with Remote Outdoor Unit-Air-Source) | C5H3V36*K*AAA* |  |  | EA*5X61M21A*+WALLCON | *80CSU0401712A* | 34400 | 20.5 | 9 | 34600 | 26200 | 75.72% | 1.94 | 0 | 11.7 |  |  |  | No | R-454B | 2.8667 | Residential & Commercial | Ducted CEE Tier 1
215933931 | Central HP <5.4 tons | KEEPRITE | HRCU-A-CB (Split System: Heat Pump with Remote Outdoor Unit-Air-Source) | C5H3V36*K*AAA* |  |  | ESH5X60M12A*+WALLCON | *96CTN0801714B* | 34000 | 19.5 | 9 | 34600 | 26400 | 76.3% | 1.94 | 0 | 11.5 |  |  |  | No | R-454B | 2.8333 | Residential & Commercial | Ducted CEE Tier 1
215933531 | Central HP <5.4 tons | KEEPRITE | HRCU-A-CB (Split System: Heat Pump with Remote Outdoor Unit-Air-Source) | C5H3V36*K*AAA* |  |  | ESH5X48M12A*+WALLCON | *80CSU1002120A* | 33600 | 19.5 | 9 | 34800 | 26600 | 76.44% | 1.94 | 0 | 11.5 |  |  |  | No | R-454B | 2.8 | Residential & Commercial | Ducted CEE Tier 1
215933581 | Central HP <5.4 tons | KEEPRITE | HRCU-A-CB (Split System: Heat Pump with Remote Outdoor Unit-Air-Source) | C5H3V36*K*AAA* |  |  | ESH5X48M12A*+WALLCON | *80CTL0901716B* | 33600 | 19.5 | 9 | 34800 | 26600 | 76.44% | 1.94 | 0 | 11.5 |  |  |  | No | R-454B | 2.8 | Residential & Commercial | Ducted CEE Tier 1
215932981 | Central HP <5.4 tons | KEEPRITE | HRCU-A-CB (Split System: Heat Pump with Remote Outdoor Unit-Air-Source) | C5H3V36*K*AAA* |  |  | ESH5X24M12A*+WALLCON | *96CTN0401410B* | 31200 | 16 | 9 | 34800 | 26600 | 76.44% | 1.92 | 0 | 10 |  |  |  | No | R-454B | 2.6 | Residential & Commercial | Ducted CEE Tier 1
216013768 | Central HP <5.4 tons | YORK | HRCU-A-CB (Split System: Heat Pump with Remote Outdoor Unit-Air-Source) | HH824E2S11 | ADP |  | H,YG8J*36+TXV-BLEED | Y81E080B12SMPS1 | 23000 | 18 | 9 | 21400 | 18100 | 84.58% | 2 | 0 | 12 |  |  |  | No | R-454B | 1.9167 | Residential & Commercial | Ducted CEE Tier 1
215430603 | Central HP <5.4 tons | LUXAIRE | HRCU-A-CB (Split System: Heat Pump with Remote Outdoor Unit-Air-Source) | HH836E2S11 | ADP |  | H,YG80(1,2)36+TXV | TM9E100C20MP12 | 33800 | 17 | 8.5 | 30400 | 25400 | 83.55% | 2 | 0 | 11 |  |  |  | No | R-454B | 2.8167 | Residential & Commercial | Ducted CEE Tier 1
214771720 | Central HP <5.4 tons | BOSCH | HRCU-A-CB (Split System: Heat Pump with Remote Outdoor Unit-Air-Source) | BOVA-36RTB-M20S |  |  | BMAC3036CBTA | BGH96M080C4C | 33600 | 17.5 | 9 | 34200 | 24000 | 70.18% | 1.88 | 0 | 11 |  |  |  | No | R-454B | 2.8 | Residential & Commercial | Ducted CEE Tier 1
214776301 | Central HP <5.4 tons | YORK | HRCU-A-CB (Split System: Heat Pump with Remote Outdoor Unit-Air-Source) | HH824E2S11 | ADP |  | CV360**C+TXV | TL8E060A12UH11 | 21800 | 17 | 8.45 | 21200 | 17500 | 82.55% | 1.9 | 0 | 11 |  |  |  | No | R-454B | 1.8167 | Residential & Commercial | Ducted CEE Tier 1
214776310 | Central HP <5.4 tons | YORK | HRCU-A-CB (Split System: Heat Pump with Remote Outdoor Unit-Air-Source) | HH824E2S11 | ADP |  | CH360**C+TXV | TL9E060B12UH11 | 22200 | 17 | 8.65 | 21200 | 17700 | 83.49% | 1.94 | 0 | 11 |  |  |  | No | R-454B | 1.85 | Residential & Commercial | Ducted CEE Tier 1
213295993 | Central HP <5.4 tons | AMERICAN STANDARD | HRCU-A-CB (Split System: Heat Pump with Remote Outdoor Unit-Air-Source) | 4A6V0X24A1 | ASPEN |  | D(A,C,E)36A44+JMET12BS2N1+TDR |  | 22000 | 18.9 | 8.3 | 21400 | 19200 | 89.72% | 2.42 | 0 | 12.3 |  |  |  | No | R-410A | 1.8333 | Residential & Commercial | Ducted CEE Tier 1
214237699 | Central HP <5.4 tons | FRIEDRICH | HRCU-A-C (Split System: Heat Pump with Remote Outdoor Unit with No Indoor Fan --Air Source) | WFPU18Z483C | ASPEN |  | D(A,C,E)60B44+TDR |  | 40000 | 15.55 | 8.5 | 42000 | 34600 | 82.38% | 1.94 | 0 | 11.4 |  |  |  | No | R-410A | 3.3333 | Residential & Commercial | Ducted CEE Tier 1
215290149 | Central HP <5.4 tons | AIRQUEST | HRCU-A-CB (Split System: Heat Pump with Remote Outdoor Unit-Air-Source) | DLCURAH18ABK | ADP |  | H,GE32930 | *96VTN0401712B* | 16900 | 16 | 8.5 | 16600 | 19000 | 114.5% | 2.34 | 0 | 10 |  |  |  | No | R-410A | 1.4083 | Residential & Commercial | Ducted CEE Tier 1
215290174 | Central HP <5.4 tons | AIRQUEST | HRCU-A-CB (Split System: Heat Pump with Remote Outdoor Unit-Air-Source) | DLCURAH18ABK | ADP |  | H,GG9J936 | *96VTN0401712B* | 17200 | 16 | 8.5 | 16600 | 19000 | 114.5% | 2.34 | 0 | 10.5 |  |  |  | No | R-410A | 1.4333 | Residential & Commercial | Ducted CEE Tier 1
215290176 | Central HP <5.4 tons | AIRQUEST | HRCU-A-CB (Split System: Heat Pump with Remote Outdoor Unit-Air-Source) | DLCURAH18ABK | ADP |  | H,GE9J936 | *96VTN0401712B* | 17200 | 16 | 8.5 | 16600 | 19000 | 114.5% | 2.34 | 0 | 10.5 |  |  |  | No | R-410A | 1.4333 | Residential & Commercial | Ducted CEE Tier 1
215290201 | Central HP <5.4 tons | AIRQUEST | HRCU-A-CB (Split System: Heat Pump with Remote Outdoor Unit-Air-Source) | DLCURAH18ABK | ADP |  | HG34936 | *96VTN0601412A* | 17900 | 16 | 8.5 | 17000 | 18100 | 106.5% | 2.22 | 0 | 10.5 |  |  |  | No | R-410A | 1.4917 | Residential & Commercial | Ducted CEE Tier 1
215295683 | Central HP <5.4 tons | AIRQUEST | HRCU-A-CB (Split System: Heat Pump with Remote Outdoor Unit-Air-Source) | DLCURAH36ABK | ADP |  | HG7J936 | *96VTN1002122B* | 35000 | 16 | 8.1 | 36800 | 34800 | 94.57% | 1.82 | 0 | 10 |  |  |  | No | R-410A | 2.9167 | Residential & Commercial | Ducted CEE Tier 1
215295692 | Central HP <5.4 tons | AIRQUEST | HRCU-A-CB (Split System: Heat Pump with Remote Outdoor Unit-Air-Source) | DLCURAH36ABK | ADP |  | H,GG1K936 | *96VTN1002122B* | 35200 | 17 | 8.1 | 36800 | 34400 | 93.48% | 2 | 0 | 10 |  |  |  | No | R-410A | 2.9333 | Residential & Commercial | Ducted CEE Tier 1
214588219 | Central HP <5.4 tons | BRYANT HEATING AND COOLING SYSTEMS | HRCU-A-CB (Split System: Heat Pump with Remote Outdoor Unit-Air-Source) | 38MURAQ18AB3* | ADP |  | V,C36H175P149 | 926TC36040V17*** | 17200 | 16 | 8.5 | 16600 | 19000 | 114.5% | 2.34 | 0 | 10.5 |  |  |  | No | R-410A | 1.4333 | Residential & Commercial | Ducted CEE Tier 1
215290217 | Central HP <5.4 tons | AIRQUEST | HRCU-A-CB (Split System: Heat Pump with Remote Outdoor Unit-Air-Source) | DLCURAH18ABK | ADP |  | H,GE9J936 | *96VTN0601412A* | 17900 | 16 | 8.5 | 17000 | 18000 | 105.9% | 2.22 | 0 | 11 |  |  |  | No | R-410A | 1.4917 | Residential & Commercial | Ducted CEE Tier 1
215290251 | Central HP <5.4 tons | AIRQUEST | HRCU-A-CB (Split System: Heat Pump with Remote Outdoor Unit-Air-Source) | DLCURAH18ABK | ADP |  | HE30924 | *96VTN0601412B* | 16100 | 16 | 8.1 | 16400 | 18300 | 111.6% | 2.24 | 0 | 10 |  |  |  | No | R-410A | 1.3417 | Residential & Commercial | Ducted CEE Tier 1
215290258 | Central HP <5.4 tons | AIRQUEST | HRCU-A-CB (Split System: Heat Pump with Remote Outdoor Unit-Air-Source) | DLCURAH18ABK | ADP |  | H,GE8J936 | *96VTN0601412B* | 17500 | 16 | 8.5 | 16900 | 18800 | 111.2% | 2.3 | 0 | 10.5 |  |  |  | No | R-410A | 1.4583 | Residential & Commercial | Ducted CEE Tier 1
215290269 | Central HP <5.4 tons | AIRQUEST | HRCU-A-CB (Split System: Heat Pump with Remote Outdoor Unit-Air-Source) | DLCURAH18ABK | ADP |  | H,GG31924 | *96VTN0601714A* | 17100 | 15.2 | 8.5 | 17000 | 18700 | 110% | 2.3 | 0 | 10 |  |  |  | No | R-410A | 1.425 | Residential & Commercial | Ducted CEE Tier 1
214776328 | Central HP <5.4 tons | YORK | HRCU-A-CB (Split System: Heat Pump with Remote Outdoor Unit-Air-Source) | HH824E2S11 | ADP |  | CV360**C+TXV | TM9E060A10MP12 | 21800 | 16 | 8.45 | 21200 | 17700 | 83.49% | 1.9 | 0 | 10 |  |  |  | No | R-454B | 1.8167 | Residential & Commercial | Ducted CEE Tier 1
214776333 | Central HP <5.4 tons | YORK | HRCU-A-CB (Split System: Heat Pump with Remote Outdoor Unit-Air-Source) | HH824E2S11 | ADP |  | CV363**C+TXV | TM9E060A10MP12 | 22600 | 16 | 8.8 | 21400 | 17700 | 82.71% | 1.96 | 0 | 10.5 |  |  |  | No | R-454B | 1.8833 | Residential & Commercial | Ducted CEE Tier 1
214392439 | Central HP <5.4 tons | RUUD | HRCU-A-CB (Split System: Heat Pump with Remote Outdoor Unit-Air-Source) | RD17AZ24AJ3N | ASPEN |  | D(A,C,E)24C34+TDR | R921V0403A17M4S | 21600 | 18 | 8.1 | 22600 | 16900 | 74.78% | 2 | 0 | 10 |  |  |  | No | R-410A | 1.8 | Residential & Commercial | Ducted CEE Tier 1
213821590 | Central HP <5.4 tons | TEMPSTAR | HRCU-A-CB (Split System: Heat Pump with Remote Outdoor Unit-Air-Source) | DLCURAH36ABK | ASPEN |  | D(A,C,E)36C34+TDR | *80MS(N,L)1102120A* | 35400 | 16.5 | 8.1 | 38500 | 32200 | 83.64% | 2.55 | 0 | 10 |  |  |  | No | R-410A | 2.95 | Residential & Commercial | Ducted CEE Tier 1
215933431 | Central HP <5.4 tons | KEEPRITE | HRCU-A-CB (Split System: Heat Pump with Remote Outdoor Unit-Air-Source) | C5H3V36*K*AAA* |  |  | ESH5X42M12A*+WALLCON | *97CMN0802120B* | 33600 | 19 | 9 | 34800 | 26600 | 76.44% | 1.94 | 0 | 11.5 |  |  |  | No | R-454B | 2.8 | Residential & Commercial | Ducted CEE Tier 1
215290292 | Central HP <5.4 tons | AIRQUEST | HRCU-A-CB (Split System: Heat Pump with Remote Outdoor Unit-Air-Source) | DLCURAH18ABK | ADP |  | H,GG30924 | *96VTN0601714A* | 16800 | 15.2 | 8.5 | 17000 | 18700 | 110% | 2.3 | 0 | 10 |  |  |  | No | R-410A | 1.4 | Residential & Commercial | Ducted CEE Tier 1
215290294 | Central HP <5.4 tons | AIRQUEST | HRCU-A-CB (Split System: Heat Pump with Remote Outdoor Unit-Air-Source) | DLCURAH18ABK | ADP |  | HE30924 | *96VTN0601714A* | 16800 | 15.2 | 8.5 | 17000 | 18700 | 110% | 2.3 | 0 | 10 |  |  |  | No | R-410A | 1.4 | Residential & Commercial | Ducted CEE Tier 1
215290326 | Central HP <5.4 tons | AIRQUEST | HRCU-A-CB (Split System: Heat Pump with Remote Outdoor Unit-Air-Source) | DLCURAH18ABK | ADP |  | H,GE33936 | *96VTN0601716B* | 17300 | 16 | 8.5 | 16800 | 19100 | 113.7% | 2.34 | 0 | 10.5 |  |  |  | No | R-410A | 1.4417 | Residential & Commercial | Ducted CEE Tier 1
215290335 | Central HP <5.4 tons | AIRQUEST | HRCU-A-CB (Split System: Heat Pump with Remote Outdoor Unit-Air-Source) | DLCURAH18ABK | ADP |  | H,GG30924 | *96VTN0601716B* | 16600 | 15.2 | 8.5 | 16800 | 19100 | 113.7% | 2.34 | 0 | 10 |  |  |  | No | R-410A | 1.3833 | Residential & Commercial | Ducted CEE Tier 1
215290342 | Central HP <5.4 tons | AIRQUEST | HRCU-A-CB (Split System: Heat Pump with Remote Outdoor Unit-Air-Source) | DLCURAH18ABK | ADP |  | HE7J936 | *96VTN0601716B* | 17200 | 16 | 8.5 | 16800 | 19100 | 113.7% | 2.34 | 0 | 10 |  |  |  | No | R-410A | 1.4333 | Residential & Commercial | Ducted CEE Tier 1
215290362 | Central HP <5.4 tons | AIRQUEST | HRCU-A-CB (Split System: Heat Pump with Remote Outdoor Unit-Air-Source) | DLCURAH18ABK | ADP |  | H,GG32936 | *96VTN0801716A* | 17100 | 16 | 8.5 | 16700 | 18800 | 112.6% | 2.3 | 0 | 10 |  |  |  | No | R-410A | 1.425 | Residential & Commercial | Ducted CEE Tier 1
215290367 | Central HP <5.4 tons | AIRQUEST | HRCU-A-CB (Split System: Heat Pump with Remote Outdoor Unit-Air-Source) | DLCURAH18ABK | ADP |  | HE32936 | *96VTN0801716A* | 17100 | 16 | 8.5 | 16700 | 18800 | 112.6% | 2.3 | 0 | 10 |  |  |  | No | R-410A | 1.425 | Residential & Commercial | Ducted CEE Tier 1
215290369 | Central HP <5.4 tons | AIRQUEST | HRCU-A-CB (Split System: Heat Pump with Remote Outdoor Unit-Air-Source) | DLCURAH18ABK | ADP |  | HG33936 | *96VTN0801716A* | 17400 | 16 | 8.5 | 16700 | 18800 | 112.6% | 2.3 | 0 | 10.5 |  |  |  | No | R-410A | 1.45 | Residential & Commercial | Ducted CEE Tier 1
212552598 | Central HP <5.4 tons | DAY & NIGHT | HRCU-A-CB (Split System: Heat Pump with Remote Outdoor Unit-Air-Source) | CVH848GKA** | ADP |  | PL60H210P299 | *80CSU0802120A* | 45000 | 18 | 8.5 | 44000 | 34400 | 78.18% | 2 | 0 | 10 |  |  |  | No | R-410A | 3.75 | Residential & Commercial | Ducted CEE Tier 1
212552607 | Central HP <5.4 tons | DAY & NIGHT | HRCU-A-CB (Split System: Heat Pump with Remote Outdoor Unit-Air-Source) | CVH848GKA** | ADP |  | FG86960 | *80CSU0802120A* | 45500 | 18 | 8.5 | 44000 | 34400 | 78.18% | 2 | 0 | 10.5 |  |  |  | No | R-410A | 3.7917 | Residential & Commercial | Ducted CEE Tier 1
212552632 | Central HP <5.4 tons | DAY & NIGHT | HRCU-A-CB (Split System: Heat Pump with Remote Outdoor Unit-Air-Source) | CVH848GKA** | ADP |  | FG49960 | *80CTL1352422A* | 45500 | 17 | 8.5 | 44000 | 34400 | 78.18% | 2 | 0 | 10.5 |  |  |  | No | R-410A | 3.7917 | Residential & Commercial | Ducted CEE Tier 1
212552639 | Central HP <5.4 tons | DAY & NIGHT | HRCU-A-CB (Split System: Heat Pump with Remote Outdoor Unit-Air-Source) | CVH848GKA** | ADP |  | FG36948 | *95CSU0802120A* | 45000 | 17 | 8.5 | 45000 | 34800 | 77.33% | 2 | 0 | 10 |  |  |  | No | R-410A | 3.75 | Residential & Commercial | Ducted CEE Tier 1
212552659 | Central HP <5.4 tons | DAY & NIGHT | HRCU-A-CB (Split System: Heat Pump with Remote Outdoor Unit-Air-Source) | CVH848GKA** | ADP |  | V,G60H210P299 | *96CTN1002122A* | 46000 | 17 | 8.5 | 44000 | 35200 | 80% | 2 | 0 | 10 |  |  |  | No | R-410A | 3.8333 | Residential & Commercial | Ducted CEE Tier 1
212552666 | Central HP <5.4 tons | DAY & NIGHT | HRCU-A-CB (Split System: Heat Pump with Remote Outdoor Unit-Air-Source) | CVH848GKA** | ADP |  | FG86960 | *96CTN1002122A* | 46000 | 17 | 8.5 | 44000 | 34600 | 78.64% | 2 | 0 | 10 |  |  |  | No | R-410A | 3.8333 | Residential & Commercial | Ducted CEE Tier 1
215934951 | Central HP <5.4 tons | KEEPRITE | HRCU-A-CB (Split System: Heat Pump with Remote Outdoor Unit-Air-Source) | C5H3V36*K*AAA* |  |  | EVM5X44M21A*+WALLCON | *96CTN1002122B* | 35600 | 22 | 8.5 | 38000 | 28600 | 75.26% | 2.02 | 0 | 12.5 |  |  |  | No | R-454B | 2.9667 | Residential & Commercial | Ducted CEE Tier 1
215934651 | Central HP <5.4 tons | KEEPRITE | HRCU-A-CB (Split System: Heat Pump with Remote Outdoor Unit-Air-Source) | C5H3V36*K*AAA* |  |  | EVM5X30M17A*+WALLCON | *97CMN0601714B* | 34000 | 20 | 8.1 | 38000 | 27200 | 71.58% | 2 | 0 | 11 |  |  |  | No | R-454B | 2.8333 | Residential & Commercial | Ducted CEE Tier 1
215934751 | Central HP <5.4 tons | KEEPRITE | HRCU-A-CB (Split System: Heat Pump with Remote Outdoor Unit-Air-Source) | C5H3V36*K*AAA* |  |  | EVM5X42M21A*+WALLCON | *96CTN0601714B* | 34000 | 20.5 | 8.1 | 38000 | 27000 | 71.05% | 1.95 | 0 | 11 |  |  |  | No | R-454B | 2.8333 | Residential & Commercial | Ducted CEE Tier 1
215934901 | Central HP <5.4 tons | KEEPRITE | HRCU-A-CB (Split System: Heat Pump with Remote Outdoor Unit-Air-Source) | C5H3V36*K*AAA* |  |  | EVM5X44M21A*+WALLCON | *97CMN0602120B* | 35400 | 21 | 8.5 | 38500 | 29000 | 75.32% | 2.02 | 0 | 12 |  |  |  | No | R-454B | 2.95 | Residential & Commercial | Ducted CEE Tier 1
215933881 | Central HP <5.4 tons | KEEPRITE | HRCU-A-CB (Split System: Heat Pump with Remote Outdoor Unit-Air-Source) | C5H3V36*K*AAA* |  |  | ESH5X60M12A*+WALLCON | *97CMN0801714B* | 34000 | 19 | 9 | 34800 | 26400 | 75.86% | 1.94 | 0 | 11 |  |  |  | No | R-454B | 2.8333 | Residential & Commercial | Ducted CEE Tier 1
215933781 | Central HP <5.4 tons | KEEPRITE | HRCU-A-CB (Split System: Heat Pump with Remote Outdoor Unit-Air-Source) | C5H3V36*K*AAA* |  |  | ESH5X60M12A*+WALLCON | *80CTL0702120B* | 34200 | 19.5 | 9 | 34400 | 26000 | 75.58% | 1.96 | 0 | 11.7 |  |  |  | No | R-454B | 2.85 | Residential & Commercial | Ducted CEE Tier 1
215933681 | Central HP <5.4 tons | KEEPRITE | HRCU-A-CB (Split System: Heat Pump with Remote Outdoor Unit-Air-Source) | C5H3V36*K*AAA* |  |  | ESH5X48M12A*+WALLCON | *97CMN1202422B* | 33800 | 19.5 | 9 | 35000 | 26600 | 76% | 1.92 | 0 | 11.5 |  |  |  | No | R-454B | 2.8167 | Residential & Commercial | Ducted CEE Tier 1
215933081 | Central HP <5.4 tons | KEEPRITE | HRCU-A-CB (Split System: Heat Pump with Remote Outdoor Unit-Air-Source) | C5H3V36*K*AAA* |  |  | ESH5X36M12A*+WALLCON | *80CTL0701716B* | 33200 | 18.5 | 9 | 35200 | 27000 | 76.7% | 1.92 | 0 | 11 |  |  |  | No | R-454B | 2.7667 | Residential & Commercial | Ducted CEE Tier 1
214776342 | Central HP <5.4 tons | YORK | HRCU-A-CB (Split System: Heat Pump with Remote Outdoor Unit-Air-Source) | HH824E2S11 | ADP |  | CH240A*C+TXV | TM9V040A10MP12 | 22400 | 16 | 8.7 | 21200 | 17100 | 80.66% | 1.94 | 0 | 10.5 |  |  |  | No | R-454B | 1.8667 | Residential & Commercial | Ducted CEE Tier 1
214776351 | Central HP <5.4 tons | YORK | HRCU-A-CB (Split System: Heat Pump with Remote Outdoor Unit-Air-Source) | HH824E2S11 | ADP |  | CH360B*C+TXV | TM9V060B12MP12 | 22200 | 17 | 8.65 | 21200 | 17200 | 81.13% | 1.94 | 0 | 11 |  |  |  | No | R-454B | 1.85 | Residential & Commercial | Ducted CEE Tier 1
214776367 | Central HP <5.4 tons | YORK | HRCU-A-CB (Split System: Heat Pump with Remote Outdoor Unit-Air-Source) | HH824E2S11 | ADP |  | CH368A*C+TXV | TMLE060A12MP11 | 22800 | 17 | 8.9 | 21400 | 17500 | 81.78% | 1.98 | 0 | 11.5 |  |  |  | No | R-454B | 1.9 | Residential & Commercial | Ducted CEE Tier 1
214624909 | Central HP <5.4 tons | CARRIER | HRCU-A-CB (Split System: Heat Pump with Remote Outdoor Unit-Air-Source) | 38MURAQ36AB3* | ADP |  | V,C36H175P159 | 58SU*B060M17**16 | 35200 | 16 | 8.1 | 36800 | 34600 | 94.02% | 1.96 | 0 | 10 |  |  |  | No | R-410A | 2.9333 | Residential & Commercial | Ducted CEE Tier 1
215934818 | Central HP <5.4 tons | ARCOAIRE | HRCU-A-CB (Split System: Heat Pump with Remote Outdoor Unit-Air-Source) | H5H3V36*K*AAA* |  |  | EVM5X44M21A*+WALLCON | *80CTL0701716B* | 35400 | 21.5 | 8.5 | 38500 | 29000 | 75.32% | 2.02 | 0 | 12 |  |  |  | No | R-454B | 2.95 | Residential & Commercial | Ducted CEE Tier 1
214776794 | Central HP <5.4 tons | YORK | HRCU-A-CB (Split System: Heat Pump with Remote Outdoor Unit-Air-Source) | HH860E2S11 | ADP |  | CV482**C+TXV | YP9C080C16MP13 | 43000 | 17 | 8.4 | 42000 | 33000 | 78.57% | 1.98 | 0 | 10.5 |  |  |  | No | R-454B | 3.5833 | Residential & Commercial | Ducted CEE Tier 1
214776812 | Central HP <5.4 tons | YORK | HRCU-A-CB (Split System: Heat Pump with Remote Outdoor Unit-Air-Source) | HH860E2S11 | ADP |  | CV601**C+TXV | YP9C100C20MP13 | 51000 | 18 | 8.35 | 51500 | 38000 | 73.79% | 1.98 | 0 | 10.5 |  |  |  | No | R-454B | 4.25 | Residential & Commercial | Ducted CEE Tier 1
214776819 | Central HP <5.4 tons | YORK | HRCU-A-CB (Split System: Heat Pump with Remote Outdoor Unit-Air-Source) | HH860E2S11 | ADP |  | CH602**A+TXV | YP9C100C20MP13 | 52000 | 19 | 8.5 | 51500 | 38000 | 73.79% | 2 | 0 | 11 |  |  |  | No | R-454B | 4.3333 | Residential & Commercial | Ducted CEE Tier 1
215430646 | Central HP <5.4 tons | LUXAIRE | HRCU-A-CB (Split System: Heat Pump with Remote Outdoor Unit-Air-Source) | HH860E2S11 | ADP |  | H,YG48(1,2)60+TXV | LP9C120D20MP13 | 44000 | 18 | 8.5 | 42500 | 33000 | 77.65% | 2 | 0 | 11.7 |  |  |  | No | R-454B | 3.6667 | Residential & Commercial | Ducted CEE Tier 1
215853493 | Central HP <5.4 tons | CHAMPION HEATING AND COOLING | HRCU-A-CB (Split System: Heat Pump with Remote Outdoor Unit-Air-Source) | HH860E2S11 |  |  | CTM60D5CJS1 | TM9V120D20MP12 | 53500 | 19 | 9 | 55500 | 40000 | 72.07% | 2 | 0 | 11 |  |  |  | No | R-454B | 4.4583 | Residential & Commercial | Ducted CEE Tier 1
214573996 | Central HP <5.4 tons | KENMORE | HRCU-A-CB (Split System: Heat Pump with Remote Outdoor Unit-Air-Source) | (C,H,T)VH837GKA2* |  |  | EA*4X48L24A*+WALLCON | *95CSU1002122B* | 32400 | 17.5 | 8.5 | 32200 | 24800 | 77.02% | 2 | 0 | 11.5 |  |  |  | No | R-410A | 2.7 | Residential & Commercial | Ducted CEE Tier 1
215290385 | Central HP <5.4 tons | AIRQUEST | HRCU-A-CB (Split System: Heat Pump with Remote Outdoor Unit-Air-Source) | DLCURAH18ABK | ADP |  | HG8J936 | *96VTN0801716A* | 17400 | 16 | 8.5 | 16700 | 18800 | 112.6% | 2.3 | 0 | 10.5 |  |  |  | No | R-410A | 1.45 | Residential & Commercial | Ducted CEE Tier 1
215290392 | Central HP <5.4 tons | AIRQUEST | HRCU-A-CB (Split System: Heat Pump with Remote Outdoor Unit-Air-Source) | DLCURAH18ABK | ADP |  | H,GE22936 | *96VTN0801716B* | 17000 | 15.2 | 8.5 | 17100 | 18700 | 109.4% | 2.3 | 0 | 10.5 |  |  |  | No | R-410A | 1.4167 | Residential & Commercial | Ducted CEE Tier 1
215290403 | Central HP <5.4 tons | AIRQUEST | HRCU-A-CB (Split System: Heat Pump with Remote Outdoor Unit-Air-Source) | DLCURAH18ABK | ADP |  | H,GG32930 | *96VTN0801716B* | 17400 | 16 | 8.5 | 17100 | 18700 | 109.4% | 2.3 | 0 | 10.5 |  |  |  | No | R-410A | 1.45 | Residential & Commercial | Ducted CEE Tier 1
215290417 | Central HP <5.4 tons | AIRQUEST | HRCU-A-CB (Split System: Heat Pump with Remote Outdoor Unit-Air-Source) | DLCURAH18ABK | ADP |  | HE34936 | *96VTN0801716B* | 17700 | 16 | 8.5 | 17100 | 18700 | 109.4% | 2.3 | 0 | 11 |  |  |  | No | R-410A | 1.475 | Residential & Commercial | Ducted CEE Tier 1
215290419 | Central HP <5.4 tons | AIRQUEST | HRCU-A-CB (Split System: Heat Pump with Remote Outdoor Unit-Air-Source) | DLCURAH18ABK | ADP |  | HG35936 | *96VTN0801716B* | 17700 | 16 | 8.5 | 17100 | 18700 | 109.4% | 2.3 | 0 | 11 |  |  |  | No | R-410A | 1.475 | Residential & Commercial | Ducted CEE Tier 1
215290435 | Central HP <5.4 tons | AIRQUEST | HRCU-A-CB (Split System: Heat Pump with Remote Outdoor Unit-Air-Source) | DLCURAH18ABK | ADP |  | H,GG80936 | *96VTN0801716B* | 17700 | 16 | 8.5 | 17100 | 18700 | 109.4% | 2.3 | 0 | 11 |  |  |  | No | R-410A | 1.475 | Residential & Commercial | Ducted CEE Tier 1
215853437 | Central HP <5.4 tons | CHAMPION HEATING AND COOLING | HRCU-A-CB (Split System: Heat Pump with Remote Outdoor Unit-Air-Source) | HH836E2S11 |  |  | CTU48C5XFS1+JMC16C2SN1+TXV |  | 34400 | 19 | 9 | 32000 | 25200 | 78.75% | 2 | 0 | 11.7 |  |  |  | No | R-454B | 2.8667 | Residential & Commercial | Ducted CEE Tier 1
207658558 | Central HP <5.4 tons | BOSCH | HRCU-A-CB (Split System: Heat Pump with Remote Outdoor Unit-Air-Source) | BOVB-60HDN1-M20G |  |  | BMA*4248DNTF | BGH96M120D5A | 45500 | 17.5 | 9 | 47000 | 33200 | 70.64% | 1.9 | 12.5 | 11.7 |  |  |  | No | R-410A | 3.7917 | Residential & Commercial | Ducted CEE Tier 1
208128227 | Central HP <5.4 tons | BOSCH | HRCU-A-CB (Split System: Heat Pump with Remote Outdoor Unit-Air-Source) | BOVA-36HDN1-M15G |  |  | BVA-24WN1-M20 |  | 24000 | 16.1 | 8.5 | 24000 | 16800 | 70% | 1.88 | 12.5 | 11.8 |  |  |  | No | R-410A | 2 | Residential & Commercial | Ducted CEE Tier 1
206395975 | Central HP <5.4 tons | BOSCH | HRCU-A-CB (Split System: Heat Pump with Remote Outdoor Unit-Air-Source) | BOVB-36HDN1-M18M |  |  | BVA-24WN1-M20 |  | 24000 | 17.5 | 8.2 | 24000 | 16800 | 70% | 1.9 | 13 | 11.7 |  |  |  | No | R-410A | 2 | Residential & Commercial | Ducted CEE Tier 1
215933231 | Central HP <5.4 tons | KEEPRITE | HRCU-A-CB (Split System: Heat Pump with Remote Outdoor Unit-Air-Source) | C5H3V36*K*AAA* |  |  | ESH5X36M12A*+WALLCON | *96CTN0401410B* | 31800 | 17 | 9 | 34000 | 26200 | 77.06% | 1.94 | 0 | 10.5 |  |  |  | No | R-454B | 2.65 | Residential & Commercial | Ducted CEE Tier 1
215935201 | Central HP <5.4 tons | KEEPRITE | HRCU-A-CB (Split System: Heat Pump with Remote Outdoor Unit-Air-Source) | C5H3V36*K*AAA* |  |  | EVM5X60M21A*+WALLCON | *80CTL0702120B* | 35600 | 21.5 | 8.5 | 38000 | 28600 | 75.26% | 2.02 | 0 | 12 |  |  |  | No | R-454B | 2.9667 | Residential & Commercial | Ducted CEE Tier 1
214588344 | Central HP <5.4 tons | BRYANT HEATING AND COOLING SYSTEMS | HRCU-A-CB (Split System: Heat Pump with Remote Outdoor Unit-Air-Source) | 38MURAQ36AB3* | ADP |  | C36A***L159 | 926TC60100V21*** | 35400 | 16 | 8.1 | 36800 | 34600 | 94.02% | 1.88 | 0 | 10 |  |  |  | No | R-410A | 2.95 | Residential & Commercial | Ducted CEE Tier 1
212924879 | Central HP <5.4 tons | GE Appliances | HRCU-A-C (Split System: Heat Pump with Remote Outdoor Unit with No Indoor Fan --Air Source) | AUH4860ZGDA* | ASPEN |  | D(A,C,E)61C44+TDR |  | 47000 | 15.2 | 8.5 | 48000 | 33600 | 70% | 1.8 | 0 | 10 |  |  |  | No | R-410A | 3.9167 | Residential & Commercial | Ducted CEE Tier 1
215933111 | Central HP <5.4 tons | KEEPRITE | HRCU-A-CB (Split System: Heat Pump with Remote Outdoor Unit-Air-Source) | C5H3V36*K*AAA* |  |  | ESH5X36M12A*+WALLCON | *80CTL0902120B* | 33400 | 19 | 9 | 34800 | 26600 | 76.44% | 1.92 | 0 | 11.5 |  |  |  | No | R-454B | 2.7833 | Residential & Commercial | Ducted CEE Tier 1
215932961 | Central HP <5.4 tons | KEEPRITE | HRCU-A-CB (Split System: Heat Pump with Remote Outdoor Unit-Air-Source) | C5H3V36*K*AAA* |  |  | EA*5X61M24A*+WALLCON | *96CTN1202422B* | 34400 | 20.5 | 9.5 | 34200 | 26000 | 76.02% | 2.08 | 0 | 12 |  |  |  | No | R-454B | 2.8667 | Residential & Commercial | Ducted CEE Tier 1
215932761 | Central HP <5.4 tons | KEEPRITE | HRCU-A-CB (Split System: Heat Pump with Remote Outdoor Unit-Air-Source) | C5H3V36*K*AAA* |  |  | EA*5X61M21A*+WALLCON | *95CSU0802120B* | 34400 | 20 | 9 | 34400 | 26200 | 76.16% | 1.96 | 0 | 11.7 |  |  |  | No | R-454B | 2.8667 | Residential & Commercial | Ducted CEE Tier 1
215932861 | Central HP <5.4 tons | KEEPRITE | HRCU-A-CB (Split System: Heat Pump with Remote Outdoor Unit-Air-Source) | C5H3V36*K*AAA* |  |  | EA*5X61M24A*+WALLCON | *80CTL0702120B* | 34400 | 20.5 | 9.5 | 34400 | 26000 | 75.58% | 2.06 | 0 | 12 |  |  |  | No | R-454B | 2.8667 | Residential & Commercial | Ducted CEE Tier 1
211628381 | Central HP <5.4 tons | YORK | HRCU-A-CB (Split System: Heat Pump with Remote Outdoor Unit-Air-Source) | HMH72B341 | ASPEN |  | D(A,C,E)36D36+TDR | TPLC100C16MP13 | 32800 | 17.5 | 8.1 | 33800 | 27400 | 81.07% | 2.54 | 0 | 10 |  |  |  | No | R-410A | 2.7333 | Residential & Commercial | Ducted CEE Tier 1
211627610 | Central HP <5.4 tons | YORK | HRCU-A-CB (Split System: Heat Pump with Remote Outdoor Unit-Air-Source) | HMH72B341 | ASPEN |  | CM36B36+TDR | TL9E100C20UH11 | 33400 | 17 | 8.2 | 26200 | 33000 | 126% | 2.91 | 0 | 10 |  |  |  | No | R-410A | 2.7833 | Residential & Commercial | Ducted CEE Tier 1
212552609 | Central HP <5.4 tons | DAY & NIGHT | HRCU-A-CB (Split System: Heat Pump with Remote Outdoor Unit-Air-Source) | CVH848GKA** | ADP |  | PL60H210P299 | *80CTL0902120A* | 46000 | 17 | 8.5 | 44000 | 34600 | 78.64% | 2 | 0 | 10 |  |  |  | No | R-410A | 3.8333 | Residential & Commercial | Ducted CEE Tier 1
212552648 | Central HP <5.4 tons | DAY & NIGHT | HRCU-A-CB (Split System: Heat Pump with Remote Outdoor Unit-Air-Source) | CVH848GKA** | ADP |  | V,G60H210P299 | *95CSU1002122A* | 46000 | 17 | 8.5 | 44000 | 34400 | 78.18% | 2 | 0 | 10 |  |  |  | No | R-410A | 3.8333 | Residential & Commercial | Ducted CEE Tier 1
215932461 | Central HP <5.4 tons | KEEPRITE | HRCU-A-CB (Split System: Heat Pump with Remote Outdoor Unit-Air-Source) | C5H3V36*K*AAA* |  |  | EA*5X48M21A*+WALLCON | *95CSU0601716B* | 33200 | 19.5 | 9.5 | 35000 | 26800 | 76.57% | 2.02 | 0 | 11 |  |  |  | No | R-454B | 2.7667 | Residential & Commercial | Ducted CEE Tier 1
215933121 | Central HP <5.4 tons | KEEPRITE | HRCU-A-CB (Split System: Heat Pump with Remote Outdoor Unit-Air-Source) | C5H3V36*K*AAA* |  |  | ESH5X36M12A*+WALLCON | *80CTL1102120B* | 33400 | 19 | 9 | 34800 | 26600 | 76.44% | 1.92 | 0 | 11.5 |  |  |  | No | R-454B | 2.7833 | Residential & Commercial | Ducted CEE Tier 1
215932451 | Central HP <5.4 tons | KEEPRITE | HRCU-A-CB (Split System: Heat Pump with Remote Outdoor Unit-Air-Source) | C5H3V36*K*AAA* |  |  | EA*5X48M21A*+WALLCON | *80CTL1102120B* | 33400 | 20.5 | 9.5 | 34400 | 26200 | 76.16% | 2.04 | 0 | 11.7 |  |  |  | No | R-454B | 2.7833 | Residential & Commercial | Ducted CEE Tier 1
215932621 | Central HP <5.4 tons | KEEPRITE | HRCU-A-CB (Split System: Heat Pump with Remote Outdoor Unit-Air-Source) | C5H3V36*K*AAA* |  |  | EA*5X60M24A*+WALLCON | *97CMN1002122B* | 34000 | 20.5 | 9.5 | 34000 | 25800 | 75.88% | 2.06 | 0 | 12 |  |  |  | No | R-454B | 2.8333 | Residential & Commercial | Ducted CEE Tier 1
215932771 | Central HP <5.4 tons | KEEPRITE | HRCU-A-CB (Split System: Heat Pump with Remote Outdoor Unit-Air-Source) | C5H3V36*K*AAA* |  |  | EA*5X61M21A*+WALLCON | *95CSU1002122B* | 34400 | 20.5 | 9.5 | 34200 | 26000 | 76.02% | 2.08 | 0 | 12 |  |  |  | No | R-454B | 2.8667 | Residential & Commercial | Ducted CEE Tier 1
215933451 | Central HP <5.4 tons | KEEPRITE | HRCU-A-CB (Split System: Heat Pump with Remote Outdoor Unit-Air-Source) | C5H3V36*K*AAA* |  |  | ESH5X42M12A*+WALLCON | *97CMN1202422B* | 33600 | 19 | 9 | 34800 | 26600 | 76.44% | 1.94 | 0 | 11.5 |  |  |  | No | R-454B | 2.8 | Residential & Commercial | Ducted CEE Tier 1
215933151 | Central HP <5.4 tons | KEEPRITE | HRCU-A-CB (Split System: Heat Pump with Remote Outdoor Unit-Air-Source) | C5H3V36*K*AAA* |  |  | ESH5X36M12A*+WALLCON | *95CSU0802120B* | 33200 | 18.5 | 9 | 35000 | 26800 | 76.57% | 1.92 | 0 | 11 |  |  |  | No | R-454B | 2.7667 | Residential & Commercial | Ducted CEE Tier 1
215933321 | Central HP <5.4 tons | KEEPRITE | HRCU-A-CB (Split System: Heat Pump with Remote Outdoor Unit-Air-Source) | C5H3V36*K*AAA* |  |  | ESH5X42M12A*+WALLCON | *80CTL0701716B* | 33400 | 19 | 9 | 35200 | 26800 | 76.14% | 1.9 | 0 | 11 |  |  |  | No | R-454B | 2.7833 | Residential & Commercial | Ducted CEE Tier 1
215935011 | Central HP <5.4 tons | KEEPRITE | HRCU-A-CB (Split System: Heat Pump with Remote Outdoor Unit-Air-Source) | C5H3V36*K*AAA* |  |  | EVM5X49M21A*+WALLCON | *80CTL0701716B* | 35400 | 21.5 | 8.5 | 38500 | 29000 | 75.32% | 2.02 | 0 | 12 |  |  |  | No | R-454B | 2.95 | Residential & Commercial | Ducted CEE Tier 1
215935111 | Central HP <5.4 tons | KEEPRITE | HRCU-A-CB (Split System: Heat Pump with Remote Outdoor Unit-Air-Source) | C5H3V36*K*AAA* |  |  | EVM5X49M21A*+WALLCON | *97CMN0802120B* | 35600 | 21.5 | 8.5 | 38000 | 28600 | 75.26% | 2.04 | 0 | 12 |  |  |  | No | R-454B | 2.9667 | Residential & Commercial | Ducted CEE Tier 1
213752671 | Central HP <5.4 tons | CARRIER | HRCU-A-CB (Split System: Heat Pump with Remote Outdoor Unit-Air-Source) | 38MURAQ24AB3* | ASPEN |  | D(A,C,E)24B44+TDR | 58S(B,C)*B070M21**16 | 23600 | 17.5 | 8.5 | 26400 | 20200 | 76.52% | 2.92 | 0 | 10 |  |  |  | No | R-410A | 1.9667 | Residential & Commercial | Ducted CEE Tier 1
213752696 | Central HP <5.4 tons | CARRIER | HRCU-A-CB (Split System: Heat Pump with Remote Outdoor Unit-Air-Source) | 38MURAQ24AB3* | ASPEN |  | D(A,C,E)30C44+TDR | 58S(B,C)*B090M21**16 | 23000 | 17.5 | 8.5 | 25200 | 19900 | 78.97% | 2.99 | 0 | 10.3 |  |  |  | No | R-410A | 1.9167 | Residential & Commercial | Ducted CEE Tier 1
213752771 | Central HP <5.4 tons | CARRIER | HRCU-A-CB (Split System: Heat Pump with Remote Outdoor Unit-Air-Source) | 38MURAQ24AB3* | ASPEN |  | D(A,C,E)36B34+TDR | 58TP*B090V21**20 | 23400 | 17 | 8.5 | 26200 | 20200 | 77.1% | 2.92 | 0 | 10 |  |  |  | No | R-410A | 1.95 | Residential & Commercial | Ducted CEE Tier 1
213752830 | Central HP <5.4 tons | CARRIER | HRCU-A-CB (Split System: Heat Pump with Remote Outdoor Unit-Air-Source) | 38MURAQ24AB3* | ASPEN |  | D(A,C,E)30C44+TDR | 59SC2E080M21**20 | 23400 | 17.5 | 8.5 | 25600 | 20200 | 78.91% | 3 | 0 | 10.3 |  |  |  | No | R-410A | 1.95 | Residential & Commercial | Ducted CEE Tier 1
213752837 | Central HP <5.4 tons | CARRIER | HRCU-A-CB (Split System: Heat Pump with Remote Outdoor Unit-Air-Source) | 38MURAQ24AB3* | ASPEN |  | D(A,C,E)30B34+TDR | 59SC2E100M21**20 | 23400 | 17.5 | 8.5 | 26400 | 20200 | 76.52% | 2.88 | 0 | 10.5 |  |  |  | No | R-410A | 1.95 | Residential & Commercial | Ducted CEE Tier 1
213752932 | Central HP <5.4 tons | CARRIER | HRCU-A-CB (Split System: Heat Pump with Remote Outdoor Unit-Air-Source) | 38MURAQ24AB3* | ASPEN |  | D(A,C,E)30C44+TDR | 59SP6A060V14**12 | 23200 | 16.5 | 8.5 | 26400 | 20400 | 77.27% | 2.86 | 0 | 10 |  |  |  | No | R-410A | 1.9333 | Residential & Commercial | Ducted CEE Tier 1
213752939 | Central HP <5.4 tons | CARRIER | HRCU-A-CB (Split System: Heat Pump with Remote Outdoor Unit-Air-Source) | 38MURAQ24AB3* | ASPEN |  | D(A,C,E)30B34+TDR | 59SP6A060V17**14 | 23200 | 16.5 | 8.5 | 25800 | 20000 | 77.52% | 2.85 | 0 | 10 |  |  |  | No | R-410A | 1.9333 | Residential & Commercial | Ducted CEE Tier 1
212552670 | Central HP <5.4 tons | DAY & NIGHT | HRCU-A-CB (Split System: Heat Pump with Remote Outdoor Unit-Air-Source) | CVH848GKA** | ADP |  | FG84960 | *96CTN1202422A* | 45500 | 17 | 8.5 | 44500 | 34400 | 77.3% | 2 | 0 | 10.5 |  |  |  | No | R-410A | 3.7917 | Residential & Commercial | Ducted CEE Tier 1
213752953 | Central HP <5.4 tons | CARRIER | HRCU-A-CB (Split System: Heat Pump with Remote Outdoor Unit-Air-Source) | 38MURAQ24AB3* | ASPEN |  | D(A,C,E)30C44+TDR | 59SP6A080V17**16 | 23400 | 17 | 8.5 | 25600 | 19900 | 77.73% | 2.98 | 0 | 10.4 |  |  |  | No | R-410A | 1.95 | Residential & Commercial | Ducted CEE Tier 1
213753012 | Central HP <5.4 tons | CARRIER | HRCU-A-CB (Split System: Heat Pump with Remote Outdoor Unit-Air-Source) | 38MURAQ24AB3* | ASPEN |  | D(A,C,E)24B44+TDR | 59TP6C060V17**16 | 23200 | 16.5 | 8.5 | 26800 | 20400 | 76.12% | 2.88 | 0 | 10 |  |  |  | No | R-410A | 1.9333 | Residential & Commercial | Ducted CEE Tier 1
213206348 | Central HP <5.4 tons | CARRIER | HRCU-A-CB (Split System: Heat Pump with Remote Outdoor Unit-Air-Source) | 38MURAQ24AB3* | ASPEN |  | D(A,C,E)36B34+TDR | 58TP*A070V14**12 | 23800 | 17 | 8.1 | 26200 | 20200 | 77.1% | 2.86 | 0 | 10 |  |  |  | No | R-410A | 1.9833 | Residential & Commercial | Ducted CEE Tier 1
213206366 | Central HP <5.4 tons | CARRIER | HRCU-A-CB (Split System: Heat Pump with Remote Outdoor Unit-Air-Source) | 38MURAQ24AB3* | ASPEN |  | D(A,C,E)30B34+TDR | 58TP*A090V17**16 | 23600 | 17 | 8.1 | 26000 | 20200 | 77.69% | 2.82 | 0 | 10 |  |  |  | No | R-410A | 1.9667 | Residential & Commercial | Ducted CEE Tier 1
213206425 | Central HP <5.4 tons | CARRIER | HRCU-A-CB (Split System: Heat Pump with Remote Outdoor Unit-Air-Source) | 38MURAQ24AB3* | ASPEN |  | D(A,C,E)30B34+TDR | 59SC2D060E14**12 | 23200 | 17 | 8.1 | 25800 | 20000 | 77.52% | 2.86 | 0 | 10 |  |  |  | No | R-410A | 1.9333 | Residential & Commercial | Ducted CEE Tier 1
213206434 | Central HP <5.4 tons | CARRIER | HRCU-A-CB (Split System: Heat Pump with Remote Outdoor Unit-Air-Source) | 38MURAQ24AB3* | ASPEN |  | D(A,C,E)24B44+TDR | 59SC2D060E17**14 | 23800 | 17 | 8.1 | 26400 | 20400 | 77.27% | 2.85 | 0 | 10 |  |  |  | No | R-410A | 1.9833 | Residential & Commercial | Ducted CEE Tier 1
214377809 | Central HP <5.4 tons | GE Appliances | HRCU-A-CB (Split System: Heat Pump with Remote Outdoor Unit-Air-Source) | AUH2436ZGDA* | ASPEN |  | AE(D,N,U)+DM36A34+TDR |  | 22600 | 17 | 8.5 | 23800 | 22000 | 92.44% | 1.8 | 0 | 11.8 |  |  |  | No | R-410A | 1.8833 | Residential & Commercial | Ducted CEE Tier 1
212555731 | Central HP <5.4 tons | DAY & NIGHT | HRCU-A-CB (Split System: Heat Pump with Remote Outdoor Unit-Air-Source) | CVH837GKA2* | ADP |  | PL36H210P179 | *95CSU1002122A* | 32200 | 18 | 8.1 | 30200 | 27000 | 89.4% | 2.22 | 0 | 11 |  |  |  | No | R-410A | 2.6833 | Residential & Commercial | Ducted CEE Tier 1
214056990 | Central HP <5.4 tons | GE Appliances | HRCU-A-CB (Split System: Heat Pump with Remote Outdoor Unit-Air-Source) | AUH2436ZGDA* | ASPEN |  | L(E,G)M24C4 |  | 22800 | 17 | 8.7 | 23800 | 22000 | 92.44% | 1.8 | 0 | 11.9 |  |  |  | No | R-410A | 1.9 | Residential & Commercial | Ducted CEE Tier 1
214056988 | Central HP <5.4 tons | GREE | HRCU-A-CB (Split System: Heat Pump with Remote Outdoor Unit-Air-Source) | FLEXX60HP230V1AO | ASPEN |  | L(E,G)M60I4 |  | 54000 | 15.8 | 9 | 54000 | 41000 | 75.93% | 1.8 | 0 | 10.3 |  |  |  | No | R-410A | 4.5 | Residential & Commercial | Ducted CEE Tier 1
215391370 | Central HP <5.4 tons | FRIEDRICH | HRCU-A-CB (Split System: Heat Pump with Remote Outdoor Unit-Air-Source) | WFPU17Z243C | ASPEN |  | L(E,F)W30E4 |  | 21000 | 16 | 8.1 | 23000 | 18000 | 78.26% | 2.3 | 0 | 10 |  |  |  | No | R-410A | 1.75 | Residential & Commercial | Ducted CEE Tier 1
206724400 | Central HP <5.4 tons | REZNOR | HRCU-A-CB (Split System: Heat Pump with Remote Outdoor Unit-Air-Source) | GXH24-36MSK4DH |  |  | GMH24-**MSK4DH1 |  | 24000 | 17 | 9 | 24000 | 22000 | 91.67% | 1.8 | 12.5 | 12 |  |  |  | No | R-410A | 2 | Residential & Commercial | Ducted CEE Tier 1
215391372 | Central HP <5.4 tons | FRIEDRICH | HRCU-A-CB (Split System: Heat Pump with Remote Outdoor Unit-Air-Source) | WFPU17Z243C | ASPEN |  | L(E,F)W36C4 |  | 21400 | 16 | 8.1 | 23000 | 18000 | 78.26% | 2.4 | 0 | 10 |  |  |  | No | R-410A | 1.7833 | Residential & Commercial | Ducted CEE Tier 1
212552641 | Central HP <5.4 tons | DAY & NIGHT | HRCU-A-CB (Split System: Heat Pump with Remote Outdoor Unit-Air-Source) | CVH848GKA** | ADP |  | FG48960 | *95CSU0802120A* | 46000 | 17 | 8.5 | 44000 | 34600 | 78.64% | 2 | 0 | 10 |  |  |  | No | R-410A | 3.8333 | Residential & Commercial | Ducted CEE Tier 1
212552664 | Central HP <5.4 tons | DAY & NIGHT | HRCU-A-CB (Split System: Heat Pump with Remote Outdoor Unit-Air-Source) | CVH848GKA** | ADP |  | FG49960 | *96CTN1002122A* | 46000 | 17 | 8.5 | 44000 | 34600 | 78.64% | 2 | 0 | 10 |  |  |  | No | R-410A | 3.8333 | Residential & Commercial | Ducted CEE Tier 1
211628147 | Central HP <5.4 tons | YORK | HRCU-A-CB (Split System: Heat Pump with Remote Outdoor Unit-Air-Source) | HMH72B341 | ASPEN |  | D(A,C,E)36D36+TDR | TMLE060A12MP11 | 33000 | 18 | 8.1 | 33800 | 27400 | 81.07% | 2.51 | 0 | 10 |  |  |  | No | R-410A | 2.75 | Residential & Commercial | Ducted CEE Tier 1
211628290 | Central HP <5.4 tons | YORK | HRCU-A-CB (Split System: Heat Pump with Remote Outdoor Unit-Air-Source) | HMH72B341 | ASPEN |  | D(A,C,E)36D36+TDR | TP9C080C16MP13 | 32800 | 17.5 | 8.1 | 33800 | 27400 | 81.07% | 2.53 | 0 | 10 |  |  |  | No | R-410A | 2.7333 | Residential & Commercial | Ducted CEE Tier 1
212517479 | Central HP <5.4 tons | YORK | HRCU-A-CB (Split System: Heat Pump with Remote Outdoor Unit-Air-Source) | HMH72B341 | ADP |  | CH367C9 | TL8E100C20UH11 | 33400 | 17 | 8.5 | 32400 | 22800 | 70.37% | 2.06 | 0 | 10 |  |  |  | No | R-410A | 2.7833 | Residential & Commercial | Ducted CEE Tier 1
213612029 | Central HP <5.4 tons | RUUD | HRCU-A-CB (Split System: Heat Pump with Remote Outdoor Unit-Air-Source) | RP15AZ24AJ2N | ASPEN |  | D(A,C,E)24A34+TDR | R802V0503A14DZ | 22000 | 15.4 | 8.1 | 22800 | 16200 | 71.05% | 2.8 | 0 | 11.7 |  |  |  | No | R-410A | 1.8333 | Residential & Commercial | Ducted CEE Tier 1
214588328 | Central HP <5.4 tons | BRYANT HEATING AND COOLING SYSTEMS | HRCU-A-CB (Split System: Heat Pump with Remote Outdoor Unit-Air-Source) | 38MURAQ36AB3* | ADP |  | PL36H210P299 | 926TC48080V17*** | 35600 | 16 | 8.1 | 36800 | 34600 | 94.02% | 1.98 | 0 | 10 |  |  |  | No | R-410A | 2.9667 | Residential & Commercial | Ducted CEE Tier 1
206724402 | Central HP <5.4 tons | REZNOR | HRCU-A-CB (Split System: Heat Pump with Remote Outdoor Unit-Air-Source) | GXH48-60MSK4DH |  |  | GMH48-**MSK4DH1 |  | 48000 | 17 | 9 | 48000 | 39000 | 81.25% | 1.8 | 11.5 | 11 |  |  |  | No | R-410A | 4 | Residential & Commercial | Ducted CEE Tier 1
214056982 | Central HP <5.4 tons | GREE | HRCU-A-CB (Split System: Heat Pump with Remote Outdoor Unit-Air-Source) | FLEXX36HP230V1AO | ASPEN |  | L(E,G)M36B4 |  | 32800 | 16 | 8.9 | 35000 | 28000 | 80% | 1.8 | 0 | 10 |  |  |  | No | R-410A | 2.7333 | Residential & Commercial | Ducted CEE Tier 1
214056981 | Central HP <5.4 tons | GREE | HRCU-A-CB (Split System: Heat Pump with Remote Outdoor Unit-Air-Source) | FLEXX36HP230V1AO | ASPEN |  | L(E,G)M24H4 |  | 23200 | 17 | 8.8 | 24000 | 22000 | 91.67% | 1.8 | 0 | 12 |  |  |  | No | R-410A | 1.9333 | Residential & Commercial | Ducted CEE Tier 1
211628524 | Central HP <5.4 tons | YORK | HRCU-A-CB (Split System: Heat Pump with Remote Outdoor Unit-Air-Source) | HMH72B341 | ASPEN |  | D(A,C,E)36D36+TDR | YPLC080C16MP13 | 32800 | 17.5 | 8.1 | 33800 | 27400 | 81.07% | 2.54 | 0 | 10 |  |  |  | No | R-410A | 2.7333 | Residential & Commercial | Ducted CEE Tier 1
214056539 | Central HP <5.4 tons | GSI | HRCU-A-C (Split System: Heat Pump with Remote Outdoor Unit with No Indoor Fan --Air Source) | SOD30-24HFN1-MW |  |  | SVBM-24A18T3N1 |  | 24000 | 16.1 | 9.8 | 25000 | 20000 | 80% | 2 | 0 | 10.7 |  |  |  | No | R-410A | 2 | Residential & Commercial | Ducted CEE Tier 1
211627796 | Central HP <5.4 tons | YORK | HRCU-A-CB (Split System: Heat Pump with Remote Outdoor Unit-Air-Source) | HMH72B341 | ASPEN |  | D(A,C,E)36D36+TDR | TM8Y060A12MP11 | 32800 | 18 | 8.1 | 33400 | 27400 | 82.04% | 2.5 | 0 | 10 |  |  |  | No | R-410A | 2.7333 | Residential & Commercial | Ducted CEE Tier 1
214056987 | Central HP <5.4 tons | GREE | HRCU-A-CB (Split System: Heat Pump with Remote Outdoor Unit-Air-Source) | FLEXX60HP230V1AO | ASPEN |  | L(E,G)M60E4 |  | 54000 | 15.8 | 9 | 54000 | 41000 | 75.93% | 1.8 | 0 | 10.4 |  |  |  | No | R-410A | 4.5 | Residential & Commercial | Ducted CEE Tier 1
214301857 | Central HP <5.4 tons | CHAMPION HEATING AND COOLING | HRCU-A-CB (Split System: Heat Pump with Remote Outdoor Unit-Air-Source) | HMH72B341 | ADP |  | H,YE9J(1,2)36+TXV | TM9E100C20MP12 | 34000 | 15.2 | 8.1 | 31600 | 23200 | 73.42% | 2.06 | 0 | 10 |  |  |  | No | R-410A | 2.8333 | Residential & Commercial | Ducted CEE Tier 1
214301888 | Central HP <5.4 tons | CHAMPION HEATING AND COOLING | HRCU-A-CB (Split System: Heat Pump with Remote Outdoor Unit-Air-Source) | HMH72B341 | ADP |  | H,YE9J(1,2)36+TXV | Z8ES080C20SMPS1 | 34000 | 18 | 8.5 | 31800 | 24000 | 75.47% | 2.12 | 0 | 10 |  |  |  | No | R-410A | 2.8333 | Residential & Commercial | Ducted CEE Tier 1
212394523 | Central HP <5.4 tons | COLEMAN | HRCU-A-CB (Split System: Heat Pump with Remote Outdoor Unit-Air-Source) | HMH72B341 | ADP |  | H,YE34936 | TM9V100C16MP12 | 33200 | 17 | 8.5 | 32400 | 22800 | 70.37% | 2.06 | 0 | 10 |  |  |  | No | R-410A | 2.7667 | Residential & Commercial | Ducted CEE Tier 1
214056995 | Central HP <5.4 tons | GE Appliances | HRCU-A-CB (Split System: Heat Pump with Remote Outdoor Unit-Air-Source) | AUH4860ZGDA* | ASPEN |  | L(E,G)M48J4 |  | 48000 | 17 | 9 | 48000 | 39000 | 81.25% | 1.8 | 0 | 11 |  |  |  | No | R-410A | 4 | Residential & Commercial | Ducted CEE Tier 1
213546633 | Central HP <5.4 tons | LENNOX | HRCU-A-CB (Split System: Heat Pump with Remote Outdoor Unit-Air-Source) | EL22XPV-024-230A** | ADP |  | L*35/36U9 | EL280UH070E36A* | 24000 | 21 | 8.5 | 22000 | 15400 | 70% | 1.92 | 0 | 13.5 |  |  |  | No | R-410A | 2 | Residential & Commercial | Ducted CEE Tier 1
212861169 | Central HP <5.4 tons | GREE | HRCU-A-C (Split System: Heat Pump with Remote Outdoor Unit with No Indoor Fan --Air Source) | FLEXX36HP230V1AO | ASPEN |  | D(A,C,E)24D34+TDR |  | 23000 | 15.2 | 8.5 | 24000 | 21600 | 90% | 1.8 | 0 | 11 |  |  |  | No | R-410A | 1.9167 | Residential & Commercial | Ducted CEE Tier 1
216369248 | Central HP <5.4 tons | Star Air Kontrol | HRCU-A-CB (Split System: Heat Pump with Remote Outdoor Unit-Air-Source) | SAK-24FDN2-M18M |  |  | SAK-24FDN1-M18M |  | 24000 | 18.1 | 9.7 | 26000 | 21600 | 83.08% | 1.87 | 0 | 11 |  |  |  | No | R-454B | 2 | Residential & Commercial | Ducted CEE Tier 1
214290054 | Central HP <5.4 tons | CARRIER | HRCU-A-CB (Split System: Heat Pump with Remote Outdoor Unit-Air-Source) | 38MURAQ18AB3* | ADP |  | SM3925 |  | 16800 | 15.5 | 8.75 | 17000 | 19400 | 114.1% | 2.34 | 0 | 10.5 |  |  |  | No | R-410A | 1.4 | Residential & Commercial | Ducted CEE Tier 1
215934911 | Central HP <5.4 tons | KEEPRITE | HRCU-A-CB (Split System: Heat Pump with Remote Outdoor Unit-Air-Source) | C5H3V36*K*AAA* |  |  | EVM5X44M21A*+WALLCON | *97CMN0801714B* | 35400 | 21.5 | 8.5 | 38500 | 29000 | 75.32% | 2.02 | 0 | 12 |  |  |  | No | R-454B | 2.95 | Residential & Commercial | Ducted CEE Tier 1
215933161 | Central HP <5.4 tons | KEEPRITE | HRCU-A-CB (Split System: Heat Pump with Remote Outdoor Unit-Air-Source) | C5H3V36*K*AAA* |  |  | ESH5X36M12A*+WALLCON | *95CSU1002122B* | 33400 | 19 | 9 | 34800 | 26600 | 76.44% | 1.94 | 0 | 11.5 |  |  |  | No | R-454B | 2.7833 | Residential & Commercial | Ducted CEE Tier 1
215933191 | Central HP <5.4 tons | KEEPRITE | HRCU-A-CB (Split System: Heat Pump with Remote Outdoor Unit-Air-Source) | C5H3V36*K*AAA* |  |  | ESH5X36M12A*+WALLCON | *97CMN0801714B* | 33000 | 18.5 | 9 | 35600 | 27200 | 76.4% | 1.92 | 0 | 10.5 |  |  |  | No | R-454B | 2.75 | Residential & Commercial | Ducted CEE Tier 1
215933291 | Central HP <5.4 tons | KEEPRITE | HRCU-A-CB (Split System: Heat Pump with Remote Outdoor Unit-Air-Source) | C5H3V36*K*AAA* |  |  | ESH5X42M12A*+WALLCON | *80CSU1002120A* | 33600 | 19 | 9 | 35000 | 26600 | 76% | 1.92 | 0 | 11 |  |  |  | No | R-454B | 2.8 | Residential & Commercial | Ducted CEE Tier 1
215932791 | Central HP <5.4 tons | KEEPRITE | HRCU-A-CB (Split System: Heat Pump with Remote Outdoor Unit-Air-Source) | C5H3V36*K*AAA* |  |  | EA*5X61M21A*+WALLCON | *97CMN0602120B* | 34200 | 20 | 9 | 34800 | 26600 | 76.44% | 1.92 | 0 | 11.5 |  |  |  | No | R-454B | 2.85 | Residential & Commercial | Ducted CEE Tier 1
215932881 | Central HP <5.4 tons | KEEPRITE | HRCU-A-CB (Split System: Heat Pump with Remote Outdoor Unit-Air-Source) | C5H3V36*K*AAA* |  |  | EA*5X61M24A*+WALLCON | *80CTL1352422B* | 34600 | 20.5 | 9.5 | 34200 | 25800 | 75.44% | 2.06 | 0 | 12 |  |  |  | No | R-454B | 2.8833 | Residential & Commercial | Ducted CEE Tier 1
215932911 | Central HP <5.4 tons | KEEPRITE | HRCU-A-CB (Split System: Heat Pump with Remote Outdoor Unit-Air-Source) | C5H3V36*K*AAA* |  |  | EA*5X61M24A*+WALLCON | *97CMN0602120B* | 34200 | 20 | 9 | 34800 | 26400 | 75.86% | 1.92 | 0 | 11.5 |  |  |  | No | R-454B | 2.85 | Residential & Commercial | Ducted CEE Tier 1
215933261 | Central HP <5.4 tons | KEEPRITE | HRCU-A-CB (Split System: Heat Pump with Remote Outdoor Unit-Air-Source) | C5H3V36*K*AAA* |  |  | ESH5X36M12A*+WALLCON | *96CTN1002122B* | 33400 | 19 | 9 | 34800 | 26600 | 76.44% | 1.92 | 0 | 11 |  |  |  | No | R-454B | 2.7833 | Residential & Commercial | Ducted CEE Tier 1
215933341 | Central HP <5.4 tons | KEEPRITE | HRCU-A-CB (Split System: Heat Pump with Remote Outdoor Unit-Air-Source) | C5H3V36*K*AAA* |  |  | ESH5X42M12A*+WALLCON | *80CTL0901716B* | 33600 | 19 | 9 | 34800 | 26600 | 76.44% | 1.92 | 0 | 11 |  |  |  | No | R-454B | 2.8 | Residential & Commercial | Ducted CEE Tier 1
212524530 | Central HP <5.4 tons | Hessaire | HRCU-A-CB (Split System: Heat Pump with Remote Outdoor Unit-Air-Source) | HOC36 |  |  | HAH36 |  | 34000 | 18 | 9.5 | 35000 | 26000 | 74.29% | 2.05 | 9.55 | 10.1 |  |  |  | No | R-410A | 2.8333 | Residential & Commercial | Ducted CEE Tier 1
216497963 | Central HP <5.4 tons | AC PRO | HRCU-A-CB (Split System: Heat Pump with Remote Outdoor Unit-Air-Source) | SPHP-Z-V024BB |  |  | AIRH-Z-V024V08C |  | 24000 | 18.6 | 10 | 24000 | 20600 | 85.83% | 2.14 | 0 | 12 |  |  |  | No | R-454B | 2 | Residential & Commercial | Ducted CEE Tier 1
215933391 | Central HP <5.4 tons | KEEPRITE | HRCU-A-CB (Split System: Heat Pump with Remote Outdoor Unit-Air-Source) | C5H3V36*K*AAA* |  |  | ESH5X42M12A*+WALLCON | *95CSU1002122B* | 33600 | 19.5 | 9 | 34600 | 26400 | 76.3% | 1.92 | 0 | 11.7 |  |  |  | No | R-454B | 2.8 | Residential & Commercial | Ducted CEE Tier 1
215933041 | Central HP <5.4 tons | KEEPRITE | HRCU-A-CB (Split System: Heat Pump with Remote Outdoor Unit-Air-Source) | C5H3V36*K*AAA* |  |  | ESH5X36M12A*+WALLCON | *80CSU0601716A* | 33200 | 19 | 9 | 34800 | 26800 | 77.01% | 1.92 | 0 | 11 |  |  |  | No | R-454B | 2.7667 | Residential & Commercial | Ducted CEE Tier 1
215932991 | Central HP <5.4 tons | KEEPRITE | HRCU-A-CB (Split System: Heat Pump with Remote Outdoor Unit-Air-Source) | C5H3V36*K*AAA* |  |  | ESH5X24M12A*+WALLCON | *96CTN0601714B* | 32000 | 17.5 | 9 | 35000 | 27000 | 77.14% | 1.9 | 0 | 10 |  |  |  | No | R-454B | 2.6667 | Residential & Commercial | Ducted CEE Tier 1
213735756 | Central HP <5.4 tons | YORK | HRCU-A-CB (Split System: Heat Pump with Remote Outdoor Unit-Air-Source) | HMH72B341 | ADP |  | AD-34(P,U)*****9 | Y81E080B12SMPS1 | 33200 | 18 | 8.5 | 31400 | 23000 | 73.25% | 2.04 | 0 | 10 |  |  |  | No | R-410A | 2.7667 | Residential & Commercial | Ducted CEE Tier 1
213546638 | Central HP <5.4 tons | LENNOX | HRCU-A-CB (Split System: Heat Pump with Remote Outdoor Unit-Air-Source) | EL22XPV-024-230A** | ADP |  | LH18/37D9 | EL280UH070E36A* | 24000 | 21 | 8.5 | 22000 | 15400 | 70% | 1.92 | 0 | 13.5 |  |  |  | No | R-410A | 2 | Residential & Commercial | Ducted CEE Tier 1
215932891 | Central HP <5.4 tons | KEEPRITE | HRCU-A-CB (Split System: Heat Pump with Remote Outdoor Unit-Air-Source) | C5H3V36*K*AAA* |  |  | EA*5X61M24A*+WALLCON | *95CSU0802120B* | 34400 | 20.5 | 9.5 | 34400 | 26000 | 75.58% | 2.06 | 0 | 12 |  |  |  | No | R-454B | 2.8667 | Residential & Commercial | Ducted CEE Tier 1
215932741 | Central HP <5.4 tons | KEEPRITE | HRCU-A-CB (Split System: Heat Pump with Remote Outdoor Unit-Air-Source) | C5H3V36*K*AAA* |  |  | EA*5X61M21A*+WALLCON | *80CTL1102120B* | 34400 | 20.5 | 9.5 | 34200 | 26000 | 76.02% | 2.06 | 0 | 12 |  |  |  | No | R-454B | 2.8667 | Residential & Commercial | Ducted CEE Tier 1
215932541 | Central HP <5.4 tons | KEEPRITE | HRCU-A-CB (Split System: Heat Pump with Remote Outdoor Unit-Air-Source) | C5H3V36*K*AAA* |  |  | EA*5X60M24A*+WALLCON | *80CTL0702120B* | 34000 | 20.5 | 9.5 | 34200 | 26000 | 76.02% | 2.04 | 0 | 11.7 |  |  |  | No | R-454B | 2.8333 | Residential & Commercial | Ducted CEE Tier 1
215932491 | Central HP <5.4 tons | KEEPRITE | HRCU-A-CB (Split System: Heat Pump with Remote Outdoor Unit-Air-Source) | C5H3V36*K*AAA* |  |  | EA*5X48M21A*+WALLCON | *97CMN0801714B* | 33200 | 19.5 | 9.5 | 35000 | 26800 | 76.57% | 2.02 | 0 | 11 |  |  |  | No | R-454B | 2.7667 | Residential & Commercial | Ducted CEE Tier 1
215289573 | Central HP <5.4 tons | AIRQUEST | HRCU-A-CB (Split System: Heat Pump with Remote Outdoor Unit-Air-Source) | DLCURAH18ABK | ADP |  | H,GE32936 | *92MSN0401712A* | 16500 | 15.2 | 8.5 | 16500 | 18400 | 111.5% | 2.24 | 0 | 10 |  |  |  | No | R-410A | 1.375 | Residential & Commercial | Ducted CEE Tier 1
215289582 | Central HP <5.4 tons | AIRQUEST | HRCU-A-CB (Split System: Heat Pump with Remote Outdoor Unit-Air-Source) | DLCURAH18ABK | ADP |  | HE34936 | *92MSN0401712A* | 17200 | 15.2 | 8.1 | 16700 | 18900 | 113.2% | 2.3 | 0 | 10.5 |  |  |  | No | R-410A | 1.4333 | Residential & Commercial | Ducted CEE Tier 1
215289591 | Central HP <5.4 tons | AIRQUEST | HRCU-A-CB (Split System: Heat Pump with Remote Outdoor Unit-Air-Source) | DLCURAH18ABK | ADP |  | H,GE7J924 | *92MSN0401712A* | 16600 | 15.2 | 8.5 | 16500 | 18400 | 111.5% | 2.24 | 0 | 10 |  |  |  | No | R-410A | 1.3833 | Residential & Commercial | Ducted CEE Tier 1
215289616 | Central HP <5.4 tons | AIRQUEST | HRCU-A-CB (Split System: Heat Pump with Remote Outdoor Unit-Air-Source) | DLCURAH18ABK | ADP |  | HG32936 | *92MSN0601412A* | 17200 | 16 | 8.5 | 16900 | 19400 | 114.8% | 2.38 | 0 | 10.5 |  |  |  | No | R-410A | 1.4333 | Residential & Commercial | Ducted CEE Tier 1
215289666 | Central HP <5.4 tons | AIRQUEST | HRCU-A-CB (Split System: Heat Pump with Remote Outdoor Unit-Air-Source) | DLCURAH18ABK | ADP |  | HG33936 | *92MSN0601714A* | 17500 | 16 | 8.5 | 16900 | 19000 | 112.4% | 2.34 | 0 | 10.5 |  |  |  | No | R-410A | 1.4583 | Residential & Commercial | Ducted CEE Tier 1
215289675 | Central HP <5.4 tons | AIRQUEST | HRCU-A-CB (Split System: Heat Pump with Remote Outdoor Unit-Air-Source) | DLCURAH18ABK | ADP |  | H,GG36936 | *92MSN0601714A* | 17700 | 16 | 8.1 | 16700 | 18200 | 109% | 2.24 | 0 | 11 |  |  |  | No | R-410A | 1.475 | Residential & Commercial | Ducted CEE Tier 1
214771713 | Central HP <5.4 tons | BOSCH | HRCU-A-CB (Split System: Heat Pump with Remote Outdoor Unit-Air-Source) | BOVA-36RTB-M20S |  |  | BMAC2430ABTA | BGH96M080B3C | 23800 | 18 | 9 | 24000 | 16800 | 70% | 1.85 | 0 | 11.7 |  |  |  | No | R-454B | 1.9833 | Residential & Commercial | Ducted CEE Tier 1
212924883 | Central HP <5.4 tons | GE Appliances | HRCU-A-C (Split System: Heat Pump with Remote Outdoor Unit with No Indoor Fan --Air Source) | AUH4860ZGDA* | ASPEN |  | D(A,C,E)60C44+TDR |  | 47000 | 15.2 | 8.5 | 48000 | 33600 | 70% | 1.8 | 0 | 10 |  |  |  | No | R-410A | 3.9167 | Residential & Commercial | Ducted CEE Tier 1
215289682 | Central HP <5.4 tons | AIRQUEST | HRCU-A-CB (Split System: Heat Pump with Remote Outdoor Unit-Air-Source) | DLCURAH18ABK | ADP |  | H,GE7J936 | *92MSN0601714A* | 17000 | 16 | 8.1 | 16700 | 18200 | 109% | 2.24 | 0 | 10.5 |  |  |  | No | R-410A | 1.4167 | Residential & Commercial | Ducted CEE Tier 1
215289732 | Central HP <5.4 tons | AIRQUEST | HRCU-A-CB (Split System: Heat Pump with Remote Outdoor Unit-Air-Source) | DLCURAH18ABK | ADP |  | H,GG9J936 | *92MSN0801716A* | 17700 | 16 | 8.5 | 17100 | 18700 | 109.4% | 2.3 | 0 | 11 |  |  |  | No | R-410A | 1.475 | Residential & Commercial | Ducted CEE Tier 1
215289743 | Central HP <5.4 tons | AIRQUEST | HRCU-A-CB (Split System: Heat Pump with Remote Outdoor Unit-Air-Source) | DLCURAH18ABK | ADP |  | HG31930 | *96MSN0261410A* | 16600 | 19 | 8.1 | 16700 | 18800 | 112.6% | 2.3 | 0 | 10 |  |  |  | No | R-410A | 1.3833 | Residential & Commercial | Ducted CEE Tier 1
215289748 | Central HP <5.4 tons | AIRQUEST | HRCU-A-CB (Split System: Heat Pump with Remote Outdoor Unit-Air-Source) | DLCURAH18ABK | ADP |  | H,GG32930 | *96MSN0261410A* | 16900 | 20 | 8.1 | 16700 | 18800 | 112.6% | 2.3 | 0 | 10 |  |  |  | No | R-410A | 1.4083 | Residential & Commercial | Ducted CEE Tier 1
215289791 | Central HP <5.4 tons | AIRQUEST | HRCU-A-CB (Split System: Heat Pump with Remote Outdoor Unit-Air-Source) | DLCURAH18ABK | ADP |  | HE31924 | *96MSN0401410A* | 16800 | 16 | 8.5 | 16900 | 19100 | 113% | 2.34 | 0 | 10 |  |  |  | No | R-410A | 1.4 | Residential & Commercial | Ducted CEE Tier 1
215289798 | Central HP <5.4 tons | AIRQUEST | HRCU-A-CB (Split System: Heat Pump with Remote Outdoor Unit-Air-Source) | DLCURAH18ABK | ADP |  | H,GE32936 | *96MSN0401410A* | 17100 | 16 | 8.5 | 16900 | 19100 | 113% | 2.34 | 0 | 10 |  |  |  | No | R-410A | 1.425 | Residential & Commercial | Ducted CEE Tier 1
213361091 | Central HP <5.4 tons | LENNOX | HRCU-A-CB (Split System: Heat Pump with Remote Outdoor Unit-Air-Source) | SL25XPV-048-230A** | ADP |  | LP42/62W9 | EL297UH110XV60C* | 46000 | 20 | 9.4 | 42000 | 35800 | 85.24% | 1.9 | 0 | 12.5 |  |  |  | No | R-410A | 3.8333 | Residential & Commercial | Ducted CEE Tier 1
216369250 | Central HP <5.4 tons | Star Air Kontrol | HRCU-A-CB (Split System: Heat Pump with Remote Outdoor Unit-Air-Source) | SAK-48FDN2-M18M |  |  | SAK-48FDN1-M18M |  | 48000 | 16 | 8.5 | 48000 | 38000 | 79.17% | 1.85 | 0 | 10 |  |  |  | No | R-454B | 4 | Residential & Commercial | Ducted CEE Tier 1
207658563 | Central HP <5.4 tons | BOSCH | HRCU-A-CB (Split System: Heat Pump with Remote Outdoor Unit-Air-Source) | BOVB-60HDN1-M20G |  |  | BMA*4248BNTF | BGH96M080B3B | 42500 | 17 | 8.8 | 43500 | 31000 | 71.26% | 1.9 | 11.2 | 11.7 |  |  |  | No | R-410A | 3.5417 | Residential & Commercial | Ducted CEE Tier 1
212552533 | Central HP <5.4 tons | DAY & NIGHT | HRCU-A-CB (Split System: Heat Pump with Remote Outdoor Unit-Air-Source) | CVH837GKA** | ADP |  | PL36H210P299 | *80CSU0601716A* | 32400 | 18 | 8.5 | 30600 | 29800 | 97.39% | 2 | 0 | 11 |  |  |  | No | R-410A | 2.7 | Residential & Commercial | Ducted CEE Tier 1
214237692 | Central HP <5.4 tons | FRIEDRICH | HRCU-A-C (Split System: Heat Pump with Remote Outdoor Unit with No Indoor Fan --Air Source) | WFPU18Z363C | ASPEN |  | D(A,C,E)30C44+TDR |  | 29200 | 15.5 | 9.4 | 30000 | 24200 | 80.67% | 2.08 | 0 | 11.3 |  |  |  | No | R-410A | 2.4333 | Residential & Commercial | Ducted CEE Tier 1
213286703 | Central HP <5.4 tons | DAY & NIGHT | HRCU-A-CB (Split System: Heat Pump with Remote Outdoor Unit-Air-Source) | DLCURAH24ABK | ADP |  | CE3005C+TXV |  | 23600 | 17 | 9 | 25600 | 25200 | 98.44% | 2.14 | 0 | 10 |  |  |  | No | R-410A | 1.9667 | Residential & Commercial | Ducted CEE Tier 1
213828544 | Central HP <5.4 tons | HISENSE | HRCU-A-C (Split System: Heat Pump with Remote Outdoor Unit with No Indoor Fan --Air Source) | AUWR-36U3SA | ASPEN |  | D(A,C,E)43C34+TDR |  | 29600 | 15.5 | 9.4 | 30000 | 24200 | 80.67% | 2.08 | 0 | 11.3 |  |  |  | No | R-410A | 2.4667 | Residential & Commercial | Ducted CEE Tier 1
212552532 | Central HP <5.4 tons | DAY & NIGHT | HRCU-A-CB (Split System: Heat Pump with Remote Outdoor Unit-Air-Source) | CVH837GKA** | ADP |  | FG82936 | *80CSU0401712A* | 32800 | 17 | 8.5 | 31200 | 30200 | 96.79% | 2 | 0 | 11.5 |  |  |  | No | R-410A | 2.7333 | Residential & Commercial | Ducted CEE Tier 1
206771535 | Central HP <5.4 tons | ARCOAIRE | HRCU-A-CB (Split System: Heat Pump with Remote Outdoor Unit-Air-Source) | HVH837GKA2* |  |  | EA*4X42L24A*+WALLCON | *80CTL1352422A* | 31800 | 17.5 | 8.1 | 33000 | 24400 | 73.94% | 1.9 | 12 | 11.5 |  |  |  | No | R-410A | 2.65 | Residential & Commercial | Ducted CEE Tier 1
215289585 | Central HP <5.4 tons | AIRQUEST | HRCU-A-CB (Split System: Heat Pump with Remote Outdoor Unit-Air-Source) | DLCURAH18ABK | ADP |  | H,GG36936 | *92MSN0401712A* | 17200 | 16 | 8.1 | 16300 | 17600 | 108% | 2.16 | 0 | 10 |  |  |  | No | R-410A | 1.4333 | Residential & Commercial | Ducted CEE Tier 1
215289589 | Central HP <5.4 tons | AIRQUEST | HRCU-A-CB (Split System: Heat Pump with Remote Outdoor Unit-Air-Source) | DLCURAH18ABK | ADP |  | HG7J924 | *92MSN0401712A* | 16600 | 15.2 | 8.5 | 16500 | 18400 | 111.5% | 2.24 | 0 | 10 |  |  |  | No | R-410A | 1.3833 | Residential & Commercial | Ducted CEE Tier 1
214649710 | Central HP <5.4 tons | MIDEA | HRCU-A-CB (Split System: Heat Pump with Remote Outdoor Unit-Air-Source) | MOVB-60HDN1-M18M | ASPEN |  | D(A,C,E)48D44+TDR | MGH96M100C5A | 34600 | 16.5 | 8.5 | 34600 | 26000 | 75.14% | 2.41 | 0 | 11.7 |  |  |  | No | R-410A | 2.8833 | Residential & Commercial | Ducted CEE Tier 1
214624775 | Central HP <5.4 tons | CARRIER | HRCU-A-CB (Split System: Heat Pump with Remote Outdoor Unit-Air-Source) | 38MURAQ24AB3* | ADP |  | A36VCA+TXV | 58SU*B060M17**16 | 23400 | 17 | 8.5 | 24000 | 23600 | 98.33% | 2 | 0 | 10.5 |  |  |  | No | R-410A | 1.95 | Residential & Commercial | Ducted CEE Tier 1
215933091 | Central HP <5.4 tons | KEEPRITE | HRCU-A-CB (Split System: Heat Pump with Remote Outdoor Unit-Air-Source) | C5H3V36*K*AAA* |  |  | ESH5X36M12A*+WALLCON | *80CTL0702120B* | 33200 | 19 | 9 | 35000 | 26800 | 76.57% | 1.92 | 0 | 11 |  |  |  | No | R-454B | 2.7667 | Residential & Commercial | Ducted CEE Tier 1
215933941 | Central HP <5.4 tons | KEEPRITE | HRCU-A-CB (Split System: Heat Pump with Remote Outdoor Unit-Air-Source) | C5H3V36*K*AAA* |  |  | ESH5X60M12A*+WALLCON | *96CTN1002122B* | 34200 | 19.5 | 9 | 34200 | 26000 | 76.02% | 1.94 | 0 | 11.7 |  |  |  | No | R-454B | 2.85 | Residential & Commercial | Ducted CEE Tier 1
214609887 | Central HP <5.4 tons | CARRIER | HRCU-A-C (Split System: Heat Pump with Remote Outdoor Unit with No Indoor Fan --Air Source) | 38MURAQ36AB3 | ASPEN |  | D(A,C,E)48C24+TDR |  | 33800 | 15.2 | 8.6 | 38500 | 31600 | 82.08% | 1.85 | 0 | 10 |  |  |  | No | R-410A | 2.8167 | Residential & Commercial | Ducted CEE Tier 1
206724401 | Central HP <5.4 tons | REZNOR | HRCU-A-CB (Split System: Heat Pump with Remote Outdoor Unit-Air-Source) | GXH24-36MSK4DH |  |  | GMH**-36MSK4DH1 |  | 34000 | 16 | 9 | 35000 | 28000 | 80% | 1.8 | 10 | 10 |  |  |  | No | R-410A | 2.8333 | Residential & Commercial | Ducted CEE Tier 1
215933221 | Central HP <5.4 tons | KEEPRITE | HRCU-A-CB (Split System: Heat Pump with Remote Outdoor Unit-Air-Source) | C5H3V36*K*AAA* |  |  | ESH5X36M12A*+WALLCON | *97CMN1202422B* | 33200 | 19 | 9 | 35000 | 26800 | 76.57% | 1.92 | 0 | 11 |  |  |  | No | R-454B | 2.7667 | Residential & Commercial | Ducted CEE Tier 1
215933421 | Central HP <5.4 tons | KEEPRITE | HRCU-A-CB (Split System: Heat Pump with Remote Outdoor Unit-Air-Source) | C5H3V36*K*AAA* |  |  | ESH5X42M12A*+WALLCON | *97CMN0801714B* | 33400 | 18.5 | 9 | 35400 | 27000 | 76.27% | 1.92 | 0 | 11 |  |  |  | No | R-454B | 2.7833 | Residential & Commercial | Ducted CEE Tier 1
215933471 | Central HP <5.4 tons | KEEPRITE | HRCU-A-CB (Split System: Heat Pump with Remote Outdoor Unit-Air-Source) | C5H3V36*K*AAA* |  |  | ESH5X42M12A*+WALLCON | *96CTN0601714B* | 33200 | 18.5 | 9 | 34200 | 26200 | 76.61% | 1.94 | 0 | 10.5 |  |  |  | No | R-454B | 2.7667 | Residential & Commercial | Ducted CEE Tier 1
215932521 | Central HP <5.4 tons | KEEPRITE | HRCU-A-CB (Split System: Heat Pump with Remote Outdoor Unit-Air-Source) | C5H3V36*K*AAA* |  |  | EA*5X48M21A*+WALLCON | *96CTN0801714B* | 33200 | 20 | 9.5 | 34800 | 26600 | 76.44% | 2.02 | 0 | 11 |  |  |  | No | R-454B | 2.7667 | Residential & Commercial | Ducted CEE Tier 1
215932591 | Central HP <5.4 tons | KEEPRITE | HRCU-A-CB (Split System: Heat Pump with Remote Outdoor Unit-Air-Source) | C5H3V36*K*AAA* |  |  | EA*5X60M24A*+WALLCON | *95CSU1002122B* | 34000 | 20.5 | 9.5 | 34000 | 25800 | 75.88% | 2.04 | 0 | 12 |  |  |  | No | R-454B | 2.8333 | Residential & Commercial | Ducted CEE Tier 1
215932641 | Central HP <5.4 tons | KEEPRITE | HRCU-A-CB (Split System: Heat Pump with Remote Outdoor Unit-Air-Source) | C5H3V36*K*AAA* |  |  | EA*5X60M24A*+WALLCON | *96CTN1002122B* | 34000 | 20.5 | 9.5 | 34000 | 25800 | 75.88% | 2.06 | 0 | 12 |  |  |  | No | R-454B | 2.8333 | Residential & Commercial | Ducted CEE Tier 1
211628134 | Central HP <5.4 tons | YORK | HRCU-A-CB (Split System: Heat Pump with Remote Outdoor Unit-Air-Source) | HMH72B341 | ASPEN |  | D(A,C,E)36D36+TDR | TMLE040A12MP11 | 32800 | 18 | 8.1 | 33600 | 27200 | 80.95% | 2.5 | 0 | 10 |  |  |  | No | R-410A | 2.7333 | Residential & Commercial | Ducted CEE Tier 1
213206249 | Central HP <5.4 tons | CARRIER | HRCU-A-CB (Split System: Heat Pump with Remote Outdoor Unit-Air-Source) | 38MURAQ24AB3* | ASPEN |  | D(A,C,E)24B44+TDR | 58S(B,C)*A070E14**12 | 23800 | 17 | 8.1 | 26200 | 20200 | 77.1% | 2.94 | 0 | 10 |  |  |  | No | R-410A | 1.9833 | Residential & Commercial | Ducted CEE Tier 1
213206256 | Central HP <5.4 tons | CARRIER | HRCU-A-CB (Split System: Heat Pump with Remote Outdoor Unit-Air-Source) | 38MURAQ24AB3* | ASPEN |  | D(A,C,E)36B34+TDR | 58S(B,C)*A070E14**12 | 23800 | 17 | 8.1 | 26200 | 20200 | 77.1% | 2.99 | 0 | 10 |  |  |  | No | R-410A | 1.9833 | Residential & Commercial | Ducted CEE Tier 1
213206281 | Central HP <5.4 tons | CARRIER | HRCU-A-CB (Split System: Heat Pump with Remote Outdoor Unit-Air-Source) | 38MURAQ24AB3* | ASPEN |  | D(A,C,E)36C34+TDR | 58S(B,C)*A070E17**16 | 23800 | 16.5 | 8.1 | 26000 | 20200 | 77.69% | 2.87 | 0 | 10.3 |  |  |  | No | R-410A | 1.9833 | Residential & Commercial | Ducted CEE Tier 1
215289809 | Central HP <5.4 tons | AIRQUEST | HRCU-A-CB (Split System: Heat Pump with Remote Outdoor Unit-Air-Source) | DLCURAH18ABK | ADP |  | HG35936 | *96MSN0401410A* | 17500 | 16 | 8.1 | 16600 | 18300 | 110.2% | 2.24 | 0 | 11 |  |  |  | No | R-410A | 1.4583 | Residential & Commercial | Ducted CEE Tier 1
215289852 | Central HP <5.4 tons | AIRQUEST | HRCU-A-CB (Split System: Heat Pump with Remote Outdoor Unit-Air-Source) | DLCURAH18ABK | ADP |  | HE34936 | *96MSN0401712A* | 17500 | 15.2 | 8.5 | 17100 | 18800 | 109.9% | 2.3 | 0 | 10.5 |  |  |  | No | R-410A | 1.4583 | Residential & Commercial | Ducted CEE Tier 1
211628368 | Central HP <5.4 tons | YORK | HRCU-A-CB (Split System: Heat Pump with Remote Outdoor Unit-Air-Source) | HMH72B341 | ASPEN |  | D(A,C,E)36D36+TDR | TPLC080C16MP13 | 32800 | 17.5 | 8.1 | 33800 | 27400 | 81.07% | 2.54 | 0 | 10 |  |  |  | No | R-410A | 2.7333 | Residential & Commercial | Ducted CEE Tier 1
211628238 | Central HP <5.4 tons | YORK | HRCU-A-CB (Split System: Heat Pump with Remote Outdoor Unit-Air-Source) | HMH72B341 | ASPEN |  | D(A,C,E)36D36+TDR | TMLV100C16MP12 | 32800 | 17.5 | 8.1 | 33800 | 27400 | 81.07% | 2.54 | 0 | 10 |  |  |  | No | R-410A | 2.7333 | Residential & Commercial | Ducted CEE Tier 1
213206254 | Central HP <5.4 tons | CARRIER | HRCU-A-CB (Split System: Heat Pump with Remote Outdoor Unit-Air-Source) | 38MURAQ24AB3* | ASPEN |  | D(A,C,E)30C44+TDR | 58S(B,C)*A070E14**12 | 23800 | 17 | 8.1 | 26200 | 20200 | 77.1% | 2.97 | 0 | 10 |  |  |  | No | R-410A | 1.9833 | Residential & Commercial | Ducted CEE Tier 1
213206385 | Central HP <5.4 tons | CARRIER | HRCU-A-CB (Split System: Heat Pump with Remote Outdoor Unit-Air-Source) | 38MURAQ24AB3* | ASPEN |  | D(A,C,E)36C34+TDR | 58TP*A090V21**20 | 23200 | 17 | 8.1 | 25400 | 19800 | 77.95% | 2.94 | 0 | 10.3 |  |  |  | No | R-410A | 1.9333 | Residential & Commercial | Ducted CEE Tier 1
213206418 | Central HP <5.4 tons | CARRIER | HRCU-A-CB (Split System: Heat Pump with Remote Outdoor Unit-Air-Source) | 38MURAQ24AB3* | ASPEN |  | D(A,C,E)36B34+TDR | 59SC2D040E17**12 | 23800 | 16 | 8.1 | 26000 | 20400 | 78.46% | 2.89 | 0 | 10 |  |  |  | No | R-410A | 1.9833 | Residential & Commercial | Ducted CEE Tier 1
213206481 | Central HP <5.4 tons | CARRIER | HRCU-A-CB (Split System: Heat Pump with Remote Outdoor Unit-Air-Source) | 38MURAQ24AB3* | ASPEN |  | D(A,C,E)24B44+TDR | 59SC5B026E14**10 | 23000 | 16.5 | 8.1 | 25800 | 20000 | 77.52% | 2.86 | 0 | 10 |  |  |  | No | R-410A | 1.9167 | Residential & Commercial | Ducted CEE Tier 1
213206599 | Central HP <5.4 tons | CARRIER | HRCU-A-CB (Split System: Heat Pump with Remote Outdoor Unit-Air-Source) | 38MURAQ24AB3* | ASPEN |  | D(A,C,E)30B34+TDR | 59TP6B060V17**14 | 23600 | 16.5 | 8.1 | 26200 | 20200 | 77.1% | 2.8 | 0 | 10 |  |  |  | No | R-410A | 1.9667 | Residential & Commercial | Ducted CEE Tier 1
211628303 | Central HP <5.4 tons | YORK | HRCU-A-CB (Split System: Heat Pump with Remote Outdoor Unit-Air-Source) | HMH72B341 | ASPEN |  | D(A,C,E)36D36+TDR | TP9C100C16MP13 | 32800 | 17.5 | 8.1 | 34000 | 27400 | 80.59% | 2.54 | 0 | 10 |  |  |  | No | R-410A | 2.7333 | Residential & Commercial | Ducted CEE Tier 1
211627926 | Central HP <5.4 tons | YORK | HRCU-A-CB (Split System: Heat Pump with Remote Outdoor Unit-Air-Source) | HMH72B341 | ASPEN |  | D(A,C,E)36D36+TDR | TM9E080C16MP12 | 33000 | 18 | 8.1 | 33600 | 27200 | 80.95% | 2.53 | 0 | 10 |  |  |  | No | R-410A | 2.75 | Residential & Commercial | Ducted CEE Tier 1
213613376 | Central HP <5.4 tons | CARRIER | HRCU-A-CB (Split System: Heat Pump with Remote Outdoor Unit-Air-Source) | 38MURAQ24AB3* | ASPEN |  | A(E,F)M244+TDR |  | 23000 | 16 | 8.5 | 25800 | 20200 | 78.29% | 2.92 | 0 | 10 |  |  |  | No | R-410A | 1.9167 | Residential & Commercial | Ducted CEE Tier 1
215289569 | Central HP <5.4 tons | AIRQUEST | HRCU-A-CB (Split System: Heat Pump with Remote Outdoor Unit-Air-Source) | DLCURAH18ABK | ADP |  | H,GG32936 | *92MSN0401712A* | 16500 | 15.2 | 8.5 | 16500 | 18400 | 111.5% | 2.24 | 0 | 10 |  |  |  | No | R-410A | 1.375 | Residential & Commercial | Ducted CEE Tier 1
214588271 | Central HP <5.4 tons | BRYANT HEATING AND COOLING SYSTEMS | HRCU-A-CB (Split System: Heat Pump with Remote Outdoor Unit-Air-Source) | 38MURAQ24AB3* | ADP |  | PL36H210P299 | 926TC36040V17*** | 24200 | 16 | 8.5 | 23800 | 21200 | 89.08% | 1.8 | 0 | 10 |  |  |  | No | R-410A | 2.0167 | Residential & Commercial | Ducted CEE Tier 1
214588276 | Central HP <5.4 tons | BRYANT HEATING AND COOLING SYSTEMS | HRCU-A-CB (Split System: Heat Pump with Remote Outdoor Unit-Air-Source) | 38MURAQ24AB3* | ADP |  | PL36H175P159 | 926TC36040V17*** | 23400 | 16 | 8.5 | 24600 | 23800 | 96.75% | 2 | 0 | 10 |  |  |  | No | R-410A | 1.95 | Residential & Commercial | Ducted CEE Tier 1
215289934 | Central HP <5.4 tons | AIRQUEST | HRCU-A-CB (Split System: Heat Pump with Remote Outdoor Unit-Air-Source) | DLCURAH18ABK | ADP |  | HE32936 | *96MSN0601716A* | 16800 | 16 | 8.5 | 16500 | 19000 | 115.2% | 2.32 | 0 | 10 |  |  |  | No | R-410A | 1.4 | Residential & Commercial | Ducted CEE Tier 1
215289952 | Central HP <5.4 tons | AIRQUEST | HRCU-A-CB (Split System: Heat Pump with Remote Outdoor Unit-Air-Source) | DLCURAH18ABK | ADP |  | H,GE7J936 | *96MSN0601716A* | 16900 | 16 | 8.5 | 16500 | 19000 | 115.2% | 2.32 | 0 | 10 |  |  |  | No | R-410A | 1.4083 | Residential & Commercial | Ducted CEE Tier 1
215289957 | Central HP <5.4 tons | AIRQUEST | HRCU-A-CB (Split System: Heat Pump with Remote Outdoor Unit-Air-Source) | DLCURAH18ABK | ADP |  | H,GG9J936 | *96MSN0601716A* | 17200 | 16 | 8.5 | 16500 | 19000 | 115.2% | 2.32 | 0 | 10.5 |  |  |  | No | R-410A | 1.4333 | Residential & Commercial | Ducted CEE Tier 1
215289959 | Central HP <5.4 tons | AIRQUEST | HRCU-A-CB (Split System: Heat Pump with Remote Outdoor Unit-Air-Source) | DLCURAH18ABK | ADP |  | H,GE9J936 | *96MSN0601716A* | 17200 | 16 | 8.5 | 16500 | 19000 | 115.2% | 2.32 | 0 | 10.5 |  |  |  | No | R-410A | 1.4333 | Residential & Commercial | Ducted CEE Tier 1
207698171 | Central HP <5.4 tons | Honeywell | HRCU-A-CB (Split System: Heat Pump with Remote Outdoor Unit-Air-Source) | HOH16S-60AA |  |  | HVTAN-48A |  | 45000 | 16 | 8.5 | 46000 | 32400 | 70.43% | 2 | 11.2 | 10.4 |  |  |  | No | R-410A | 3.75 | Residential & Commercial | Ducted CEE Tier 1
206724403 | Central HP <5.4 tons | REZNOR | HRCU-A-CB (Split System: Heat Pump with Remote Outdoor Unit-Air-Source) | GXH48-60MSK4DH |  |  | GMH**-60MSK4DH1 |  | 54000 | 16 | 9 | 54000 | 41000 | 75.93% | 1.8 | 10.5 | 10 |  |  |  | No | R-410A | 4.5 | Residential & Commercial | Ducted CEE Tier 1
214866090 | Central HP <5.4 tons | AIREASE | HRCU-A-CB (Split System: Heat Pump with Remote Outdoor Unit-Air-Source) | 4SHP22LX124P-**A |  |  | 7AH1AE24PX-0* |  | 24000 | 20.5 | 8.7 | 21000 | 15500 | 73.81% | 2.16 | 0 | 13.5 |  |  |  | No | R-410A | 2 | Residential & Commercial | Ducted CEE Tier 1
215289619 | Central HP <5.4 tons | AIRQUEST | HRCU-A-CB (Split System: Heat Pump with Remote Outdoor Unit-Air-Source) | DLCURAH18ABK | ADP |  | HE32936 | *92MSN0601412A* | 17200 | 16 | 8.5 | 16900 | 19400 | 114.8% | 2.38 | 0 | 10.5 |  |  |  | No | R-410A | 1.4333 | Residential & Commercial | Ducted CEE Tier 1
215289636 | Central HP <5.4 tons | AIRQUEST | HRCU-A-CB (Split System: Heat Pump with Remote Outdoor Unit-Air-Source) | DLCURAH18ABK | ADP |  | H,GE7J924 | *92MSN0601412A* | 17300 | 16 | 8.5 | 16900 | 19400 | 114.8% | 2.38 | 0 | 10.5 |  |  |  | No | R-410A | 1.4417 | Residential & Commercial | Ducted CEE Tier 1
215289670 | Central HP <5.4 tons | AIRQUEST | HRCU-A-CB (Split System: Heat Pump with Remote Outdoor Unit-Air-Source) | DLCURAH18ABK | ADP |  | HG34936 | *92MSN0601714A* | 17500 | 16 | 8.5 | 16900 | 19000 | 112.4% | 2.34 | 0 | 10.5 |  |  |  | No | R-410A | 1.4583 | Residential & Commercial | Ducted CEE Tier 1
215289686 | Central HP <5.4 tons | AIRQUEST | HRCU-A-CB (Split System: Heat Pump with Remote Outdoor Unit-Air-Source) | DLCURAH18ABK | ADP |  | HE8J936 | *92MSN0601714A* | 17500 | 16 | 8.5 | 16900 | 19000 | 112.4% | 2.34 | 0 | 10.5 |  |  |  | No | R-410A | 1.4583 | Residential & Commercial | Ducted CEE Tier 1
215289575 | Central HP <5.4 tons | AIRQUEST | HRCU-A-CB (Split System: Heat Pump with Remote Outdoor Unit-Air-Source) | DLCURAH18ABK | ADP |  | H,GG33936 | *92MSN0401712A* | 17100 | 15.2 | 8.5 | 16700 | 19000 | 113.8% | 2.32 | 0 | 10 |  |  |  | No | R-410A | 1.425 | Residential & Commercial | Ducted CEE Tier 1
215289600 | Central HP <5.4 tons | AIRQUEST | HRCU-A-CB (Split System: Heat Pump with Remote Outdoor Unit-Air-Source) | DLCURAH18ABK | ADP |  | H,GG80936 | *92MSN0401712A* | 17200 | 15.2 | 8.1 | 16700 | 18900 | 113.2% | 2.3 | 0 | 10.5 |  |  |  | No | R-410A | 1.4333 | Residential & Commercial | Ducted CEE Tier 1
213356134 | Central HP <5.4 tons | BRYANT HEATING AND COOLING SYSTEMS | HRCU-A-CB (Split System: Heat Pump with Remote Outdoor Unit-Air-Source) | 38MURAQ24AB3* | ADP |  | A24VBA+TXV+CBPE4B* |  | 23800 | 18 | 8.7 | 24800 | 22600 | 91.13% | 1.86 | 0 | 10 |  |  |  | No | R-410A | 1.9833 | Residential & Commercial | Ducted CEE Tier 1
215289572 | Central HP <5.4 tons | AIRQUEST | HRCU-A-CB (Split System: Heat Pump with Remote Outdoor Unit-Air-Source) | DLCURAH18ABK | ADP |  | H,GE32930 | *92MSN0401712A* | 16500 | 15.2 | 8.5 | 16500 | 18400 | 111.5% | 2.24 | 0 | 10 |  |  |  | No | R-410A | 1.375 | Residential & Commercial | Ducted CEE Tier 1
215289604 | Central HP <5.4 tons | AIRQUEST | HRCU-A-CB (Split System: Heat Pump with Remote Outdoor Unit-Air-Source) | DLCURAH18ABK | ADP |  | H,GG24936 | *92MSN0601412A* | 17500 | 16 | 8.5 | 16900 | 18800 | 111.2% | 2.3 | 0 | 11 |  |  |  | No | R-410A | 1.4583 | Residential & Commercial | Ducted CEE Tier 1
215289671 | Central HP <5.4 tons | AIRQUEST | HRCU-A-CB (Split System: Heat Pump with Remote Outdoor Unit-Air-Source) | DLCURAH18ABK | ADP |  | H,GE34936 | *92MSN0601714A* | 17500 | 16 | 8.5 | 16900 | 18800 | 111.2% | 2.3 | 0 | 10.5 |  |  |  | No | R-410A | 1.4583 | Residential & Commercial | Ducted CEE Tier 1
215289993 | Central HP <5.4 tons | AIRQUEST | HRCU-A-CB (Split System: Heat Pump with Remote Outdoor Unit-Air-Source) | DLCURAH18ABK | ADP |  | HE30924 | *96MSN0801716A* | 16700 | 15.2 | 8.5 | 17000 | 18700 | 110% | 2.3 | 0 | 10.5 |  |  |  | No | R-410A | 1.3917 | Residential & Commercial | Ducted CEE Tier 1
215290009 | Central HP <5.4 tons | AIRQUEST | HRCU-A-CB (Split System: Heat Pump with Remote Outdoor Unit-Air-Source) | DLCURAH18ABK | ADP |  | H,GG24936 | *96VTN0401410A* | 17400 | 16 | 8.5 | 16700 | 18800 | 112.6% | 2.3 | 0 | 10.5 |  |  |  | No | R-410A | 1.45 | Residential & Commercial | Ducted CEE Tier 1
215290018 | Central HP <5.4 tons | AIRQUEST | HRCU-A-CB (Split System: Heat Pump with Remote Outdoor Unit-Air-Source) | DLCURAH18ABK | ADP |  | H,GG32936 | *96VTN0401410A* | 17100 | 16 | 8.5 | 16700 | 18800 | 112.6% | 2.3 | 0 | 10 |  |  |  | No | R-410A | 1.425 | Residential & Commercial | Ducted CEE Tier 1
213206455 | Central HP <5.4 tons | CARRIER | HRCU-A-CB (Split System: Heat Pump with Remote Outdoor Unit-Air-Source) | 38MURAQ24AB3* | ASPEN |  | D(A,C,E)36C34+TDR | 59SC2D080E17**16 | 23800 | 17.5 | 8.1 | 25600 | 20000 | 78.12% | 2.91 | 0 | 10.4 |  |  |  | No | R-410A | 1.9833 | Residential & Commercial | Ducted CEE Tier 1
213206536 | Central HP <5.4 tons | CARRIER | HRCU-A-CB (Split System: Heat Pump with Remote Outdoor Unit-Air-Source) | 38MURAQ24AB3* | ASPEN |  | D(A,C,E)36C34+TDR | 59SC5B060E17**14 | 23800 | 16.5 | 8.1 | 26000 | 20200 | 77.69% | 2.71 | 0 | 10.3 |  |  |  | No | R-410A | 1.9833 | Residential & Commercial | Ducted CEE Tier 1
213206636 | Central HP <5.4 tons | CARRIER | HRCU-A-CB (Split System: Heat Pump with Remote Outdoor Unit-Air-Source) | 38MURAQ24AB3* | ASPEN |  | D(A,C,E)30C44+TDR | 59TP6B100V21**20 | 23000 | 17 | 8.1 | 25200 | 19900 | 78.97% | 2.7 | 0 | 10.3 |  |  |  | No | R-410A | 1.9167 | Residential & Commercial | Ducted CEE Tier 1
211628212 | Central HP <5.4 tons | YORK | HRCU-A-CB (Split System: Heat Pump with Remote Outdoor Unit-Air-Source) | HMH72B341 | ASPEN |  | D(A,C,E)36D36+TDR | TMLE120C16MP11 | 32800 | 18 | 8.1 | 33600 | 27200 | 80.95% | 2.55 | 0 | 10 |  |  |  | No | R-410A | 2.7333 | Residential & Commercial | Ducted CEE Tier 1
213206258 | Central HP <5.4 tons | CARRIER | HRCU-A-CB (Split System: Heat Pump with Remote Outdoor Unit-Air-Source) | 38MURAQ24AB3* | ASPEN |  | D(A,C,E)36C34+TDR | 58S(B,C)*A070E14**12 | 23800 | 17 | 8.1 | 26200 | 20200 | 77.1% | 2.94 | 0 | 10 |  |  |  | No | R-410A | 1.9833 | Residential & Commercial | Ducted CEE Tier 1
213206267 | Central HP <5.4 tons | CARRIER | HRCU-A-CB (Split System: Heat Pump with Remote Outdoor Unit-Air-Source) | 38MURAQ24AB3* | ASPEN |  | D(A,C,E)36B34+TDR | 58S(B,C)*A070E17**12 | 23200 | 17 | 8.1 | 25600 | 20000 | 78.12% | 2.94 | 0 | 10 |  |  |  | No | R-410A | 1.9333 | Residential & Commercial | Ducted CEE Tier 1
213206483 | Central HP <5.4 tons | CARRIER | HRCU-A-CB (Split System: Heat Pump with Remote Outdoor Unit-Air-Source) | 38MURAQ24AB3* | ASPEN |  | D(A,C,E)30B34+TDR | 59SC5B026E14**10 | 23000 | 16.5 | 8.1 | 25800 | 20000 | 77.52% | 2.86 | 0 | 10 |  |  |  | No | R-410A | 1.9167 | Residential & Commercial | Ducted CEE Tier 1
215290027 | Central HP <5.4 tons | AIRQUEST | HRCU-A-CB (Split System: Heat Pump with Remote Outdoor Unit-Air-Source) | DLCURAH18ABK | ADP |  | HE33936 | *96VTN0401410A* | 17300 | 16 | 8.5 | 16700 | 18800 | 112.6% | 2.3 | 0 | 10.5 |  |  |  | No | R-410A | 1.4417 | Residential & Commercial | Ducted CEE Tier 1
215290034 | Central HP <5.4 tons | AIRQUEST | HRCU-A-CB (Split System: Heat Pump with Remote Outdoor Unit-Air-Source) | DLCURAH18ABK | ADP |  | H,GG30924 | *96VTN0401410A* | 16600 | 15.2 | 8.5 | 16700 | 18800 | 112.6% | 2.3 | 0 | 10 |  |  |  | No | R-410A | 1.3833 | Residential & Commercial | Ducted CEE Tier 1
215289609 | Central HP <5.4 tons | AIRQUEST | HRCU-A-CB (Split System: Heat Pump with Remote Outdoor Unit-Air-Source) | DLCURAH18ABK | ADP |  | H,GE31924 | *92MSN0601412A* | 17100 | 16 | 8.5 | 16900 | 19000 | 112.4% | 2.34 | 0 | 10 |  |  |  | No | R-410A | 1.425 | Residential & Commercial | Ducted CEE Tier 1
215289623 | Central HP <5.4 tons | AIRQUEST | HRCU-A-CB (Split System: Heat Pump with Remote Outdoor Unit-Air-Source) | DLCURAH18ABK | ADP |  | HE33936 | *92MSN0601412A* | 17400 | 16 | 8.5 | 16900 | 18800 | 111.2% | 2.3 | 0 | 11 |  |  |  | No | R-410A | 1.45 | Residential & Commercial | Ducted CEE Tier 1
215289632 | Central HP <5.4 tons | AIRQUEST | HRCU-A-CB (Split System: Heat Pump with Remote Outdoor Unit-Air-Source) | DLCURAH18ABK | ADP |  | H,GE30924 | *92MSN0601412A* | 16000 | 16 | 8.1 | 16400 | 18300 | 111.6% | 2.24 | 0 | 10 |  |  |  | No | R-410A | 1.3333 | Residential & Commercial | Ducted CEE Tier 1
215289648 | Central HP <5.4 tons | AIRQUEST | HRCU-A-CB (Split System: Heat Pump with Remote Outdoor Unit-Air-Source) | DLCURAH18ABK | ADP |  | H,GE23936 | *92MSN0601714A* | 16900 | 16 | 8.1 | 16700 | 18200 | 109% | 2.24 | 0 | 10.5 |  |  |  | No | R-410A | 1.4083 | Residential & Commercial | Ducted CEE Tier 1
215289689 | Central HP <5.4 tons | AIRQUEST | HRCU-A-CB (Split System: Heat Pump with Remote Outdoor Unit-Air-Source) | DLCURAH18ABK | ADP |  | H,GE9J936 | *92MSN0601714A* | 17500 | 16 | 8.5 | 16900 | 19000 | 112.4% | 2.34 | 0 | 10.5 |  |  |  | No | R-410A | 1.4583 | Residential & Commercial | Ducted CEE Tier 1
215289719 | Central HP <5.4 tons | AIRQUEST | HRCU-A-CB (Split System: Heat Pump with Remote Outdoor Unit-Air-Source) | DLCURAH18ABK | ADP |  | HG35936 | *92MSN0801716A* | 17700 | 16 | 8.5 | 17100 | 18700 | 109.4% | 2.3 | 0 | 11 |  |  |  | No | R-410A | 1.475 | Residential & Commercial | Ducted CEE Tier 1
215289737 | Central HP <5.4 tons | AIRQUEST | HRCU-A-CB (Split System: Heat Pump with Remote Outdoor Unit-Air-Source) | DLCURAH18ABK | ADP |  | H,GE22936 | *96MSN0261410A* | 16600 | 19 | 8.1 | 16700 | 18800 | 112.6% | 2.3 | 0 | 10 |  |  |  | No | R-410A | 1.3833 | Residential & Commercial | Ducted CEE Tier 1
215289756 | Central HP <5.4 tons | AIRQUEST | HRCU-A-CB (Split System: Heat Pump with Remote Outdoor Unit-Air-Source) | DLCURAH18ABK | ADP |  | HG33936 | *96MSN0261410A* | 17100 | 20 | 8.1 | 16700 | 18800 | 112.6% | 2.3 | 0 | 10 |  |  |  | No | R-410A | 1.425 | Residential & Commercial | Ducted CEE Tier 1
211628459 | Central HP <5.4 tons | YORK | HRCU-A-CB (Split System: Heat Pump with Remote Outdoor Unit-Air-Source) | HMH72B341 | ASPEN |  | D(A,C,E)36D36+TDR | YP9C100C16MP13 | 32800 | 17.5 | 8.1 | 34000 | 27400 | 80.59% | 2.54 | 0 | 10 |  |  |  | No | R-410A | 2.7333 | Residential & Commercial | Ducted CEE Tier 1
215289706 | Central HP <5.4 tons | AIRQUEST | HRCU-A-CB (Split System: Heat Pump with Remote Outdoor Unit-Air-Source) | DLCURAH18ABK | ADP |  | HG32936 | *92MSN0801716A* | 17400 | 16 | 8.5 | 17100 | 18700 | 109.4% | 2.3 | 0 | 10.5 |  |  |  | No | R-410A | 1.45 | Residential & Commercial | Ducted CEE Tier 1
215289722 | Central HP <5.4 tons | AIRQUEST | HRCU-A-CB (Split System: Heat Pump with Remote Outdoor Unit-Air-Source) | DLCURAH18ABK | ADP |  | H,GE30924 | *92MSN0801716A* | 16800 | 16 | 8.5 | 17100 | 18700 | 109.4% | 2.3 | 0 | 10.5 |  |  |  | No | R-410A | 1.4 | Residential & Commercial | Ducted CEE Tier 1
215289769 | Central HP <5.4 tons | AIRQUEST | HRCU-A-CB (Split System: Heat Pump with Remote Outdoor Unit-Air-Source) | DLCURAH18ABK | ADP |  | HG7J924 | *96MSN0261410A* | 16900 | 20 | 8.1 | 16700 | 18800 | 112.6% | 2.3 | 0 | 10 |  |  |  | No | R-410A | 1.4083 | Residential & Commercial | Ducted CEE Tier 1
215289772 | Central HP <5.4 tons | AIRQUEST | HRCU-A-CB (Split System: Heat Pump with Remote Outdoor Unit-Air-Source) | DLCURAH18ABK | ADP |  | H,GE7J936 | *96MSN0261410A* | 16900 | 20 | 8.1 | 16700 | 18800 | 112.6% | 2.3 | 0 | 10 |  |  |  | No | R-410A | 1.4083 | Residential & Commercial | Ducted CEE Tier 1
215290091 | Central HP <5.4 tons | AIRQUEST | HRCU-A-CB (Split System: Heat Pump with Remote Outdoor Unit-Air-Source) | DLCURAH18ABK | ADP |  | H,GG80936 | *96VTN0401410B* | 17200 | 16 | 8.5 | 16600 | 19000 | 114.5% | 2.34 | 0 | 10 |  |  |  | No | R-410A | 1.4333 | Residential & Commercial | Ducted CEE Tier 1
215290111 | Central HP <5.4 tons | AIRQUEST | HRCU-A-CB (Split System: Heat Pump with Remote Outdoor Unit-Air-Source) | DLCURAH18ABK | ADP |  | HG33936 | *96VTN0401712A* | 17700 | 15.2 | 8.5 | 17100 | 18700 | 109.4% | 2.28 | 0 | 10.5 |  |  |  | No | R-410A | 1.475 | Residential & Commercial | Ducted CEE Tier 1
215290209 | Central HP <5.4 tons | AIRQUEST | HRCU-A-CB (Split System: Heat Pump with Remote Outdoor Unit-Air-Source) | DLCURAH18ABK | ADP |  | HG7J924 | *96VTN0601412A* | 17800 | 16 | 8.5 | 17200 | 18600 | 108.1% | 2.28 | 0 | 10.5 |  |  |  | No | R-410A | 1.4833 | Residential & Commercial | Ducted CEE Tier 1
215289838 | Central HP <5.4 tons | AIRQUEST | HRCU-A-CB (Split System: Heat Pump with Remote Outdoor Unit-Air-Source) | DLCURAH18ABK | ADP |  | H,GG32930 | *96MSN0401712A* | 17200 | 15.2 | 8.5 | 17100 | 18800 | 109.9% | 2.3 | 0 | 10 |  |  |  | No | R-410A | 1.4333 | Residential & Commercial | Ducted CEE Tier 1
215289870 | Central HP <5.4 tons | AIRQUEST | HRCU-A-CB (Split System: Heat Pump with Remote Outdoor Unit-Air-Source) | DLCURAH18ABK | ADP |  | H,GG80936 | *96MSN0401712A* | 17500 | 15.2 | 8.5 | 17100 | 18800 | 109.9% | 2.3 | 0 | 10.5 |  |  |  | No | R-410A | 1.4583 | Residential & Commercial | Ducted CEE Tier 1
215289871 | Central HP <5.4 tons | AIRQUEST | HRCU-A-CB (Split System: Heat Pump with Remote Outdoor Unit-Air-Source) | DLCURAH18ABK | ADP |  | HG80936 | *96MSN0401712A* | 17500 | 15.2 | 8.5 | 17100 | 18800 | 109.9% | 2.3 | 0 | 10.5 |  |  |  | No | R-410A | 1.4583 | Residential & Commercial | Ducted CEE Tier 1
215289805 | Central HP <5.4 tons | AIRQUEST | HRCU-A-CB (Split System: Heat Pump with Remote Outdoor Unit-Air-Source) | DLCURAH18ABK | ADP |  | HG34936 | *96MSN0401410A* | 17400 | 16 | 8.5 | 16900 | 19100 | 113% | 2.34 | 0 | 10.5 |  |  |  | No | R-410A | 1.45 | Residential & Commercial | Ducted CEE Tier 1
215289839 | Central HP <5.4 tons | AIRQUEST | HRCU-A-CB (Split System: Heat Pump with Remote Outdoor Unit-Air-Source) | DLCURAH18ABK | ADP |  | H,GG32936 | *96MSN0401712A* | 17200 | 15.2 | 8.5 | 17100 | 18800 | 109.9% | 2.3 | 0 | 10 |  |  |  | No | R-410A | 1.4333 | Residential & Commercial | Ducted CEE Tier 1
215289854 | Central HP <5.4 tons | AIRQUEST | HRCU-A-CB (Split System: Heat Pump with Remote Outdoor Unit-Air-Source) | DLCURAH18ABK | ADP |  | HG35936 | *96MSN0401712A* | 17500 | 15.2 | 8.5 | 17100 | 18800 | 109.9% | 2.3 | 0 | 10.5 |  |  |  | No | R-410A | 1.4583 | Residential & Commercial | Ducted CEE Tier 1
215289869 | Central HP <5.4 tons | AIRQUEST | HRCU-A-CB (Split System: Heat Pump with Remote Outdoor Unit-Air-Source) | DLCURAH18ABK | ADP |  | H,GE9J936 | *96MSN0401712A* | 17500 | 15.2 | 8.5 | 17100 | 18800 | 109.9% | 2.3 | 0 | 10.5 |  |  |  | No | R-410A | 1.4583 | Residential & Commercial | Ducted CEE Tier 1
213206251 | Central HP <5.4 tons | CARRIER | HRCU-A-CB (Split System: Heat Pump with Remote Outdoor Unit-Air-Source) | 38MURAQ24AB3* | ASPEN |  | D(A,C,E)30B34+TDR | 58S(B,C)*A070E14**12 | 23800 | 17 | 8.1 | 26200 | 20200 | 77.1% | 2.99 | 0 | 10 |  |  |  | No | R-410A | 1.9833 | Residential & Commercial | Ducted CEE Tier 1
213206436 | Central HP <5.4 tons | CARRIER | HRCU-A-CB (Split System: Heat Pump with Remote Outdoor Unit-Air-Source) | 38MURAQ24AB3* | ASPEN |  | D(A,C,E)30B34+TDR | 59SC2D060E17**14 | 23800 | 17 | 8.1 | 26400 | 20400 | 77.27% | 2.85 | 0 | 10 |  |  |  | No | R-410A | 1.9833 | Residential & Commercial | Ducted CEE Tier 1
215289657 | Central HP <5.4 tons | AIRQUEST | HRCU-A-CB (Split System: Heat Pump with Remote Outdoor Unit-Air-Source) | DLCURAH18ABK | ADP |  | HE31930 | *92MSN0601714A* | 16900 | 16 | 8.5 | 16900 | 19000 | 112.4% | 2.34 | 0 | 10 |  |  |  | No | R-410A | 1.4083 | Residential & Commercial | Ducted CEE Tier 1
215289698 | Central HP <5.4 tons | AIRQUEST | HRCU-A-CB (Split System: Heat Pump with Remote Outdoor Unit-Air-Source) | DLCURAH18ABK | ADP |  | HG31930 | *92MSN0801716A* | 17100 | 16 | 8.5 | 17100 | 18700 | 109.4% | 2.3 | 0 | 10.5 |  |  |  | No | R-410A | 1.425 | Residential & Commercial | Ducted CEE Tier 1
215289700 | Central HP <5.4 tons | AIRQUEST | HRCU-A-CB (Split System: Heat Pump with Remote Outdoor Unit-Air-Source) | DLCURAH18ABK | ADP |  | H,GE31930 | *92MSN0801716A* | 17100 | 16 | 8.5 | 17100 | 18700 | 109.4% | 2.3 | 0 | 10.5 |  |  |  | No | R-410A | 1.425 | Residential & Commercial | Ducted CEE Tier 1
215289725 | Central HP <5.4 tons | AIRQUEST | HRCU-A-CB (Split System: Heat Pump with Remote Outdoor Unit-Air-Source) | DLCURAH18ABK | ADP |  | HG7J936 | *92MSN0801716A* | 17600 | 16 | 8.5 | 17100 | 18900 | 110.5% | 2.32 | 0 | 10.5 |  |  |  | No | R-410A | 1.4667 | Residential & Commercial | Ducted CEE Tier 1
215391369 | Central HP <5.4 tons | FRIEDRICH | HRCU-A-CB (Split System: Heat Pump with Remote Outdoor Unit-Air-Source) | WFPU17Z243C | ASPEN |  | A(E,F)W244+TDR |  | 20600 | 16 | 8.1 | 23000 | 18000 | 78.26% | 2.3 | 0 | 10 |  |  |  | No | R-410A | 1.7167 | Residential & Commercial | Ducted CEE Tier 1
215391371 | Central HP <5.4 tons | FRIEDRICH | HRCU-A-CB (Split System: Heat Pump with Remote Outdoor Unit-Air-Source) | WFPU17Z243C | ASPEN |  | L(E,F)W30F4 |  | 21200 | 16 | 8.1 | 23000 | 18000 | 78.26% | 2.3 | 0 | 10 |  |  |  | No | R-410A | 1.7667 | Residential & Commercial | Ducted CEE Tier 1
214522692 | Central HP <5.4 tons | FRIEDRICH | HRCU-A-C (Split System: Heat Pump with Remote Outdoor Unit with No Indoor Fan --Air Source) | WFPU18Z483C | ASPEN |  | DX60A44+TDR |  | 40000 | 15.5 | 8.5 | 42000 | 34600 | 82.38% | 1.94 | 0 | 11.3 |  |  |  | No | R-410A | 3.3333 | Residential & Commercial | Ducted CEE Tier 1
214522694 | Central HP <5.4 tons | FRIEDRICH | HRCU-A-C (Split System: Heat Pump with Remote Outdoor Unit with No Indoor Fan --Air Source) | WFPU18Z483C | ASPEN |  | DX60C34+TDR |  | 41500 | 15.5 | 8.5 | 42000 | 34600 | 82.38% | 1.94 | 0 | 11.4 |  |  |  | No | R-410A | 3.4583 | Residential & Commercial | Ducted CEE Tier 1
213612055 | Central HP <5.4 tons | RUUD | HRCU-A-CB (Split System: Heat Pump with Remote Outdoor Unit-Air-Source) | RP15AZ36AJ2N | ASPEN |  | D(A,C,E)36A34+TDR | R802V0754A17UH | 32800 | 15.4 | 8.1 | 33800 | 26000 | 76.92% | 2.76 | 0 | 11.7 |  |  |  | No | R-410A | 2.7333 | Residential & Commercial | Ducted CEE Tier 1
215289886 | Central HP <5.4 tons | AIRQUEST | HRCU-A-CB (Split System: Heat Pump with Remote Outdoor Unit-Air-Source) | DLCURAH18ABK | ADP |  | HG32936 | *96MSN0601412A* | 17400 | 16 | 8.5 | 17000 | 19400 | 114.1% | 2.38 | 0 | 10.5 |  |  |  | No | R-410A | 1.45 | Residential & Commercial | Ducted CEE Tier 1
215289888 | Central HP <5.4 tons | AIRQUEST | HRCU-A-CB (Split System: Heat Pump with Remote Outdoor Unit-Air-Source) | DLCURAH18ABK | ADP |  | H,GE32936 | *96MSN0601412A* | 17400 | 16 | 8.5 | 17000 | 19400 | 114.1% | 2.38 | 0 | 10.5 |  |  |  | No | R-410A | 1.45 | Residential & Commercial | Ducted CEE Tier 1
215289920 | Central HP <5.4 tons | AIRQUEST | HRCU-A-CB (Split System: Heat Pump with Remote Outdoor Unit-Air-Source) | DLCURAH18ABK | ADP |  | H,GE24936 | *96MSN0601716A* | 17200 | 16 | 8.5 | 16500 | 19000 | 115.2% | 2.32 | 0 | 10.5 |  |  |  | No | R-410A | 1.4333 | Residential & Commercial | Ducted CEE Tier 1
213548649 | Central HP <5.4 tons | LENNOX | HRCU-A-CB (Split System: Heat Pump with Remote Outdoor Unit-Air-Source) | SL25XPV-036-230A** | ADP |  | L*23/37Z9 | SLP98UH090XV36C* | 34000 | 22 | 8.8 | 34000 | 27200 | 80% | 1.82 | 0 | 13 |  |  |  | No | R-410A | 2.8333 | Residential & Commercial | Ducted CEE Tier 1
207454649 | Central HP <5.4 tons | BOSCH | HRCU-A-CB (Split System: Heat Pump with Remote Outdoor Unit-Air-Source) | BOVA-60HDN1-M20G |  |  | BMA*4248DNTF | BGH96M120D5B | 45500 | 17.5 | 9 | 47000 | 33200 | 70.64% | 1.9 | 12.5 | 11.7 |  |  |  | No | R-410A | 3.7917 | Residential & Commercial | Ducted CEE Tier 1
207658523 | Central HP <5.4 tons | BOSCH | HRCU-A-CB (Split System: Heat Pump with Remote Outdoor Unit-Air-Source) | BOVB-60HDN1-M20G |  |  | BVA-48WN1-M20 |  | 47000 | 18.5 | 9.5 | 48000 | 33600 | 70% | 2 | 13.5 | 12 |  |  |  | No | R-410A | 3.9167 | Residential & Commercial | Ducted CEE Tier 1
214588212 | Central HP <5.4 tons | BRYANT HEATING AND COOLING SYSTEMS | HRCU-A-CB (Split System: Heat Pump with Remote Outdoor Unit-Air-Source) | 38MURAQ18AB3* | ADP |  | C36A***L159 | 926TC30040V14*** | 17200 | 16 | 8.5 | 16500 | 18500 | 112.1% | 2.26 | 0 | 10.5 |  |  |  | No | R-410A | 1.4333 | Residential & Commercial | Ducted CEE Tier 1
212861171 | Central HP <5.4 tons | GREE | HRCU-A-C (Split System: Heat Pump with Remote Outdoor Unit with No Indoor Fan --Air Source) | FLEXX60HP230V1AO | ASPEN |  | C(A,C,D,E)48D44+TDR |  | 47000 | 15.2 | 8.5 | 48000 | 33600 | 70% | 1.8 | 0 | 10 |  |  |  | No | R-410A | 3.9167 | Residential & Commercial | Ducted CEE Tier 1
212924873 | Central HP <5.4 tons | GE Appliances | HRCU-A-C (Split System: Heat Pump with Remote Outdoor Unit with No Indoor Fan --Air Source) | AUH2436ZGDA* | ASPEN |  | D(A,C,E)24D34+TDR |  | 23000 | 15.2 | 8.5 | 24000 | 21600 | 90% | 1.8 | 0 | 11 |  |  |  | No | R-410A | 1.9167 | Residential & Commercial | Ducted CEE Tier 1
215289938 | Central HP <5.4 tons | AIRQUEST | HRCU-A-CB (Split System: Heat Pump with Remote Outdoor Unit-Air-Source) | DLCURAH18ABK | ADP |  | HE33936 | *96MSN0601716A* | 17100 | 16 | 8.5 | 16500 | 19000 | 115.2% | 2.32 | 0 | 10.5 |  |  |  | No | R-410A | 1.425 | Residential & Commercial | Ducted CEE Tier 1
215290211 | Central HP <5.4 tons | AIRQUEST | HRCU-A-CB (Split System: Heat Pump with Remote Outdoor Unit-Air-Source) | DLCURAH18ABK | ADP |  | H,GE7J936 | *96VTN0601412A* | 17800 | 16 | 8.5 | 17200 | 18600 | 108.1% | 2.28 | 0 | 10.5 |  |  |  | No | R-410A | 1.4833 | Residential & Commercial | Ducted CEE Tier 1
215290225 | Central HP <5.4 tons | AIRQUEST | HRCU-A-CB (Split System: Heat Pump with Remote Outdoor Unit-Air-Source) | DLCURAH18ABK | ADP |  | H,GG31930 | *96VTN0601412B* | 17000 | 16 | 8.5 | 16900 | 19400 | 114.8% | 2.38 | 0 | 10 |  |  |  | No | R-410A | 1.4167 | Residential & Commercial | Ducted CEE Tier 1
215290234 | Central HP <5.4 tons | AIRQUEST | HRCU-A-CB (Split System: Heat Pump with Remote Outdoor Unit-Air-Source) | DLCURAH18ABK | ADP |  | HG32936 | *96VTN0601412B* | 17200 | 16 | 8.5 | 16900 | 19400 | 114.8% | 2.38 | 0 | 10.5 |  |  |  | No | R-410A | 1.4333 | Residential & Commercial | Ducted CEE Tier 1
215290243 | Central HP <5.4 tons | AIRQUEST | HRCU-A-CB (Split System: Heat Pump with Remote Outdoor Unit-Air-Source) | DLCURAH18ABK | ADP |  | HG34936 | *96VTN0601412B* | 17500 | 16 | 8.5 | 16900 | 18800 | 111.2% | 2.3 | 0 | 10.5 |  |  |  | No | R-410A | 1.4583 | Residential & Commercial | Ducted CEE Tier 1
215290245 | Central HP <5.4 tons | AIRQUEST | HRCU-A-CB (Split System: Heat Pump with Remote Outdoor Unit-Air-Source) | DLCURAH18ABK | ADP |  | HE34936 | *96VTN0601412B* | 17500 | 16 | 8.5 | 16900 | 18800 | 111.2% | 2.3 | 0 | 10.5 |  |  |  | No | R-410A | 1.4583 | Residential & Commercial | Ducted CEE Tier 1
215290270 | Central HP <5.4 tons | AIRQUEST | HRCU-A-CB (Split System: Heat Pump with Remote Outdoor Unit-Air-Source) | DLCURAH18ABK | ADP |  | H,GG31930 | *96VTN0601714A* | 17100 | 15.2 | 8.5 | 17000 | 18700 | 110% | 2.3 | 0 | 10 |  |  |  | No | R-410A | 1.425 | Residential & Commercial | Ducted CEE Tier 1
215290293 | Central HP <5.4 tons | AIRQUEST | HRCU-A-CB (Split System: Heat Pump with Remote Outdoor Unit-Air-Source) | DLCURAH18ABK | ADP |  | H,GE30924 | *96VTN0601714A* | 16800 | 15.2 | 8.5 | 17000 | 18700 | 110% | 2.3 | 0 | 10 |  |  |  | No | R-410A | 1.4 | Residential & Commercial | Ducted CEE Tier 1
211627662 | Central HP <5.4 tons | YORK | HRCU-A-CB (Split System: Heat Pump with Remote Outdoor Unit-Air-Source) | HMH72B341 | ASPEN |  | CM36B36+TDR | TM8E080C16MP11 | 33000 | 18 | 8.2 | 25800 | 32600 | 126.4% | 2.88 | 0 | 10 |  |  |  | No | R-410A | 2.75 | Residential & Commercial | Ducted CEE Tier 1
215935291 | Central HP <5.4 tons | KEEPRITE | HRCU-A-CB (Split System: Heat Pump with Remote Outdoor Unit-Air-Source) | C5H3V36*K*AAA* |  |  | EVM5X60M21A*+WALLCON | *97CMN0802120B* | 35600 | 21.5 | 8.5 | 38000 | 28600 | 75.26% | 2.02 | 0 | 12 |  |  |  | No | R-454B | 2.9667 | Residential & Commercial | Ducted CEE Tier 1
215935341 | Central HP <5.4 tons | KEEPRITE | HRCU-A-CB (Split System: Heat Pump with Remote Outdoor Unit-Air-Source) | C5H3V36*K*AAA* |  |  | EVM5X60M24A*+WALLCON | *80CTL0702120B* | 35400 | 21.5 | 8.5 | 38000 | 28600 | 75.26% | 2.04 | 0 | 12 |  |  |  | No | R-454B | 2.95 | Residential & Commercial | Ducted CEE Tier 1
215933491 | Central HP <5.4 tons | KEEPRITE | HRCU-A-CB (Split System: Heat Pump with Remote Outdoor Unit-Air-Source) | C5H3V36*K*AAA* |  |  | ESH5X42M12A*+WALLCON | *96CTN1002122B* | 33600 | 19 | 9 | 34600 | 26600 | 76.88% | 1.94 | 0 | 11.5 |  |  |  | No | R-454B | 2.8 | Residential & Commercial | Ducted CEE Tier 1
215933541 | Central HP <5.4 tons | KEEPRITE | HRCU-A-CB (Split System: Heat Pump with Remote Outdoor Unit-Air-Source) | C5H3V36*K*AAA* |  |  | ESH5X48M12A*+WALLCON | *80CTL0451712B* | 33400 | 18.5 | 9 | 35600 | 27400 | 76.97% | 1.9 | 0 | 10.5 |  |  |  | No | R-454B | 2.7833 | Residential & Commercial | Ducted CEE Tier 1
215290302 | Central HP <5.4 tons | AIRQUEST | HRCU-A-CB (Split System: Heat Pump with Remote Outdoor Unit-Air-Source) | DLCURAH18ABK | ADP |  | H,GG9J936 | *96VTN0601714A* | 17700 | 16 | 8.5 | 16800 | 18100 | 107.7% | 2.22 | 0 | 10.5 |  |  |  | No | R-410A | 1.475 | Residential & Commercial | Ducted CEE Tier 1
213206571 | Central HP <5.4 tons | CARRIER | HRCU-A-CB (Split System: Heat Pump with Remote Outdoor Unit-Air-Source) | 38MURAQ24AB3* | ASPEN |  | D(A,C,E)36C34+TDR | 59TP6B040V14**10 | 23200 | 16 | 8.1 | 25800 | 20200 | 78.29% | 2.63 | 0 | 10 |  |  |  | No | R-410A | 1.9333 | Residential & Commercial | Ducted CEE Tier 1
213206587 | Central HP <5.4 tons | CARRIER | HRCU-A-CB (Split System: Heat Pump with Remote Outdoor Unit-Air-Source) | 38MURAQ24AB3* | ASPEN |  | D(A,C,E)30B34+TDR | 59TP6B060V14**12 | 23200 | 16.5 | 8.1 | 26400 | 20400 | 77.27% | 2.69 | 0 | 10 |  |  |  | No | R-410A | 1.9333 | Residential & Commercial | Ducted CEE Tier 1
215289939 | Central HP <5.4 tons | AIRQUEST | HRCU-A-CB (Split System: Heat Pump with Remote Outdoor Unit-Air-Source) | DLCURAH18ABK | ADP |  | H,GG34936 | *96MSN0601716A* | 17200 | 16 | 8.5 | 16500 | 19000 | 115.2% | 2.32 | 0 | 10.5 |  |  |  | No | R-410A | 1.4333 | Residential & Commercial | Ducted CEE Tier 1
215289940 | Central HP <5.4 tons | AIRQUEST | HRCU-A-CB (Split System: Heat Pump with Remote Outdoor Unit-Air-Source) | DLCURAH18ABK | ADP |  | HG34936 | *96MSN0601716A* | 17200 | 16 | 8.5 | 16500 | 19000 | 115.2% | 2.32 | 0 | 10.5 |  |  |  | No | R-410A | 1.4333 | Residential & Commercial | Ducted CEE Tier 1
215289973 | Central HP <5.4 tons | AIRQUEST | HRCU-A-CB (Split System: Heat Pump with Remote Outdoor Unit-Air-Source) | DLCURAH18ABK | ADP |  | H,GG32930 | *96MSN0801716A* | 17300 | 16 | 8.5 | 17000 | 18700 | 110% | 2.3 | 0 | 10.5 |  |  |  | No | R-410A | 1.4417 | Residential & Commercial | Ducted CEE Tier 1
211628091 | Central HP <5.4 tons | YORK | HRCU-A-CB (Split System: Heat Pump with Remote Outdoor Unit-Air-Source) | HMH72B341 | ASPEN |  | CM36B36+TDR | TM9Y100C16MP11 | 32800 | 18 | 8.2 | 25800 | 32600 | 126.4% | 2.86 | 0 | 10 |  |  |  | No | R-410A | 2.7333 | Residential & Commercial | Ducted CEE Tier 1
215289987 | Central HP <5.4 tons | AIRQUEST | HRCU-A-CB (Split System: Heat Pump with Remote Outdoor Unit-Air-Source) | DLCURAH18ABK | ADP |  | HE34936 | *96MSN0801716A* | 17600 | 16 | 8.5 | 17000 | 18700 | 110% | 2.3 | 0 | 11 |  |  |  | No | R-410A | 1.4667 | Residential & Commercial | Ducted CEE Tier 1
215289905 | Central HP <5.4 tons | AIRQUEST | HRCU-A-CB (Split System: Heat Pump with Remote Outdoor Unit-Air-Source) | DLCURAH18ABK | ADP |  | HG7J936 | *96MSN0601412A* | 17400 | 16 | 8.5 | 17000 | 19400 | 114.1% | 2.38 | 0 | 10.5 |  |  |  | No | R-410A | 1.45 | Residential & Commercial | Ducted CEE Tier 1
215289906 | Central HP <5.4 tons | AIRQUEST | HRCU-A-CB (Split System: Heat Pump with Remote Outdoor Unit-Air-Source) | DLCURAH18ABK | ADP |  | H,GE7J924 | *96MSN0601412A* | 17400 | 16 | 8.5 | 17000 | 19400 | 114.1% | 2.38 | 0 | 10.5 |  |  |  | No | R-410A | 1.45 | Residential & Commercial | Ducted CEE Tier 1
215289921 | Central HP <5.4 tons | AIRQUEST | HRCU-A-CB (Split System: Heat Pump with Remote Outdoor Unit-Air-Source) | DLCURAH18ABK | ADP |  | H,GG31924 | *96MSN0601716A* | 16900 | 15.2 | 8.5 | 16900 | 18600 | 110.1% | 2.28 | 0 | 10 |  |  |  | No | R-410A | 1.4083 | Residential & Commercial | Ducted CEE Tier 1
215289922 | Central HP <5.4 tons | AIRQUEST | HRCU-A-CB (Split System: Heat Pump with Remote Outdoor Unit-Air-Source) | DLCURAH18ABK | ADP |  | H,GG31930 | *96MSN0601716A* | 16900 | 15.2 | 8.5 | 16900 | 18600 | 110.1% | 2.28 | 0 | 10 |  |  |  | No | R-410A | 1.4083 | Residential & Commercial | Ducted CEE Tier 1
215289953 | Central HP <5.4 tons | AIRQUEST | HRCU-A-CB (Split System: Heat Pump with Remote Outdoor Unit-Air-Source) | DLCURAH18ABK | ADP |  | HE7J936 | *96MSN0601716A* | 16900 | 16 | 8.5 | 16500 | 19000 | 115.2% | 2.32 | 0 | 10 |  |  |  | No | R-410A | 1.4083 | Residential & Commercial | Ducted CEE Tier 1
215290022 | Central HP <5.4 tons | AIRQUEST | HRCU-A-CB (Split System: Heat Pump with Remote Outdoor Unit-Air-Source) | DLCURAH18ABK | ADP |  | H,GE32936 | *96VTN0401410A* | 17100 | 16 | 8.5 | 16700 | 18800 | 112.6% | 2.3 | 0 | 10 |  |  |  | No | R-410A | 1.425 | Residential & Commercial | Ducted CEE Tier 1
215290040 | Central HP <5.4 tons | AIRQUEST | HRCU-A-CB (Split System: Heat Pump with Remote Outdoor Unit-Air-Source) | DLCURAH18ABK | ADP |  | HE7J936 | *96VTN0401410A* | 17200 | 16 | 8.5 | 16700 | 18800 | 112.6% | 2.3 | 0 | 10 |  |  |  | No | R-410A | 1.4333 | Residential & Commercial | Ducted CEE Tier 1
215290070 | Central HP <5.4 tons | AIRQUEST | HRCU-A-CB (Split System: Heat Pump with Remote Outdoor Unit-Air-Source) | DLCURAH18ABK | ADP |  | H,GG34936 | *96VTN0401410B* | 17200 | 16 | 8.5 | 16600 | 19000 | 114.5% | 2.34 | 0 | 10 |  |  |  | No | R-410A | 1.4333 | Residential & Commercial | Ducted CEE Tier 1
215289741 | Central HP <5.4 tons | AIRQUEST | HRCU-A-CB (Split System: Heat Pump with Remote Outdoor Unit-Air-Source) | DLCURAH18ABK | ADP |  | H,GG31924 | *96MSN0261410A* | 16600 | 19 | 8.1 | 16700 | 18800 | 112.6% | 2.3 | 0 | 10 |  |  |  | No | R-410A | 1.3833 | Residential & Commercial | Ducted CEE Tier 1
215289750 | Central HP <5.4 tons | AIRQUEST | HRCU-A-CB (Split System: Heat Pump with Remote Outdoor Unit-Air-Source) | DLCURAH18ABK | ADP |  | HG32924 | *96MSN0261410A* | 16900 | 20 | 8.1 | 16700 | 18800 | 112.6% | 2.3 | 0 | 10 |  |  |  | No | R-410A | 1.4083 | Residential & Commercial | Ducted CEE Tier 1
215289757 | Central HP <5.4 tons | AIRQUEST | HRCU-A-CB (Split System: Heat Pump with Remote Outdoor Unit-Air-Source) | DLCURAH18ABK | ADP |  | H,GE33936 | *96MSN0261410A* | 17100 | 20 | 8.1 | 16700 | 18800 | 112.6% | 2.3 | 0 | 10 |  |  |  | No | R-410A | 1.425 | Residential & Commercial | Ducted CEE Tier 1
215289777 | Central HP <5.4 tons | AIRQUEST | HRCU-A-CB (Split System: Heat Pump with Remote Outdoor Unit-Air-Source) | DLCURAH18ABK | ADP |  | H,GG9J936 | *96MSN0261410A* | 17300 | 20 | 8.1 | 16700 | 18800 | 112.6% | 2.3 | 0 | 10.5 |  |  |  | No | R-410A | 1.4417 | Residential & Commercial | Ducted CEE Tier 1
215290311 | Central HP <5.4 tons | AIRQUEST | HRCU-A-CB (Split System: Heat Pump with Remote Outdoor Unit-Air-Source) | DLCURAH18ABK | ADP |  | H,GG31930 | *96VTN0601716B* | 16800 | 15.2 | 8.5 | 16800 | 19100 | 113.7% | 2.34 | 0 | 10 |  |  |  | No | R-410A | 1.4 | Residential & Commercial | Ducted CEE Tier 1
215290361 | Central HP <5.4 tons | AIRQUEST | HRCU-A-CB (Split System: Heat Pump with Remote Outdoor Unit-Air-Source) | DLCURAH18ABK | ADP |  | H,GG32930 | *96VTN0801716A* | 17100 | 16 | 8.5 | 16700 | 18800 | 112.6% | 2.3 | 0 | 10 |  |  |  | No | R-410A | 1.425 | Residential & Commercial | Ducted CEE Tier 1
215290384 | Central HP <5.4 tons | AIRQUEST | HRCU-A-CB (Split System: Heat Pump with Remote Outdoor Unit-Air-Source) | DLCURAH18ABK | ADP |  | HE7J936 | *96VTN0801716A* | 17200 | 16 | 8.5 | 16700 | 18800 | 112.6% | 2.3 | 0 | 10 |  |  |  | No | R-410A | 1.4333 | Residential & Commercial | Ducted CEE Tier 1
215290418 | Central HP <5.4 tons | AIRQUEST | HRCU-A-CB (Split System: Heat Pump with Remote Outdoor Unit-Air-Source) | DLCURAH18ABK | ADP |  | H,GG35936 | *96VTN0801716B* | 17700 | 16 | 8.5 | 17100 | 18700 | 109.4% | 2.3 | 0 | 11 |  |  |  | No | R-410A | 1.475 | Residential & Commercial | Ducted CEE Tier 1
215290023 | Central HP <5.4 tons | AIRQUEST | HRCU-A-CB (Split System: Heat Pump with Remote Outdoor Unit-Air-Source) | DLCURAH18ABK | ADP |  | HE32936 | *96VTN0401410A* | 17100 | 16 | 8.5 | 16700 | 18800 | 112.6% | 2.3 | 0 | 10 |  |  |  | No | R-410A | 1.425 | Residential & Commercial | Ducted CEE Tier 1
215290038 | Central HP <5.4 tons | AIRQUEST | HRCU-A-CB (Split System: Heat Pump with Remote Outdoor Unit-Air-Source) | DLCURAH18ABK | ADP |  | H,GE7J924 | *96VTN0401410A* | 17200 | 16 | 8.5 | 16700 | 18800 | 112.6% | 2.3 | 0 | 10 |  |  |  | No | R-410A | 1.4333 | Residential & Commercial | Ducted CEE Tier 1
215290105 | Central HP <5.4 tons | AIRQUEST | HRCU-A-CB (Split System: Heat Pump with Remote Outdoor Unit-Air-Source) | DLCURAH18ABK | ADP |  | HG32924 | *96VTN0401712A* | 17500 | 15.2 | 8.5 | 17100 | 18700 | 109.4% | 2.28 | 0 | 10 |  |  |  | No | R-410A | 1.4583 | Residential & Commercial | Ducted CEE Tier 1
215290106 | Central HP <5.4 tons | AIRQUEST | HRCU-A-CB (Split System: Heat Pump with Remote Outdoor Unit-Air-Source) | DLCURAH18ABK | ADP |  | HG32936 | *96VTN0401712A* | 17500 | 15.2 | 8.5 | 17100 | 18700 | 109.4% | 2.28 | 0 | 10 |  |  |  | No | R-410A | 1.4583 | Residential & Commercial | Ducted CEE Tier 1
215290120 | Central HP <5.4 tons | AIRQUEST | HRCU-A-CB (Split System: Heat Pump with Remote Outdoor Unit-Air-Source) | DLCURAH18ABK | ADP |  | H,GG30924 | *96VTN0401712A* | 16900 | 15.2 | 8.5 | 17100 | 18400 | 107.6% | 2.26 | 0 | 10 |  |  |  | No | R-410A | 1.4083 | Residential & Commercial | Ducted CEE Tier 1
215290156 | Central HP <5.4 tons | AIRQUEST | HRCU-A-CB (Split System: Heat Pump with Remote Outdoor Unit-Air-Source) | DLCURAH18ABK | ADP |  | H,GG34936 | *96VTN0401712B* | 17200 | 16 | 8.5 | 16600 | 19000 | 114.5% | 2.34 | 0 | 10.5 |  |  |  | No | R-410A | 1.4333 | Residential & Commercial | Ducted CEE Tier 1
215290171 | Central HP <5.4 tons | AIRQUEST | HRCU-A-CB (Split System: Heat Pump with Remote Outdoor Unit-Air-Source) | DLCURAH18ABK | ADP |  | HG8J936 | *96VTN0401712B* | 17200 | 16 | 8.5 | 16600 | 19000 | 114.5% | 2.34 | 0 | 10.5 |  |  |  | No | R-410A | 1.4333 | Residential & Commercial | Ducted CEE Tier 1
215290172 | Central HP <5.4 tons | AIRQUEST | HRCU-A-CB (Split System: Heat Pump with Remote Outdoor Unit-Air-Source) | DLCURAH18ABK | ADP |  | H,GE8J936 | *96VTN0401712B* | 17200 | 16 | 8.5 | 16600 | 19000 | 114.5% | 2.34 | 0 | 10.5 |  |  |  | No | R-410A | 1.4333 | Residential & Commercial | Ducted CEE Tier 1
215290072 | Central HP <5.4 tons | AIRQUEST | HRCU-A-CB (Split System: Heat Pump with Remote Outdoor Unit-Air-Source) | DLCURAH18ABK | ADP |  | H,GE34936 | *96VTN0401410B* | 17200 | 16 | 8.5 | 16600 | 19000 | 114.5% | 2.34 | 0 | 10 |  |  |  | No | R-410A | 1.4333 | Residential & Commercial | Ducted CEE Tier 1
215290089 | Central HP <5.4 tons | AIRQUEST | HRCU-A-CB (Split System: Heat Pump with Remote Outdoor Unit-Air-Source) | DLCURAH18ABK | ADP |  | HG9J936 | *96VTN0401410B* | 17200 | 16 | 8.5 | 16600 | 19000 | 114.5% | 2.34 | 0 | 10 |  |  |  | No | R-410A | 1.4333 | Residential & Commercial | Ducted CEE Tier 1
215290103 | Central HP <5.4 tons | AIRQUEST | HRCU-A-CB (Split System: Heat Pump with Remote Outdoor Unit-Air-Source) | DLCURAH18ABK | ADP |  | H,GG32930 | *96VTN0401712A* | 17500 | 15.2 | 8.5 | 17100 | 18700 | 109.4% | 2.28 | 0 | 10 |  |  |  | No | R-410A | 1.4583 | Residential & Commercial | Ducted CEE Tier 1
215290104 | Central HP <5.4 tons | AIRQUEST | HRCU-A-CB (Split System: Heat Pump with Remote Outdoor Unit-Air-Source) | DLCURAH18ABK | ADP |  | H,GG32936 | *96VTN0401712A* | 17500 | 15.2 | 8.5 | 17100 | 18700 | 109.4% | 2.28 | 0 | 10 |  |  |  | No | R-410A | 1.4583 | Residential & Commercial | Ducted CEE Tier 1
215290107 | Central HP <5.4 tons | AIRQUEST | HRCU-A-CB (Split System: Heat Pump with Remote Outdoor Unit-Air-Source) | DLCURAH18ABK | ADP |  | H,GE32930 | *96VTN0401712A* | 17500 | 15.2 | 8.5 | 17100 | 18700 | 109.4% | 2.28 | 0 | 10 |  |  |  | No | R-410A | 1.4583 | Residential & Commercial | Ducted CEE Tier 1
215290121 | Central HP <5.4 tons | AIRQUEST | HRCU-A-CB (Split System: Heat Pump with Remote Outdoor Unit-Air-Source) | DLCURAH18ABK | ADP |  | H,GE30924 | *96VTN0401712A* | 16900 | 15.2 | 8.5 | 17100 | 18400 | 107.6% | 2.26 | 0 | 10 |  |  |  | No | R-410A | 1.4083 | Residential & Commercial | Ducted CEE Tier 1
215290137 | Central HP <5.4 tons | AIRQUEST | HRCU-A-CB (Split System: Heat Pump with Remote Outdoor Unit-Air-Source) | DLCURAH18ABK | ADP |  | H,GE24936 | *96VTN0401712B* | 17200 | 16 | 8.5 | 16600 | 19000 | 114.5% | 2.34 | 0 | 10.5 |  |  |  | No | R-410A | 1.4333 | Residential & Commercial | Ducted CEE Tier 1
215290173 | Central HP <5.4 tons | AIRQUEST | HRCU-A-CB (Split System: Heat Pump with Remote Outdoor Unit-Air-Source) | DLCURAH18ABK | ADP |  | HE8J936 | *96VTN0401712B* | 17200 | 16 | 8.5 | 16600 | 19000 | 114.5% | 2.34 | 0 | 10.5 |  |  |  | No | R-410A | 1.4333 | Residential & Commercial | Ducted CEE Tier 1
215290204 | Central HP <5.4 tons | AIRQUEST | HRCU-A-CB (Split System: Heat Pump with Remote Outdoor Unit-Air-Source) | DLCURAH18ABK | ADP |  | H,GG35936 | *96VTN0601412A* | 18000 | 16 | 8.5 | 17000 | 18000 | 105.9% | 2.22 | 0 | 11 |  |  |  | No | R-410A | 1.5 | Residential & Commercial | Ducted CEE Tier 1
215290205 | Central HP <5.4 tons | AIRQUEST | HRCU-A-CB (Split System: Heat Pump with Remote Outdoor Unit-Air-Source) | DLCURAH18ABK | ADP |  | H,GG36936 | *96VTN0601412A* | 18000 | 16 | 8.5 | 17000 | 18000 | 105.9% | 2.22 | 0 | 11 |  |  |  | No | R-410A | 1.5 | Residential & Commercial | Ducted CEE Tier 1
215290224 | Central HP <5.4 tons | AIRQUEST | HRCU-A-CB (Split System: Heat Pump with Remote Outdoor Unit-Air-Source) | DLCURAH18ABK | ADP |  | H,GG31924 | *96VTN0601412B* | 17000 | 16 | 8.5 | 16900 | 19400 | 114.8% | 2.38 | 0 | 10 |  |  |  | No | R-410A | 1.4167 | Residential & Commercial | Ducted CEE Tier 1
215290256 | Central HP <5.4 tons | AIRQUEST | HRCU-A-CB (Split System: Heat Pump with Remote Outdoor Unit-Air-Source) | DLCURAH18ABK | ADP |  | HE7J936 | *96VTN0601412B* | 17300 | 16 | 8.5 | 16900 | 19400 | 114.8% | 2.38 | 0 | 10.5 |  |  |  | No | R-410A | 1.4417 | Residential & Commercial | Ducted CEE Tier 1
215290221 | Central HP <5.4 tons | AIRQUEST | HRCU-A-CB (Split System: Heat Pump with Remote Outdoor Unit-Air-Source) | DLCURAH18ABK | ADP |  | H,GE23936 | *96VTN0601412B* | 17300 | 16 | 8.5 | 16900 | 19400 | 114.8% | 2.38 | 0 | 10.5 |  |  |  | No | R-410A | 1.4417 | Residential & Commercial | Ducted CEE Tier 1
215290237 | Central HP <5.4 tons | AIRQUEST | HRCU-A-CB (Split System: Heat Pump with Remote Outdoor Unit-Air-Source) | DLCURAH18ABK | ADP |  | HE32936 | *96VTN0601412B* | 17200 | 16 | 8.5 | 16900 | 19400 | 114.8% | 2.38 | 0 | 10.5 |  |  |  | No | R-410A | 1.4333 | Residential & Commercial | Ducted CEE Tier 1
215290240 | Central HP <5.4 tons | AIRQUEST | HRCU-A-CB (Split System: Heat Pump with Remote Outdoor Unit-Air-Source) | DLCURAH18ABK | ADP |  | H,GE33936 | *96VTN0601412B* | 17400 | 16 | 8.5 | 16900 | 18800 | 111.2% | 2.3 | 0 | 10.5 |  |  |  | No | R-410A | 1.45 | Residential & Commercial | Ducted CEE Tier 1
215290271 | Central HP <5.4 tons | AIRQUEST | HRCU-A-CB (Split System: Heat Pump with Remote Outdoor Unit-Air-Source) | DLCURAH18ABK | ADP |  | H,GE31924 | *96VTN0601714A* | 17100 | 15.2 | 8.5 | 17000 | 18700 | 110% | 2.3 | 0 | 10 |  |  |  | No | R-410A | 1.425 | Residential & Commercial | Ducted CEE Tier 1
215289793 | Central HP <5.4 tons | AIRQUEST | HRCU-A-CB (Split System: Heat Pump with Remote Outdoor Unit-Air-Source) | DLCURAH18ABK | ADP |  | H,GG32930 | *96MSN0401410A* | 17100 | 16 | 8.5 | 16900 | 19100 | 113% | 2.34 | 0 | 10 |  |  |  | No | R-410A | 1.425 | Residential & Commercial | Ducted CEE Tier 1
215289802 | Central HP <5.4 tons | AIRQUEST | HRCU-A-CB (Split System: Heat Pump with Remote Outdoor Unit-Air-Source) | DLCURAH18ABK | ADP |  | H,GE33936 | *96MSN0401410A* | 17400 | 16 | 8.5 | 16900 | 19100 | 113% | 2.34 | 0 | 10.5 |  |  |  | No | R-410A | 1.45 | Residential & Commercial | Ducted CEE Tier 1
215289859 | Central HP <5.4 tons | AIRQUEST | HRCU-A-CB (Split System: Heat Pump with Remote Outdoor Unit-Air-Source) | DLCURAH18ABK | ADP |  | HG7J924 | *96MSN0401712A* | 17200 | 15.2 | 8.5 | 17100 | 18800 | 109.9% | 2.3 | 0 | 10 |  |  |  | No | R-410A | 1.4333 | Residential & Commercial | Ducted CEE Tier 1
215289900 | Central HP <5.4 tons | AIRQUEST | HRCU-A-CB (Split System: Heat Pump with Remote Outdoor Unit-Air-Source) | DLCURAH18ABK | ADP |  | H,GG36936 | *96MSN0601412A* | 17500 | 16 | 8.1 | 16400 | 18200 | 111% | 2.24 | 0 | 11 |  |  |  | No | R-410A | 1.4583 | Residential & Commercial | Ducted CEE Tier 1
215289932 | Central HP <5.4 tons | AIRQUEST | HRCU-A-CB (Split System: Heat Pump with Remote Outdoor Unit-Air-Source) | DLCURAH18ABK | ADP |  | H,GE32930 | *96MSN0601716A* | 16800 | 16 | 8.5 | 16500 | 19000 | 115.2% | 2.32 | 0 | 10 |  |  |  | No | R-410A | 1.4 | Residential & Commercial | Ducted CEE Tier 1
215289943 | Central HP <5.4 tons | AIRQUEST | HRCU-A-CB (Split System: Heat Pump with Remote Outdoor Unit-Air-Source) | DLCURAH18ABK | ADP |  | H,GG35936 | *96MSN0601716A* | 17300 | 16 | 8.5 | 16400 | 18300 | 111.6% | 2.24 | 0 | 10.5 |  |  |  | No | R-410A | 1.4417 | Residential & Commercial | Ducted CEE Tier 1
215289966 | Central HP <5.4 tons | AIRQUEST | HRCU-A-CB (Split System: Heat Pump with Remote Outdoor Unit-Air-Source) | DLCURAH18ABK | ADP |  | H,GG31924 | *96MSN0801716A* | 17200 | 16 | 8.5 | 17000 | 19000 | 111.8% | 2.32 | 0 | 10 |  |  |  | No | R-410A | 1.4333 | Residential & Commercial | Ducted CEE Tier 1
215289977 | Central HP <5.4 tons | AIRQUEST | HRCU-A-CB (Split System: Heat Pump with Remote Outdoor Unit-Air-Source) | DLCURAH18ABK | ADP |  | H,GE32930 | *96MSN0801716A* | 17300 | 16 | 8.5 | 17000 | 18700 | 110% | 2.3 | 0 | 10.5 |  |  |  | No | R-410A | 1.4417 | Residential & Commercial | Ducted CEE Tier 1
215289991 | Central HP <5.4 tons | AIRQUEST | HRCU-A-CB (Split System: Heat Pump with Remote Outdoor Unit-Air-Source) | DLCURAH18ABK | ADP |  | H,GG30924 | *96MSN0801716A* | 16700 | 15.2 | 8.5 | 17000 | 18700 | 110% | 2.3 | 0 | 10.5 |  |  |  | No | R-410A | 1.3917 | Residential & Commercial | Ducted CEE Tier 1
215290007 | Central HP <5.4 tons | AIRQUEST | HRCU-A-CB (Split System: Heat Pump with Remote Outdoor Unit-Air-Source) | DLCURAH18ABK | ADP |  | H,GE22936 | *96VTN0401410A* | 16800 | 15.2 | 8.5 | 16700 | 18800 | 112.6% | 2.3 | 0 | 10 |  |  |  | No | R-410A | 1.4 | Residential & Commercial | Ducted CEE Tier 1
215290025 | Central HP <5.4 tons | AIRQUEST | HRCU-A-CB (Split System: Heat Pump with Remote Outdoor Unit-Air-Source) | DLCURAH18ABK | ADP |  | HG33936 | *96VTN0401410A* | 17300 | 16 | 8.5 | 16700 | 18800 | 112.6% | 2.3 | 0 | 10.5 |  |  |  | No | R-410A | 1.4417 | Residential & Commercial | Ducted CEE Tier 1
215290041 | Central HP <5.4 tons | AIRQUEST | HRCU-A-CB (Split System: Heat Pump with Remote Outdoor Unit-Air-Source) | DLCURAH18ABK | ADP |  | HG8J936 | *96VTN0401410A* | 17400 | 16 | 8.5 | 16700 | 18800 | 112.6% | 2.3 | 0 | 10.5 |  |  |  | No | R-410A | 1.45 | Residential & Commercial | Ducted CEE Tier 1
215290272 | Central HP <5.4 tons | AIRQUEST | HRCU-A-CB (Split System: Heat Pump with Remote Outdoor Unit-Air-Source) | DLCURAH18ABK | ADP |  | H,GE31930 | *96VTN0601714A* | 17100 | 15.2 | 8.5 | 17000 | 18700 | 110% | 2.3 | 0 | 10 |  |  |  | No | R-410A | 1.425 | Residential & Commercial | Ducted CEE Tier 1
215290324 | Central HP <5.4 tons | AIRQUEST | HRCU-A-CB (Split System: Heat Pump with Remote Outdoor Unit-Air-Source) | DLCURAH18ABK | ADP |  | H,GG33936 | *96VTN0601716B* | 17300 | 16 | 8.5 | 16800 | 19100 | 113.7% | 2.34 | 0 | 10.5 |  |  |  | No | R-410A | 1.4417 | Residential & Commercial | Ducted CEE Tier 1
215290338 | Central HP <5.4 tons | AIRQUEST | HRCU-A-CB (Split System: Heat Pump with Remote Outdoor Unit-Air-Source) | DLCURAH18ABK | ADP |  | HG7J924 | *96VTN0601716B* | 17200 | 16 | 8.5 | 16800 | 19100 | 113.7% | 2.34 | 0 | 10 |  |  |  | No | R-410A | 1.4333 | Residential & Commercial | Ducted CEE Tier 1
215290339 | Central HP <5.4 tons | AIRQUEST | HRCU-A-CB (Split System: Heat Pump with Remote Outdoor Unit-Air-Source) | DLCURAH18ABK | ADP |  | HG7J936 | *96VTN0601716B* | 17200 | 16 | 8.5 | 16800 | 19100 | 113.7% | 2.34 | 0 | 10 |  |  |  | No | R-410A | 1.4333 | Residential & Commercial | Ducted CEE Tier 1
215290086 | Central HP <5.4 tons | AIRQUEST | HRCU-A-CB (Split System: Heat Pump with Remote Outdoor Unit-Air-Source) | DLCURAH18ABK | ADP |  | H,GE8J936 | *96VTN0401410B* | 17100 | 16 | 8.5 | 16600 | 19000 | 114.5% | 2.34 | 0 | 10 |  |  |  | No | R-410A | 1.425 | Residential & Commercial | Ducted CEE Tier 1
215290141 | Central HP <5.4 tons | AIRQUEST | HRCU-A-CB (Split System: Heat Pump with Remote Outdoor Unit-Air-Source) | DLCURAH18ABK | ADP |  | H,GE31924 | *96VTN0401712B* | 16900 | 15.2 | 8.5 | 17000 | 18800 | 110.6% | 2.3 | 0 | 10 |  |  |  | No | R-410A | 1.4083 | Residential & Commercial | Ducted CEE Tier 1
215290143 | Central HP <5.4 tons | AIRQUEST | HRCU-A-CB (Split System: Heat Pump with Remote Outdoor Unit-Air-Source) | DLCURAH18ABK | ADP |  | HE31924 | *96VTN0401712B* | 16900 | 15.2 | 8.5 | 17000 | 18800 | 110.6% | 2.3 | 0 | 10 |  |  |  | No | R-410A | 1.4083 | Residential & Commercial | Ducted CEE Tier 1
215290274 | Central HP <5.4 tons | AIRQUEST | HRCU-A-CB (Split System: Heat Pump with Remote Outdoor Unit-Air-Source) | DLCURAH18ABK | ADP |  | HE31930 | *96VTN0601714A* | 17100 | 15.2 | 8.5 | 17000 | 18700 | 110% | 2.3 | 0 | 10 |  |  |  | No | R-410A | 1.425 | Residential & Commercial | Ducted CEE Tier 1
215290337 | Central HP <5.4 tons | AIRQUEST | HRCU-A-CB (Split System: Heat Pump with Remote Outdoor Unit-Air-Source) | DLCURAH18ABK | ADP |  | HE30924 | *96VTN0601716B* | 16600 | 15.2 | 8.5 | 16800 | 19100 | 113.7% | 2.34 | 0 | 10 |  |  |  | No | R-410A | 1.3833 | Residential & Commercial | Ducted CEE Tier 1
215290354 | Central HP <5.4 tons | AIRQUEST | HRCU-A-CB (Split System: Heat Pump with Remote Outdoor Unit-Air-Source) | DLCURAH18ABK | ADP |  | H,GE24936 | *96VTN0801716A* | 17400 | 16 | 8.5 | 16700 | 18800 | 112.6% | 2.3 | 0 | 10.5 |  |  |  | No | R-410A | 1.45 | Residential & Commercial | Ducted CEE Tier 1
215290372 | Central HP <5.4 tons | AIRQUEST | HRCU-A-CB (Split System: Heat Pump with Remote Outdoor Unit-Air-Source) | DLCURAH18ABK | ADP |  | H,GG34936 | *96VTN0801716A* | 17400 | 16 | 8.5 | 16700 | 18800 | 112.6% | 2.3 | 0 | 10.5 |  |  |  | No | R-410A | 1.45 | Residential & Commercial | Ducted CEE Tier 1
215290177 | Central HP <5.4 tons | AIRQUEST | HRCU-A-CB (Split System: Heat Pump with Remote Outdoor Unit-Air-Source) | DLCURAH18ABK | ADP |  | H,GG80936 | *96VTN0401712B* | 17200 | 16 | 8.5 | 16600 | 19000 | 114.5% | 2.34 | 0 | 10.5 |  |  |  | No | R-410A | 1.4333 | Residential & Commercial | Ducted CEE Tier 1
215290184 | Central HP <5.4 tons | AIRQUEST | HRCU-A-CB (Split System: Heat Pump with Remote Outdoor Unit-Air-Source) | DLCURAH18ABK | ADP |  | H,GG31930 | *96VTN0601412A* | 17500 | 16 | 8.5 | 17200 | 18600 | 108.1% | 2.28 | 0 | 10 |  |  |  | No | R-410A | 1.4583 | Residential & Commercial | Ducted CEE Tier 1
215290191 | Central HP <5.4 tons | AIRQUEST | HRCU-A-CB (Split System: Heat Pump with Remote Outdoor Unit-Air-Source) | DLCURAH18ABK | ADP |  | HG32924 | *96VTN0601412A* | 17700 | 16 | 8.5 | 17200 | 18600 | 108.1% | 2.28 | 0 | 10 |  |  |  | No | R-410A | 1.475 | Residential & Commercial | Ducted CEE Tier 1
215290193 | Central HP <5.4 tons | AIRQUEST | HRCU-A-CB (Split System: Heat Pump with Remote Outdoor Unit-Air-Source) | DLCURAH18ABK | ADP |  | H,GE32930 | *96VTN0601412A* | 17700 | 16 | 8.5 | 17200 | 18600 | 108.1% | 2.28 | 0 | 10 |  |  |  | No | R-410A | 1.475 | Residential & Commercial | Ducted CEE Tier 1
215290236 | Central HP <5.4 tons | AIRQUEST | HRCU-A-CB (Split System: Heat Pump with Remote Outdoor Unit-Air-Source) | DLCURAH18ABK | ADP |  | H,GE32936 | *96VTN0601412B* | 17200 | 16 | 8.5 | 16900 | 19400 | 114.8% | 2.38 | 0 | 10.5 |  |  |  | No | R-410A | 1.4333 | Residential & Commercial | Ducted CEE Tier 1
215290250 | Central HP <5.4 tons | AIRQUEST | HRCU-A-CB (Split System: Heat Pump with Remote Outdoor Unit-Air-Source) | DLCURAH18ABK | ADP |  | H,GE30924 | *96VTN0601412B* | 16100 | 16 | 8.1 | 16400 | 18300 | 111.6% | 2.24 | 0 | 10 |  |  |  | No | R-410A | 1.3417 | Residential & Commercial | Ducted CEE Tier 1
215290259 | Central HP <5.4 tons | AIRQUEST | HRCU-A-CB (Split System: Heat Pump with Remote Outdoor Unit-Air-Source) | DLCURAH18ABK | ADP |  | HE8J936 | *96VTN0601412B* | 17500 | 16 | 8.5 | 16900 | 18800 | 111.2% | 2.3 | 0 | 10.5 |  |  |  | No | R-410A | 1.4583 | Residential & Commercial | Ducted CEE Tier 1
215290352 | Central HP <5.4 tons | AIRQUEST | HRCU-A-CB (Split System: Heat Pump with Remote Outdoor Unit-Air-Source) | DLCURAH18ABK | ADP |  | H,GE23936 | *96VTN0801716A* | 17200 | 16 | 8.5 | 16700 | 18800 | 112.6% | 2.3 | 0 | 10 |  |  |  | No | R-410A | 1.4333 | Residential & Commercial | Ducted CEE Tier 1
215290391 | Central HP <5.4 tons | AIRQUEST | HRCU-A-CB (Split System: Heat Pump with Remote Outdoor Unit-Air-Source) | DLCURAH18ABK | ADP |  | HG80936 | *96VTN0801716A* | 17500 | 16 | 8.5 | 16500 | 18200 | 110.3% | 2.24 | 0 | 10.5 |  |  |  | No | R-410A | 1.4583 | Residential & Commercial | Ducted CEE Tier 1
215290404 | Central HP <5.4 tons | AIRQUEST | HRCU-A-CB (Split System: Heat Pump with Remote Outdoor Unit-Air-Source) | DLCURAH18ABK | ADP |  | H,GG32936 | *96VTN0801716B* | 17400 | 16 | 8.5 | 17100 | 18700 | 109.4% | 2.3 | 0 | 10.5 |  |  |  | No | R-410A | 1.45 | Residential & Commercial | Ducted CEE Tier 1
215290424 | Central HP <5.4 tons | AIRQUEST | HRCU-A-CB (Split System: Heat Pump with Remote Outdoor Unit-Air-Source) | DLCURAH18ABK | ADP |  | HG7J924 | *96VTN0801716B* | 17500 | 16 | 8.5 | 17100 | 18700 | 109.4% | 2.3 | 0 | 10.5 |  |  |  | No | R-410A | 1.4583 | Residential & Commercial | Ducted CEE Tier 1
213613394 | Central HP <5.4 tons | CARRIER | HRCU-A-CB (Split System: Heat Pump with Remote Outdoor Unit-Air-Source) | 38MURAQ24AB3* | ASPEN |  | L(E,G)M36F4 |  | 24000 | 16 | 9 | 26400 | 23400 | 88.64% | 1.92 | 0 | 10 |  |  |  | No | R-410A | 2 | Residential & Commercial | Ducted CEE Tier 1
215290356 | Central HP <5.4 tons | AIRQUEST | HRCU-A-CB (Split System: Heat Pump with Remote Outdoor Unit-Air-Source) | DLCURAH18ABK | ADP |  | H,GG31930 | *96VTN0801716A* | 16800 | 15.2 | 8.5 | 16700 | 18800 | 112.6% | 2.3 | 0 | 10 |  |  |  | No | R-410A | 1.4 | Residential & Commercial | Ducted CEE Tier 1
215290422 | Central HP <5.4 tons | AIRQUEST | HRCU-A-CB (Split System: Heat Pump with Remote Outdoor Unit-Air-Source) | DLCURAH18ABK | ADP |  | H,GE30924 | *96VTN0801716B* | 16800 | 15.2 | 8.5 | 17100 | 18700 | 109.4% | 2.3 | 0 | 10.5 |  |  |  | No | R-410A | 1.4 | Residential & Commercial | Ducted CEE Tier 1
215290409 | Central HP <5.4 tons | AIRQUEST | HRCU-A-CB (Split System: Heat Pump with Remote Outdoor Unit-Air-Source) | DLCURAH18ABK | ADP |  | HE32936 | *96VTN0801716B* | 17400 | 16 | 8.5 | 17100 | 18700 | 109.4% | 2.3 | 0 | 10.5 |  |  |  | No | R-410A | 1.45 | Residential & Commercial | Ducted CEE Tier 1
215933591 | Central HP <5.4 tons | KEEPRITE | HRCU-A-CB (Split System: Heat Pump with Remote Outdoor Unit-Air-Source) | C5H3V36*K*AAA* |  |  | ESH5X48M12A*+WALLCON | *80CTL0902120B* | 33800 | 19.5 | 9 | 34600 | 26400 | 76.3% | 1.94 | 0 | 11.7 |  |  |  | No | R-454B | 2.8167 | Residential & Commercial | Ducted CEE Tier 1
215933911 | Central HP <5.4 tons | KEEPRITE | HRCU-A-CB (Split System: Heat Pump with Remote Outdoor Unit-Air-Source) | C5H3V36*K*AAA* |  |  | ESH5X60M12A*+WALLCON | *96CTN0401410B* | 32600 | 17.5 | 8.5 | 33400 | 25600 | 76.65% | 1.86 | 0 | 10.5 |  |  |  | No | R-454B | 2.7167 | Residential & Commercial | Ducted CEE Tier 1
215933761 | Central HP <5.4 tons | KEEPRITE | HRCU-A-CB (Split System: Heat Pump with Remote Outdoor Unit-Air-Source) | C5H3V36*K*AAA* |  |  | ESH5X60M12A*+WALLCON | *80CTL0701412B* | 34000 | 19.5 | 9 | 34800 | 26400 | 75.86% | 1.92 | 0 | 11 |  |  |  | No | R-454B | 2.8333 | Residential & Commercial | Ducted CEE Tier 1
214237700 | Central HP <5.4 tons | FRIEDRICH | HRCU-A-C (Split System: Heat Pump with Remote Outdoor Unit with No Indoor Fan --Air Source) | WFPU18Z483C | ASPEN |  | D(A,C,E)60C44+TDR |  | 40500 | 15.55 | 8.55 | 42000 | 34600 | 82.38% | 1.94 | 0 | 11.4 |  |  |  | No | R-410A | 3.375 | Residential & Commercial | Ducted CEE Tier 1
214237702 | Central HP <5.4 tons | FRIEDRICH | HRCU-A-C (Split System: Heat Pump with Remote Outdoor Unit with No Indoor Fan --Air Source) | WFPU18Z483C | ASPEN |  | D(A,C,E)43D44+TDR |  | 41000 | 15.55 | 8.55 | 42000 | 34600 | 82.38% | 1.94 | 0 | 11.4 |  |  |  | No | R-410A | 3.4167 | Residential & Commercial | Ducted CEE Tier 1
216013761 | Central HP <5.4 tons | YORK | HRCU-A-CB (Split System: Heat Pump with Remote Outdoor Unit-Air-Source) | HH824E2S11 | ADP |  | V,Y36H***P21*+TXV-BLEED | Y81E060A12SMPS1 | 22800 | 17 | 8.9 | 21000 | 16900 | 80.48% | 1.98 | 0 | 11.7 |  |  |  | No | R-454B | 1.9 | Residential & Commercial | Ducted CEE Tier 1
216013775 | Central HP <5.4 tons | YORK | HRCU-A-CB (Split System: Heat Pump with Remote Outdoor Unit-Air-Source) | HH824E2S11 | ADP |  | H,YG8J*36+TXV-BLEED | Y91E060B12SMPS1 | 23000 | 17 | 9 | 21400 | 18200 | 85.05% | 2 | 0 | 11.7 |  |  |  | No | R-454B | 1.9167 | Residential & Commercial | Ducted CEE Tier 1
216013777 | Central HP <5.4 tons | YORK | HRCU-A-CB (Split System: Heat Pump with Remote Outdoor Unit-Air-Source) | HH824E2S11 | ADP |  | H,YG80*36+TXV-BLEED | Y91E060B12SMPS1 | 23000 | 17 | 9 | 21400 | 17400 | 81.31% | 2 | 0 | 12 |  |  |  | No | R-454B | 1.9167 | Residential & Commercial | Ducted CEE Tier 1
207698173 | Central HP <5.4 tons | Honeywell | HRCU-A-CB (Split System: Heat Pump with Remote Outdoor Unit-Air-Source) | HOH16S-36AA |  |  | HVTAN-24A |  | 23600 | 17 | 8.5 | 24000 | 17600 | 73.33% | 2.1 | 12.5 | 11.7 |  |  |  | No | R-410A | 1.9667 | Residential & Commercial | Ducted CEE Tier 1
213355435 | Central HP <5.4 tons | YORK | HRCU-A-CB (Split System: Heat Pump with Remote Outdoor Unit-Air-Source) | HMH72B341 | ASPEN |  | L(E,G)M36E6 |  | 32400 | 17 | 8.5 | 32000 | 28000 | 87.5% | 2.88 | 0 | 10 |  |  |  | No | R-410A | 2.7 | Residential & Commercial | Ducted CEE Tier 1
207658525 | Central HP <5.4 tons | BOSCH | HRCU-A-CB (Split System: Heat Pump with Remote Outdoor Unit-Air-Source) | BOVB-60HDN1-M20G |  |  | BVA-60WN1-M20 |  | 52000 | 18 | 9.5 | 55000 | 38500 | 70% | 2.02 | 12.5 | 11.7 |  |  |  | No | R-410A | 4.3333 | Residential & Commercial | Ducted CEE Tier 1
207454639 | Central HP <5.4 tons | BOSCH | HRCU-A-CB (Split System: Heat Pump with Remote Outdoor Unit-Air-Source) | BOVA-60HDN1-M20G |  |  | BMA*4248BNTF | BGH96M080B3B | 42500 | 17 | 8.8 | 43500 | 31000 | 71.26% | 1.9 | 11.2 | 11.7 |  |  |  | No | R-410A | 3.5417 | Residential & Commercial | Ducted CEE Tier 1
213753878 | Central HP <5.4 tons | CARRIER | HRCU-A-CB (Split System: Heat Pump with Remote Outdoor Unit-Air-Source) | 38MURAQ36AB3* | ASPEN |  | D(A,C,E)42B34+TDR | 59TP6C100V21**22 | 35200 | 17 | 8.1 | 38500 | 31800 | 82.6% | 2.72 | 0 | 10.5 |  |  |  | No | R-410A | 2.9333 | Residential & Commercial | Ducted CEE Tier 1
208128245 | Central HP <5.4 tons | BOSCH | HRCU-A-CB (Split System: Heat Pump with Remote Outdoor Unit-Air-Source) | BOVA-60HDN1-M15G |  |  | BVA-36WN1-M20 |  | 34200 | 16.3 | 8.5 | 34200 | 24000 | 70.18% | 2 | 11.5 | 10.4 |  |  |  | No | R-410A | 2.85 | Residential & Commercial | Ducted CEE Tier 1
215933561 | Central HP <5.4 tons | KEEPRITE | HRCU-A-CB (Split System: Heat Pump with Remote Outdoor Unit-Air-Source) | C5H3V36*K*AAA* |  |  | ESH5X48M12A*+WALLCON | *80CTL0701716B* | 33600 | 19 | 9 | 35000 | 26800 | 76.57% | 1.92 | 0 | 11 |  |  |  | No | R-454B | 2.8 | Residential & Commercial | Ducted CEE Tier 1
215933511 | Central HP <5.4 tons | KEEPRITE | HRCU-A-CB (Split System: Heat Pump with Remote Outdoor Unit-Air-Source) | C5H3V36*K*AAA* |  |  | ESH5X48M12A*+WALLCON | *80CSU0401712A* | 33600 | 19.5 | 9 | 35000 | 26600 | 76% | 1.92 | 0 | 11.5 |  |  |  | No | R-454B | 2.8 | Residential & Commercial | Ducted CEE Tier 1
215933461 | Central HP <5.4 tons | KEEPRITE | HRCU-A-CB (Split System: Heat Pump with Remote Outdoor Unit-Air-Source) | C5H3V36*K*AAA* |  |  | ESH5X42M12A*+WALLCON | *96CTN0401410B* | 32000 | 17 | 9 | 33800 | 26000 | 76.92% | 1.96 | 0 | 10.5 |  |  |  | No | R-454B | 2.6667 | Residential & Commercial | Ducted CEE Tier 1
214848960 | Central HP <5.4 tons | YORK | HRCU-A-CB (Split System: Heat Pump with Remote Outdoor Unit-Air-Source) | HH824E2S11 | ADP |  | H,YG35*36+TXV-BLEED | TM9E040A10MP12 | 23000 | 17 | 9 | 21400 | 17700 | 82.71% | 2 | 0 | 11 |  |  |  | No | R-454B | 1.9167 | Residential & Commercial | Ducted CEE Tier 1
214848969 | Central HP <5.4 tons | YORK | HRCU-A-CB (Split System: Heat Pump with Remote Outdoor Unit-Air-Source) | HH824E2S11 | ADP |  | H,YG35*36+TXV-BLEED | TM9Y080B12MP11 | 23000 | 17 | 9 | 21200 | 17000 | 80.19% | 2 | 0 | 12 |  |  |  | No | R-454B | 1.9167 | Residential & Commercial | Ducted CEE Tier 1
215735546 | Central HP <5.4 tons | YORK | HRCU-A-CB (Split System: Heat Pump with Remote Outdoor Unit-Air-Source) | HH824E2S11 | ADP |  | H,YE33*36+TXV-BLEED | Y82E060A12LMPS1 | 22600 | 18 | 8.8 | 21400 | 17300 | 80.84% | 1.96 | 0 | 11.7 |  |  |  | No | R-454B | 1.8833 | Residential & Commercial | Ducted CEE Tier 1
214848934 | Central HP <5.4 tons | YORK | HRCU-A-CB (Split System: Heat Pump with Remote Outdoor Unit-Air-Source) | HH860E2S11 | ADP |  | H,YG48*60+TXV | TM9Y080C16MP11 | 44000 | 17 | 8.5 | 42500 | 33400 | 78.59% | 2 | 0 | 11 |  |  |  | No | R-454B | 3.6667 | Residential & Commercial | Ducted CEE Tier 1
214849000 | Central HP <5.4 tons | YORK | HRCU-A-CB (Split System: Heat Pump with Remote Outdoor Unit-Air-Source) | HH860E2S11 | ADP |  | H,YG84*60+TXV-BLEED | Y81E100C16SMPS1 | 44000 | 18 | 8.5 | 42000 | 32800 | 78.1% | 2 | 0 | 12 |  |  |  | No | R-454B | 3.6667 | Residential & Commercial | Ducted CEE Tier 1
215424270 | Central HP <5.4 tons | LUXAIRE | HRCU-A-CB (Split System: Heat Pump with Remote Outdoor Unit-Air-Source) | HH860E2S11 | ADP |  | H,YE48*60+TXV-BLEED | TM8E120C16MP11 | 44500 | 18 | 8.5 | 43500 | 33800 | 77.7% | 2 | 0 | 11 |  |  |  | No | R-454B | 3.7083 | Residential & Commercial | Ducted CEE Tier 1
215424302 | Central HP <5.4 tons | LUXAIRE | HRCU-A-CB (Split System: Heat Pump with Remote Outdoor Unit-Air-Source) | HH860E2S11 | ADP |  | H,YE48*60+TXV-BLEED | TM9V080C16MP12 | 43500 | 18 | 8.5 | 42000 | 33000 | 78.57% | 2 | 0 | 11 |  |  |  | No | R-454B | 3.625 | Residential & Commercial | Ducted CEE Tier 1
215424327 | Central HP <5.4 tons | LUXAIRE | HRCU-A-CB (Split System: Heat Pump with Remote Outdoor Unit-Air-Source) | HH860E2S11 | ADP |  | H,YE36*60+TXV-BLEED | Z8ES120C20SMPS1 | 51000 | 18 | 8.3 | 51500 | 38000 | 73.79% | 1.96 | 0 | 11 |  |  |  | No | R-454B | 4.25 | Residential & Commercial | Ducted CEE Tier 1
214573686 | Central HP <5.4 tons | KENMORE | HRCU-A-CB (Split System: Heat Pump with Remote Outdoor Unit-Air-Source) | (C,H,T)VH837GKA2* |  |  | EA*4X37L21A*+WALLCON | *95CSU0802120B* | 32800 | 17.5 | 8.5 | 32800 | 25200 | 76.83% | 2 | 0 | 11 |  |  |  | No | R-410A | 2.7333 | Residential & Commercial | Ducted CEE Tier 1
215726703 | Central HP <5.4 tons | YORK | HRCU-A-CB (Split System: Heat Pump with Remote Outdoor Unit-Air-Source) | HH860E2S11 | ADP |  | H,YG50*48+TXV | Y81E120C16SMPS1 | 44000 | 18 | 8.5 | 41500 | 32600 | 78.55% | 2 | 0 | 12 |  |  |  | No | R-454B | 3.6667 | Residential & Commercial | Ducted CEE Tier 1
213160945 | Central HP <5.4 tons | DAY & NIGHT | HRCU-A-CB (Split System: Heat Pump with Remote Outdoor Unit-Air-Source) | DLCURAH36ABK | ADP |  | PL36H175P159+AEFE4B* |  | 36000 | 16 | 8.1 | 38000 | 35000 | 92.11% | 1.82 | 0 | 10 |  |  |  | No | R-410A | 3 | Residential & Commercial | Ducted CEE Tier 1
213752660 | Central HP <5.4 tons | CARRIER | HRCU-A-CB (Split System: Heat Pump with Remote Outdoor Unit-Air-Source) | 38MURAQ24AB3* | ASPEN |  | D(A,C,E)24B44+TDR | 58S(B,C)*B070M17**16 | 22400 | 17.3 | 8.4 | 25200 | 20000 | 79.37% | 2.97 | 0 | 10 |  |  |  | No | R-410A | 1.8667 | Residential & Commercial | Ducted CEE Tier 1
213752827 | Central HP <5.4 tons | CARRIER | HRCU-A-CB (Split System: Heat Pump with Remote Outdoor Unit-Air-Source) | 38MURAQ24AB3* | ASPEN |  | D(A,C,E)30B34+TDR | 59SC2E080M21**20 | 22800 | 17.2 | 8.4 | 25600 | 20200 | 78.91% | 2.96 | 0 | 10 |  |  |  | No | R-410A | 1.9 | Residential & Commercial | Ducted CEE Tier 1
215726736 | Central HP <5.4 tons | YORK | HRCU-A-CB (Split System: Heat Pump with Remote Outdoor Unit-Air-Source) | HH860E2S11 | ADP |  | H,YG52*60+TXV | Y81E130D20SMPS1 | 54000 | 19 | 8.5 | 52500 | 39000 | 74.29% | 2 | 0 | 11.7 |  |  |  | No | R-454B | 4.5 | Residential & Commercial | Ducted CEE Tier 1
215735562 | Central HP <5.4 tons | YORK | HRCU-A-CB (Split System: Heat Pump with Remote Outdoor Unit-Air-Source) | HH860E2S11 | ADP |  | H,YE1K*48+TXV-BLEED | TM9V100C16MP12 | 43000 | 17 | 8.45 | 42000 | 32800 | 78.1% | 1.98 | 0 | 11.5 |  |  |  | No | R-454B | 3.5833 | Residential & Commercial | Ducted CEE Tier 1
215731370 | Central HP <5.4 tons | YORK | HRCU-A-CB (Split System: Heat Pump with Remote Outdoor Unit-Air-Source) | HH860E2S11 | ADP |  | H,YG88*48+TXV | TM8V080C16MP12 | 43500 | 18 | 8.5 | 42000 | 32800 | 78.1% | 2 | 0 | 11.7 |  |  |  | No | R-454B | 3.625 | Residential & Commercial | Ducted CEE Tier 1
215731434 | Central HP <5.4 tons | YORK | HRCU-A-CB (Split System: Heat Pump with Remote Outdoor Unit-Air-Source) | HH860E2S11 | ADP |  | H,YG72*60+TXV-BLEED | TM8V100C20MP12 | 44000 | 18 | 8.5 | 42500 | 33200 | 78.12% | 2 | 0 | 11.7 |  |  |  | No | R-454B | 3.6667 | Residential & Commercial | Ducted CEE Tier 1
216497960 | Central HP <5.4 tons | AC PRO | HRCU-A-CB (Split System: Heat Pump with Remote Outdoor Unit-Air-Source) | SPHP-Y-V048BB |  |  | AIRH-Y-V04816CB |  | 48000 | 16 | 8.5 | 48000 | 38000 | 79.17% | 1.85 | 0 | 10 |  |  |  | No | R-454B | 4 | Residential & Commercial | Ducted CEE Tier 1
213164367 | Central HP <5.4 tons | YORK | HRCU-A-CB (Split System: Heat Pump with Remote Outdoor Unit-Air-Source) | HMH72B341 | ADP |  | CV361B9+AEF48BXP* |  | 33000 | 18 | 8.4 | 31400 | 22800 | 72.61% | 1.94 | 0 | 10 |  |  |  | No | R-410A | 2.75 | Residential & Commercial | Ducted CEE Tier 1
212524531 | Central HP <5.4 tons | Hessaire | HRCU-A-CB (Split System: Heat Pump with Remote Outdoor Unit-Air-Source) | HOC48 |  |  | HAH48 |  | 48000 | 17.5 | 8.5 | 47000 | 33000 | 70.21% | 1.9 | 10.2 | 10.1 |  |  |  | No | R-410A | 4 | Residential & Commercial | Ducted CEE Tier 1
213753009 | Central HP <5.4 tons | CARRIER | HRCU-A-CB (Split System: Heat Pump with Remote Outdoor Unit-Air-Source) | 38MURAQ24AB3* | ASPEN |  | D(A,C,E)36B34+TDR | 59TP6C060V14**12 | 23400 | 17 | 8.5 | 26200 | 20200 | 77.1% | 2.89 | 0 | 10 |  |  |  | No | R-410A | 1.95 | Residential & Commercial | Ducted CEE Tier 1
214588265 | Central HP <5.4 tons | BRYANT HEATING AND COOLING SYSTEMS | HRCU-A-CB (Split System: Heat Pump with Remote Outdoor Unit-Air-Source) | 38MURAQ24AB3* | ADP |  | C36A***L139 | 926TC30040V14*** | 23200 | 16 | 8.5 | 24800 | 24400 | 98.39% | 2.06 | 0 | 10 |  |  |  | No | R-410A | 1.9333 | Residential & Commercial | Ducted CEE Tier 1
213206226 | Central HP <5.4 tons | CARRIER | HRCU-A-CB (Split System: Heat Pump with Remote Outdoor Unit-Air-Source) | 38MURAQ24AB3* | ASPEN |  | D(A,C,E)24B44+TDR | 58S(B,C)*A045E14**12 | 23600 | 16.4 | 8.1 | 26000 | 20400 | 78.46% | 2.96 | 0 | 10.3 |  |  |  | No | R-410A | 1.9667 | Residential & Commercial | Ducted CEE Tier 1
213206263 | Central HP <5.4 tons | CARRIER | HRCU-A-CB (Split System: Heat Pump with Remote Outdoor Unit-Air-Source) | 38MURAQ24AB3* | ASPEN |  | D(A,C,E)30B34+TDR | 58S(B,C)*A070E17**12 | 23000 | 17 | 8.1 | 25600 | 20000 | 78.12% | 2.94 | 0 | 10 |  |  |  | No | R-410A | 1.9167 | Residential & Commercial | Ducted CEE Tier 1
213206311 | Central HP <5.4 tons | CARRIER | HRCU-A-CB (Split System: Heat Pump with Remote Outdoor Unit-Air-Source) | 38MURAQ24AB3* | ASPEN |  | D(A,C,E)30C44+TDR | 58S(B,C)*A090E21**20 | 23800 | 17 | 8.1 | 25800 | 20000 | 77.52% | 3 | 0 | 10.4 |  |  |  | No | R-410A | 1.9833 | Residential & Commercial | Ducted CEE Tier 1
213206380 | Central HP <5.4 tons | CARRIER | HRCU-A-CB (Split System: Heat Pump with Remote Outdoor Unit-Air-Source) | 38MURAQ24AB3* | ASPEN |  | D(A,C,E)30C44+TDR | 58TP*A090V21**20 | 23200 | 17 | 8.1 | 25400 | 19800 | 77.95% | 2.97 | 0 | 10.3 |  |  |  | No | R-410A | 1.9333 | Residential & Commercial | Ducted CEE Tier 1
213206413 | Central HP <5.4 tons | CARRIER | HRCU-A-CB (Split System: Heat Pump with Remote Outdoor Unit-Air-Source) | 38MURAQ24AB3* | ASPEN |  | D(A,C,E)30B34+TDR | 59SC2D040E17**12 | 23400 | 16 | 8.1 | 26000 | 20400 | 78.46% | 2.89 | 0 | 10 |  |  |  | No | R-410A | 1.95 | Residential & Commercial | Ducted CEE Tier 1
213206429 | Central HP <5.4 tons | CARRIER | HRCU-A-CB (Split System: Heat Pump with Remote Outdoor Unit-Air-Source) | 38MURAQ24AB3* | ASPEN |  | D(A,C,E)36B34+TDR | 59SC2D060E14**12 | 23400 | 17 | 8.1 | 25800 | 20000 | 77.52% | 2.86 | 0 | 10 |  |  |  | No | R-410A | 1.95 | Residential & Commercial | Ducted CEE Tier 1
213206446 | Central HP <5.4 tons | CARRIER | HRCU-A-CB (Split System: Heat Pump with Remote Outdoor Unit-Air-Source) | 38MURAQ24AB3* | ASPEN |  | D(A,C,E)24B44+TDR | 59SC2D080E17**16 | 23400 | 17.4 | 8.1 | 25600 | 20000 | 78.12% | 2.86 | 0 | 10.3 |  |  |  | No | R-410A | 1.95 | Residential & Commercial | Ducted CEE Tier 1
215935261 | Central HP <5.4 tons | KEEPRITE | HRCU-A-CB (Split System: Heat Pump with Remote Outdoor Unit-Air-Source) | C5H3V36*K*AAA* |  |  | EVM5X60M21A*+WALLCON | *95CSU1002122B* | 35600 | 22 | 8.5 | 38000 | 28400 | 74.74% | 2.02 | 0 | 12.5 |  |  |  | No | R-454B | 2.9667 | Residential & Commercial | Ducted CEE Tier 1
215934691 | Central HP <5.4 tons | KEEPRITE | HRCU-A-CB (Split System: Heat Pump with Remote Outdoor Unit-Air-Source) | C5H3V36*K*AAA* |  |  | EVM5X32M17A*+WALLCON | *97CMN0601714B* | 35000 | 21 | 8.5 | 38000 | 28000 | 73.68% | 2.06 | 0 | 11.5 |  |  |  | No | R-454B | 2.9167 | Residential & Commercial | Ducted CEE Tier 1
213753712 | Central HP <5.4 tons | CARRIER | HRCU-A-CB (Split System: Heat Pump with Remote Outdoor Unit-Air-Source) | 38MURAQ36AB3* | ASPEN |  | D(A,C,E)36B34+TDR | 58TP*B045V14**12 | 34600 | 16 | 8.1 | 38500 | 32200 | 83.64% | 2.64 | 0 | 10 |  |  |  | No | R-410A | 2.8833 | Residential & Commercial | Ducted CEE Tier 1
213753730 | Central HP <5.4 tons | CARRIER | HRCU-A-CB (Split System: Heat Pump with Remote Outdoor Unit-Air-Source) | 38MURAQ36AB3* | ASPEN |  | D(A,C,E)42B34+TDR | 58TP*B090V17**16 | 34800 | 16.5 | 8.1 | 38500 | 31800 | 82.6% | 2.67 | 0 | 10 |  |  |  | No | R-410A | 2.9 | Residential & Commercial | Ducted CEE Tier 1
213753743 | Central HP <5.4 tons | CARRIER | HRCU-A-CB (Split System: Heat Pump with Remote Outdoor Unit-Air-Source) | 38MURAQ36AB3* | ASPEN |  | D(A,C,E)36B34+TDR | 58TP*B135V24**22 | 35200 | 16.5 | 8.1 | 38500 | 32200 | 83.64% | 2.58 | 0 | 10 |  |  |  | No | R-410A | 2.9333 | Residential & Commercial | Ducted CEE Tier 1
213753811 | Central HP <5.4 tons | CARRIER | HRCU-A-CB (Split System: Heat Pump with Remote Outdoor Unit-Air-Source) | 38MURAQ36AB3* | ASPEN |  | D(A,C,E)42B34+TDR | 59SC6A120M24**22 | 35000 | 16.5 | 8.1 | 38500 | 31800 | 82.6% | 2.7 | 0 | 10 |  |  |  | No | R-410A | 2.9167 | Residential & Commercial | Ducted CEE Tier 1
213546701 | Central HP <5.4 tons | LENNOX | HRCU-A-CB (Split System: Heat Pump with Remote Outdoor Unit-Air-Source) | EL22XPV-024-230A** | ADP |  | L*35/36U9 | EL297UH070XV36B* | 23800 | 21 | 8.5 | 22000 | 15400 | 70% | 1.92 | 0 | 13.5 |  |  |  | No | R-410A | 1.9833 | Residential & Commercial | Ducted CEE Tier 1
213546737 | Central HP <5.4 tons | LENNOX | HRCU-A-CB (Split System: Heat Pump with Remote Outdoor Unit-Air-Source) | EL22XPV-024-230A** | ADP |  | LH18/37D9 | ML180UH045XE36A* | 23400 | 21 | 8.5 | 21200 | 14900 | 70.28% | 1.86 | 0 | 13.5 |  |  |  | No | R-410A | 1.95 | Residential & Commercial | Ducted CEE Tier 1
213164376 | Central HP <5.4 tons | YORK | HRCU-A-CB (Split System: Heat Pump with Remote Outdoor Unit-Air-Source) | HMH72B341 | ADP |  | CV365B9+AEF48BXP* |  | 33800 | 18 | 8.6 | 31600 | 22800 | 72.15% | 1.98 | 0 | 10 |  |  |  | No | R-410A | 2.8167 | Residential & Commercial | Ducted CEE Tier 1
215731436 | Central HP <5.4 tons | YORK | HRCU-A-CB (Split System: Heat Pump with Remote Outdoor Unit-Air-Source) | HH860E2S11 | ADP |  | H,YG72*48+TXV | TM8V100C20MP12 | 44000 | 18 | 8.5 | 42500 | 33200 | 78.12% | 2 | 0 | 11.7 |  |  |  | No | R-454B | 3.6667 | Residential & Commercial | Ducted CEE Tier 1
215731459 | Central HP <5.4 tons | YORK | HRCU-A-CB (Split System: Heat Pump with Remote Outdoor Unit-Air-Source) | HH860E2S11 | ADP |  | H,YG37*60+TXV-BLEED | TM8V120C20MP12 | 52000 | 18 | 8.35 | 52000 | 38500 | 74.04% | 1.98 | 0 | 10.5 |  |  |  | No | R-454B | 4.3333 | Residential & Commercial | Ducted CEE Tier 1
215731504 | Central HP <5.4 tons | YORK | HRCU-A-CB (Split System: Heat Pump with Remote Outdoor Unit-Air-Source) | HH860E2S11 | ADP |  | H,YG72*60+TXV-BLEED | TM9Y080C16MP11 | 44000 | 17 | 8.5 | 42500 | 33400 | 78.59% | 2 | 0 | 11 |  |  |  | No | R-454B | 3.6667 | Residential & Commercial | Ducted CEE Tier 1
215731511 | Central HP <5.4 tons | YORK | HRCU-A-CB (Split System: Heat Pump with Remote Outdoor Unit-Air-Source) | HH860E2S11 | ADP |  | H,YG54*48+TXV-BLEED | TM9Y080C16MP11 | 44000 | 17 | 8.5 | 42500 | 33400 | 78.59% | 2 | 0 | 11 |  |  |  | No | R-454B | 3.6667 | Residential & Commercial | Ducted CEE Tier 1
215731520 | Central HP <5.4 tons | YORK | HRCU-A-CB (Split System: Heat Pump with Remote Outdoor Unit-Air-Source) | HH860E2S11 | ADP |  | H,YG53*48+TXV | TM9Y080C16MP11 | 44000 | 17 | 8.5 | 42500 | 33400 | 78.59% | 2 | 0 | 11 |  |  |  | No | R-454B | 3.6667 | Residential & Commercial | Ducted CEE Tier 1
215731527 | Central HP <5.4 tons | YORK | HRCU-A-CB (Split System: Heat Pump with Remote Outdoor Unit-Air-Source) | HH860E2S11 | ADP |  | H,YG74*48+TXV | TM9Y080C16MP11 | 44000 | 17 | 8.5 | 42500 | 33400 | 78.59% | 2 | 0 | 11 |  |  |  | No | R-454B | 3.6667 | Residential & Commercial | Ducted CEE Tier 1
215731529 | Central HP <5.4 tons | YORK | HRCU-A-CB (Split System: Heat Pump with Remote Outdoor Unit-Air-Source) | HH860E2S11 | ADP |  | H,YG52*48+TXV-BLEED | TM9Y080C16MP11 | 44000 | 17 | 8.5 | 42500 | 33400 | 78.59% | 2 | 0 | 11 |  |  |  | No | R-454B | 3.6667 | Residential & Commercial | Ducted CEE Tier 1
215731534 | Central HP <5.4 tons | YORK | HRCU-A-CB (Split System: Heat Pump with Remote Outdoor Unit-Air-Source) | HH860E2S11 | ADP |  | H,YG88*48+TXV | TM9Y080C16MP11 | 44000 | 17 | 8.5 | 42500 | 33400 | 78.59% | 2 | 0 | 11 |  |  |  | No | R-454B | 3.6667 | Residential & Commercial | Ducted CEE Tier 1
215933731 | Central HP <5.4 tons | KEEPRITE | HRCU-A-CB (Split System: Heat Pump with Remote Outdoor Unit-Air-Source) | C5H3V36*K*AAA* |  |  | ESH5X60M12A*+WALLCON | *80CSU0601716A* | 34000 | 19.5 | 9 | 34400 | 26000 | 75.58% | 1.94 | 0 | 11.7 |  |  |  | No | R-454B | 2.8333 | Residential & Commercial | Ducted CEE Tier 1
215933001 | Central HP <5.4 tons | KEEPRITE | HRCU-A-CB (Split System: Heat Pump with Remote Outdoor Unit-Air-Source) | C5H3V36*K*AAA* |  |  | ESH5X30M12A*+WALLCON | *97CMN0601714B* | 32200 | 18 | 9 | 34800 | 26800 | 77.01% | 1.9 | 0 | 10 |  |  |  | No | R-454B | 2.6833 | Residential & Commercial | Ducted CEE Tier 1
215731543 | Central HP <5.4 tons | YORK | HRCU-A-CB (Split System: Heat Pump with Remote Outdoor Unit-Air-Source) | HH860E2S11 | ADP |  | H,YG3K*48+TXV | TM9Y100C16MP11 | 44000 | 16 | 8.5 | 42500 | 33400 | 78.59% | 2 | 0 | 11 |  |  |  | No | R-454B | 3.6667 | Residential & Commercial | Ducted CEE Tier 1
215731554 | Central HP <5.4 tons | YORK | HRCU-A-CB (Split System: Heat Pump with Remote Outdoor Unit-Air-Source) | HH860E2S11 | ADP |  | H,YG53*48+TXV | TM9Y100C16MP11 | 44000 | 17 | 8.5 | 42500 | 33400 | 78.59% | 2 | 0 | 11 |  |  |  | No | R-454B | 3.6667 | Residential & Commercial | Ducted CEE Tier 1
215731586 | Central HP <5.4 tons | YORK | HRCU-A-CB (Split System: Heat Pump with Remote Outdoor Unit-Air-Source) | HH860E2S11 | ADP |  | H,YG37*60+TXV | TM9Y120D20MP11 | 52000 | 18 | 8.35 | 52500 | 39000 | 74.29% | 1.98 | 0 | 10.5 |  |  |  | No | R-454B | 4.3333 | Residential & Commercial | Ducted CEE Tier 1
215731620 | Central HP <5.4 tons | YORK | HRCU-A-CB (Split System: Heat Pump with Remote Outdoor Unit-Air-Source) | HH860E2S11 | ADP |  | H,YG53*48+TXV | Y81E080C16SMPS1 | 44500 | 18 | 8.5 | 42500 | 33000 | 77.65% | 2 | 0 | 12 |  |  |  | No | R-454B | 3.7083 | Residential & Commercial | Ducted CEE Tier 1
214848992 | Central HP <5.4 tons | YORK | HRCU-A-CB (Split System: Heat Pump with Remote Outdoor Unit-Air-Source) | HH860E2S11 | ADP |  | H,YG84*60+TXV-BLEED | TM9V100C20MP12 | 52000 | 19 | 8.5 | 51500 | 38000 | 73.79% | 2 | 0 | 11 |  |  |  | No | R-454B | 4.3333 | Residential & Commercial | Ducted CEE Tier 1
214848999 | Central HP <5.4 tons | YORK | HRCU-A-CB (Split System: Heat Pump with Remote Outdoor Unit-Air-Source) | HH860E2S11 | ADP |  | H,YG84*60+TXV-BLEED | Y81E080C20SMPS1 | 53000 | 19 | 8.5 | 52000 | 38500 | 74.04% | 2 | 0 | 11 |  |  |  | No | R-454B | 4.4167 | Residential & Commercial | Ducted CEE Tier 1
214849001 | Central HP <5.4 tons | YORK | HRCU-A-CB (Split System: Heat Pump with Remote Outdoor Unit-Air-Source) | HH860E2S11 | ADP |  | H,YG84*60+TXV-BLEED | Y81E100C20SMPS1 | 53000 | 19 | 8.5 | 51500 | 38000 | 73.79% | 2 | 0 | 11.7 |  |  |  | No | R-454B | 4.4167 | Residential & Commercial | Ducted CEE Tier 1
214776453 | Central HP <5.4 tons | YORK | HRCU-A-CB (Split System: Heat Pump with Remote Outdoor Unit-Air-Source) | HH860E2S11 | ADP |  | CV603**A+TXV | TL9E080C16UH11 | 44500 | 18 | 8.5 | 44000 | 34000 | 77.27% | 2 | 0 | 11 |  |  |  | No | R-454B | 3.7083 | Residential & Commercial | Ducted CEE Tier 1
214776478 | Central HP <5.4 tons | YORK | HRCU-A-CB (Split System: Heat Pump with Remote Outdoor Unit-Air-Source) | HH860E2S11 | ADP |  | CV600**C+TXV | TM9E080C16MP12 | 44000 | 17 | 8.4 | 43500 | 34000 | 78.16% | 1.98 | 0 | 10.5 |  |  |  | No | R-454B | 3.6667 | Residential & Commercial | Ducted CEE Tier 1
214776576 | Central HP <5.4 tons | YORK | HRCU-A-CB (Split System: Heat Pump with Remote Outdoor Unit-Air-Source) | HH860E2S11 | ADP |  | CV606**C+TXV | TM9V100C16MP12 | 43500 | 18 | 8.5 | 42000 | 32800 | 78.1% | 2 | 0 | 11.7 |  |  |  | No | R-454B | 3.625 | Residential & Commercial | Ducted CEE Tier 1
214776594 | Central HP <5.4 tons | YORK | HRCU-A-CB (Split System: Heat Pump with Remote Outdoor Unit-Air-Source) | HH860E2S11 | ADP |  | CV602D*A+TXV | TM9V100C20MP12 | 52000 | 19 | 8.5 | 51500 | 38000 | 73.79% | 2 | 0 | 11 |  |  |  | No | R-454B | 4.3333 | Residential & Commercial | Ducted CEE Tier 1
214776628 | Central HP <5.4 tons | YORK | HRCU-A-CB (Split System: Heat Pump with Remote Outdoor Unit-Air-Source) | HH860E2S11 | ADP |  | CV600**C+TXV | TMLE080C20MP11 | 52000 | 18 | 8.3 | 53000 | 39500 | 74.53% | 1.96 | 0 | 10.5 |  |  |  | No | R-454B | 4.3333 | Residential & Commercial | Ducted CEE Tier 1
214776644 | Central HP <5.4 tons | YORK | HRCU-A-CB (Split System: Heat Pump with Remote Outdoor Unit-Air-Source) | HH860E2S11 | ADP |  | CH600D*C+TXV | TMLE100C16MP11 | 44000 | 17 | 8.4 | 43500 | 33800 | 77.7% | 1.98 | 0 | 10.5 |  |  |  | No | R-454B | 3.6667 | Residential & Commercial | Ducted CEE Tier 1
214776660 | Central HP <5.4 tons | YORK | HRCU-A-CB (Split System: Heat Pump with Remote Outdoor Unit-Air-Source) | HH860E2S11 | ADP |  | CV600**C+TXV | TMLE100C20MP11 | 52000 | 18 | 8.3 | 53000 | 39500 | 74.53% | 1.96 | 0 | 10.5 |  |  |  | No | R-454B | 4.3333 | Residential & Commercial | Ducted CEE Tier 1
214776669 | Central HP <5.4 tons | YORK | HRCU-A-CB (Split System: Heat Pump with Remote Outdoor Unit-Air-Source) | HH860E2S11 | ADP |  | CV602D*A+TXV | TMLE100C20MP11 | 53500 | 19 | 8.5 | 53000 | 39500 | 74.53% | 2 | 0 | 11 |  |  |  | No | R-454B | 4.4583 | Residential & Commercial | Ducted CEE Tier 1
214776692 | Central HP <5.4 tons | YORK | HRCU-A-CB (Split System: Heat Pump with Remote Outdoor Unit-Air-Source) | HH860E2S11 | ADP |  | CV605**C+TXV | TMLE130D20MP11 | 54000 | 18 | 8.5 | 53000 | 39500 | 74.53% | 2 | 0 | 11 |  |  |  | No | R-454B | 4.5 | Residential & Commercial | Ducted CEE Tier 1
214588216 | Central HP <5.4 tons | BRYANT HEATING AND COOLING SYSTEMS | HRCU-A-CB (Split System: Heat Pump with Remote Outdoor Unit-Air-Source) | 38MURAQ18AB3* | ADP |  | C36A***L129 | 926TC36040V17*** | 16900 | 16 | 8.5 | 16600 | 19000 | 114.5% | 2.34 | 0 | 10 |  |  |  | No | R-410A | 1.4083 | Residential & Commercial | Ducted CEE Tier 1
213206478 | Central HP <5.4 tons | CARRIER | HRCU-A-CB (Split System: Heat Pump with Remote Outdoor Unit-Air-Source) | 38MURAQ24AB3* | ASPEN |  | D(A,C,E)36C34+TDR | 59SC2D100E21**20 | 23800 | 17 | 8.1 | 26000 | 20200 | 77.69% | 2.86 | 0 | 10.3 |  |  |  | No | R-410A | 1.9833 | Residential & Commercial | Ducted CEE Tier 1
213206580 | Central HP <5.4 tons | CARRIER | HRCU-A-CB (Split System: Heat Pump with Remote Outdoor Unit-Air-Source) | 38MURAQ24AB3* | ASPEN |  | D(A,C,E)36B34+TDR | 59TP6B040V17**12 | 23200 | 16 | 8.1 | 25800 | 20200 | 78.29% | 2.69 | 0 | 10 |  |  |  | No | R-410A | 1.9333 | Residential & Commercial | Ducted CEE Tier 1
213206597 | Central HP <5.4 tons | CARRIER | HRCU-A-CB (Split System: Heat Pump with Remote Outdoor Unit-Air-Source) | 38MURAQ24AB3* | ASPEN |  | D(A,C,E)24B44+TDR | 59TP6B060V17**14 | 23800 | 16.5 | 8.1 | 26200 | 20200 | 77.1% | 2.8 | 0 | 10 |  |  |  | No | R-410A | 1.9833 | Residential & Commercial | Ducted CEE Tier 1
213206613 | Central HP <5.4 tons | CARRIER | HRCU-A-CB (Split System: Heat Pump with Remote Outdoor Unit-Air-Source) | 38MURAQ24AB3* | ASPEN |  | D(A,C,E)30C44+TDR | 59TP6B080V17**16 | 23400 | 17 | 8.1 | 25600 | 19900 | 77.73% | 2.66 | 0 | 10.4 |  |  |  | No | R-410A | 1.95 | Residential & Commercial | Ducted CEE Tier 1
215290425 | Central HP <5.4 tons | AIRQUEST | HRCU-A-CB (Split System: Heat Pump with Remote Outdoor Unit-Air-Source) | DLCURAH18ABK | ADP |  | HG7J936 | *96VTN0801716B* | 17500 | 16 | 8.5 | 17100 | 18700 | 109.4% | 2.3 | 0 | 10.5 |  |  |  | No | R-410A | 1.4583 | Residential & Commercial | Ducted CEE Tier 1
215290434 | Central HP <5.4 tons | AIRQUEST | HRCU-A-CB (Split System: Heat Pump with Remote Outdoor Unit-Air-Source) | DLCURAH18ABK | ADP |  | H,GE9J936 | *96VTN0801716B* | 17700 | 16 | 8.5 | 17100 | 18700 | 109.4% | 2.3 | 0 | 11 |  |  |  | No | R-410A | 1.475 | Residential & Commercial | Ducted CEE Tier 1
215731627 | Central HP <5.4 tons | YORK | HRCU-A-CB (Split System: Heat Pump with Remote Outdoor Unit-Air-Source) | HH860E2S11 | ADP |  | H,YG74*48+TXV | Y81E080C16SMPS1 | 44500 | 18 | 8.5 | 42500 | 33000 | 77.65% | 2 | 0 | 12 |  |  |  | No | R-454B | 3.7083 | Residential & Commercial | Ducted CEE Tier 1
215731634 | Central HP <5.4 tons | YORK | HRCU-A-CB (Split System: Heat Pump with Remote Outdoor Unit-Air-Source) | HH860E2S11 | ADP |  | H,YG88*48+TXV | Y81E080C16SMPS1 | 44500 | 18 | 8.5 | 42500 | 33000 | 77.65% | 2 | 0 | 12 |  |  |  | No | R-454B | 3.7083 | Residential & Commercial | Ducted CEE Tier 1
215731643 | Central HP <5.4 tons | YORK | HRCU-A-CB (Split System: Heat Pump with Remote Outdoor Unit-Air-Source) | HH860E2S11 | ADP |  | H,YG54*60+TXV-BLEED | Y81E080C20SMPS1 | 53000 | 19 | 8.5 | 52000 | 38500 | 74.04% | 2 | 0 | 11 |  |  |  | No | R-454B | 4.4167 | Residential & Commercial | Ducted CEE Tier 1
215731645 | Central HP <5.4 tons | YORK | HRCU-A-CB (Split System: Heat Pump with Remote Outdoor Unit-Air-Source) | HH860E2S11 | ADP |  | H,YG55*60+TXV-BLEED | Y81E080C20SMPS1 | 53000 | 19 | 8.5 | 52000 | 38500 | 74.04% | 2 | 0 | 11 |  |  |  | No | R-454B | 4.4167 | Residential & Commercial | Ducted CEE Tier 1
215731670 | Central HP <5.4 tons | YORK | HRCU-A-CB (Split System: Heat Pump with Remote Outdoor Unit-Air-Source) | HH860E2S11 | ADP |  | H,YG53*48+TXV | Y81E100C16SMPS1 | 44000 | 18 | 8.5 | 42000 | 32800 | 78.1% | 2 | 0 | 12 |  |  |  | No | R-454B | 3.6667 | Residential & Commercial | Ducted CEE Tier 1
215731688 | Central HP <5.4 tons | YORK | HRCU-A-CB (Split System: Heat Pump with Remote Outdoor Unit-Air-Source) | HH860E2S11 | ADP |  | H,YG72*60+TXV-BLEED | Y81E100C20SMPS1 | 44500 | 18 | 8.5 | 42500 | 33000 | 77.65% | 2 | 0 | 12 |  |  |  | No | R-454B | 3.7083 | Residential & Commercial | Ducted CEE Tier 1
215731704 | Central HP <5.4 tons | YORK | HRCU-A-CB (Split System: Heat Pump with Remote Outdoor Unit-Air-Source) | HH860E2S11 | ADP |  | H,YG37*60+TXV | Y81E120C16SMPS1 | 44000 | 17 | 8.5 | 42000 | 32600 | 77.62% | 2 | 0 | 12 |  |  |  | No | R-454B | 3.6667 | Residential & Commercial | Ducted CEE Tier 1
215731711 | Central HP <5.4 tons | YORK | HRCU-A-CB (Split System: Heat Pump with Remote Outdoor Unit-Air-Source) | HH860E2S11 | ADP |  | H,YG3K*48+TXV | Y81E120C16SMPS1 | 44000 | 17 | 8.5 | 42000 | 32600 | 77.62% | 2 | 0 | 12 |  |  |  | No | R-454B | 3.6667 | Residential & Commercial | Ducted CEE Tier 1
214776308 | Central HP <5.4 tons | YORK | HRCU-A-CB (Split System: Heat Pump with Remote Outdoor Unit-Air-Source) | HH824E2S11 | ADP |  | CX360B*35+TXV | TL9E060B12UH11 | 23000 | 17 | 9 | 21400 | 17600 | 82.24% | 2 | 0 | 12 |  |  |  | No | R-454B | 1.9167 | Residential & Commercial | Ducted CEE Tier 1
214776319 | Central HP <5.4 tons | YORK | HRCU-A-CB (Split System: Heat Pump with Remote Outdoor Unit-Air-Source) | HH824E2S11 | ADP |  | CV363**C+TXV | TM9E026A08MP12 | 22400 | 16 | 8.8 | 21400 | 17200 | 80.37% | 1.96 | 0 | 10.5 |  |  |  | No | R-454B | 1.8667 | Residential & Commercial | Ducted CEE Tier 1
214776344 | Central HP <5.4 tons | YORK | HRCU-A-CB (Split System: Heat Pump with Remote Outdoor Unit-Air-Source) | HH824E2S11 | ADP |  | CX360A*35+TXV | TM9V040A10MP12 | 22200 | 16 | 8.65 | 21200 | 17100 | 80.66% | 1.94 | 0 | 10.5 |  |  |  | No | R-454B | 1.85 | Residential & Commercial | Ducted CEE Tier 1
214776360 | Central HP <5.4 tons | YORK | HRCU-A-CB (Split System: Heat Pump with Remote Outdoor Unit-Air-Source) | HH824E2S11 | ADP |  | CH368A*C+TXV | TMLE040A12MP11 | 22800 | 16 | 8.9 | 21000 | 16800 | 80% | 1.98 | 0 | 11.7 |  |  |  | No | R-454B | 1.9 | Residential & Commercial | Ducted CEE Tier 1
215735548 | Central HP <5.4 tons | YORK | HRCU-A-CB (Split System: Heat Pump with Remote Outdoor Unit-Air-Source) | HH824E2S11 | ADP |  | H,YE33*36+TXV-BLEED | Y82E080B12LMPS1 | 23000 | 18 | 9 | 21400 | 18100 | 84.58% | 2 | 0 | 12 |  |  |  | No | R-454B | 1.9167 | Residential & Commercial | Ducted CEE Tier 1
214776376 | Central HP <5.4 tons | YORK | HRCU-A-CB (Split System: Heat Pump with Remote Outdoor Unit-Air-Source) | HH824E2S11 | ADP |  | CH240A*C+TXV | Y82E060A12LMPS1 | 22400 | 18 | 8.7 | 21200 | 17300 | 81.6% | 1.94 | 0 | 11.5 |  |  |  | No | R-454B | 1.8667 | Residential & Commercial | Ducted CEE Tier 1
214776378 | Central HP <5.4 tons | YORK | HRCU-A-CB (Split System: Heat Pump with Remote Outdoor Unit-Air-Source) | HH824E2S11 | ADP |  | CX360A*35+TXV | Y82E060A12LMPS1 | 22200 | 18 | 8.65 | 21200 | 17300 | 81.6% | 1.94 | 0 | 11.5 |  |  |  | No | R-454B | 1.85 | Residential & Commercial | Ducted CEE Tier 1
215425704 | Central HP <5.4 tons | YORK | HRCU-A-CB (Split System: Heat Pump with Remote Outdoor Unit-Air-Source) | HH824E2S11 | ADP |  | H,YE32*30+TXV | TM9E040A10MP12 | 22200 | 16 | 8.65 | 21200 | 17700 | 83.49% | 1.94 | 0 | 10.5 |  |  |  | No | R-454B | 1.85 | Residential & Commercial | Ducted CEE Tier 1
215425729 | Central HP <5.4 tons | YORK | HRCU-A-CB (Split System: Heat Pump with Remote Outdoor Unit-Air-Source) | HH824E2S11 | ADP |  | H,YE24*36+TXV | TM9V040A10MP12 | 22000 | 16 | 8.55 | 21200 | 17100 | 80.66% | 1.92 | 0 | 10.5 |  |  |  | No | R-454B | 1.8333 | Residential & Commercial | Ducted CEE Tier 1
215425731 | Central HP <5.4 tons | YORK | HRCU-A-CB (Split System: Heat Pump with Remote Outdoor Unit-Air-Source) | HH824E2S11 | ADP |  | H,YE32*24+TXV | TM9V040A10MP12 | 22200 | 16 | 8.65 | 21200 | 17100 | 80.66% | 1.94 | 0 | 10.5 |  |  |  | No | R-454B | 1.85 | Residential & Commercial | Ducted CEE Tier 1
215425738 | Central HP <5.4 tons | YORK | HRCU-A-CB (Split System: Heat Pump with Remote Outdoor Unit-Air-Source) | HH824E2S11 | ADP |  | H,YE32*24+TXV | TM9V060B12MP12 | 22200 | 17 | 8.65 | 21200 | 17200 | 81.13% | 1.94 | 0 | 11 |  |  |  | No | R-454B | 1.85 | Residential & Commercial | Ducted CEE Tier 1
215425747 | Central HP <5.4 tons | YORK | HRCU-A-CB (Split System: Heat Pump with Remote Outdoor Unit-Air-Source) | HH824E2S11 | ADP |  | H,YE33*30+TXV | TM9V080B12MP12 | 23000 | 17 | 9 | 21400 | 17900 | 83.64% | 2 | 0 | 12 |  |  |  | No | R-454B | 1.9167 | Residential & Commercial | Ducted CEE Tier 1
215425758 | Central HP <5.4 tons | YORK | HRCU-A-CB (Split System: Heat Pump with Remote Outdoor Unit-Air-Source) | HH824E2S11 | ADP |  | H,YE32*30+TXV-BLEED | TM9Y060B12MP11 | 22200 | 17 | 8.65 | 21200 | 17300 | 81.6% | 1.94 | 0 | 11 |  |  |  | No | R-454B | 1.85 | Residential & Commercial | Ducted CEE Tier 1
215932701 | Central HP <5.4 tons | KEEPRITE | HRCU-A-CB (Split System: Heat Pump with Remote Outdoor Unit-Air-Source) | C5H3V36*K*AAA* |  |  | EA*5X61M21A*+WALLCON | *80CTL0701716B* | 34200 | 20 | 9 | 34800 | 26400 | 75.86% | 1.94 | 0 | 11.7 |  |  |  | No | R-454B | 2.85 | Residential & Commercial | Ducted CEE Tier 1
215933831 | Central HP <5.4 tons | KEEPRITE | HRCU-A-CB (Split System: Heat Pump with Remote Outdoor Unit-Air-Source) | C5H3V36*K*AAA* |  |  | ESH5X60M12A*+WALLCON | *95CSU0601716B* | 34000 | 19 | 9 | 34800 | 26400 | 75.86% | 1.92 | 0 | 11 |  |  |  | No | R-454B | 2.8333 | Residential & Commercial | Ducted CEE Tier 1
215935001 | Central HP <5.4 tons | KEEPRITE | HRCU-A-CB (Split System: Heat Pump with Remote Outdoor Unit-Air-Source) | C5H3V36*K*AAA* |  |  | EVM5X49M21A*+WALLCON | *80CTL0451712B* | 35200 | 21 | 8.5 | 39000 | 29400 | 75.38% | 2 | 0 | 11.7 |  |  |  | No | R-454B | 2.9333 | Residential & Commercial | Ducted CEE Tier 1
213613380 | Central HP <5.4 tons | CARRIER | HRCU-A-CB (Split System: Heat Pump with Remote Outdoor Unit-Air-Source) | 38MURAQ24AB3* | ASPEN |  | L(E,G)M24C4 |  | 23400 | 16 | 9 | 26400 | 20400 | 77.27% | 2.88 | 0 | 10 |  |  |  | No | R-410A | 1.95 | Residential & Commercial | Ducted CEE Tier 1
215425790 | Central HP <5.4 tons | YORK | HRCU-A-CB (Split System: Heat Pump with Remote Outdoor Unit-Air-Source) | HH824E2S11 | ADP |  | H,YE24*36+TXV | Y82E060A12LMPS1 | 21800 | 18 | 8.55 | 21200 | 17300 | 81.6% | 1.92 | 0 | 11 |  |  |  | No | R-454B | 1.8167 | Residential & Commercial | Ducted CEE Tier 1
215425797 | Central HP <5.4 tons | YORK | HRCU-A-CB (Split System: Heat Pump with Remote Outdoor Unit-Air-Source) | HH824E2S11 | ADP |  | H,YE24*36+TXV | Y82E080B12LMPS1 | 21800 | 18 | 9 | 21200 | 17500 | 82.55% | 1.92 | 0 | 11 |  |  |  | No | R-454B | 1.8167 | Residential & Commercial | Ducted CEE Tier 1
215425799 | Central HP <5.4 tons | YORK | HRCU-A-CB (Split System: Heat Pump with Remote Outdoor Unit-Air-Source) | HH824E2S11 | ADP |  | H,YE32*24+TXV | Y82E080B12LMPS1 | 22200 | 18 | 9.1 | 21200 | 17500 | 82.55% | 1.94 | 0 | 11 |  |  |  | No | R-454B | 1.85 | Residential & Commercial | Ducted CEE Tier 1
215425824 | Central HP <5.4 tons | YORK | HRCU-A-CB (Split System: Heat Pump with Remote Outdoor Unit-Air-Source) | HH824E2S11 | ADP |  | H,YE24*24+TXV | Y91E060B12SMPS1 | 22400 | 16 | 8.8 | 21400 | 18200 | 85.05% | 1.96 | 0 | 11 |  |  |  | No | R-454B | 1.8667 | Residential & Commercial | Ducted CEE Tier 1
215425706 | Central HP <5.4 tons | YORK | HRCU-A-CB (Split System: Heat Pump with Remote Outdoor Unit-Air-Source) | HH824E2S11 | ADP |  | H,YE7J*24+TXV | TM9E040A10MP12 | 22400 | 16 | 8.8 | 21400 | 17700 | 82.71% | 1.96 | 0 | 10.5 |  |  |  | No | R-454B | 1.8667 | Residential & Commercial | Ducted CEE Tier 1
215425763 | Central HP <5.4 tons | YORK | HRCU-A-CB (Split System: Heat Pump with Remote Outdoor Unit-Air-Source) | HH824E2S11 | ADP |  | H,YE24*24+TXV | TM9Y080B12MP11 | 22000 | 17 | 8.55 | 21000 | 17000 | 80.95% | 1.92 | 0 | 11 |  |  |  | No | R-454B | 1.8333 | Residential & Commercial | Ducted CEE Tier 1
212394298 | Central HP <5.4 tons | TOSOT | HRCU-A-CB (Split System: Heat Pump with Remote Outdoor Unit-Air-Source) | TU36-24WADU |  |  | TCAT24F/NAA | ML296UH070XV36B-* | 23000 | 15.5 | 8.5 | 24000 | 16800 | 70% | 1.75 | 0 | 11 |  |  |  | No | R-410A | 1.9167 | Residential & Commercial | Ducted CEE Tier 1
214776703 | Central HP <5.4 tons | YORK | HRCU-A-CB (Split System: Heat Pump with Remote Outdoor Unit-Air-Source) | HH860E2S11 | ADP |  | CH600D*C+TXV | TMLV100C16MP12 | 43000 | 17 | 8.4 | 42000 | 32800 | 78.1% | 1.98 | 0 | 11.5 |  |  |  | No | R-454B | 3.5833 | Residential & Commercial | Ducted CEE Tier 1
214776719 | Central HP <5.4 tons | YORK | HRCU-A-CB (Split System: Heat Pump with Remote Outdoor Unit-Air-Source) | HH860E2S11 | ADP |  | CV600**C+TXV | TMLV120C20MP12 | 51500 | 18 | 8.3 | 52000 | 38500 | 74.04% | 1.96 | 0 | 10.5 |  |  |  | No | R-454B | 4.2917 | Residential & Commercial | Ducted CEE Tier 1
214776742 | Central HP <5.4 tons | YORK | HRCU-A-CB (Split System: Heat Pump with Remote Outdoor Unit-Air-Source) | HH860E2S11 | ADP |  | CH602**A+TXV | Y81E080C16SMPS1 | 44500 | 18 | 8.5 | 42500 | 33000 | 77.65% | 2 | 0 | 12 |  |  |  | No | R-454B | 3.7083 | Residential & Commercial | Ducted CEE Tier 1
215731392 | Central HP <5.4 tons | YORK | HRCU-A-CB (Split System: Heat Pump with Remote Outdoor Unit-Air-Source) | HH860E2S11 | ADP |  | H,YG54*48+TXV | TM8V100C16MP12 | 43500 | 18 | 8.5 | 42000 | 32800 | 78.1% | 2 | 0 | 11.7 |  |  |  | No | R-454B | 3.625 | Residential & Commercial | Ducted CEE Tier 1
214776837 | Central HP <5.4 tons | YORK | HRCU-A-CB (Split System: Heat Pump with Remote Outdoor Unit-Air-Source) | HH860E2S11 | ADP |  | CH604**C+TXV | YPLC080C16MP13 | 43500 | 18 | 8.5 | 42000 | 32800 | 78.1% | 2 | 0 | 11.7 |  |  |  | No | R-454B | 3.625 | Residential & Commercial | Ducted CEE Tier 1
214776853 | Central HP <5.4 tons | YORK | HRCU-A-CB (Split System: Heat Pump with Remote Outdoor Unit-Air-Source) | HH860E2S11 | ADP |  | CH600D*C+TXV | YPLC100C20MP13 | 51500 | 18 | 8.3 | 52000 | 38500 | 74.04% | 1.96 | 0 | 10.5 |  |  |  | No | R-454B | 4.2917 | Residential & Commercial | Ducted CEE Tier 1
214776962 | Central HP <5.4 tons | YORK | HRCU-A-CB (Split System: Heat Pump with Remote Outdoor Unit-Air-Source) | HH860E2S11 | ADP |  | CV601**C+TXV+AEF60*XP* |  | 52500 | 17 | 8.35 | 51500 | 38000 | 73.79% | 1.98 | 0 | 11.7 |  |  |  | No | R-454B | 4.375 | Residential & Commercial | Ducted CEE Tier 1
215731328 | Central HP <5.4 tons | YORK | HRCU-A-CB (Split System: Heat Pump with Remote Outdoor Unit-Air-Source) | HH860E2S11 | ADP |  | H,YG3K*48+TXV | TM8V080C16MP12 | 43500 | 17 | 8.5 | 42000 | 32800 | 78.1% | 2 | 0 | 11.7 |  |  |  | No | R-454B | 3.625 | Residential & Commercial | Ducted CEE Tier 1
215731342 | Central HP <5.4 tons | YORK | HRCU-A-CB (Split System: Heat Pump with Remote Outdoor Unit-Air-Source) | HH860E2S11 | ADP |  | H,YG55*48+TXV | TM8V080C16MP12 | 43500 | 18 | 8.5 | 42000 | 32800 | 78.1% | 2 | 0 | 11.7 |  |  |  | No | R-454B | 3.625 | Residential & Commercial | Ducted CEE Tier 1
215731344 | Central HP <5.4 tons | YORK | HRCU-A-CB (Split System: Heat Pump with Remote Outdoor Unit-Air-Source) | HH860E2S11 | ADP |  | H,YG55*60+TXV | TM8V080C16MP12 | 43500 | 18 | 8.5 | 42000 | 32800 | 78.1% | 2 | 0 | 11.7 |  |  |  | No | R-454B | 3.625 | Residential & Commercial | Ducted CEE Tier 1
214777205 | Central HP <5.4 tons | YORK | HRCU-A-CB (Split System: Heat Pump with Remote Outdoor Unit-Air-Source) | HH860E2S11 | ADP |  | CV602C*A+TXV | TM9E120D20MP12 | 53000 | 19 | 8.5 | 52500 | 39000 | 74.29% | 2 | 0 | 11 |  |  |  | No | R-454B | 4.4167 | Residential & Commercial | Ducted CEE Tier 1
214777214 | Central HP <5.4 tons | YORK | HRCU-A-CB (Split System: Heat Pump with Remote Outdoor Unit-Air-Source) | HH860E2S11 | ADP |  | CV602C*A+TXV | TMLE120C20MP11 | 53000 | 19 | 8.5 | 52500 | 39000 | 74.29% | 2 | 0 | 11 |  |  |  | No | R-454B | 4.4167 | Residential & Commercial | Ducted CEE Tier 1
215731325 | Central HP <5.4 tons | YORK | HRCU-A-CB (Split System: Heat Pump with Remote Outdoor Unit-Air-Source) | HH860E2S11 | ADP |  | H,YG3K*48+TXV-BLEED | TM8V080C16MP12 | 43500 | 17 | 8.5 | 42000 | 32800 | 78.1% | 2 | 0 | 11.7 |  |  |  | No | R-454B | 3.625 | Residential & Commercial | Ducted CEE Tier 1
215731352 | Central HP <5.4 tons | YORK | HRCU-A-CB (Split System: Heat Pump with Remote Outdoor Unit-Air-Source) | HH860E2S11 | ADP |  | H,YG51*48+TXV | TM8V080C16MP12 | 43500 | 18 | 8.5 | 42000 | 32800 | 78.1% | 2 | 0 | 11.7 |  |  |  | No | R-454B | 3.625 | Residential & Commercial | Ducted CEE Tier 1
215731359 | Central HP <5.4 tons | YORK | HRCU-A-CB (Split System: Heat Pump with Remote Outdoor Unit-Air-Source) | HH860E2S11 | ADP |  | H,YG74*48+TXV | TM8V080C16MP12 | 43500 | 18 | 8.5 | 42000 | 32800 | 78.1% | 2 | 0 | 11.7 |  |  |  | No | R-454B | 3.625 | Residential & Commercial | Ducted CEE Tier 1
215731395 | Central HP <5.4 tons | YORK | HRCU-A-CB (Split System: Heat Pump with Remote Outdoor Unit-Air-Source) | HH860E2S11 | ADP |  | H,YG55*48+TXV-BLEED | TM8V100C16MP12 | 43500 | 18 | 8.5 | 42000 | 32800 | 78.1% | 2 | 0 | 11.7 |  |  |  | No | R-454B | 3.625 | Residential & Commercial | Ducted CEE Tier 1
215731400 | Central HP <5.4 tons | YORK | HRCU-A-CB (Split System: Heat Pump with Remote Outdoor Unit-Air-Source) | HH860E2S11 | ADP |  | H,YG55*60+TXV | TM8V100C16MP12 | 43500 | 18 | 8.5 | 42000 | 32800 | 78.1% | 2 | 0 | 11.7 |  |  |  | No | R-454B | 3.625 | Residential & Commercial | Ducted CEE Tier 1
215731411 | Central HP <5.4 tons | YORK | HRCU-A-CB (Split System: Heat Pump with Remote Outdoor Unit-Air-Source) | HH860E2S11 | ADP |  | H,YG51*60+TXV | TM8V100C16MP12 | 43500 | 18 | 8.5 | 42000 | 32800 | 78.1% | 2 | 0 | 11.7 |  |  |  | No | R-454B | 3.625 | Residential & Commercial | Ducted CEE Tier 1
215731429 | Central HP <5.4 tons | YORK | HRCU-A-CB (Split System: Heat Pump with Remote Outdoor Unit-Air-Source) | HH860E2S11 | ADP |  | H,YG37*60+TXV-BLEED | TM8V100C20MP12 | 52000 | 18 | 8.35 | 52000 | 38500 | 74.04% | 1.98 | 0 | 10.5 |  |  |  | No | R-454B | 4.3333 | Residential & Commercial | Ducted CEE Tier 1
215731568 | Central HP <5.4 tons | YORK | HRCU-A-CB (Split System: Heat Pump with Remote Outdoor Unit-Air-Source) | HH860E2S11 | ADP |  | H,YG88*48+TXV | TM9Y100C16MP11 | 44000 | 17 | 8.5 | 42500 | 33400 | 78.59% | 2 | 0 | 11 |  |  |  | No | R-454B | 3.6667 | Residential & Commercial | Ducted CEE Tier 1
215731584 | Central HP <5.4 tons | YORK | HRCU-A-CB (Split System: Heat Pump with Remote Outdoor Unit-Air-Source) | HH860E2S11 | ADP |  | H,YG74*60+TXV | TM9Y100C20MP11 | 52500 | 18 | 8.5 | 52500 | 39000 | 74.29% | 2 | 0 | 11 |  |  |  | No | R-454B | 4.375 | Residential & Commercial | Ducted CEE Tier 1
215731602 | Central HP <5.4 tons | YORK | HRCU-A-CB (Split System: Heat Pump with Remote Outdoor Unit-Air-Source) | HH860E2S11 | ADP |  | H,YG37*60+TXV | Y81E080C16SMPS1 | 44500 | 17 | 8.5 | 42500 | 33000 | 77.65% | 2 | 0 | 12 |  |  |  | No | R-454B | 3.7083 | Residential & Commercial | Ducted CEE Tier 1
215731609 | Central HP <5.4 tons | YORK | HRCU-A-CB (Split System: Heat Pump with Remote Outdoor Unit-Air-Source) | HH860E2S11 | ADP |  | H,YG3K*48+TXV | Y81E080C16SMPS1 | 44500 | 18 | 8.5 | 42500 | 33000 | 77.65% | 2 | 0 | 12 |  |  |  | No | R-454B | 3.7083 | Residential & Commercial | Ducted CEE Tier 1
215731629 | Central HP <5.4 tons | YORK | HRCU-A-CB (Split System: Heat Pump with Remote Outdoor Unit-Air-Source) | HH860E2S11 | ADP |  | H,YG52*48+TXV-BLEED | Y81E080C16SMPS1 | 44500 | 18 | 8.5 | 42500 | 33000 | 77.65% | 2 | 0 | 12 |  |  |  | No | R-454B | 3.7083 | Residential & Commercial | Ducted CEE Tier 1
215935101 | Central HP <5.4 tons | KEEPRITE | HRCU-A-CB (Split System: Heat Pump with Remote Outdoor Unit-Air-Source) | C5H3V36*K*AAA* |  |  | EVM5X49M21A*+WALLCON | *97CMN0801714B* | 35400 | 21.5 | 8.5 | 38500 | 29000 | 75.32% | 2.02 | 0 | 12 |  |  |  | No | R-454B | 2.95 | Residential & Commercial | Ducted CEE Tier 1
215932901 | Central HP <5.4 tons | KEEPRITE | HRCU-A-CB (Split System: Heat Pump with Remote Outdoor Unit-Air-Source) | C5H3V36*K*AAA* |  |  | EA*5X61M24A*+WALLCON | *95CSU1002122B* | 34600 | 20.5 | 9.5 | 34200 | 25800 | 75.44% | 2.06 | 0 | 12 |  |  |  | No | R-454B | 2.8833 | Residential & Commercial | Ducted CEE Tier 1
215934881 | Central HP <5.4 tons | KEEPRITE | HRCU-A-CB (Split System: Heat Pump with Remote Outdoor Unit-Air-Source) | C5H3V36*K*AAA* |  |  | EVM5X44M21A*+WALLCON | *95CSU0802120B* | 35600 | 21.5 | 8.5 | 38000 | 28600 | 75.26% | 2.04 | 0 | 12 |  |  |  | No | R-454B | 2.9667 | Residential & Commercial | Ducted CEE Tier 1
215934931 | Central HP <5.4 tons | KEEPRITE | HRCU-A-CB (Split System: Heat Pump with Remote Outdoor Unit-Air-Source) | C5H3V36*K*AAA* |  |  | EVM5X44M21A*+WALLCON | *97CMN1002122B* | 35600 | 22 | 8.5 | 38000 | 28600 | 75.26% | 2.02 | 0 | 12.5 |  |  |  | No | R-454B | 2.9667 | Residential & Commercial | Ducted CEE Tier 1
215933961 | Central HP <5.4 tons | KEEPRITE | HRCU-A-CB (Split System: Heat Pump with Remote Outdoor Unit-Air-Source) | C5H3V36*K*AAA* |  |  | FCMA5B36L0C*+WALLCON |  | 33000 | 20.5 | 9.5 | 34800 | 26800 | 77.01% | 2 | 0 | 11.7 |  |  |  | No | R-454B | 2.75 | Residential & Commercial | Ducted CEE Tier 1
213885882 | Central HP <5.4 tons | GE Appliances | HRCU-A-C (Split System: Heat Pump with Remote Outdoor Unit with No Indoor Fan --Air Source) | AUH2436ZGDA* | ASPEN |  | C(A,C,D,E)36C24+TDR |  | 22000 | 15.2 | 8.1 | 24000 | 21400 | 89.17% | 1.8 | 0 | 10 |  |  |  | No | R-410A | 1.8333 | Residential & Commercial | Ducted CEE Tier 1
215391373 | Central HP <5.4 tons | FRIEDRICH | HRCU-A-CB (Split System: Heat Pump with Remote Outdoor Unit-Air-Source) | WFPU17Z243C | ASPEN |  | L(E,F)W36D4 |  | 21400 | 16 | 8.1 | 23200 | 18000 | 77.59% | 2.4 | 0 | 10 |  |  |  | No | R-410A | 1.7833 | Residential & Commercial | Ducted CEE Tier 1
213828542 | Central HP <5.4 tons | HISENSE | HRCU-A-C (Split System: Heat Pump with Remote Outdoor Unit with No Indoor Fan --Air Source) | AUWR-36U3SA | ASPEN |  | D(A,C,E)43A44+TDR |  | 29200 | 15.5 | 9.4 | 30000 | 24200 | 80.67% | 2.08 | 0 | 11.3 |  |  |  | No | R-410A | 2.4333 | Residential & Commercial | Ducted CEE Tier 1
213885815 | Central HP <5.4 tons | HEIL | HRCU-A-CB (Split System: Heat Pump with Remote Outdoor Unit-Air-Source) | HVH837GKA2* | ASPEN |  | AE(D,N,U)+CM36A34+TDR |  | 31600 | 18.5 | 8.3 | 31200 | 38000 | 121.8% | 2.87 | 0 | 11.9 |  |  |  | No | R-410A | 2.6333 | Residential & Commercial | Ducted CEE Tier 1
214237695 | Central HP <5.4 tons | FRIEDRICH | HRCU-A-C (Split System: Heat Pump with Remote Outdoor Unit with No Indoor Fan --Air Source) | WFPU18Z363C | ASPEN |  | D(A,C,E)42D34+TDR |  | 29600 | 15.5 | 9.4 | 30000 | 24200 | 80.67% | 2.08 | 0 | 11.3 |  |  |  | No | R-410A | 2.4667 | Residential & Commercial | Ducted CEE Tier 1
213828546 | Central HP <5.4 tons | HISENSE | HRCU-A-C (Split System: Heat Pump with Remote Outdoor Unit with No Indoor Fan --Air Source) | AUWR-36U3SA | ASPEN |  | D(A,C,E)43D34+TDR |  | 29800 | 15.5 | 9.4 | 30000 | 24200 | 80.67% | 2.08 | 0 | 11.3 |  |  |  | No | R-410A | 2.4833 | Residential & Commercial | Ducted CEE Tier 1
215731308 | Central HP <5.4 tons | YORK | HRCU-A-CB (Split System: Heat Pump with Remote Outdoor Unit-Air-Source) | HH836E2S11 | ADP |  | H,YG48*36+TXV | Y81E100C20SMPS1 | 33800 | 19 | 8.5 | 30000 | 25000 | 83.33% | 2 | 0 | 11 |  |  |  | No | R-454B | 2.8167 | Residential & Commercial | Ducted CEE Tier 1
215731310 | Central HP <5.4 tons | YORK | HRCU-A-CB (Split System: Heat Pump with Remote Outdoor Unit-Air-Source) | HH836E2S11 | ADP |  | H,YG48*36+TXV | Y81E120C16SMPS1 | 33400 | 19 | 8.5 | 29600 | 24800 | 83.78% | 2 | 0 | 11.7 |  |  |  | No | R-454B | 2.7833 | Residential & Commercial | Ducted CEE Tier 1
213613496 | Central HP <5.4 tons | PAYNE HEATING AND COOLING | HRCU-A-CB (Split System: Heat Pump with Remote Outdoor Unit-Air-Source) | 38MURAQ24AB3* | ASPEN |  | L(E,G)M24J4 |  | 24000 | 16 | 9 | 26400 | 23400 | 88.64% | 1.92 | 0 | 10 |  |  |  | No | R-410A | 2 | Residential & Commercial | Ducted CEE Tier 1
214606771 | Central HP <5.4 tons | FRIEDRICH | HRCU-A-C (Split System: Heat Pump with Remote Outdoor Unit with No Indoor Fan --Air Source) | WFPU18Z483C | ASPEN |  | C(A,C,D,E)48B44+TDR |  | 38500 | 15.3 | 8.3 | 41500 | 34600 | 83.37% | 1.94 | 0 | 11 |  |  |  | No | R-410A | 3.2083 | Residential & Commercial | Ducted CEE Tier 1
212517481 | Central HP <5.4 tons | YORK | HRCU-A-CB (Split System: Heat Pump with Remote Outdoor Unit-Air-Source) | HMH72B341 | ADP |  | CV365*9 | TL9E100C20UH11 | 33400 | 17 | 8.5 | 32400 | 23000 | 70.99% | 2.06 | 0 | 10 |  |  |  | No | R-410A | 2.7833 | Residential & Commercial | Ducted CEE Tier 1
215726324 | Central HP <5.4 tons | YORK | HRCU-A-CB (Split System: Heat Pump with Remote Outdoor Unit-Air-Source) | HH836E2S11 | ADP |  | H,YG81*36+TXV-BLEED | TM8V080C16MP12 | 33600 | 18 | 8.5 | 29600 | 25000 | 84.46% | 2 | 0 | 11 |  |  |  | No | R-454B | 2.8 | Residential & Commercial | Ducted CEE Tier 1
215726341 | Central HP <5.4 tons | YORK | HRCU-A-CB (Split System: Heat Pump with Remote Outdoor Unit-Air-Source) | HH836E2S11 | ADP |  | H,YG36*36+TXV-BLEED | TM9V080B12MP12 | 33000 | 18 | 8.5 | 29200 | 24800 | 84.93% | 2 | 0 | 11 |  |  |  | No | R-454B | 2.75 | Residential & Commercial | Ducted CEE Tier 1
215726343 | Central HP <5.4 tons | YORK | HRCU-A-CB (Split System: Heat Pump with Remote Outdoor Unit-Air-Source) | HH836E2S11 | ADP |  | H,YG37*36+TXV | TM9V080B12MP12 | 33000 | 18 | 8.5 | 29200 | 24800 | 84.93% | 2 | 0 | 11 |  |  |  | No | R-454B | 2.75 | Residential & Commercial | Ducted CEE Tier 1
215731652 | Central HP <5.4 tons | YORK | HRCU-A-CB (Split System: Heat Pump with Remote Outdoor Unit-Air-Source) | HH860E2S11 | ADP |  | H,YG37*60+TXV | Y81E100C16SMPS1 | 44000 | 17 | 8.5 | 42000 | 32800 | 78.1% | 2 | 0 | 12 |  |  |  | No | R-454B | 3.6667 | Residential & Commercial | Ducted CEE Tier 1
215731668 | Central HP <5.4 tons | YORK | HRCU-A-CB (Split System: Heat Pump with Remote Outdoor Unit-Air-Source) | HH860E2S11 | ADP |  | H,YG55*60+TXV | Y81E100C16SMPS1 | 44000 | 18 | 8.5 | 42000 | 32800 | 78.1% | 2 | 0 | 12 |  |  |  | No | R-454B | 3.6667 | Residential & Commercial | Ducted CEE Tier 1
215731695 | Central HP <5.4 tons | YORK | HRCU-A-CB (Split System: Heat Pump with Remote Outdoor Unit-Air-Source) | HH860E2S11 | ADP |  | H,YG54*60+TXV-BLEED | Y81E100C20SMPS1 | 53000 | 19 | 8.5 | 51500 | 38000 | 73.79% | 2 | 0 | 11.7 |  |  |  | No | R-454B | 4.4167 | Residential & Commercial | Ducted CEE Tier 1
215731718 | Central HP <5.4 tons | YORK | HRCU-A-CB (Split System: Heat Pump with Remote Outdoor Unit-Air-Source) | HH860E2S11 | ADP |  | H,YG55*60+TXV-BLEED | Y81E120C16SMPS1 | 44000 | 18 | 8.5 | 41500 | 32600 | 78.55% | 2 | 0 | 12 |  |  |  | No | R-454B | 3.6667 | Residential & Commercial | Ducted CEE Tier 1
214777225 | Central HP <5.4 tons | YORK | HRCU-A-CB (Split System: Heat Pump with Remote Outdoor Unit-Air-Source) | HH860E2S11 | ADP |  | CV602C*A+TXV | YPLC080C16MP13 | 43500 | 18 | 8.5 | 42000 | 32800 | 78.1% | 2 | 0 | 11.7 |  |  |  | No | R-454B | 3.625 | Residential & Commercial | Ducted CEE Tier 1
215726459 | Central HP <5.4 tons | YORK | HRCU-A-CB (Split System: Heat Pump with Remote Outdoor Unit-Air-Source) | HH860E2S11 | ADP |  | H,YG48*48+TXV | TM8V080C16MP12 | 43500 | 18 | 8.5 | 42000 | 32800 | 78.1% | 2 | 0 | 11.7 |  |  |  | No | R-454B | 3.625 | Residential & Commercial | Ducted CEE Tier 1
215726494 | Central HP <5.4 tons | YORK | HRCU-A-CB (Split System: Heat Pump with Remote Outdoor Unit-Air-Source) | HH860E2S11 | ADP |  | H,YG84*48+TXV-BLEED | TM8V100C16MP12 | 43500 | 18 | 8.5 | 42000 | 32800 | 78.1% | 2 | 0 | 11.7 |  |  |  | No | R-454B | 3.625 | Residential & Commercial | Ducted CEE Tier 1
215726510 | Central HP <5.4 tons | YORK | HRCU-A-CB (Split System: Heat Pump with Remote Outdoor Unit-Air-Source) | HH860E2S11 | ADP |  | H,YG52*60+TXV | TM8V100C20MP12 | 53000 | 19 | 8.5 | 52000 | 38500 | 74.04% | 2 | 0 | 11 |  |  |  | No | R-454B | 4.4167 | Residential & Commercial | Ducted CEE Tier 1
215726511 | Central HP <5.4 tons | YORK | HRCU-A-CB (Split System: Heat Pump with Remote Outdoor Unit-Air-Source) | HH860E2S11 | ADP |  | H,YG84*60+TXV | TM8V100C20MP12 | 53000 | 19 | 8.5 | 52000 | 38500 | 74.04% | 2 | 0 | 11 |  |  |  | No | R-454B | 4.4167 | Residential & Commercial | Ducted CEE Tier 1
215726541 | Central HP <5.4 tons | YORK | HRCU-A-CB (Split System: Heat Pump with Remote Outdoor Unit-Air-Source) | HH860E2S11 | ADP |  | H,YG86*60+TXV-BLEED | TM9V120D20MP12 | 53000 | 19 | 8.5 | 52500 | 39000 | 74.29% | 2 | 0 | 11 |  |  |  | No | R-454B | 4.4167 | Residential & Commercial | Ducted CEE Tier 1
215726558 | Central HP <5.4 tons | YORK | HRCU-A-CB (Split System: Heat Pump with Remote Outdoor Unit-Air-Source) | HH860E2S11 | ADP |  | H,YG52*60+TXV-BLEED | TM9Y080C16MP11 | 44000 | 17 | 8.5 | 42500 | 33400 | 78.59% | 2 | 0 | 11 |  |  |  | No | R-454B | 3.6667 | Residential & Commercial | Ducted CEE Tier 1
215726561 | Central HP <5.4 tons | YORK | HRCU-A-CB (Split System: Heat Pump with Remote Outdoor Unit-Air-Source) | HH860E2S11 | ADP |  | H,YG84*48+TXV | TM9Y080C16MP11 | 44000 | 17 | 8.5 | 42500 | 33400 | 78.59% | 2 | 0 | 11 |  |  |  | No | R-454B | 3.6667 | Residential & Commercial | Ducted CEE Tier 1
215726578 | Central HP <5.4 tons | YORK | HRCU-A-CB (Split System: Heat Pump with Remote Outdoor Unit-Air-Source) | HH860E2S11 | ADP |  | H,YG50*48+TXV | TM9Y100C16MP11 | 44000 | 17 | 8.5 | 42500 | 33400 | 78.59% | 2 | 0 | 11 |  |  |  | No | R-454B | 3.6667 | Residential & Commercial | Ducted CEE Tier 1
215726609 | Central HP <5.4 tons | YORK | HRCU-A-CB (Split System: Heat Pump with Remote Outdoor Unit-Air-Source) | HH860E2S11 | ADP |  | H,YG52*60+TXV | TM9Y120D20MP11 | 53000 | 19 | 8.5 | 52500 | 39000 | 74.29% | 2 | 0 | 11 |  |  |  | No | R-454B | 4.4167 | Residential & Commercial | Ducted CEE Tier 1
215425772 | Central HP <5.4 tons | YORK | HRCU-A-CB (Split System: Heat Pump with Remote Outdoor Unit-Air-Source) | HH824E2S11 | ADP |  | H,YE32*30+TXV-BLEED | Y81E060A12SMPS1 | 22200 | 17 | 8.65 | 20800 | 16900 | 81.25% | 1.94 | 0 | 11.5 |  |  |  | No | R-454B | 1.85 | Residential & Commercial | Ducted CEE Tier 1
215425779 | Central HP <5.4 tons | YORK | HRCU-A-CB (Split System: Heat Pump with Remote Outdoor Unit-Air-Source) | HH824E2S11 | ADP |  | H,YE32*30+TXV-BLEED | Y81E080B12SMPS1 | 22200 | 18 | 9.1 | 21200 | 17500 | 82.55% | 1.94 | 0 | 11 |  |  |  | No | R-454B | 1.85 | Residential & Commercial | Ducted CEE Tier 1
215425781 | Central HP <5.4 tons | YORK | HRCU-A-CB (Split System: Heat Pump with Remote Outdoor Unit-Air-Source) | HH824E2S11 | ADP |  | H,YE32*30+TXV | Y81E080B12SMPS1 | 22200 | 18 | 9.1 | 21200 | 17500 | 82.55% | 1.94 | 0 | 11 |  |  |  | No | R-454B | 1.85 | Residential & Commercial | Ducted CEE Tier 1
215425815 | Central HP <5.4 tons | YORK | HRCU-A-CB (Split System: Heat Pump with Remote Outdoor Unit-Air-Source) | HH824E2S11 | ADP |  | H,YE33*30+TXV | Y91E040A10SMPS1 | 22600 | 17 | 8.3 | 21400 | 17400 | 81.31% | 1.96 | 0 | 11.7 |  |  |  | No | R-454B | 1.8833 | Residential & Commercial | Ducted CEE Tier 1
215425769 | Central HP <5.4 tons | YORK | HRCU-A-CB (Split System: Heat Pump with Remote Outdoor Unit-Air-Source) | HH824E2S11 | ADP |  | H,YE7J*24+TXV | TM9Y080B12MP11 | 23000 | 17 | 9 | 21400 | 18100 | 84.58% | 2 | 0 | 11.7 |  |  |  | No | R-454B | 1.9167 | Residential & Commercial | Ducted CEE Tier 1
215425787 | Central HP <5.4 tons | YORK | HRCU-A-CB (Split System: Heat Pump with Remote Outdoor Unit-Air-Source) | HH824E2S11 | ADP |  | H,YE33*30+TXV | Y81E100B12SMPS1 | 23000 | 18 | 9 | 21400 | 18200 | 85.05% | 2 | 0 | 12 |  |  |  | No | R-454B | 1.9167 | Residential & Commercial | Ducted CEE Tier 1
212524529 | Central HP <5.4 tons | Hessaire | HRCU-A-CB (Split System: Heat Pump with Remote Outdoor Unit-Air-Source) | HOC24 |  |  | HAH24 |  | 22000 | 16.5 | 9 | 23000 | 16900 | 73.48% | 2.05 | 10.9 | 10.1 |  |  |  | No | R-410A | 1.8333 | Residential & Commercial | Ducted CEE Tier 1
212400541 | Central HP <5.4 tons | LENNOX | HRCU-A-CB (Split System: Heat Pump with Remote Outdoor Unit-Air-Source) | EL22XPV-024-230A** | ADP |  | LH29/36X9 | EL296UH070XV36B* | 23800 | 21 | 8.5 | 22000 | 15400 | 70% | 1.92 | 0 | 13.5 |  |  |  | No | R-410A | 1.9833 | Residential & Commercial | Ducted CEE Tier 1
213546717 | Central HP <5.4 tons | LENNOX | HRCU-A-CB (Split System: Heat Pump with Remote Outdoor Unit-Air-Source) | EL22XPV-024-230A** | ADP |  | L*35/36U9 | ML180UH045E36A* | 23400 | 21 | 8.5 | 21200 | 14900 | 70.28% | 1.86 | 0 | 13.5 |  |  |  | No | R-410A | 1.95 | Residential & Commercial | Ducted CEE Tier 1
213546721 | Central HP <5.4 tons | LENNOX | HRCU-A-CB (Split System: Heat Pump with Remote Outdoor Unit-Air-Source) | EL22XPV-024-230A** | ADP |  | LH18/37D9 | ML180UH045E36A* | 23400 | 21 | 8.5 | 21200 | 14900 | 70.28% | 1.86 | 0 | 13.5 |  |  |  | No | R-410A | 1.95 | Residential & Commercial | Ducted CEE Tier 1
207658564 | Central HP <5.4 tons | BOSCH | HRCU-A-CB (Split System: Heat Pump with Remote Outdoor Unit-Air-Source) | BOVB-60HDN1-M20G |  |  | BMA*4248CNTF | BGH96M080C4B | 42500 | 17 | 8.8 | 44500 | 31400 | 70.56% | 1.9 | 12 | 11.7 |  |  |  | No | R-410A | 3.5417 | Residential & Commercial | Ducted CEE Tier 1
215726611 | Central HP <5.4 tons | YORK | HRCU-A-CB (Split System: Heat Pump with Remote Outdoor Unit-Air-Source) | HH860E2S11 | ADP |  | H,YG86*60+TXV-BLEED | TM9Y120D20MP11 | 53000 | 19 | 8.5 | 52500 | 39000 | 74.29% | 2 | 0 | 11 |  |  |  | No | R-454B | 4.4167 | Residential & Commercial | Ducted CEE Tier 1
215726627 | Central HP <5.4 tons | YORK | HRCU-A-CB (Split System: Heat Pump with Remote Outdoor Unit-Air-Source) | HH860E2S11 | ADP |  | H,YG50*48+TXV | Y81E080C16SMPS1 | 44500 | 18 | 8.5 | 42500 | 33000 | 77.65% | 2 | 0 | 12 |  |  |  | No | R-454B | 3.7083 | Residential & Commercial | Ducted CEE Tier 1
215726642 | Central HP <5.4 tons | YORK | HRCU-A-CB (Split System: Heat Pump with Remote Outdoor Unit-Air-Source) | HH860E2S11 | ADP |  | H,YG49*60+TXV-BLEED | Y81E080C20SMPS1 | 53000 | 19 | 8.5 | 52000 | 38500 | 74.04% | 2 | 0 | 11 |  |  |  | No | R-454B | 4.4167 | Residential & Commercial | Ducted CEE Tier 1
215726643 | Central HP <5.4 tons | YORK | HRCU-A-CB (Split System: Heat Pump with Remote Outdoor Unit-Air-Source) | HH860E2S11 | ADP |  | H,YG49*60+TXV | Y81E080C20SMPS1 | 53000 | 19 | 8.5 | 52000 | 38500 | 74.04% | 2 | 0 | 11 |  |  |  | No | R-454B | 4.4167 | Residential & Commercial | Ducted CEE Tier 1
215726660 | Central HP <5.4 tons | YORK | HRCU-A-CB (Split System: Heat Pump with Remote Outdoor Unit-Air-Source) | HH860E2S11 | ADP |  | H,YG49*60+TXV-BLEED | Y81E100C16SMPS1 | 44000 | 18 | 8.5 | 42000 | 32800 | 78.1% | 2 | 0 | 12 |  |  |  | No | R-454B | 3.6667 | Residential & Commercial | Ducted CEE Tier 1
215726661 | Central HP <5.4 tons | YORK | HRCU-A-CB (Split System: Heat Pump with Remote Outdoor Unit-Air-Source) | HH860E2S11 | ADP |  | H,YG49*48+TXV | Y81E100C16SMPS1 | 44000 | 18 | 8.5 | 42000 | 32800 | 78.1% | 2 | 0 | 12 |  |  |  | No | R-454B | 3.6667 | Residential & Commercial | Ducted CEE Tier 1
215726675 | Central HP <5.4 tons | YORK | HRCU-A-CB (Split System: Heat Pump with Remote Outdoor Unit-Air-Source) | HH860E2S11 | ADP |  | H,YG88*60+TXV | Y81E100C16SMPS1 | 44000 | 18 | 8.5 | 42000 | 32800 | 78.1% | 2 | 0 | 12 |  |  |  | No | R-454B | 3.6667 | Residential & Commercial | Ducted CEE Tier 1
215726694 | Central HP <5.4 tons | YORK | HRCU-A-CB (Split System: Heat Pump with Remote Outdoor Unit-Air-Source) | HH860E2S11 | ADP |  | H,YG48*60+TXV-BLEED | Y81E120C16SMPS1 | 44000 | 18 | 8.5 | 41500 | 32600 | 78.55% | 2 | 0 | 12 |  |  |  | No | R-454B | 3.6667 | Residential & Commercial | Ducted CEE Tier 1
213612072 | Central HP <5.4 tons | RUUD | HRCU-A-CB (Split System: Heat Pump with Remote Outdoor Unit-Air-Source) | RP15AZ42AJ2N | ASPEN |  | D(A,C,E)48B44+TDR | R802V1005A21DZ | 38500 | 15.4 | 8.1 | 40000 | 30000 | 75% | 2.93 | 0 | 11.7 |  |  |  | No | R-410A | 3.2083 | Residential & Commercial | Ducted CEE Tier 1
214573046 | Central HP <5.4 tons | KENMORE | HRCU-A-CB (Split System: Heat Pump with Remote Outdoor Unit-Air-Source) | (C,H,T)VH837GKA** |  |  | EA*4X61L24A*+WALLCON | *97CMN0602120B* | 33000 | 18 | 8.5 | 32000 | 25000 | 78.12% | 1.98 | 0 | 11.5 |  |  |  | No | R-410A | 2.75 | Residential & Commercial | Ducted CEE Tier 1
214572776 | Central HP <5.4 tons | KENMORE | HRCU-A-CB (Split System: Heat Pump with Remote Outdoor Unit-Air-Source) | (C,H,T)VH837GKA** |  |  | EA*4X48L21A*+WALLCON | *80CTL0702120B* | 32200 | 17.5 | 8.5 | 32400 | 25000 | 77.16% | 1.98 | 0 | 11 |  |  |  | No | R-410A | 2.6833 | Residential & Commercial | Ducted CEE Tier 1
214572826 | Central HP <5.4 tons | KENMORE | HRCU-A-CB (Split System: Heat Pump with Remote Outdoor Unit-Air-Source) | (C,H,T)VH837GKA** |  |  | EA*4X48L21A*+WALLCON | *96CTN0802120B* | 32400 | 17.5 | 8.5 | 32400 | 24800 | 76.54% | 2 | 0 | 11.5 |  |  |  | No | R-410A | 2.7 | Residential & Commercial | Ducted CEE Tier 1
214572876 | Central HP <5.4 tons | KENMORE | HRCU-A-CB (Split System: Heat Pump with Remote Outdoor Unit-Air-Source) | (C,H,T)VH837GKA** |  |  | EA*4X48L24A*+WALLCON | *97CMN0802120B* | 32400 | 17.5 | 8.5 | 32400 | 25000 | 77.16% | 1.98 | 0 | 11 |  |  |  | No | R-410A | 2.7 | Residential & Commercial | Ducted CEE Tier 1
214572626 | Central HP <5.4 tons | KENMORE | HRCU-A-CB (Split System: Heat Pump with Remote Outdoor Unit-Air-Source) | (C,H,T)VH837GKA** |  |  | EA*4X42L21A*+WALLCON | *97CMN0602120B* | 31600 | 17 | 8.1 | 33200 | 24800 | 74.7% | 1.88 | 0 | 10.5 |  |  |  | No | R-410A | 2.6333 | Residential & Commercial | Ducted CEE Tier 1
214571106 | Central HP <5.4 tons | KENMORE | HRCU-A-CB (Split System: Heat Pump with Remote Outdoor Unit-Air-Source) | (C,H,T)VH825GKA3* |  |  | EN(A,D)4X36L21**+WALLCON | *95CSU0802120B* | 23400 | 16.5 | 8.1 | 21600 | 16700 | 77.31% | 1.92 | 0 | 11 |  |  |  | No | R-410A | 1.95 | Residential & Commercial | Ducted CEE Tier 1
214571156 | Central HP <5.4 tons | KENMORE | HRCU-A-CB (Split System: Heat Pump with Remote Outdoor Unit-Air-Source) | (C,H,T)VH825GKA3* |  |  | EN(A,D,W)4X42L21**+WALLCON | *80CTL0702120B* | 23800 | 16.5 | 8.1 | 21400 | 16700 | 78.04% | 1.96 | 0 | 11 |  |  |  | No | R-410A | 1.9833 | Residential & Commercial | Ducted CEE Tier 1
214570606 | Central HP <5.4 tons | KENMORE | HRCU-A-CB (Split System: Heat Pump with Remote Outdoor Unit-Air-Source) | (C,H,T)VH825GKA3* |  |  | EA*4X42L24A*+WALLCON | *96CTN0802120B* | 23800 | 17 | 8.5 | 21400 | 16600 | 77.57% | 1.96 | 0 | 11 |  |  |  | No | R-410A | 1.9833 | Residential & Commercial | Ducted CEE Tier 1
214570386 | Central HP <5.4 tons | KENMORE | HRCU-A-CB (Split System: Heat Pump with Remote Outdoor Unit-Air-Source) | (C,H,T)VH825GKA3* |  |  | EA*4X36L21A*+WALLCON | *95CSU0802120B* | 23600 | 16.5 | 8.1 | 21400 | 16700 | 78.04% | 1.94 | 0 | 10.5 |  |  |  | No | R-410A | 1.9667 | Residential & Commercial | Ducted CEE Tier 1
215934181 | Central HP <5.4 tons | KEEPRITE | HRCU-A-CB (Split System: Heat Pump with Remote Outdoor Unit-Air-Source) | C5H3V48*K*AAA* |  |  | EA*5X61M21A*+WALLCON | *80CTL0901716B* | 44500 | 21 | 9.5 | 48500 | 36000 | 74.23% | 2 | 0 | 11.5 |  |  |  | No | R-454B | 3.7083 | Residential & Commercial | Ducted CEE Tier 1
215726695 | Central HP <5.4 tons | YORK | HRCU-A-CB (Split System: Heat Pump with Remote Outdoor Unit-Air-Source) | HH860E2S11 | ADP |  | H,YG48*48+TXV | Y81E120C16SMPS1 | 44000 | 18 | 8.5 | 42000 | 32600 | 77.62% | 2 | 0 | 12 |  |  |  | No | R-454B | 3.6667 | Residential & Commercial | Ducted CEE Tier 1
215726708 | Central HP <5.4 tons | YORK | HRCU-A-CB (Split System: Heat Pump with Remote Outdoor Unit-Air-Source) | HH860E2S11 | ADP |  | H,YG84*48+TXV | Y81E120C16SMPS1 | 44000 | 18 | 8.5 | 41500 | 32600 | 78.55% | 2 | 0 | 12 |  |  |  | No | R-454B | 3.6667 | Residential & Commercial | Ducted CEE Tier 1
215726709 | Central HP <5.4 tons | YORK | HRCU-A-CB (Split System: Heat Pump with Remote Outdoor Unit-Air-Source) | HH860E2S11 | ADP |  | H,YG84*60+TXV | Y81E120C16SMPS1 | 44000 | 18 | 8.5 | 41500 | 32600 | 78.55% | 2 | 0 | 12 |  |  |  | No | R-454B | 3.6667 | Residential & Commercial | Ducted CEE Tier 1
215726725 | Central HP <5.4 tons | YORK | HRCU-A-CB (Split System: Heat Pump with Remote Outdoor Unit-Air-Source) | HH860E2S11 | ADP |  | H,YG88*60+TXV-BLEED | Y81E120C20SMPS1 | 52500 | 19 | 8.5 | 51500 | 38000 | 73.79% | 2 | 0 | 11.7 |  |  |  | No | R-454B | 4.375 | Residential & Commercial | Ducted CEE Tier 1
214573636 | Central HP <5.4 tons | KENMORE | HRCU-A-CB (Split System: Heat Pump with Remote Outdoor Unit-Air-Source) | (C,H,T)VH837GKA2* |  |  | EA*4X36L21A*+WALLCON | *95CSU1002122B* | 31600 | 17 | 8.1 | 32800 | 24200 | 73.78% | 1.86 | 0 | 11 |  |  |  | No | R-410A | 2.6333 | Residential & Commercial | Ducted CEE Tier 1
215934081 | Central HP <5.4 tons | KEEPRITE | HRCU-A-CB (Split System: Heat Pump with Remote Outdoor Unit-Air-Source) | C5H3V48*K*AAA* |  |  | EA*5X48M21A*+WALLCON | *96CTN0801714B* | 42500 | 20 | 9 | 48500 | 35200 | 72.58% | 2 | 0 | 11 |  |  |  | No | R-454B | 3.5417 | Residential & Commercial | Ducted CEE Tier 1
215934031 | Central HP <5.4 tons | KEEPRITE | HRCU-A-CB (Split System: Heat Pump with Remote Outdoor Unit-Air-Source) | C5H3V48*K*AAA* |  |  | EA*5X48M21A*+WALLCON | *95CSU0802120B* | 43500 | 20.5 | 9 | 48000 | 36600 | 76.25% | 2 | 0 | 10.5 |  |  |  | No | R-454B | 3.625 | Residential & Commercial | Ducted CEE Tier 1
214573546 | Central HP <5.4 tons | KENMORE | HRCU-A-CB (Split System: Heat Pump with Remote Outdoor Unit-Air-Source) | (C,H,T)VH837GKA** |  |  | EN(A,D)4X48L24**+WALLCON | *96CTN0802120B* | 32400 | 17.5 | 8.5 | 32600 | 24800 | 76.07% | 1.98 | 0 | 11.5 |  |  |  | No | R-410A | 2.7 | Residential & Commercial | Ducted CEE Tier 1
214573446 | Central HP <5.4 tons | KENMORE | HRCU-A-CB (Split System: Heat Pump with Remote Outdoor Unit-Air-Source) | (C,H,T)VH837GKA** |  |  | EN(A,D,W)4X48L21**+WALLCON | *95CSU0802120B* | 32400 | 17.5 | 8.1 | 32800 | 24800 | 75.61% | 1.96 | 0 | 11.5 |  |  |  | No | R-410A | 2.7 | Residential & Commercial | Ducted CEE Tier 1
214573296 | Central HP <5.4 tons | KENMORE | HRCU-A-CB (Split System: Heat Pump with Remote Outdoor Unit-Air-Source) | (C,H,T)VH837GKA** |  |  | EHD4X60AAL+WALLCON | *97CMN0802120B* | 33000 | 17 | 8.5 | 32200 | 24800 | 77.02% | 2 | 0 | 11.5 |  |  |  | No | R-410A | 2.75 | Residential & Commercial | Ducted CEE Tier 1
214573026 | Central HP <5.4 tons | KENMORE | HRCU-A-CB (Split System: Heat Pump with Remote Outdoor Unit-Air-Source) | (C,H,T)VH837GKA** |  |  | EA*4X61L24A*+WALLCON | *95CSU0802120B* | 33200 | 17.5 | 8.5 | 32000 | 24800 | 77.5% | 2 | 0 | 11.5 |  |  |  | No | R-410A | 2.7667 | Residential & Commercial | Ducted CEE Tier 1
214573196 | Central HP <5.4 tons | KENMORE | HRCU-A-CB (Split System: Heat Pump with Remote Outdoor Unit-Air-Source) | (C,H,T)VH837GKA** |  |  | EHD4X48AAL+WALLCON | *80CTL0702120B* | 32600 | 17.5 | 8.5 | 32800 | 25000 | 76.22% | 1.98 | 0 | 11 |  |  |  | No | R-410A | 2.7167 | Residential & Commercial | Ducted CEE Tier 1
214783998 | Central HP <5.4 tons | ECOER | HRCU-A-CB (Split System: Heat Pump with Remote Outdoor Unit-Air-Source) | EODA19H-4860AA* | ASPEN |  | AFM594+TDR |  | 47000 | 17.5 | 8.4 | 53500 | 38000 | 71.03% | 1.9 | 0 | 11.7 |  |  |  | No | R-410A | 3.9167 | Residential & Commercial | Ducted CEE Tier 1
215933711 | Central HP <5.4 tons | KEEPRITE | HRCU-A-CB (Split System: Heat Pump with Remote Outdoor Unit-Air-Source) | C5H3V36*K*AAA* |  |  | ESH5X48M12A*+WALLCON | *96CTN1202422B* | 33800 | 19.5 | 9 | 34600 | 26400 | 76.3% | 1.92 | 0 | 11.7 |  |  |  | No | R-454B | 2.8167 | Residential & Commercial | Ducted CEE Tier 1
215933811 | Central HP <5.4 tons | KEEPRITE | HRCU-A-CB (Split System: Heat Pump with Remote Outdoor Unit-Air-Source) | C5H3V36*K*AAA* |  |  | ESH5X60M12A*+WALLCON | *80CTL1102120B* | 34200 | 19.5 | 9 | 34400 | 26000 | 75.58% | 1.96 | 0 | 11.7 |  |  |  | No | R-454B | 2.85 | Residential & Commercial | Ducted CEE Tier 1
215933611 | Central HP <5.4 tons | KEEPRITE | HRCU-A-CB (Split System: Heat Pump with Remote Outdoor Unit-Air-Source) | C5H3V36*K*AAA* |  |  | ESH5X48M12A*+WALLCON | *95CSU0601716B* | 33600 | 19 | 9 | 35200 | 27000 | 76.7% | 1.92 | 0 | 11 |  |  |  | No | R-454B | 2.8 | Residential & Commercial | Ducted CEE Tier 1
207658536 | Central HP <5.4 tons | BOSCH | HRCU-A-CB (Split System: Heat Pump with Remote Outdoor Unit-Air-Source) | BOVB-36HDN1-M20G |  |  | BMA*2430ANTD | BGH96M060B3A | 23800 | 18 | 9 | 24000 | 17200 | 71.67% | 1.85 | 13 | 12 |  |  |  | No | R-410A | 1.9833 | Residential & Commercial | Ducted CEE Tier 1
216497969 | Central HP <5.4 tons | AC PRO | HRCU-A-CB (Split System: Heat Pump with Remote Outdoor Unit-Air-Source) | MHPC-H-024BSB |  |  | MMUL-H-024BMB |  | 24000 | 19.7 | 9 | 25000 | 18000 | 72% | 2.2 | 0 | 11.7 |  |  |  | No | R-454B | 2 | Residential & Commercial | Ducted CEE Tier 1
213613465 | Central HP <5.4 tons | PAYNE HEATING AND COOLING | HRCU-A-CB (Split System: Heat Pump with Remote Outdoor Unit-Air-Source) | 38MURAQ18AB3* | ASPEN |  | L(E,G)M36D4 |  | 18000 | 15.2 | 9 | 19300 | 18300 | 94.82% | 2.2 | 0 | 10 |  |  |  | No | R-410A | 1.5 | Residential & Commercial | Ducted CEE Tier 1
215934451 | Central HP <5.4 tons | KEEPRITE | HRCU-A-CB (Split System: Heat Pump with Remote Outdoor Unit-Air-Source) | C5H3V48*K*AAA* |  |  | ESH5X48M12A*+WALLCON | *80CTL0901716B* | 43500 | 20 | 9 | 48500 | 35800 | 73.81% | 1.86 | 0 | 11 |  |  |  | No | R-454B | 3.625 | Residential & Commercial | Ducted CEE Tier 1
215934101 | Central HP <5.4 tons | KEEPRITE | HRCU-A-CB (Split System: Heat Pump with Remote Outdoor Unit-Air-Source) | C5H3V48*K*AAA* |  |  | EA*5X60M24A*+WALLCON | *80CTL0702120B* | 44500 | 21 | 9.5 | 48500 | 36600 | 75.46% | 2 | 0 | 11 |  |  |  | No | R-454B | 3.7083 | Residential & Commercial | Ducted CEE Tier 1
214572996 | Central HP <5.4 tons | KENMORE | HRCU-A-CB (Split System: Heat Pump with Remote Outdoor Unit-Air-Source) | (C,H,T)VH837GKA** |  |  | EA*4X61L21A*+WALLCON | *97CMN0802120B* | 33200 | 17.5 | 8.5 | 32000 | 24800 | 77.5% | 2 | 0 | 11.5 |  |  |  | No | R-410A | 2.7667 | Residential & Commercial | Ducted CEE Tier 1
214573246 | Central HP <5.4 tons | KENMORE | HRCU-A-CB (Split System: Heat Pump with Remote Outdoor Unit-Air-Source) | (C,H,T)VH837GKA** |  |  | EHD4X48AAL+WALLCON | *96CTN0802120B* | 32600 | 17.5 | 8.5 | 32600 | 24800 | 76.07% | 1.98 | 0 | 11 |  |  |  | No | R-410A | 2.7167 | Residential & Commercial | Ducted CEE Tier 1
214572726 | Central HP <5.4 tons | KENMORE | HRCU-A-CB (Split System: Heat Pump with Remote Outdoor Unit-Air-Source) | (C,H,T)VH837GKA** |  |  | EA*4X43L21A*+WALLCON | *95CSU0802120B* | 32800 | 17.5 | 8.5 | 32800 | 25200 | 76.83% | 2 | 0 | 11 |  |  |  | No | R-410A | 2.7333 | Residential & Commercial | Ducted CEE Tier 1
212361365 | Central HP <5.4 tons | TOSOT | HRCU-A-C (Split System: Heat Pump with Remote Outdoor Unit with No Indoor Fan --Air Source) | TU36-24WADU |  |  | TCAT24F/NAA |  | 23000 | 15.2 | 8.5 | 24000 | 21600 | 90% | 1.8 | 0 | 11 |  |  |  | No | R-410A | 1.9167 | Residential & Commercial | Ducted CEE Tier 1
214573536 | Central HP <5.4 tons | KENMORE | HRCU-A-CB (Split System: Heat Pump with Remote Outdoor Unit-Air-Source) | (C,H,T)VH837GKA** |  |  | EN(A,D)4X48L24**+WALLCON | *97CMN0802120B* | 32400 | 17.5 | 8.5 | 32800 | 24800 | 75.61% | 1.96 | 0 | 11.5 |  |  |  | No | R-410A | 2.7 | Residential & Commercial | Ducted CEE Tier 1
214573486 | Central HP <5.4 tons | KENMORE | HRCU-A-CB (Split System: Heat Pump with Remote Outdoor Unit-Air-Source) | (C,H,T)VH837GKA** |  |  | EN(A,D,W)4X48L21**+WALLCON | *96CTN0802120B* | 32400 | 17.5 | 8.5 | 32600 | 24800 | 76.07% | 1.98 | 0 | 11.5 |  |  |  | No | R-410A | 2.7 | Residential & Commercial | Ducted CEE Tier 1
215735563 | Central HP <5.4 tons | YORK | HRCU-A-CB (Split System: Heat Pump with Remote Outdoor Unit-Air-Source) | HH860E2S11 | ADP |  | H,YE1K*48+TXV-BLEED | TM9Y080C16MP11 | 43500 | 16 | 8.45 | 42500 | 33400 | 78.59% | 1.98 | 0 | 10.5 |  |  |  | No | R-454B | 3.625 | Residential & Commercial | Ducted CEE Tier 1
215731317 | Central HP <5.4 tons | YORK | HRCU-A-CB (Split System: Heat Pump with Remote Outdoor Unit-Air-Source) | HH860E2S11 | ADP |  | H,YG37*60+TXV | TM8V080C16MP12 | 43500 | 17 | 8.5 | 42000 | 32800 | 78.1% | 2 | 0 | 11.7 |  |  |  | No | R-454B | 3.625 | Residential & Commercial | Ducted CEE Tier 1
215731337 | Central HP <5.4 tons | YORK | HRCU-A-CB (Split System: Heat Pump with Remote Outdoor Unit-Air-Source) | HH860E2S11 | ADP |  | H,YG54*60+TXV | TM8V080C16MP12 | 43500 | 18 | 8.5 | 42000 | 32800 | 78.1% | 2 | 0 | 11.7 |  |  |  | No | R-454B | 3.625 | Residential & Commercial | Ducted CEE Tier 1
215731367 | Central HP <5.4 tons | YORK | HRCU-A-CB (Split System: Heat Pump with Remote Outdoor Unit-Air-Source) | HH860E2S11 | ADP |  | H,YG86*48+TXV | TM8V080C16MP12 | 43500 | 18 | 8.5 | 42000 | 32800 | 78.1% | 2 | 0 | 11.7 |  |  |  | No | R-454B | 3.625 | Residential & Commercial | Ducted CEE Tier 1
215731385 | Central HP <5.4 tons | YORK | HRCU-A-CB (Split System: Heat Pump with Remote Outdoor Unit-Air-Source) | HH860E2S11 | ADP |  | H,YG3K*48+TXV | TM8V100C16MP12 | 43500 | 17 | 8.5 | 42000 | 32800 | 78.1% | 2 | 0 | 11.7 |  |  |  | No | R-454B | 3.625 | Residential & Commercial | Ducted CEE Tier 1
215731412 | Central HP <5.4 tons | YORK | HRCU-A-CB (Split System: Heat Pump with Remote Outdoor Unit-Air-Source) | HH860E2S11 | ADP |  | H,YG74*48+TXV-BLEED | TM8V100C16MP12 | 43500 | 18 | 8.5 | 42000 | 32800 | 78.1% | 2 | 0 | 11.7 |  |  |  | No | R-454B | 3.625 | Residential & Commercial | Ducted CEE Tier 1
215731419 | Central HP <5.4 tons | YORK | HRCU-A-CB (Split System: Heat Pump with Remote Outdoor Unit-Air-Source) | HH860E2S11 | ADP |  | H,YG52*48+TXV-BLEED | TM8V100C16MP12 | 43500 | 18 | 8.5 | 42000 | 32800 | 78.1% | 2 | 0 | 11.7 |  |  |  | No | R-454B | 3.625 | Residential & Commercial | Ducted CEE Tier 1
215731469 | Central HP <5.4 tons | YORK | HRCU-A-CB (Split System: Heat Pump with Remote Outdoor Unit-Air-Source) | HH860E2S11 | ADP |  | H,YG3K*48+TXV-BLEED | TM8V120C20MP12 | 44500 | 18 | 8.5 | 43000 | 33400 | 77.67% | 2 | 0 | 11 |  |  |  | No | R-454B | 3.7083 | Residential & Commercial | Ducted CEE Tier 1
215289603 | Central HP <5.4 tons | AIRQUEST | HRCU-A-CB (Split System: Heat Pump with Remote Outdoor Unit-Air-Source) | DLCURAH18ABK | ADP |  | H,GE23936 | *92MSN0601412A* | 17300 | 16 | 8.5 | 16900 | 19400 | 114.8% | 2.38 | 0 | 10.5 |  |  |  | No | R-410A | 1.4417 | Residential & Commercial | Ducted CEE Tier 1
215550848 | Central HP <5.4 tons | FRIEDRICH | HRCU-A-CB (Split System: Heat Pump with Remote Outdoor Unit-Air-Source) | WFPU18Z363C | ASPEN |  | L(E,G)M36F4 |  | 33800 | 17 | 9 | 33400 | 23400 | 70.06% | 2.61 | 0 | 10 |  |  |  | No | R-410A | 2.8167 | Residential & Commercial | Ducted CEE Tier 1
215933971 | Central HP <5.4 tons | KEEPRITE | HRCU-A-CB (Split System: Heat Pump with Remote Outdoor Unit-Air-Source) | C5H3V36*K*AAA* |  |  | FCMA5B60L0D*+WALLCON |  | 35000 | 22 | 9.5 | 33400 | 25200 | 75.45% | 2.08 | 0 | 13 |  |  |  | No | R-454B | 2.9167 | Residential & Commercial | Ducted CEE Tier 1
215731478 | Central HP <5.4 tons | YORK | HRCU-A-CB (Split System: Heat Pump with Remote Outdoor Unit-Air-Source) | HH860E2S11 | ADP |  | H,YG54*60+TXV | TM8V120C20MP12 | 53000 | 19 | 8.5 | 52000 | 38500 | 74.04% | 2 | 0 | 11 |  |  |  | No | R-454B | 4.4167 | Residential & Commercial | Ducted CEE Tier 1
215731519 | Central HP <5.4 tons | YORK | HRCU-A-CB (Split System: Heat Pump with Remote Outdoor Unit-Air-Source) | HH860E2S11 | ADP |  | H,YG53*48+TXV-BLEED | TM9Y080C16MP11 | 44000 | 17 | 8.5 | 42500 | 33400 | 78.59% | 2 | 0 | 11 |  |  |  | No | R-454B | 3.6667 | Residential & Commercial | Ducted CEE Tier 1
215731544 | Central HP <5.4 tons | YORK | HRCU-A-CB (Split System: Heat Pump with Remote Outdoor Unit-Air-Source) | HH860E2S11 | ADP |  | H,YG3K*60+TXV | TM9Y100C16MP11 | 44000 | 16 | 8.5 | 42500 | 33400 | 78.59% | 2 | 0 | 11 |  |  |  | No | R-454B | 3.6667 | Residential & Commercial | Ducted CEE Tier 1
215731546 | Central HP <5.4 tons | YORK | HRCU-A-CB (Split System: Heat Pump with Remote Outdoor Unit-Air-Source) | HH860E2S11 | ADP |  | H,YG54*60+TXV-BLEED | TM9Y100C16MP11 | 44000 | 17 | 8.5 | 42500 | 33400 | 78.59% | 2 | 0 | 11 |  |  |  | No | R-454B | 3.6667 | Residential & Commercial | Ducted CEE Tier 1
215731576 | Central HP <5.4 tons | YORK | HRCU-A-CB (Split System: Heat Pump with Remote Outdoor Unit-Air-Source) | HH860E2S11 | ADP |  | H,YG3K*60+TXV | TM9Y100C20MP11 | 44500 | 17 | 8.5 | 44500 | 34400 | 77.3% | 2 | 0 | 11 |  |  |  | No | R-454B | 3.7083 | Residential & Commercial | Ducted CEE Tier 1
215731696 | Central HP <5.4 tons | YORK | HRCU-A-CB (Split System: Heat Pump with Remote Outdoor Unit-Air-Source) | HH860E2S11 | ADP |  | H,YG54*60+TXV | Y81E100C20SMPS1 | 53000 | 19 | 8.5 | 51500 | 38000 | 73.79% | 2 | 0 | 11.7 |  |  |  | No | R-454B | 4.4167 | Residential & Commercial | Ducted CEE Tier 1
215731712 | Central HP <5.4 tons | YORK | HRCU-A-CB (Split System: Heat Pump with Remote Outdoor Unit-Air-Source) | HH860E2S11 | ADP |  | H,YG3K*60+TXV | Y81E120C16SMPS1 | 44000 | 17 | 8.5 | 42000 | 32600 | 77.62% | 2 | 0 | 12 |  |  |  | No | R-454B | 3.6667 | Residential & Commercial | Ducted CEE Tier 1
215731726 | Central HP <5.4 tons | YORK | HRCU-A-CB (Split System: Heat Pump with Remote Outdoor Unit-Air-Source) | HH860E2S11 | ADP |  | H,YG51*60+TXV | Y81E120C16SMPS1 | 44000 | 18 | 8.5 | 42000 | 32600 | 77.62% | 2 | 0 | 12 |  |  |  | No | R-454B | 3.6667 | Residential & Commercial | Ducted CEE Tier 1
215289605 | Central HP <5.4 tons | AIRQUEST | HRCU-A-CB (Split System: Heat Pump with Remote Outdoor Unit-Air-Source) | DLCURAH18ABK | ADP |  | H,GE24936 | *92MSN0601412A* | 17500 | 16 | 8.5 | 16900 | 18800 | 111.2% | 2.3 | 0 | 11 |  |  |  | No | R-410A | 1.4583 | Residential & Commercial | Ducted CEE Tier 1
215289637 | Central HP <5.4 tons | AIRQUEST | HRCU-A-CB (Split System: Heat Pump with Remote Outdoor Unit-Air-Source) | DLCURAH18ABK | ADP |  | H,GE7J936 | *92MSN0601412A* | 17300 | 16 | 8.5 | 16900 | 19400 | 114.8% | 2.38 | 0 | 10.5 |  |  |  | No | R-410A | 1.4417 | Residential & Commercial | Ducted CEE Tier 1
215289652 | Central HP <5.4 tons | AIRQUEST | HRCU-A-CB (Split System: Heat Pump with Remote Outdoor Unit-Air-Source) | DLCURAH18ABK | ADP |  | H,GG31930 | *92MSN0601714A* | 16900 | 16 | 8.5 | 16900 | 19000 | 112.4% | 2.34 | 0 | 10 |  |  |  | No | R-410A | 1.4083 | Residential & Commercial | Ducted CEE Tier 1
215289688 | Central HP <5.4 tons | AIRQUEST | HRCU-A-CB (Split System: Heat Pump with Remote Outdoor Unit-Air-Source) | DLCURAH18ABK | ADP |  | HG9J936 | *92MSN0601714A* | 17500 | 16 | 8.5 | 16900 | 18800 | 111.2% | 2.3 | 0 | 10.5 |  |  |  | No | R-410A | 1.4583 | Residential & Commercial | Ducted CEE Tier 1
215289703 | Central HP <5.4 tons | AIRQUEST | HRCU-A-CB (Split System: Heat Pump with Remote Outdoor Unit-Air-Source) | DLCURAH18ABK | ADP |  | H,GG32930 | *92MSN0801716A* | 17400 | 16 | 8.5 | 17100 | 18700 | 109.4% | 2.3 | 0 | 10.5 |  |  |  | No | R-410A | 1.45 | Residential & Commercial | Ducted CEE Tier 1
215289705 | Central HP <5.4 tons | AIRQUEST | HRCU-A-CB (Split System: Heat Pump with Remote Outdoor Unit-Air-Source) | DLCURAH18ABK | ADP |  | HG32924 | *92MSN0801716A* | 17400 | 16 | 8.5 | 17100 | 18700 | 109.4% | 2.3 | 0 | 10.5 |  |  |  | No | R-410A | 1.45 | Residential & Commercial | Ducted CEE Tier 1
215289739 | Central HP <5.4 tons | AIRQUEST | HRCU-A-CB (Split System: Heat Pump with Remote Outdoor Unit-Air-Source) | DLCURAH18ABK | ADP |  | H,GG24936 | *96MSN0261410A* | 17300 | 20 | 8.1 | 16700 | 18800 | 112.6% | 2.3 | 0 | 10.5 |  |  |  | No | R-410A | 1.4417 | Residential & Commercial | Ducted CEE Tier 1
215289754 | Central HP <5.4 tons | AIRQUEST | HRCU-A-CB (Split System: Heat Pump with Remote Outdoor Unit-Air-Source) | DLCURAH18ABK | ADP |  | HE32936 | *96MSN0261410A* | 16900 | 20 | 8.1 | 16700 | 18800 | 112.6% | 2.3 | 0 | 10 |  |  |  | No | R-410A | 1.4083 | Residential & Commercial | Ducted CEE Tier 1
214237705 | Central HP <5.4 tons | FRIEDRICH | HRCU-A-C (Split System: Heat Pump with Remote Outdoor Unit with No Indoor Fan --Air Source) | WFPU18Z483C | ASPEN |  | D(A,C,E)61A44+TDR |  | 40500 | 15.55 | 8.55 | 42000 | 34600 | 82.38% | 1.94 | 0 | 11.4 |  |  |  | No | R-410A | 3.375 | Residential & Commercial | Ducted CEE Tier 1
214237706 | Central HP <5.4 tons | FRIEDRICH | HRCU-A-C (Split System: Heat Pump with Remote Outdoor Unit with No Indoor Fan --Air Source) | WFPU18Z483C | ASPEN |  | D(A,C,E)61B44+TDR |  | 40500 | 15.55 | 8.55 | 42000 | 34600 | 82.38% | 1.94 | 0 | 11.4 |  |  |  | No | R-410A | 3.375 | Residential & Commercial | Ducted CEE Tier 1
214237704 | Central HP <5.4 tons | FRIEDRICH | HRCU-A-C (Split System: Heat Pump with Remote Outdoor Unit with No Indoor Fan --Air Source) | WFPU18Z483C | ASPEN |  | D(A,C,E)49C44+TDR |  | 40500 | 15.55 | 8.55 | 42000 | 34600 | 82.38% | 1.94 | 0 | 11.4 |  |  |  | No | R-410A | 3.375 | Residential & Commercial | Ducted CEE Tier 1
215289755 | Central HP <5.4 tons | AIRQUEST | HRCU-A-CB (Split System: Heat Pump with Remote Outdoor Unit-Air-Source) | DLCURAH18ABK | ADP |  | H,GG33936 | *96MSN0261410A* | 17100 | 20 | 8.1 | 16700 | 18800 | 112.6% | 2.3 | 0 | 10 |  |  |  | No | R-410A | 1.425 | Residential & Commercial | Ducted CEE Tier 1
215289770 | Central HP <5.4 tons | AIRQUEST | HRCU-A-CB (Split System: Heat Pump with Remote Outdoor Unit-Air-Source) | DLCURAH18ABK | ADP |  | HG7J936 | *96MSN0261410A* | 16900 | 20 | 8.1 | 16700 | 18800 | 112.6% | 2.3 | 0 | 10 |  |  |  | No | R-410A | 1.4083 | Residential & Commercial | Ducted CEE Tier 1
215289789 | Central HP <5.4 tons | AIRQUEST | HRCU-A-CB (Split System: Heat Pump with Remote Outdoor Unit-Air-Source) | DLCURAH18ABK | ADP |  | H,GE31924 | *96MSN0401410A* | 16800 | 16 | 8.5 | 16900 | 19100 | 113% | 2.34 | 0 | 10 |  |  |  | No | R-410A | 1.4 | Residential & Commercial | Ducted CEE Tier 1
215289806 | Central HP <5.4 tons | AIRQUEST | HRCU-A-CB (Split System: Heat Pump with Remote Outdoor Unit-Air-Source) | DLCURAH18ABK | ADP |  | H,GE34936 | *96MSN0401410A* | 17400 | 16 | 8.5 | 16900 | 19100 | 113% | 2.34 | 0 | 10.5 |  |  |  | No | R-410A | 1.45 | Residential & Commercial | Ducted CEE Tier 1
215289820 | Central HP <5.4 tons | AIRQUEST | HRCU-A-CB (Split System: Heat Pump with Remote Outdoor Unit-Air-Source) | DLCURAH18ABK | ADP |  | H,GE8J936 | *96MSN0401410A* | 17400 | 16 | 8.5 | 16900 | 19100 | 113% | 2.34 | 0 | 10.5 |  |  |  | No | R-410A | 1.45 | Residential & Commercial | Ducted CEE Tier 1
215289853 | Central HP <5.4 tons | AIRQUEST | HRCU-A-CB (Split System: Heat Pump with Remote Outdoor Unit-Air-Source) | DLCURAH18ABK | ADP |  | H,GG35936 | *96MSN0401712A* | 17500 | 15.2 | 8.5 | 17100 | 18800 | 109.9% | 2.3 | 0 | 10.5 |  |  |  | No | R-410A | 1.4583 | Residential & Commercial | Ducted CEE Tier 1
215289855 | Central HP <5.4 tons | AIRQUEST | HRCU-A-CB (Split System: Heat Pump with Remote Outdoor Unit-Air-Source) | DLCURAH18ABK | ADP |  | H,GG36936 | *96MSN0401712A* | 17500 | 15.2 | 8.5 | 17100 | 18800 | 109.9% | 2.3 | 0 | 10.5 |  |  |  | No | R-410A | 1.4583 | Residential & Commercial | Ducted CEE Tier 1
215289872 | Central HP <5.4 tons | AIRQUEST | HRCU-A-CB (Split System: Heat Pump with Remote Outdoor Unit-Air-Source) | DLCURAH18ABK | ADP |  | H,GE22936 | *96MSN0601412A* | 17000 | 16 | 8.5 | 17000 | 19400 | 114.1% | 2.38 | 0 | 10 |  |  |  | No | R-410A | 1.4167 | Residential & Commercial | Ducted CEE Tier 1
213613464 | Central HP <5.4 tons | PAYNE HEATING AND COOLING | HRCU-A-CB (Split System: Heat Pump with Remote Outdoor Unit-Air-Source) | 38MURAQ18AB3* | ASPEN |  | L(E,G)M36C4 |  | 18000 | 15.2 | 8.5 | 19300 | 18300 | 94.82% | 2.2 | 0 | 10 |  |  |  | No | R-410A | 1.5 | Residential & Commercial | Ducted CEE Tier 1
207454647 | Central HP <5.4 tons | BOSCH | HRCU-A-CB (Split System: Heat Pump with Remote Outdoor Unit-Air-Source) | BOVA-60HDN1-M20G |  |  | BMA*4248CNTF | BGH96M100C5B | 45000 | 17.5 | 8.8 | 46500 | 32800 | 70.54% | 1.9 | 12.5 | 11.7 |  |  |  | No | R-410A | 3.75 | Residential & Commercial | Ducted CEE Tier 1
215735531 | Central HP <5.4 tons | YORK | HRCU-A-CB (Split System: Heat Pump with Remote Outdoor Unit-Air-Source) | HH824E2S11 | ADP |  | H,YE31*30+TXV-BLEED | TM8V080B12MP12 | 21800 | 17 | 8.5 | 21200 | 17700 | 83.49% | 1.9 | 0 | 10 |  |  |  | No | R-454B | 1.8167 | Residential & Commercial | Ducted CEE Tier 1
215735538 | Central HP <5.4 tons | YORK | HRCU-A-CB (Split System: Heat Pump with Remote Outdoor Unit-Air-Source) | HH824E2S11 | ADP |  | H,YE33*36+TXV-BLEED | TM9V080B12MP12 | 23000 | 17 | 9 | 21400 | 17900 | 83.64% | 2 | 0 | 12 |  |  |  | No | R-454B | 1.9167 | Residential & Commercial | Ducted CEE Tier 1
213548645 | Central HP <5.4 tons | LENNOX | HRCU-A-CB (Split System: Heat Pump with Remote Outdoor Unit-Air-Source) | SL25XPV-036-230A** | ADP |  | LH23/37W9 | SLP98UH090XV36C* | 34000 | 22 | 8.8 | 34000 | 27200 | 80% | 1.82 | 0 | 13 |  |  |  | No | R-410A | 2.8333 | Residential & Commercial | Ducted CEE Tier 1
215932871 | Central HP <5.4 tons | KEEPRITE | HRCU-A-CB (Split System: Heat Pump with Remote Outdoor Unit-Air-Source) | C5H3V36*K*AAA* |  |  | EA*5X61M24A*+WALLCON | *80CTL0902120B* | 34600 | 20.5 | 9.5 | 34200 | 25800 | 75.44% | 2.06 | 0 | 12 |  |  |  | No | R-454B | 2.8833 | Residential & Commercial | Ducted CEE Tier 1
215932971 | Central HP <5.4 tons | KEEPRITE | HRCU-A-CB (Split System: Heat Pump with Remote Outdoor Unit-Air-Source) | C5H3V36*K*AAA* |  |  | ESH5X24M12A*+WALLCON | *97CMN0601714B* | 32000 | 17.5 | 9 | 35000 | 27000 | 77.14% | 1.9 | 0 | 10 |  |  |  | No | R-454B | 2.6667 | Residential & Commercial | Ducted CEE Tier 1
215933721 | Central HP <5.4 tons | KEEPRITE | HRCU-A-CB (Split System: Heat Pump with Remote Outdoor Unit-Air-Source) | C5H3V36*K*AAA* |  |  | ESH5X60M12A*+WALLCON | *80CSU0401712A* | 34200 | 20 | 9 | 34400 | 26200 | 76.16% | 1.94 | 0 | 11.7 |  |  |  | No | R-454B | 2.85 | Residential & Commercial | Ducted CEE Tier 1
215289904 | Central HP <5.4 tons | AIRQUEST | HRCU-A-CB (Split System: Heat Pump with Remote Outdoor Unit-Air-Source) | DLCURAH18ABK | ADP |  | HG7J924 | *96MSN0601412A* | 17400 | 16 | 8.5 | 17000 | 19400 | 114.1% | 2.38 | 0 | 10.5 |  |  |  | No | R-410A | 1.45 | Residential & Commercial | Ducted CEE Tier 1
215289936 | Central HP <5.4 tons | AIRQUEST | HRCU-A-CB (Split System: Heat Pump with Remote Outdoor Unit-Air-Source) | DLCURAH18ABK | ADP |  | HG33936 | *96MSN0601716A* | 17100 | 16 | 8.5 | 16500 | 19000 | 115.2% | 2.32 | 0 | 10.5 |  |  |  | No | R-410A | 1.425 | Residential & Commercial | Ducted CEE Tier 1
215289954 | Central HP <5.4 tons | AIRQUEST | HRCU-A-CB (Split System: Heat Pump with Remote Outdoor Unit-Air-Source) | DLCURAH18ABK | ADP |  | HG8J936 | *96MSN0601716A* | 17100 | 16 | 8.5 | 16500 | 19000 | 115.2% | 2.32 | 0 | 10.5 |  |  |  | No | R-410A | 1.425 | Residential & Commercial | Ducted CEE Tier 1
215289971 | Central HP <5.4 tons | AIRQUEST | HRCU-A-CB (Split System: Heat Pump with Remote Outdoor Unit-Air-Source) | DLCURAH18ABK | ADP |  | HE31924 | *96MSN0801716A* | 17200 | 16 | 8.5 | 17000 | 19000 | 111.8% | 2.32 | 0 | 10 |  |  |  | No | R-410A | 1.4333 | Residential & Commercial | Ducted CEE Tier 1
215289972 | Central HP <5.4 tons | AIRQUEST | HRCU-A-CB (Split System: Heat Pump with Remote Outdoor Unit-Air-Source) | DLCURAH18ABK | ADP |  | HE31930 | *96MSN0801716A* | 17200 | 16 | 8.5 | 17000 | 19000 | 111.8% | 2.32 | 0 | 10 |  |  |  | No | R-410A | 1.4333 | Residential & Commercial | Ducted CEE Tier 1
215289988 | Central HP <5.4 tons | AIRQUEST | HRCU-A-CB (Split System: Heat Pump with Remote Outdoor Unit-Air-Source) | DLCURAH18ABK | ADP |  | H,GG35936 | *96MSN0801716A* | 17600 | 16 | 8.5 | 17000 | 18700 | 110% | 2.3 | 0 | 11 |  |  |  | No | R-410A | 1.4667 | Residential & Commercial | Ducted CEE Tier 1
215290004 | Central HP <5.4 tons | AIRQUEST | HRCU-A-CB (Split System: Heat Pump with Remote Outdoor Unit-Air-Source) | DLCURAH18ABK | ADP |  | H,GE9J936 | *96MSN0801716A* | 17600 | 16 | 8.5 | 17000 | 18700 | 110% | 2.3 | 0 | 11 |  |  |  | No | R-410A | 1.4667 | Residential & Commercial | Ducted CEE Tier 1
215731728 | Central HP <5.4 tons | YORK | HRCU-A-CB (Split System: Heat Pump with Remote Outdoor Unit-Air-Source) | HH860E2S11 | ADP |  | H,YG74*60+TXV-BLEED | Y81E120C16SMPS1 | 44000 | 18 | 8.5 | 41500 | 32600 | 78.55% | 2 | 0 | 12 |  |  |  | No | R-454B | 3.6667 | Residential & Commercial | Ducted CEE Tier 1
215731737 | Central HP <5.4 tons | YORK | HRCU-A-CB (Split System: Heat Pump with Remote Outdoor Unit-Air-Source) | HH860E2S11 | ADP |  | H,YG37*60+TXV-BLEED | Y81E120C20SMPS1 | 51500 | 18 | 8.35 | 51500 | 38000 | 73.79% | 1.98 | 0 | 11 |  |  |  | No | R-454B | 4.2917 | Residential & Commercial | Ducted CEE Tier 1
215731744 | Central HP <5.4 tons | YORK | HRCU-A-CB (Split System: Heat Pump with Remote Outdoor Unit-Air-Source) | HH860E2S11 | ADP |  | H,YG3K*60+TXV | Y81E120C20SMPS1 | 45000 | 18 | 8.5 | 43500 | 33600 | 77.24% | 2 | 0 | 11.7 |  |  |  | No | R-454B | 3.75 | Residential & Commercial | Ducted CEE Tier 1
215731753 | Central HP <5.4 tons | YORK | HRCU-A-CB (Split System: Heat Pump with Remote Outdoor Unit-Air-Source) | HH860E2S11 | ADP |  | H,YG51*60+TXV-BLEED | Y81E120C20SMPS1 | 52500 | 19 | 8.5 | 51500 | 38000 | 73.79% | 2 | 0 | 11.7 |  |  |  | No | R-454B | 4.375 | Residential & Commercial | Ducted CEE Tier 1
214573626 | Central HP <5.4 tons | KENMORE | HRCU-A-CB (Split System: Heat Pump with Remote Outdoor Unit-Air-Source) | (C,H,T)VH837GKA2* |  |  | EA*4X36L21A*+WALLCON | *95CSU0802120B* | 31400 | 17 | 8.1 | 33000 | 24200 | 73.33% | 1.86 | 0 | 11 |  |  |  | No | R-410A | 2.6167 | Residential & Commercial | Ducted CEE Tier 1
207658556 | Central HP <5.4 tons | BOSCH | HRCU-A-CB (Split System: Heat Pump with Remote Outdoor Unit-Air-Source) | BOVB-60HDN1-M20G |  |  | BMA*4248CNTF | BGH96M100C5A | 45000 | 17.5 | 8.8 | 46500 | 32800 | 70.54% | 1.9 | 12.5 | 11.7 |  |  |  | No | R-410A | 3.75 | Residential & Commercial | Ducted CEE Tier 1
214237703 | Central HP <5.4 tons | FRIEDRICH | HRCU-A-C (Split System: Heat Pump with Remote Outdoor Unit with No Indoor Fan --Air Source) | WFPU18Z483C | ASPEN |  | D(A,C,E)43E44+TDR |  | 41000 | 15.55 | 8.55 | 42000 | 34600 | 82.38% | 1.94 | 0 | 11.4 |  |  |  | No | R-410A | 3.4167 | Residential & Commercial | Ducted CEE Tier 1
214312491 | Central HP <5.4 tons | GE Appliances | HRCU-A-CB (Split System: Heat Pump with Remote Outdoor Unit-Air-Source) | AUH4860ZGDA* | ASPEN |  | L(E,G)M60E4 |  | 54000 | 15.2 | 8.5 | 54000 | 41000 | 75.93% | 1.8 | 0 | 10 |  |  |  | No | R-410A | 4.5 | Residential & Commercial | Ducted CEE Tier 1
215726360 | Central HP <5.4 tons | YORK | HRCU-A-CB (Split System: Heat Pump with Remote Outdoor Unit-Air-Source) | HH836E2S11 | ADP |  | H,YG81*36+TXV-BLEED | TM9Y080B12MP11 | 33000 | 18 | 8.5 | 29400 | 25000 | 85.03% | 2 | 0 | 11 |  |  |  | No | R-454B | 2.75 | Residential & Commercial | Ducted CEE Tier 1
215726411 | Central HP <5.4 tons | YORK | HRCU-A-CB (Split System: Heat Pump with Remote Outdoor Unit-Air-Source) | HH836E2S11 | ADP |  | H,YG80*36+TXV-BLEED | Y81E100B12SMPS1 | 33000 | 18 | 8.5 | 28800 | 24400 | 84.72% | 2 | 0 | 11.7 |  |  |  | No | R-454B | 2.75 | Residential & Commercial | Ducted CEE Tier 1
214056538 | Central HP <5.4 tons | GSI | HRCU-A-C (Split System: Heat Pump with Remote Outdoor Unit with No Indoor Fan --Air Source) | SOX430U-18HFN1-M |  |  | SAC-24HWDN1-MN0 |  | 18000 | 16.1 | 9.5 | 19000 | 15000 | 78.95% | 2.2 | 11.6 | 11.7 |  |  |  | No | R-410A | 1.5 | Residential & Commercial | Ducted CEE Tier 1
215731312 | Central HP <5.4 tons | YORK | HRCU-A-CB (Split System: Heat Pump with Remote Outdoor Unit-Air-Source) | HH836E2S11 | ADP |  | H,YG48*36+TXV | Y81E120C20SMPS1 | 33600 | 19 | 8.5 | 30000 | 25000 | 83.33% | 2 | 0 | 11 |  |  |  | No | R-454B | 2.8 | Residential & Commercial | Ducted CEE Tier 1
215731828 | Central HP <5.4 tons | YORK | HRCU-A-CB (Split System: Heat Pump with Remote Outdoor Unit-Air-Source) | HH836E2S11 | ADP |  | H,YG48*36+TXV-BLEED | Y81E080C16SMPS1 | 34000 | 19 | 8.5 | 30200 | 25000 | 82.78% | 2 | 0 | 11 |  |  |  | No | R-454B | 2.8333 | Residential & Commercial | Ducted CEE Tier 1
215731835 | Central HP <5.4 tons | YORK | HRCU-A-CB (Split System: Heat Pump with Remote Outdoor Unit-Air-Source) | HH836E2S11 | ADP |  | H,YG48*36+TXV-BLEED | Y82E080B12LMPS1 | 32800 | 19 | 8.5 | 28400 | 24400 | 85.92% | 2 | 0 | 11.7 |  |  |  | No | R-454B | 2.7333 | Residential & Commercial | Ducted CEE Tier 1
214573336 | Central HP <5.4 tons | KENMORE | HRCU-A-CB (Split System: Heat Pump with Remote Outdoor Unit-Air-Source) | (C,H,T)VH837GKA** |  |  | EN(A,D)4X36L21**+WALLCON | *95CSU1002122B* | 31400 | 17 | 8.1 | 33000 | 24000 | 72.73% | 1.84 | 0 | 11 |  |  |  | No | R-410A | 2.6167 | Residential & Commercial | Ducted CEE Tier 1
214572886 | Central HP <5.4 tons | KENMORE | HRCU-A-CB (Split System: Heat Pump with Remote Outdoor Unit-Air-Source) | (C,H,T)VH837GKA** |  |  | EA*4X48L24A*+WALLCON | *96CTN0802120B* | 32400 | 17.5 | 8.5 | 32200 | 24800 | 77.02% | 2 | 0 | 11.5 |  |  |  | No | R-410A | 2.7 | Residential & Commercial | Ducted CEE Tier 1
214572636 | Central HP <5.4 tons | KENMORE | HRCU-A-CB (Split System: Heat Pump with Remote Outdoor Unit-Air-Source) | (C,H,T)VH837GKA** |  |  | EA*4X42L21A*+WALLCON | *97CMN0802120B* | 31800 | 17 | 8.5 | 32800 | 24400 | 74.39% | 1.9 | 0 | 11 |  |  |  | No | R-410A | 2.65 | Residential & Commercial | Ducted CEE Tier 1
214572516 | Central HP <5.4 tons | KENMORE | HRCU-A-CB (Split System: Heat Pump with Remote Outdoor Unit-Air-Source) | (C,H,T)VH837GKA** |  |  | EA*4X36L21A*+WALLCON | *97CMN0802120B* | 31600 | 17 | 8.1 | 33000 | 24200 | 73.33% | 1.86 | 0 | 11 |  |  |  | No | R-410A | 2.6333 | Residential & Commercial | Ducted CEE Tier 1
214571196 | Central HP <5.4 tons | KENMORE | HRCU-A-CB (Split System: Heat Pump with Remote Outdoor Unit-Air-Source) | (C,H,T)VH825GKA3* |  |  | EN(A,D,W)4X42L21**+WALLCON | *97CMN0802120B* | 23800 | 16.5 | 8.1 | 21400 | 16700 | 78.04% | 1.96 | 0 | 11 |  |  |  | No | R-410A | 1.9833 | Residential & Commercial | Ducted CEE Tier 1
214573386 | Central HP <5.4 tons | KENMORE | HRCU-A-CB (Split System: Heat Pump with Remote Outdoor Unit-Air-Source) | (C,H,T)VH837GKA** |  |  | EN(A,D,W)4X42L21**+WALLCON | *95CSU0802120B* | 31800 | 17 | 8.1 | 33000 | 24600 | 74.55% | 1.88 | 0 | 11 |  |  |  | No | R-410A | 2.65 | Residential & Commercial | Ducted CEE Tier 1
214571266 | Central HP <5.4 tons | KENMORE | HRCU-A-CB (Split System: Heat Pump with Remote Outdoor Unit-Air-Source) | (C,H,T)VH825GKA3* |  |  | EN(A,D,W)4X48L21**+WALLCON | *96CTN0802120B* | 24200 | 17 | 8.1 | 21200 | 16600 | 78.3% | 2.02 | 0 | 11.5 |  |  |  | No | R-410A | 2.0167 | Residential & Commercial | Ducted CEE Tier 1
214571096 | Central HP <5.4 tons | KENMORE | HRCU-A-CB (Split System: Heat Pump with Remote Outdoor Unit-Air-Source) | (C,H,T)VH825GKA3* |  |  | EN(A,D)4X36L21**+WALLCON | *80CTL0702120B* | 23400 | 16.5 | 8.1 | 21600 | 16700 | 77.31% | 1.92 | 0 | 11 |  |  |  | No | R-410A | 1.95 | Residential & Commercial | Ducted CEE Tier 1
214571146 | Central HP <5.4 tons | KENMORE | HRCU-A-CB (Split System: Heat Pump with Remote Outdoor Unit-Air-Source) | (C,H,T)VH825GKA3* |  |  | EN(A,D)4X36L21**+WALLCON | *96CTN0802120B* | 23600 | 16.5 | 8.1 | 21400 | 16700 | 78.04% | 1.92 | 0 | 11 |  |  |  | No | R-410A | 1.9667 | Residential & Commercial | Ducted CEE Tier 1
207658538 | Central HP <5.4 tons | BOSCH | HRCU-A-CB (Split System: Heat Pump with Remote Outdoor Unit-Air-Source) | BOVB-36HDN1-M20G |  |  | BMA*2430ANTD | BGH96M060B3B | 23800 | 18 | 9 | 24000 | 17200 | 71.67% | 1.85 | 13 | 12 |  |  |  | No | R-410A | 1.9833 | Residential & Commercial | Ducted CEE Tier 1
215934541 | Central HP <5.4 tons | KEEPRITE | HRCU-A-CB (Split System: Heat Pump with Remote Outdoor Unit-Air-Source) | C5H3V48*K*AAA* |  |  | ESH5X48M12A*+WALLCON | *96CTN1202422B* | 44500 | 20 | 9 | 48500 | 36400 | 75.05% | 1.82 | 0 | 10.5 |  |  |  | No | R-454B | 3.7083 | Residential & Commercial | Ducted CEE Tier 1
215351154 | Central HP <5.4 tons | TOSOT | HRCU-A-CB (Split System: Heat Pump with Remote Outdoor Unit-Air-Source) | TU60-R32WEDU |  |  | TUD60-R32AHEDU |  | 54000 | 16 | 9 | 54000 | 45000 | 83.33% | 1.8 | 0 | 11 |  |  |  | No | R-32 | 4.5 | Residential & Commercial | Ducted CEE Tier 1
216497967 | Central HP <5.4 tons | AC PRO | HRCU-A-CB (Split System: Heat Pump with Remote Outdoor Unit-Air-Source) | SPHP-Z-V060BB |  |  | AIRH-Z-V060V18C |  | 54000 | 17.5 | 9.5 | 55000 | 54000 | 98.18% | 1.9 | 0 | 12 |  |  |  | No | R-454B | 4.5 | Residential & Commercial | Ducted CEE Tier 1
214573676 | Central HP <5.4 tons | KENMORE | HRCU-A-CB (Split System: Heat Pump with Remote Outdoor Unit-Air-Source) | (C,H,T)VH837GKA2* |  |  | EA*4X37L21A*+WALLCON | *80CTL0702120B* | 32800 | 17.5 | 8.5 | 32800 | 25200 | 76.83% | 2 | 0 | 11 |  |  |  | No | R-410A | 2.7333 | Residential & Commercial | Ducted CEE Tier 1
214573726 | Central HP <5.4 tons | KENMORE | HRCU-A-CB (Split System: Heat Pump with Remote Outdoor Unit-Air-Source) | (C,H,T)VH837GKA2* |  |  | EA*4X37L21A*+WALLCON | *96CTN0802120B* | 33000 | 17.5 | 8.5 | 32600 | 25000 | 76.69% | 2 | 0 | 11.5 |  |  |  | No | R-410A | 2.75 | Residential & Commercial | Ducted CEE Tier 1
215735526 | Central HP <5.4 tons | YORK | HRCU-A-CB (Split System: Heat Pump with Remote Outdoor Unit-Air-Source) | HH860E2S11 | ADP |  | H,YE35*48+TXV-BLEED | TM8V100C16MP12 | 42500 | 17 | 8.3 | 42000 | 32800 | 78.1% | 1.96 | 0 | 11 |  |  |  | No | R-454B | 3.5417 | Residential & Commercial | Ducted CEE Tier 1
215735560 | Central HP <5.4 tons | YORK | HRCU-A-CB (Split System: Heat Pump with Remote Outdoor Unit-Air-Source) | HH860E2S11 | ADP |  | H,YE1K*48+TXV-BLEED | TM8V100C16MP12 | 43000 | 17 | 8.45 | 42000 | 32800 | 78.1% | 1.98 | 0 | 11.5 |  |  |  | No | R-454B | 3.5833 | Residential & Commercial | Ducted CEE Tier 1
215731730 | Central HP <5.4 tons | YORK | HRCU-A-CB (Split System: Heat Pump with Remote Outdoor Unit-Air-Source) | HH860E2S11 | ADP |  | H,YG74*60+TXV | Y81E120C16SMPS1 | 44000 | 18 | 8.5 | 41500 | 32600 | 78.55% | 2 | 0 | 12 |  |  |  | No | R-454B | 3.6667 | Residential & Commercial | Ducted CEE Tier 1
215731732 | Central HP <5.4 tons | YORK | HRCU-A-CB (Split System: Heat Pump with Remote Outdoor Unit-Air-Source) | HH860E2S11 | ADP |  | H,YG52*48+TXV | Y81E120C16SMPS1 | 44000 | 18 | 8.5 | 42000 | 32600 | 77.62% | 2 | 0 | 12 |  |  |  | No | R-454B | 3.6667 | Residential & Commercial | Ducted CEE Tier 1
215731784 | Central HP <5.4 tons | YORK | HRCU-A-CB (Split System: Heat Pump with Remote Outdoor Unit-Air-Source) | HH860E2S11 | ADP |  | H,YG54*60+TXV | Y81E130D20SMPS1 | 54000 | 19 | 8.5 | 52500 | 39000 | 74.29% | 2 | 0 | 11.7 |  |  |  | No | R-454B | 4.5 | Residential & Commercial | Ducted CEE Tier 1
207658574 | Central HP <5.4 tons | BOSCH | HRCU-A-CB (Split System: Heat Pump with Remote Outdoor Unit-Air-Source) | BOVB-60HDN1-M20G |  |  | BMA*4860DNTF | BGH96M100D5B | 52000 | 18 | 8.5 | 54000 | 37800 | 70% | 1.85 | 12.5 | 11.7 |  |  |  | No | R-410A | 4.3333 | Residential & Commercial | Ducted CEE Tier 1
207658575 | Central HP <5.4 tons | BOSCH | HRCU-A-CB (Split System: Heat Pump with Remote Outdoor Unit-Air-Source) | BOVB-60HDN1-M20G |  |  | BMA*4860DNTF | BGH96M120D5B | 52000 | 18 | 8.5 | 54000 | 37800 | 70% | 1.85 | 12.5 | 11.7 |  |  |  | No | R-410A | 4.3333 | Residential & Commercial | Ducted CEE Tier 1
215932601 | Central HP <5.4 tons | KEEPRITE | HRCU-A-CB (Split System: Heat Pump with Remote Outdoor Unit-Air-Source) | C5H3V36*K*AAA* |  |  | EA*5X60M24A*+WALLCON | *97CMN0602120B* | 33800 | 20 | 9 | 34600 | 26400 | 76.3% | 1.92 | 0 | 11.5 |  |  |  | No | R-454B | 2.8167 | Residential & Commercial | Ducted CEE Tier 1
215933251 | Central HP <5.4 tons | KEEPRITE | HRCU-A-CB (Split System: Heat Pump with Remote Outdoor Unit-Air-Source) | C5H3V36*K*AAA* |  |  | ESH5X36M12A*+WALLCON | *96CTN0801714B* | 33000 | 18.5 | 9 | 35200 | 27000 | 76.7% | 1.92 | 0 | 11 |  |  |  | No | R-454B | 2.75 | Residential & Commercial | Ducted CEE Tier 1
215351149 | Central HP <5.4 tons | TOSOT | HRCU-A-CB (Split System: Heat Pump with Remote Outdoor Unit-Air-Source) | TU24-32WEDU |  |  | TUD24-32AH2EDU |  | 24000 | 16 | 9.5 | 24000 | 24000 | 100% | 1.8 | 0 | 11.7 |  |  |  | No | R-32 | 2 | Residential & Commercial | Ducted CEE Tier 1
214588213 | Central HP <5.4 tons | BRYANT HEATING AND COOLING SYSTEMS | HRCU-A-CB (Split System: Heat Pump with Remote Outdoor Unit-Air-Source) | 38MURAQ18AB3* | ADP |  | V,C36H***P219 | 926TC30040V14*** | 17200 | 16 | 8.5 | 16600 | 19000 | 114.5% | 2.34 | 0 | 10 |  |  |  | No | R-410A | 1.4333 | Residential & Commercial | Ducted CEE Tier 1
214588233 | Central HP <5.4 tons | BRYANT HEATING AND COOLING SYSTEMS | HRCU-A-CB (Split System: Heat Pump with Remote Outdoor Unit-Air-Source) | 38MURAQ18AB3* | ADP |  | PL36H***P449 | 926TC36060V14*** | 17500 | 16 | 8.5 | 16900 | 18800 | 111.2% | 2.3 | 0 | 10.5 |  |  |  | No | R-410A | 1.4583 | Residential & Commercial | Ducted CEE Tier 1
214056993 | Central HP <5.4 tons | GE Appliances | HRCU-A-CB (Split System: Heat Pump with Remote Outdoor Unit-Air-Source) | AUH2436ZGDA* | ASPEN |  | L(E,G)M24H4 |  | 23200 | 17 | 8.8 | 24000 | 22000 | 91.67% | 1.8 | 0 | 12 |  |  |  | No | R-410A | 1.9333 | Residential & Commercial | Ducted CEE Tier 1
214056542 | Central HP <5.4 tons | GSI | HRCU-A-C (Split System: Heat Pump with Remote Outdoor Unit with No Indoor Fan --Air Source) | SOE31U-36HFN1-M |  |  | SVB-36B23T4N1 |  | 35000 | 15.5 | 8.6 | 38000 | 31600 | 83.16% | 1.85 | 0 | 10 |  |  |  | No | R-410A | 2.9167 | Residential & Commercial | Ducted CEE Tier 1
215731330 | Central HP <5.4 tons | YORK | HRCU-A-CB (Split System: Heat Pump with Remote Outdoor Unit-Air-Source) | HH860E2S11 | ADP |  | H,YG3K*60+TXV | TM8V080C16MP12 | 43500 | 17 | 8.5 | 42000 | 32800 | 78.1% | 2 | 0 | 11.7 |  |  |  | No | R-454B | 3.625 | Residential & Commercial | Ducted CEE Tier 1
215731481 | Central HP <5.4 tons | YORK | HRCU-A-CB (Split System: Heat Pump with Remote Outdoor Unit-Air-Source) | HH860E2S11 | ADP |  | H,YG55*60+TXV | TM8V120C20MP12 | 53000 | 19 | 8.5 | 52000 | 38500 | 74.04% | 2 | 0 | 11 |  |  |  | No | R-454B | 4.4167 | Residential & Commercial | Ducted CEE Tier 1
215731496 | Central HP <5.4 tons | YORK | HRCU-A-CB (Split System: Heat Pump with Remote Outdoor Unit-Air-Source) | HH860E2S11 | ADP |  | H,YG55*60+TXV | TM9V120D20MP12 | 53000 | 19 | 8.5 | 52500 | 39000 | 74.29% | 2 | 0 | 11 |  |  |  | No | R-454B | 4.4167 | Residential & Commercial | Ducted CEE Tier 1
215731499 | Central HP <5.4 tons | YORK | HRCU-A-CB (Split System: Heat Pump with Remote Outdoor Unit-Air-Source) | HH860E2S11 | ADP |  | H,YG74*60+TXV-BLEED | TM9V120D20MP12 | 53000 | 19 | 8.5 | 52000 | 38500 | 74.04% | 2 | 0 | 11 |  |  |  | No | R-454B | 4.4167 | Residential & Commercial | Ducted CEE Tier 1
215935351 | Central HP <5.4 tons | KEEPRITE | HRCU-A-CB (Split System: Heat Pump with Remote Outdoor Unit-Air-Source) | C5H3V36*K*AAA* |  |  | EVM5X60M24A*+WALLCON | *80CTL0902120B* | 35600 | 22 | 8.5 | 38000 | 28400 | 74.74% | 2.04 | 0 | 12.5 |  |  |  | No | R-454B | 2.9667 | Residential & Commercial | Ducted CEE Tier 1
215932781 | Central HP <5.4 tons | KEEPRITE | HRCU-A-CB (Split System: Heat Pump with Remote Outdoor Unit-Air-Source) | C5H3V36*K*AAA* |  |  | EA*5X61M21A*+WALLCON | *97CMN0601714B* | 34000 | 19.5 | 9 | 33800 | 25800 | 76.33% | 1.94 | 0 | 11 |  |  |  | No | R-454B | 2.8333 | Residential & Commercial | Ducted CEE Tier 1
215425831 | Central HP <5.4 tons | YORK | HRCU-A-CB (Split System: Heat Pump with Remote Outdoor Unit-Air-Source) | HH824E2S11 | ADP |  | H,YE24*24+TXV | Y91E080B12SMPS1 | 21800 | 17 | 8.55 | 21200 | 17400 | 82.08% | 1.92 | 0 | 11 |  |  |  | No | R-454B | 1.8167 | Residential & Commercial | Ducted CEE Tier 1
215425833 | Central HP <5.4 tons | YORK | HRCU-A-CB (Split System: Heat Pump with Remote Outdoor Unit-Air-Source) | HH824E2S11 | ADP |  | H,YE32*30+TXV-BLEED | Y91E080B12SMPS1 | 22200 | 17 | 8.65 | 21200 | 17400 | 82.08% | 1.94 | 0 | 11.5 |  |  |  | No | R-454B | 1.85 | Residential & Commercial | Ducted CEE Tier 1
215735545 | Central HP <5.4 tons | YORK | HRCU-A-CB (Split System: Heat Pump with Remote Outdoor Unit-Air-Source) | HH824E2S11 | ADP |  | H,YE31*30+TXV-BLEED | Y82E060A12LMPS1 | 21800 | 18 | 8.5 | 21200 | 17300 | 81.6% | 1.9 | 0 | 11 |  |  |  | No | R-454B | 1.8167 | Residential & Commercial | Ducted CEE Tier 1
214651257 | Central HP <5.4 tons | CHAMPION HEATING AND COOLING | HRCU-A-CB (Split System: Heat Pump with Remote Outdoor Unit-Air-Source) | HH824E2S11 |  |  | CTU36B5XDS1+TXV | TM9V060B12MP12 | 23000 | 18 | 9.5 | 23000 | 18800 | 81.74% | 2 | 0 | 12 |  |  |  | No | R-454B | 1.9167 | Residential & Commercial | Ducted CEE Tier 1
214651325 | Central HP <5.4 tons | CHAMPION HEATING AND COOLING | HRCU-A-CB (Split System: Heat Pump with Remote Outdoor Unit-Air-Source) | HH824E2S11 |  |  | CTU30B5XCS1+TXV | TM9E060B12MP12 | 23000 | 17 | 9.5 | 23000 | 18900 | 82.17% | 2 | 0 | 11.7 |  |  |  | No | R-454B | 1.9167 | Residential & Commercial | Ducted CEE Tier 1
214651509 | Central HP <5.4 tons | CHAMPION HEATING AND COOLING | HRCU-A-CB (Split System: Heat Pump with Remote Outdoor Unit-Air-Source) | HH824E2S11 |  |  | CTU36B5XDS1+TXV | Z8ES100B12SMPS1 | 23000 | 19 | 9.5 | 23000 | 18800 | 81.74% | 2 | 0 | 12 |  |  |  | No | R-454B | 1.9167 | Residential & Commercial | Ducted CEE Tier 1
214651436 | Central HP <5.4 tons | CHAMPION HEATING AND COOLING | HRCU-A-CB (Split System: Heat Pump with Remote Outdoor Unit-Air-Source) | HH824E2S11 |  |  | CTU36B5XDS1+TXV | TM8E100B12MP11 | 23000 | 18 | 9.5 | 23000 | 18900 | 82.17% | 2 | 0 | 12 |  |  |  | No | R-454B | 1.9167 | Residential & Commercial | Ducted CEE Tier 1
215935331 | Central HP <5.4 tons | KEEPRITE | HRCU-A-CB (Split System: Heat Pump with Remote Outdoor Unit-Air-Source) | C5H3V36*K*AAA* |  |  | EVM5X60M24A*+WALLCON | *80CSU1002120A* | 35400 | 21.5 | 8.5 | 38000 | 28600 | 75.26% | 2.02 | 0 | 12 |  |  |  | No | R-454B | 2.95 | Residential & Commercial | Ducted CEE Tier 1
215932851 | Central HP <5.4 tons | KEEPRITE | HRCU-A-CB (Split System: Heat Pump with Remote Outdoor Unit-Air-Source) | C5H3V36*K*AAA* |  |  | EA*5X61M24A*+WALLCON | *80CSU1002120A* | 34400 | 20.5 | 9 | 34400 | 26200 | 76.16% | 1.96 | 0 | 11.7 |  |  |  | No | R-454B | 2.8667 | Residential & Commercial | Ducted CEE Tier 1
215933401 | Central HP <5.4 tons | KEEPRITE | HRCU-A-CB (Split System: Heat Pump with Remote Outdoor Unit-Air-Source) | C5H3V36*K*AAA* |  |  | ESH5X42M12A*+WALLCON | *97CMN0601714B* | 33200 | 18.5 | 9 | 34200 | 26200 | 76.61% | 1.94 | 0 | 10.5 |  |  |  | No | R-454B | 2.7667 | Residential & Commercial | Ducted CEE Tier 1
215933501 | Central HP <5.4 tons | KEEPRITE | HRCU-A-CB (Split System: Heat Pump with Remote Outdoor Unit-Air-Source) | C5H3V36*K*AAA* |  |  | ESH5X42M12A*+WALLCON | *96CTN1202422B* | 33600 | 19 | 9 | 34600 | 26600 | 76.88% | 1.94 | 0 | 11.5 |  |  |  | No | R-454B | 2.8 | Residential & Commercial | Ducted CEE Tier 1
212552682 | Central HP <5.4 tons | DAY & NIGHT | HRCU-A-CB (Split System: Heat Pump with Remote Outdoor Unit-Air-Source) | CVH848GKA** | ADP |  | FG86960 | *97CMN1002122A* | 46000 | 17 | 8.5 | 44000 | 34600 | 78.64% | 2 | 0 | 10 |  |  |  | No | R-410A | 3.8333 | Residential & Commercial | Ducted CEE Tier 1
214771732 | Central HP <5.4 tons | BOSCH | HRCU-A-CB (Split System: Heat Pump with Remote Outdoor Unit-Air-Source) | BOVA-60RTB-M20S |  |  | BIVA-48RCB-M20X |  | 47000 | 18.5 | 9.5 | 48000 | 33600 | 70% | 2 | 0 | 12 |  |  |  | No | R-454B | 3.9167 | Residential & Commercial | Ducted CEE Tier 1
214771737 | Central HP <5.4 tons | BOSCH | HRCU-A-CB (Split System: Heat Pump with Remote Outdoor Unit-Air-Source) | BOVA-60RTB-M20S |  |  | BMAC4248DBTA | BGH96M100D5C | 44500 | 16.5 | 9 | 47000 | 33000 | 70.21% | 1.9 | 0 | 11.7 |  |  |  | No | R-454B | 3.7083 | Residential & Commercial | Ducted CEE Tier 1
214053821 | Central HP <5.4 tons | BOSCH | HRCU-A-C (Split System: Heat Pump with Remote Outdoor Unit with No Indoor Fan --Air Source) | BOVC-36HDN1-M20G |  |  | BMAC4248CNTF |  | 32400 | 15.2 | 9 | 34200 | 24000 | 70.18% | 1.86 | 0 | 11.5 |  |  |  | No | R-410A | 2.7 | Residential & Commercial | Ducted CEE Tier 1
214053814 | Central HP <5.4 tons | BOSCH | HRCU-A-CB (Split System: Heat Pump with Remote Outdoor Unit-Air-Source) | BOVC-36HDN1-M20G |  |  | BMAC3036CNTD | BGH96M080C4B | 33600 | 17.5 | 9 | 34200 | 24000 | 70.18% | 1.88 | 0 | 11 |  |  |  | No | R-410A | 2.8 | Residential & Commercial | Ducted CEE Tier 1
215731833 | Central HP <5.4 tons | YORK | HRCU-A-CB (Split System: Heat Pump with Remote Outdoor Unit-Air-Source) | HH836E2S11 | ADP |  | H,YG48*36+TXV-BLEED | Y81E120C16SMPS1 | 33400 | 19 | 8.5 | 29600 | 24800 | 83.78% | 2 | 0 | 11.7 |  |  |  | No | R-454B | 2.7833 | Residential & Commercial | Ducted CEE Tier 1
215731293 | Central HP <5.4 tons | YORK | HRCU-A-CB (Split System: Heat Pump with Remote Outdoor Unit-Air-Source) | HH836E2S11 | ADP |  | H,YG48*36+TXV | TM9V080B12MP12 | 33000 | 18 | 8.5 | 29200 | 24800 | 84.93% | 2 | 0 | 11 |  |  |  | No | R-454B | 2.75 | Residential & Commercial | Ducted CEE Tier 1
215731829 | Central HP <5.4 tons | YORK | HRCU-A-CB (Split System: Heat Pump with Remote Outdoor Unit-Air-Source) | HH836E2S11 | ADP |  | H,YG48*36+TXV-BLEED | Y81E080C20SMPS1 | 34600 | 19 | 8.5 | 30800 | 25400 | 82.47% | 2 | 0 | 11 |  |  |  | No | R-454B | 2.8833 | Residential & Commercial | Ducted CEE Tier 1
215933551 | Central HP <5.4 tons | KEEPRITE | HRCU-A-CB (Split System: Heat Pump with Remote Outdoor Unit-Air-Source) | C5H3V36*K*AAA* |  |  | ESH5X48M12A*+WALLCON | *80CTL0701412B* | 33600 | 19 | 9 | 35200 | 27000 | 76.7% | 1.9 | 0 | 11 |  |  |  | No | R-454B | 2.8 | Residential & Commercial | Ducted CEE Tier 1
215933651 | Central HP <5.4 tons | KEEPRITE | HRCU-A-CB (Split System: Heat Pump with Remote Outdoor Unit-Air-Source) | C5H3V36*K*AAA* |  |  | ESH5X48M12A*+WALLCON | *97CMN0602120B* | 33600 | 19 | 9 | 35200 | 27000 | 76.7% | 1.92 | 0 | 11 |  |  |  | No | R-454B | 2.8 | Residential & Commercial | Ducted CEE Tier 1
215933951 | Central HP <5.4 tons | KEEPRITE | HRCU-A-CB (Split System: Heat Pump with Remote Outdoor Unit-Air-Source) | C5H3V36*K*AAA* |  |  | ESH5X60M12A*+WALLCON | *96CTN1202422B* | 34200 | 19.5 | 9 | 34200 | 26000 | 76.02% | 1.94 | 0 | 11.7 |  |  |  | No | R-454B | 2.85 | Residential & Commercial | Ducted CEE Tier 1
215933051 | Central HP <5.4 tons | KEEPRITE | HRCU-A-CB (Split System: Heat Pump with Remote Outdoor Unit-Air-Source) | C5H3V36*K*AAA* |  |  | ESH5X36M12A*+WALLCON | *80CSU1002120A* | 33200 | 18.5 | 9 | 35000 | 26800 | 76.57% | 1.92 | 0 | 11 |  |  |  | No | R-454B | 2.7667 | Residential & Commercial | Ducted CEE Tier 1
215933201 | Central HP <5.4 tons | KEEPRITE | HRCU-A-CB (Split System: Heat Pump with Remote Outdoor Unit-Air-Source) | C5H3V36*K*AAA* |  |  | ESH5X36M12A*+WALLCON | *97CMN0802120B* | 33200 | 19 | 9 | 34800 | 26800 | 77.01% | 1.92 | 0 | 11 |  |  |  | No | R-454B | 2.7667 | Residential & Commercial | Ducted CEE Tier 1
215933701 | Central HP <5.4 tons | KEEPRITE | HRCU-A-CB (Split System: Heat Pump with Remote Outdoor Unit-Air-Source) | C5H3V36*K*AAA* |  |  | ESH5X48M12A*+WALLCON | *96CTN0601714B* | 33400 | 19 | 9 | 34200 | 26000 | 76.02% | 1.94 | 0 | 11 |  |  |  | No | R-454B | 2.7833 | Residential & Commercial | Ducted CEE Tier 1
206726720 | Central HP <5.4 tons | LBG Products | HRCU-A-CB (Split System: Heat Pump with Remote Outdoor Unit-Air-Source) | LCH48060DO |  |  | LCH60DGHNI |  | 54000 | 16 | 9 | 54000 | 41000 | 75.93% | 1.8 | 10.5 | 10 |  |  |  | No | R-410A | 4.5 | Residential & Commercial | Ducted CEE Tier 1
213546877 | Central HP <5.4 tons | LENNOX | HRCU-A-CB (Split System: Heat Pump with Remote Outdoor Unit-Air-Source) | EL22XPV-024-230A** | ADP |  | L*35/36U9 | SLP99UH070XV36B* | 23800 | 21 | 8.5 | 22000 | 15400 | 70% | 1.92 | 0 | 13.5 |  |  |  | No | R-410A | 1.9833 | Residential & Commercial | Ducted CEE Tier 1
215933301 | Central HP <5.4 tons | KEEPRITE | HRCU-A-CB (Split System: Heat Pump with Remote Outdoor Unit-Air-Source) | C5H3V36*K*AAA* |  |  | ESH5X42M12A*+WALLCON | *80CTL0451712B* | 33200 | 18.5 | 9 | 35600 | 27400 | 76.97% | 1.9 | 0 | 10.5 |  |  |  | No | R-454B | 2.7667 | Residential & Commercial | Ducted CEE Tier 1
215934781 | Central HP <5.4 tons | KEEPRITE | HRCU-A-CB (Split System: Heat Pump with Remote Outdoor Unit-Air-Source) | C5H3V36*K*AAA* |  |  | EVM5X44M21A*+WALLCON | *80CSU0401712A* | 35600 | 22 | 8.5 | 38000 | 28800 | 75.79% | 2.02 | 0 | 12 |  |  |  | No | R-454B | 2.9667 | Residential & Commercial | Ducted CEE Tier 1
215934631 | Central HP <5.4 tons | KEEPRITE | HRCU-A-CB (Split System: Heat Pump with Remote Outdoor Unit-Air-Source) | C5H3V36*K*AAA* |  |  | EVM5X25M17A*+WALLCON | *97CMN0601714B* | 34000 | 20 | 8.1 | 38000 | 27200 | 71.58% | 2 | 0 | 11 |  |  |  | No | R-454B | 2.8333 | Residential & Commercial | Ducted CEE Tier 1
215935031 | Central HP <5.4 tons | KEEPRITE | HRCU-A-CB (Split System: Heat Pump with Remote Outdoor Unit-Air-Source) | C5H3V36*K*AAA* |  |  | EVM5X49M21A*+WALLCON | *80CTL0901716B* | 35600 | 22 | 8.5 | 38000 | 28600 | 75.26% | 2.02 | 0 | 12 |  |  |  | No | R-454B | 2.9667 | Residential & Commercial | Ducted CEE Tier 1
215935131 | Central HP <5.4 tons | KEEPRITE | HRCU-A-CB (Split System: Heat Pump with Remote Outdoor Unit-Air-Source) | C5H3V36*K*AAA* |  |  | EVM5X49M21A*+WALLCON | *96CTN0801714B* | 35400 | 21.5 | 8.5 | 38500 | 28800 | 74.81% | 2.02 | 0 | 12 |  |  |  | No | R-454B | 2.95 | Residential & Commercial | Ducted CEE Tier 1
206724398 | Central HP <5.4 tons | NORTEK | HRCU-A-CB (Split System: Heat Pump with Remote Outdoor Unit-Air-Source) | GXH48-60MSK4DH |  |  | GMH48-**MSK4DH1 |  | 48000 | 17 | 9 | 48000 | 39000 | 81.25% | 1.8 | 11.5 | 11 |  |  |  | No | R-410A | 4 | Residential & Commercial | Ducted CEE Tier 1
206724399 | Central HP <5.4 tons | NORTEK | HRCU-A-CB (Split System: Heat Pump with Remote Outdoor Unit-Air-Source) | GXH48-60MSK4DH |  |  | GMH**-60MSK4DH1 |  | 54000 | 16 | 9 | 54000 | 41000 | 75.93% | 1.8 | 10.5 | 10 |  |  |  | No | R-410A | 4.5 | Residential & Commercial | Ducted CEE Tier 1
206726721 | Central HP <5.4 tons | LBG Products | HRCU-A-CB (Split System: Heat Pump with Remote Outdoor Unit-Air-Source) | LCH48060DO |  |  | LCH48DGHNI |  | 48000 | 17 | 9 | 48000 | 39000 | 81.25% | 1.8 | 11.5 | 11 |  |  |  | No | R-410A | 4 | Residential & Commercial | Ducted CEE Tier 1
213546819 | Central HP <5.4 tons | LENNOX | HRCU-A-CB (Split System: Heat Pump with Remote Outdoor Unit-Air-Source) | EL22XPV-024-230A** | ADP |  | L*35/36U9 | ML196UH070XE48B* | 24000 | 16 | 8.2 | 22400 | 15700 | 70.09% | 1.88 | 0 | 12.5 |  |  |  | No | R-410A | 2 | Residential & Commercial | Ducted CEE Tier 1
214056543 | Central HP <5.4 tons | GSI | HRCU-A-C (Split System: Heat Pump with Remote Outdoor Unit with No Indoor Fan --Air Source) | SOE31U-36HFN1-M |  |  | SAC-36HWDN1-MN0 |  | 35000 | 15.2 | 10 | 39000 | 32000 | 82.05% | 2 | 10.2 | 10 |  |  |  | No | R-410A | 2.9167 | Residential & Commercial | Ducted CEE Tier 1
215731514 | Central HP <5.4 tons | YORK | HRCU-A-CB (Split System: Heat Pump with Remote Outdoor Unit-Air-Source) | HH860E2S11 | ADP |  | H,YG54*60+TXV | TM9Y080C16MP11 | 44000 | 17 | 8.5 | 42500 | 33400 | 78.59% | 2 | 0 | 11 |  |  |  | No | R-454B | 3.6667 | Residential & Commercial | Ducted CEE Tier 1
215731531 | Central HP <5.4 tons | YORK | HRCU-A-CB (Split System: Heat Pump with Remote Outdoor Unit-Air-Source) | HH860E2S11 | ADP |  | H,YG86*48+TXV-BLEED | TM9Y080C16MP11 | 44000 | 17 | 8.5 | 42500 | 33400 | 78.59% | 2 | 0 | 11 |  |  |  | No | R-454B | 3.6667 | Residential & Commercial | Ducted CEE Tier 1
215731566 | Central HP <5.4 tons | YORK | HRCU-A-CB (Split System: Heat Pump with Remote Outdoor Unit-Air-Source) | HH860E2S11 | ADP |  | H,YG86*48+TXV | TM9Y100C16MP11 | 44000 | 17 | 8.5 | 42500 | 33400 | 78.59% | 2 | 0 | 11 |  |  |  | No | R-454B | 3.6667 | Residential & Commercial | Ducted CEE Tier 1
215731583 | Central HP <5.4 tons | YORK | HRCU-A-CB (Split System: Heat Pump with Remote Outdoor Unit-Air-Source) | HH860E2S11 | ADP |  | H,YG74*60+TXV-BLEED | TM9Y100C20MP11 | 52500 | 18 | 8.5 | 52500 | 39000 | 74.29% | 2 | 0 | 11 |  |  |  | No | R-454B | 4.375 | Residential & Commercial | Ducted CEE Tier 1
214849003 | Central HP <5.4 tons | YORK | HRCU-A-CB (Split System: Heat Pump with Remote Outdoor Unit-Air-Source) | HH860E2S11 | ADP |  | H,YG84*60+TXV-BLEED | Y81E120C20SMPS1 | 52500 | 19 | 8.5 | 51500 | 38000 | 73.79% | 2 | 0 | 11.7 |  |  |  | No | R-454B | 4.375 | Residential & Commercial | Ducted CEE Tier 1
215224753 | Central HP <5.4 tons | CARRIER | HRCU-A-CB (Split System: Heat Pump with Remote Outdoor Unit-Air-Source) | 25VNA424A*031* | ADP |  | H,PG31930 | 59MN7C060C21**20 | 22600 | 20 | 10.5 | 25000 | 19500 | 78% | 2.42 | 0 | 12 |  |  |  | No | R-410A | 1.8833 | Residential & Commercial | Ducted CEE Tier 1
215731778 | Central HP <5.4 tons | YORK | HRCU-A-CB (Split System: Heat Pump with Remote Outdoor Unit-Air-Source) | HH860E2S11 | ADP |  | H,YG3K*48+TXV | Y81E130D20SMPS1 | 45000 | 18 | 9 | 43000 | 33200 | 77.21% | 2 | 0 | 12 |  |  |  | No | R-454B | 3.75 | Residential & Commercial | Ducted CEE Tier 1
214651100 | Central HP <5.4 tons | CHAMPION HEATING AND COOLING | HRCU-A-CB (Split System: Heat Pump with Remote Outdoor Unit-Air-Source) | HH860E2S11 |  |  | CTU60D5XHS1+TXV | TMLE130D20MP11 | 54000 | 19 | 8.5 | 55000 | 38500 | 70% | 2 | 0 | 11.7 |  |  |  | No | R-454B | 4.5 | Residential & Commercial | Ducted CEE Tier 1
214573966 | Central HP <5.4 tons | KENMORE | HRCU-A-CB (Split System: Heat Pump with Remote Outdoor Unit-Air-Source) | (C,H,T)VH837GKA2* |  |  | EA*4X48L21A*+WALLCON | *96CTN0802120B* | 32400 | 17.5 | 8.5 | 32400 | 24800 | 76.54% | 2 | 0 | 11.5 |  |  |  | No | R-410A | 2.7 | Residential & Commercial | Ducted CEE Tier 1
215405748 | Central HP <5.4 tons | YORK | HRCU-A-CB (Split System: Heat Pump with Remote Outdoor Unit-Air-Source) | HH860E2S11 | ADP |  | CH605D*C+TXV+AEF60DXP* |  | 54000 | 19 | 9 | 52000 | 38000 | 73.08% | 2 | 0 | 11.7 |  |  |  | No | R-454B | 4.5 | Residential & Commercial | Ducted CEE Tier 1
215290006 | Central HP <5.4 tons | AIRQUEST | HRCU-A-CB (Split System: Heat Pump with Remote Outdoor Unit-Air-Source) | DLCURAH18ABK | ADP |  | HG80936 | *96MSN0801716A* | 17600 | 16 | 8.5 | 17000 | 18700 | 110% | 2.3 | 0 | 11 |  |  |  | No | R-410A | 1.4667 | Residential & Commercial | Ducted CEE Tier 1
215290020 | Central HP <5.4 tons | AIRQUEST | HRCU-A-CB (Split System: Heat Pump with Remote Outdoor Unit-Air-Source) | DLCURAH18ABK | ADP |  | HG32936 | *96VTN0401410A* | 17100 | 16 | 8.5 | 16700 | 18800 | 112.6% | 2.3 | 0 | 10 |  |  |  | No | R-410A | 1.425 | Residential & Commercial | Ducted CEE Tier 1
215290073 | Central HP <5.4 tons | AIRQUEST | HRCU-A-CB (Split System: Heat Pump with Remote Outdoor Unit-Air-Source) | DLCURAH18ABK | ADP |  | HE34936 | *96VTN0401410B* | 17200 | 16 | 8.5 | 16600 | 19000 | 114.5% | 2.34 | 0 | 10 |  |  |  | No | R-410A | 1.4333 | Residential & Commercial | Ducted CEE Tier 1
215290090 | Central HP <5.4 tons | AIRQUEST | HRCU-A-CB (Split System: Heat Pump with Remote Outdoor Unit-Air-Source) | DLCURAH18ABK | ADP |  | H,GE9J936 | *96VTN0401410B* | 17200 | 16 | 8.5 | 16600 | 19000 | 114.5% | 2.34 | 0 | 10 |  |  |  | No | R-410A | 1.4333 | Residential & Commercial | Ducted CEE Tier 1
215290123 | Central HP <5.4 tons | AIRQUEST | HRCU-A-CB (Split System: Heat Pump with Remote Outdoor Unit-Air-Source) | DLCURAH18ABK | ADP |  | HG7J924 | *96VTN0401712A* | 17600 | 15.2 | 8.5 | 17100 | 18700 | 109.4% | 2.28 | 0 | 10.5 |  |  |  | No | R-410A | 1.4667 | Residential & Commercial | Ducted CEE Tier 1
215290157 | Central HP <5.4 tons | AIRQUEST | HRCU-A-CB (Split System: Heat Pump with Remote Outdoor Unit-Air-Source) | DLCURAH18ABK | ADP |  | HG34936 | *96VTN0401712B* | 17200 | 16 | 8.5 | 16600 | 19000 | 114.5% | 2.34 | 0 | 10.5 |  |  |  | No | R-410A | 1.4333 | Residential & Commercial | Ducted CEE Tier 1
216505530 | Central HP <5.4 tons | TOSOT | HRCU-A-CB (Split System: Heat Pump with Remote Outdoor Unit-Air-Source) | TU36-24WADU |  |  | TCAT24F/NAA | A952U060BV4S*** | 23000 | 15.2 | 8.5 | 23000 | 20000 | 86.96% | 1.75 | 0 | 11.5 |  |  |  | No | R-410A | 1.9167 | Residential & Commercial | Ducted CEE Tier 1
216505532 | Central HP <5.4 tons | TOSOT | HRCU-A-CB (Split System: Heat Pump with Remote Outdoor Unit-Air-Source) | TU36-24WADU |  |  | TCAT24F/NAA | WPV070T3AA-N | 23000 | 15.2 | 8.5 | 23000 | 19000 | 82.61% | 1.75 | 0 | 11.5 |  |  |  | No | R-410A | 1.9167 | Residential & Commercial | Ducted CEE Tier 1
212361367 | Central HP <5.4 tons | TOSOT | HRCU-A-C (Split System: Heat Pump with Remote Outdoor Unit with No Indoor Fan --Air Source) | TU60-48WADU |  |  | TCAT48H/NAA |  | 47000 | 15.2 | 8.5 | 48000 | 33600 | 70% | 1.8 | 0 | 10 |  |  |  | No | R-410A | 3.9167 | Residential & Commercial | Ducted CEE Tier 1
216497965 | Central HP <5.4 tons | AC PRO | HRCU-A-CB (Split System: Heat Pump with Remote Outdoor Unit-Air-Source) | SPHP-Z-V036BB |  |  | AIRH-Z-V036V12C |  | 36000 | 17.7 | 10 | 36000 | 32600 | 90.56% | 2.06 | 0 | 12 |  |  |  | No | R-454B | 3 | Residential & Commercial | Ducted CEE Tier 1
214573976 | Central HP <5.4 tons | KENMORE | HRCU-A-CB (Split System: Heat Pump with Remote Outdoor Unit-Air-Source) | (C,H,T)VH837GKA2* |  |  | EA*4X48L24A*+WALLCON | *80CTL0702120B* | 32400 | 17.5 | 8.5 | 32400 | 25000 | 77.16% | 1.98 | 0 | 11 |  |  |  | No | R-410A | 2.7 | Residential & Commercial | Ducted CEE Tier 1
215726737 | Central HP <5.4 tons | YORK | HRCU-A-CB (Split System: Heat Pump with Remote Outdoor Unit-Air-Source) | HH860E2S11 | ADP |  | H,YG84*60+TXV | Y81E130D20SMPS1 | 54000 | 19 | 8.5 | 52500 | 39000 | 74.29% | 2 | 0 | 11.7 |  |  |  | No | R-454B | 4.5 | Residential & Commercial | Ducted CEE Tier 1
215735559 | Central HP <5.4 tons | YORK | HRCU-A-CB (Split System: Heat Pump with Remote Outdoor Unit-Air-Source) | HH860E2S11 | ADP |  | H,YE1K*48+TXV-BLEED | TM8V080C16MP12 | 43000 | 17 | 8.45 | 42000 | 32800 | 78.1% | 1.98 | 0 | 11.5 |  |  |  | No | R-454B | 3.5833 | Residential & Commercial | Ducted CEE Tier 1
214848929 | Central HP <5.4 tons | YORK | HRCU-A-CB (Split System: Heat Pump with Remote Outdoor Unit-Air-Source) | HH860E2S11 | ADP |  | H,YG48*60+TXV | TM9E080C16MP12 | 44500 | 18 | 8.5 | 43500 | 34000 | 78.16% | 2 | 0 | 11 |  |  |  | No | R-454B | 3.7083 | Residential & Commercial | Ducted CEE Tier 1
212555741 | Central HP <5.4 tons | DAY & NIGHT | HRCU-A-CB (Split System: Heat Pump with Remote Outdoor Unit-Air-Source) | CVH848GKA2* | ADP |  | V,G60H210P299 | *80CTL0902120A* | 44500 | 17 | 8.5 | 44500 | 34600 | 77.75% | 2 | 0 | 10 |  |  |  | No | R-410A | 3.7083 | Residential & Commercial | Ducted CEE Tier 1
216497968 | Central HP <5.4 tons | AC PRO | HRCU-A-CB (Split System: Heat Pump with Remote Outdoor Unit-Air-Source) | MHPC-H-018BSB |  |  | MMUL-H-018BMB |  | 18000 | 18.5 | 9.8 | 18000 | 13000 | 72.22% | 2.3 | 0 | 12.1 |  |  |  | No | R-454B | 1.5 | Residential & Commercial | Ducted CEE Tier 1
213612059 | Central HP <5.4 tons | RUUD | HRCU-A-CB (Split System: Heat Pump with Remote Outdoor Unit-Air-Source) | RP15AZ36AJ2N | ASPEN |  | D(A,C,E)36A34+TDR | R962V0703A17M4S | 32800 | 15.4 | 8.1 | 33800 | 26400 | 78.11% | 2.79 | 0 | 10 |  |  |  | No | R-410A | 2.7333 | Residential & Commercial | Ducted CEE Tier 1
214574526 | Central HP <5.4 tons | KENMORE | HRCU-A-CB (Split System: Heat Pump with Remote Outdoor Unit-Air-Source) | (C,H,T)VH837GKA2* |  |  | EN(A,D,W)4X42L21**+WALLCON | *95CSU0802120B* | 31800 | 17 | 8.1 | 33000 | 24600 | 74.55% | 1.88 | 0 | 11 |  |  |  | No | R-410A | 2.65 | Residential & Commercial | Ducted CEE Tier 1
214056541 | Central HP <5.4 tons | GSI | HRCU-A-C (Split System: Heat Pump with Remote Outdoor Unit with No Indoor Fan --Air Source) | SOD30U-30HFN1-MR0(X) |  |  | SAC-36HWDN1-MN0 |  | 30000 | 15.5 | 9.7 | 33000 | 27000 | 81.82% | 1.85 | 10.7 | 10.5 |  |  |  | No | R-410A | 2.5 | Residential & Commercial | Ducted CEE Tier 1
216013806 | Central HP <5.4 tons | YORK | HRCU-A-CB (Split System: Heat Pump with Remote Outdoor Unit-Air-Source) | HH860E2S11 | ADP |  | V,Y60H210P19*+TXV-BLEED | Y91E100C20SMPS1 | 45500 | 18 | 8.5 | 45000 | 33600 | 74.67% | 2 | 0 | 11.7 |  |  |  | No | R-454B | 3.7917 | Residential & Commercial | Ducted CEE Tier 1
215351153 | Central HP <5.4 tons | TOSOT | HRCU-A-CB (Split System: Heat Pump with Remote Outdoor Unit-Air-Source) | TU36-R32WEDU |  |  | TUD36-R32AHEDU |  | 34000 | 16.5 | 9.5 | 34000 | 32000 | 94.12% | 1.8 | 0 | 11.7 |  |  |  | No | R-32 | 2.8333 | Residential & Commercial | Ducted CEE Tier 1
215390438 | Central HP <5.4 tons | TOSOT | HRCU-A-CB (Split System: Heat Pump with Remote Outdoor Unit-Air-Source) | TU48W-EDU |  |  | TUD48AH2-EDU |  | 48000 | 17 | 9.5 | 48000 | 45000 | 93.75% | 1.8 | 0 | 11.7 |  |  |  | No | R-32 | 4 | Residential & Commercial | Ducted CEE Tier 1
215290170 | Central HP <5.4 tons | AIRQUEST | HRCU-A-CB (Split System: Heat Pump with Remote Outdoor Unit-Air-Source) | DLCURAH18ABK | ADP |  | HE7J936 | *96VTN0401712B* | 16900 | 16 | 8.5 | 16600 | 19000 | 114.5% | 2.34 | 0 | 10 |  |  |  | No | R-410A | 1.4083 | Residential & Commercial | Ducted CEE Tier 1
215290222 | Central HP <5.4 tons | AIRQUEST | HRCU-A-CB (Split System: Heat Pump with Remote Outdoor Unit-Air-Source) | DLCURAH18ABK | ADP |  | H,GG24936 | *96VTN0601412B* | 17500 | 16 | 8.5 | 16900 | 18800 | 111.2% | 2.3 | 0 | 10.5 |  |  |  | No | R-410A | 1.4583 | Residential & Commercial | Ducted CEE Tier 1
215290223 | Central HP <5.4 tons | AIRQUEST | HRCU-A-CB (Split System: Heat Pump with Remote Outdoor Unit-Air-Source) | DLCURAH18ABK | ADP |  | H,GE24936 | *96VTN0601412B* | 17500 | 16 | 8.5 | 16900 | 18800 | 111.2% | 2.3 | 0 | 10.5 |  |  |  | No | R-410A | 1.4583 | Residential & Commercial | Ducted CEE Tier 1
215290239 | Central HP <5.4 tons | AIRQUEST | HRCU-A-CB (Split System: Heat Pump with Remote Outdoor Unit-Air-Source) | DLCURAH18ABK | ADP |  | HG33936 | *96VTN0601412B* | 17400 | 16 | 8.5 | 16900 | 18800 | 111.2% | 2.3 | 0 | 10.5 |  |  |  | No | R-410A | 1.45 | Residential & Commercial | Ducted CEE Tier 1
215290255 | Central HP <5.4 tons | AIRQUEST | HRCU-A-CB (Split System: Heat Pump with Remote Outdoor Unit-Air-Source) | DLCURAH18ABK | ADP |  | H,GE7J936 | *96VTN0601412B* | 17300 | 16 | 8.5 | 16900 | 19400 | 114.8% | 2.38 | 0 | 10.5 |  |  |  | No | R-410A | 1.4417 | Residential & Commercial | Ducted CEE Tier 1
215290321 | Central HP <5.4 tons | AIRQUEST | HRCU-A-CB (Split System: Heat Pump with Remote Outdoor Unit-Air-Source) | DLCURAH18ABK | ADP |  | H,GE32930 | *96VTN0601716B* | 17100 | 16 | 8.5 | 16800 | 19100 | 113.7% | 2.34 | 0 | 10 |  |  |  | No | R-410A | 1.425 | Residential & Commercial | Ducted CEE Tier 1
215290322 | Central HP <5.4 tons | AIRQUEST | HRCU-A-CB (Split System: Heat Pump with Remote Outdoor Unit-Air-Source) | DLCURAH18ABK | ADP |  | H,GE32936 | *96VTN0601716B* | 17100 | 16 | 8.5 | 16800 | 19100 | 113.7% | 2.34 | 0 | 10 |  |  |  | No | R-410A | 1.425 | Residential & Commercial | Ducted CEE Tier 1
215290323 | Central HP <5.4 tons | AIRQUEST | HRCU-A-CB (Split System: Heat Pump with Remote Outdoor Unit-Air-Source) | DLCURAH18ABK | ADP |  | HE32936 | *96VTN0601716B* | 17100 | 16 | 8.5 | 16800 | 19100 | 113.7% | 2.34 | 0 | 10 |  |  |  | No | R-410A | 1.425 | Residential & Commercial | Ducted CEE Tier 1
214771724 | Central HP <5.4 tons | BOSCH | HRCU-A-C (Split System: Heat Pump with Remote Outdoor Unit with No Indoor Fan --Air Source) | BOVA-36RTB-M20S |  |  | BMAC2430ABTA |  | 23000 | 15.2 | 9 | 24000 | 16800 | 70% | 1.9 | 0 | 11.7 |  |  |  | No | R-454B | 1.9167 | Residential & Commercial | Ducted CEE Tier 1
212861167 | Central HP <5.4 tons | GREE | HRCU-A-C (Split System: Heat Pump with Remote Outdoor Unit with No Indoor Fan --Air Source) | FLEXX36HP230V1AO | ASPEN |  | D(A,C,E)24A44+TDR |  | 23000 | 15.2 | 8.5 | 24000 | 21600 | 90% | 1.8 | 0 | 11 |  |  |  | No | R-410A | 1.9167 | Residential & Commercial | Ducted CEE Tier 1
213360241 | Central HP <5.4 tons | LENNOX | HRCU-A-CB (Split System: Heat Pump with Remote Outdoor Unit-Air-Source) | SL25XPV-024-230A** | ADP |  | L*35/36S9 | EL297UH110XV48C* | 22200 | 21 | 9.3 | 19800 | 19800 | 100% | 1.9 | 0 | 14.5 |  |  |  | No | R-410A | 1.85 | Residential & Commercial | Ducted CEE Tier 1
215290340 | Central HP <5.4 tons | AIRQUEST | HRCU-A-CB (Split System: Heat Pump with Remote Outdoor Unit-Air-Source) | DLCURAH18ABK | ADP |  | H,GE7J924 | *96VTN0601716B* | 17200 | 16 | 8.5 | 16800 | 19100 | 113.7% | 2.34 | 0 | 10 |  |  |  | No | R-410A | 1.4333 | Residential & Commercial | Ducted CEE Tier 1
215290355 | Central HP <5.4 tons | AIRQUEST | HRCU-A-CB (Split System: Heat Pump with Remote Outdoor Unit-Air-Source) | DLCURAH18ABK | ADP |  | H,GG31924 | *96VTN0801716A* | 16800 | 15.2 | 8.5 | 16700 | 18800 | 112.6% | 2.3 | 0 | 10 |  |  |  | No | R-410A | 1.4 | Residential & Commercial | Ducted CEE Tier 1
215290357 | Central HP <5.4 tons | AIRQUEST | HRCU-A-CB (Split System: Heat Pump with Remote Outdoor Unit-Air-Source) | DLCURAH18ABK | ADP |  | H,GE31924 | *96VTN0801716A* | 16800 | 15.2 | 8.5 | 16700 | 18800 | 112.6% | 2.3 | 0 | 10 |  |  |  | No | R-410A | 1.4 | Residential & Commercial | Ducted CEE Tier 1
215290389 | Central HP <5.4 tons | AIRQUEST | HRCU-A-CB (Split System: Heat Pump with Remote Outdoor Unit-Air-Source) | DLCURAH18ABK | ADP |  | H,GE9J936 | *96VTN0801716A* | 17400 | 16 | 8.5 | 16700 | 18800 | 112.6% | 2.3 | 0 | 10.5 |  |  |  | No | R-410A | 1.45 | Residential & Commercial | Ducted CEE Tier 1
214588283 | Central HP <5.4 tons | BRYANT HEATING AND COOLING SYSTEMS | HRCU-A-CB (Split System: Heat Pump with Remote Outdoor Unit-Air-Source) | 38MURAQ24AB3* | ADP |  | C36A***L129 | 926TC36060V14*** | 23200 | 16 | 8.5 | 25200 | 26400 | 104.8% | 2.28 | 0 | 10 |  |  |  | No | R-410A | 1.9333 | Residential & Commercial | Ducted CEE Tier 1
213206362 | Central HP <5.4 tons | CARRIER | HRCU-A-CB (Split System: Heat Pump with Remote Outdoor Unit-Air-Source) | 38MURAQ24AB3* | ASPEN |  | D(A,C,E)36C34+TDR | 58TP*A070V17**16 | 23800 | 17 | 8.1 | 26200 | 20200 | 77.1% | 2.82 | 0 | 10 |  |  |  | No | R-410A | 1.9833 | Residential & Commercial | Ducted CEE Tier 1
215932561 | Central HP <5.4 tons | KEEPRITE | HRCU-A-CB (Split System: Heat Pump with Remote Outdoor Unit-Air-Source) | C5H3V36*K*AAA* |  |  | EA*5X60M24A*+WALLCON | *80CTL1102120B* | 34000 | 20.5 | 9.5 | 34000 | 25800 | 75.88% | 2.04 | 0 | 12 |  |  |  | No | R-454B | 2.8333 | Residential & Commercial | Ducted CEE Tier 1
216030965 | Central HP <5.4 tons | MOOVAIR | HRCU-A-CB (Split System: Heat Pump with Remote Outdoor Unit-Air-Source) | MSHMA24R2AN1 |  |  | MAHMA24R4AS1 |  | 23000 | 18.3 | 10 | 24000 | 21600 | 90% | 1.87 | 0 | 11.7 |  |  |  | No | R-454B | 1.9167 | Residential & Commercial | Ducted CEE Tier 1
215934731 | Central HP <5.4 tons | KEEPRITE | HRCU-A-CB (Split System: Heat Pump with Remote Outdoor Unit-Air-Source) | C5H3V36*K*AAA* |  |  | EVM5X36M17A*+WALLCON | *96CTN0601714B* | 34000 | 20 | 8.1 | 38000 | 27200 | 71.58% | 2 | 0 | 11 |  |  |  | No | R-454B | 2.8333 | Residential & Commercial | Ducted CEE Tier 1
212861175 | Central HP <5.4 tons | GREE | HRCU-A-C (Split System: Heat Pump with Remote Outdoor Unit with No Indoor Fan --Air Source) | FLEXX36HP230V1AO | ASPEN |  | C(A,C,D,E)24B34+TDR |  | 23000 | 15.2 | 8.5 | 24000 | 21600 | 90% | 1.8 | 0 | 11 |  |  |  | No | R-410A | 1.9167 | Residential & Commercial | Ducted CEE Tier 1
206414275 | Central HP <5.4 tons | TOSOT | HRCU-A-CB (Split System: Heat Pump with Remote Outdoor Unit-Air-Source) | TU60-48WADU |  |  | TUD48-24AH2ADU |  | 48000 | 17 | 9 | 48000 | 39000 | 81.25% | 1.8 | 11.5 | 11 |  |  |  | No | R-410A | 4 | Residential & Commercial | Ducted CEE Tier 1
214771736 | Central HP <5.4 tons | BOSCH | HRCU-A-CB (Split System: Heat Pump with Remote Outdoor Unit-Air-Source) | BOVA-60RTB-M20S |  |  | BMAC4248CBTA | BGH96M100C5C | 44000 | 16.5 | 8.8 | 46500 | 32800 | 70.54% | 1.9 | 0 | 11.7 |  |  |  | No | R-454B | 3.6667 | Residential & Commercial | Ducted CEE Tier 1
212552677 | Central HP <5.4 tons | DAY & NIGHT | HRCU-A-CB (Split System: Heat Pump with Remote Outdoor Unit-Air-Source) | CVH848GKA** | ADP |  | FG36960 | *97CMN1002122A* | 45000 | 17 | 8.5 | 45000 | 34800 | 77.33% | 2 | 0 | 10 |  |  |  | No | R-410A | 3.75 | Residential & Commercial | Ducted CEE Tier 1
212552678 | Central HP <5.4 tons | DAY & NIGHT | HRCU-A-CB (Split System: Heat Pump with Remote Outdoor Unit-Air-Source) | CVH848GKA** | ADP |  | FG48960 | *97CMN1002122A* | 46000 | 17 | 8.5 | 44000 | 34600 | 78.64% | 2 | 0 | 10 |  |  |  | No | R-410A | 3.8333 | Residential & Commercial | Ducted CEE Tier 1
215735542 | Central HP <5.4 tons | YORK | HRCU-A-CB (Split System: Heat Pump with Remote Outdoor Unit-Air-Source) | HH824E2S11 | ADP |  | H,YE33*36+TXV-BLEED | TM9Y060B12MP11 | 23000 | 17 | 9 | 21400 | 18000 | 84.11% | 2 | 0 | 11.7 |  |  |  | No | R-454B | 1.9167 | Residential & Commercial | Ducted CEE Tier 1
214848979 | Central HP <5.4 tons | YORK | HRCU-A-CB (Split System: Heat Pump with Remote Outdoor Unit-Air-Source) | HH824E2S11 | ADP |  | H,YG35*36+TXV-BLEED | Y91E060B12SMPS1 | 23000 | 17 | 9 | 21400 | 17400 | 81.31% | 2 | 0 | 12 |  |  |  | No | R-454B | 1.9167 | Residential & Commercial | Ducted CEE Tier 1
214848980 | Central HP <5.4 tons | YORK | HRCU-A-CB (Split System: Heat Pump with Remote Outdoor Unit-Air-Source) | HH824E2S11 | ADP |  | H,YG35*36+TXV-BLEED | Y91E080B12SMPS1 | 23000 | 18 | 9 | 21400 | 17400 | 81.31% | 2 | 0 | 12 |  |  |  | No | R-454B | 1.9167 | Residential & Commercial | Ducted CEE Tier 1
215425801 | Central HP <5.4 tons | YORK | HRCU-A-CB (Split System: Heat Pump with Remote Outdoor Unit-Air-Source) | HH824E2S11 | ADP |  | H,YE33*30+TXV | Y82E080B12LMPS1 | 23000 | 18 | 9 | 21400 | 18100 | 84.58% | 2 | 0 | 12 |  |  |  | No | R-454B | 1.9167 | Residential & Commercial | Ducted CEE Tier 1
215425835 | Central HP <5.4 tons | YORK | HRCU-A-CB (Split System: Heat Pump with Remote Outdoor Unit-Air-Source) | HH824E2S11 | ADP |  | H,YE32*30+TXV | Y91E080B12SMPS1 | 22200 | 17 | 8.65 | 21200 | 17400 | 82.08% | 1.94 | 0 | 11.5 |  |  |  | No | R-454B | 1.85 | Residential & Commercial | Ducted CEE Tier 1
215425836 | Central HP <5.4 tons | YORK | HRCU-A-CB (Split System: Heat Pump with Remote Outdoor Unit-Air-Source) | HH824E2S11 | ADP |  | H,YE33*30+TXV | Y91E080B12SMPS1 | 22600 | 17 | 8.8 | 21400 | 17400 | 81.31% | 1.96 | 0 | 11.7 |  |  |  | No | R-454B | 1.8833 | Residential & Commercial | Ducted CEE Tier 1
214771714 | Central HP <5.4 tons | BOSCH | HRCU-A-CB (Split System: Heat Pump with Remote Outdoor Unit-Air-Source) | BOVA-36RTB-M20S |  |  | BMAC2430BBTA | BGH96M060B3C | 24000 | 18.5 | 9 | 24000 | 17200 | 71.67% | 1.9 | 0 | 12 |  |  |  | No | R-454B | 2 | Residential & Commercial | Ducted CEE Tier 1
214771741 | Central HP <5.4 tons | BOSCH | HRCU-A-CB (Split System: Heat Pump with Remote Outdoor Unit-Air-Source) | BOVA-60RTB-M20S |  |  | BMAC4860DBTA | BGH96M120D5C | 51500 | 18 | 8.5 | 54000 | 37800 | 70% | 1.9 | 0 | 11.7 |  |  |  | No | R-454B | 4.2917 | Residential & Commercial | Ducted CEE Tier 1
215828263 | Central HP <5.4 tons | TOSOT | HRCU-A-CB (Split System: Heat Pump with Remote Outdoor Unit-Air-Source) | TU36-24WADU |  |  | TCAT24F/NAA | 926TC48080V17 | 23000 | 15.2 | 8.5 | 24000 | 16800 | 70% | 1.75 | 0 | 11 |  |  |  | No | R-410A | 1.9167 | Residential & Commercial | Ducted CEE Tier 1
206724397 | Central HP <5.4 tons | NORTEK | HRCU-A-CB (Split System: Heat Pump with Remote Outdoor Unit-Air-Source) | GXH24-36MSK4DH |  |  | GMH**-36MSK4DH1 |  | 34000 | 16 | 9 | 35000 | 28000 | 80% | 1.8 | 10 | 10 |  |  |  | No | R-410A | 2.8333 | Residential & Commercial | Ducted CEE Tier 1
215828266 | Central HP <5.4 tons | TOSOT | HRCU-A-CB (Split System: Heat Pump with Remote Outdoor Unit-Air-Source) | TU36-24WADU |  |  | TCAT24F/NAA | GMVC960603BNB | 22400 | 15.2 | 8.5 | 24000 | 16800 | 70% | 1.75 | 0 | 11 |  |  |  | No | R-410A | 1.8667 | Residential & Commercial | Ducted CEE Tier 1
207658550 | Central HP <5.4 tons | BOSCH | HRCU-A-CB (Split System: Heat Pump with Remote Outdoor Unit-Air-Source) | BOVB-60HDN1-M20G |  |  | BMA*4248CNTF | BGH96M080C4A | 42500 | 17 | 8.8 | 44500 | 31400 | 70.56% | 1.9 | 12 | 11.7 |  |  |  | No | R-410A | 3.5417 | Residential & Commercial | Ducted CEE Tier 1
216030959 | Central HP <5.4 tons | MOOVAIR | HRCU-A-CB (Split System: Heat Pump with Remote Outdoor Unit-Air-Source) | MSHEA24R2AN1 |  |  | MAHMA24R4AS1 |  | 24000 | 18.1 | 9.7 | 26000 | 21600 | 83.08% | 1.87 | 0 | 11 |  |  |  | No | R-454B | 2 | Residential & Commercial | Ducted CEE Tier 1
206414272 | Central HP <5.4 tons | TOSOT | HRCU-A-CB (Split System: Heat Pump with Remote Outdoor Unit-Air-Source) | TU36-24WADU |  |  | TUD24-24AH2ADU |  | 24000 | 17 | 9 | 24000 | 22000 | 91.67% | 1.8 | 12.5 | 12 |  |  |  | No | R-410A | 2 | Residential & Commercial | Ducted CEE Tier 1
206414273 | Central HP <5.4 tons | TOSOT | HRCU-A-CB (Split System: Heat Pump with Remote Outdoor Unit-Air-Source) | TU36-24WADU |  |  | TUD36-24AH2ADU |  | 34000 | 16 | 9 | 35000 | 28000 | 80% | 1.8 | 10 | 10 |  |  |  | No | R-410A | 2.8333 | Residential & Commercial | Ducted CEE Tier 1
207706561 | Central HP <5.4 tons | MOOVAIR | HRCU-A-CB (Split System: Heat Pump with Remote Outdoor Unit-Air-Source) | DMA36HOS20230E7 |  |  | FMA36HIAHUU230X7 |  | 36000 | 16 | 9.5 | 40000 | 34400 | 86% | 1.97 | 10.5 | 10 |  |  |  | No | R-410A | 3 | Residential & Commercial | Ducted CEE Tier 1
206724396 | Central HP <5.4 tons | NORTEK | HRCU-A-CB (Split System: Heat Pump with Remote Outdoor Unit-Air-Source) | GXH24-36MSK4DH |  |  | GMH24-**MSK4DH1 |  | 24000 | 17 | 9 | 24000 | 22000 | 91.67% | 1.8 | 12.5 | 12 |  |  |  | No | R-410A | 2 | Residential & Commercial | Ducted CEE Tier 1
206726719 | Central HP <5.4 tons | LBG Products | HRCU-A-CB (Split System: Heat Pump with Remote Outdoor Unit-Air-Source) | LCH24036DO |  |  | LCH36DGHNI |  | 34000 | 16 | 9 | 35000 | 28000 | 80% | 1.8 | 10 | 10 |  |  |  | No | R-410A | 2.8333 | Residential & Commercial | Ducted CEE Tier 1
214731127 | Central HP <5.4 tons | TOSOT | HRCU-A-CB (Split System: Heat Pump with Remote Outdoor Unit-Air-Source) | HP-A60/O |  |  | HP-A60/I |  | 54000 | 16 | 9 | 54000 | 41000 | 75.93% | 1.8 | 0 | 10 |  |  |  | No | R-410A | 4.5 | Residential & Commercial | Ducted CEE Tier 1
215351152 | Central HP <5.4 tons | TOSOT | HRCU-A-CB (Split System: Heat Pump with Remote Outdoor Unit-Air-Source) | TU60-32WEDU |  |  | TUD60-32AH2EDU |  | 54000 | 16 | 9 | 54000 | 45000 | 83.33% | 1.8 | 0 | 11 |  |  |  | No | R-32 | 4.5 | Residential & Commercial | Ducted CEE Tier 1
212552525 | Central HP <5.4 tons | DAY & NIGHT | HRCU-A-CB (Split System: Heat Pump with Remote Outdoor Unit-Air-Source) | CVH837GKA** | ADP |  | PL36H210P299 | *80CSU0401712A* | 32400 | 18 | 8.5 | 30400 | 29800 | 98.03% | 2 | 0 | 11 |  |  |  | No | R-410A | 2.7 | Residential & Commercial | Ducted CEE Tier 1
212552541 | Central HP <5.4 tons | DAY & NIGHT | HRCU-A-CB (Split System: Heat Pump with Remote Outdoor Unit-Air-Source) | CVH837GKA** | ADP |  | PL36H210P299 | *80CSU1002120A* | 32600 | 17 | 8.5 | 30400 | 29600 | 97.37% | 2 | 0 | 11.5 |  |  |  | No | R-410A | 2.7167 | Residential & Commercial | Ducted CEE Tier 1
215427939 | Central HP <5.4 tons | FRIEDRICH | HRCU-A-C (Split System: Heat Pump with Remote Outdoor Unit with No Indoor Fan --Air Source) | WFPU18Z363C | ASPEN |  | DM42B34+TDR |  | 28800 | 15.2 | 9 | 28800 | 24800 | 86.11% | 2.1 | 0 | 11 |  |  |  | No | R-410A | 2.4 | Residential & Commercial | Ducted CEE Tier 1
214522688 | Central HP <5.4 tons | FRIEDRICH | HRCU-A-C (Split System: Heat Pump with Remote Outdoor Unit with No Indoor Fan --Air Source) | WFPU18Z363C | ASPEN |  | DX30E34+TDR |  | 29000 | 15.5 | 9.2 | 30000 | 24200 | 80.67% | 2.08 | 0 | 11.3 |  |  |  | No | R-410A | 2.4167 | Residential & Commercial | Ducted CEE Tier 1
214522690 | Central HP <5.4 tons | FRIEDRICH | HRCU-A-C (Split System: Heat Pump with Remote Outdoor Unit with No Indoor Fan --Air Source) | WFPU18Z363C | ASPEN |  | DX36E34+TDR |  | 29400 | 15.5 | 9.2 | 30000 | 24200 | 80.67% | 2.08 | 0 | 11.3 |  |  |  | No | R-410A | 2.45 | Residential & Commercial | Ducted CEE Tier 1
212608494 | Central HP <5.4 tons | DAY & NIGHT | HRCU-A-CB (Split System: Heat Pump with Remote Outdoor Unit-Air-Source) | DLCURAH24ABK | ADP |  | F,PE*TT3931 |  | 24200 | 18 | 9 | 25000 | 22600 | 90.4% | 1.92 | 0 | 10.5 |  |  |  | No | R-410A | 2.0167 | Residential & Commercial | Ducted CEE Tier 1
214771740 | Central HP <5.4 tons | BOSCH | HRCU-A-CB (Split System: Heat Pump with Remote Outdoor Unit-Air-Source) | BOVA-60RTB-M20S |  |  | BMAC4860DBTA | BGH96M100D5C | 51500 | 18 | 8.5 | 54000 | 37800 | 70% | 1.9 | 0 | 11.7 |  |  |  | No | R-454B | 4.2917 | Residential & Commercial | Ducted CEE Tier 1
216571353 | Central HP <5.4 tons | TOSOT | HRCU-A-CB (Split System: Heat Pump with Remote Outdoor Unit-Air-Source) | TU36-24WADU |  |  | TCAT24F/NAA | A952V060BD3S*** | 23000 | 15.2 | 8.5 | 23000 | 20000 | 86.96% | 1.75 | 0 | 11.5 |  |  |  | No | R-410A | 1.9167 | Residential & Commercial | Ducted CEE Tier 1
206726718 | Central HP <5.4 tons | LBG Products | HRCU-A-CB (Split System: Heat Pump with Remote Outdoor Unit-Air-Source) | LCH24036DO |  |  | LCH24DGHNI |  | 24000 | 17 | 9 | 24000 | 22000 | 91.67% | 1.8 | 12.5 | 12 |  |  |  | No | R-410A | 2 | Residential & Commercial | Ducted CEE Tier 1
203377010 | Central HP <5.4 tons | BOSCH | HRCU-A-C (Split System: Heat Pump with Remote Outdoor Unit with No Indoor Fan --Air Source) | BOVA-36HDN1-M20G |  |  | BMA*2430ANTD |  | 23200 | 15.2 | 9 | 24000 | 16900 | 70.42% | 1.98 | 11.8 | 12 |  |  |  | No | R-410A | 1.9333 | Residential & Commercial | Ducted CEE Tier 1
214570686 | Central HP <5.4 tons | KENMORE | HRCU-A-CB (Split System: Heat Pump with Remote Outdoor Unit-Air-Source) | (C,H,T)VH825GKA3* |  |  | EA*4X48L21A*+WALLCON | *95CSU0802120B* | 24000 | 16.5 | 8.5 | 21000 | 16600 | 79.05% | 2.02 | 0 | 11 |  |  |  | No | R-410A | 2 | Residential & Commercial | Ducted CEE Tier 1
214570736 | Central HP <5.4 tons | KENMORE | HRCU-A-CB (Split System: Heat Pump with Remote Outdoor Unit-Air-Source) | (C,H,T)VH825GKA3* |  |  | EA*4X48L24A*+WALLCON | *80CTL0702120B* | 24000 | 17 | 8.5 | 21000 | 16500 | 78.57% | 2.02 | 0 | 11 |  |  |  | No | R-410A | 2 | Residential & Commercial | Ducted CEE Tier 1
215934551 | Central HP <5.4 tons | KEEPRITE | HRCU-A-CB (Split System: Heat Pump with Remote Outdoor Unit-Air-Source) | C5H3V48*K*AAA* |  |  | ESH5X60M12A*+WALLCON | *80CSU1002120A* | 45000 | 20.5 | 9 | 48500 | 36600 | 75.46% | 1.82 | 0 | 11 |  |  |  | No | R-454B | 3.75 | Residential & Commercial | Ducted CEE Tier 1
214573806 | Central HP <5.4 tons | KENMORE | HRCU-A-CB (Split System: Heat Pump with Remote Outdoor Unit-Air-Source) | (C,H,T)VH837GKA2* |  |  | EA*4X42L24A*+WALLCON | *95CSU0802120B* | 31800 | 17 | 8.5 | 33000 | 24400 | 73.94% | 1.9 | 0 | 11 |  |  |  | No | R-410A | 2.65 | Residential & Commercial | Ducted CEE Tier 1
214573836 | Central HP <5.4 tons | KENMORE | HRCU-A-CB (Split System: Heat Pump with Remote Outdoor Unit-Air-Source) | (C,H,T)VH837GKA2* |  |  | EA*4X42L24A*+WALLCON | *97CMN0802120B* | 31800 | 17 | 8.5 | 32800 | 24400 | 74.39% | 1.9 | 0 | 11 |  |  |  | No | R-410A | 2.65 | Residential & Commercial | Ducted CEE Tier 1
214573906 | Central HP <5.4 tons | KENMORE | HRCU-A-CB (Split System: Heat Pump with Remote Outdoor Unit-Air-Source) | (C,H,T)VH837GKA2* |  |  | EA*4X43L21A*+WALLCON | *96CTN0802120B* | 33000 | 18.5 | 8.5 | 32600 | 25000 | 76.69% | 2 | 0 | 11.5 |  |  |  | No | R-410A | 2.75 | Residential & Commercial | Ducted CEE Tier 1
215731417 | Central HP <5.4 tons | YORK | HRCU-A-CB (Split System: Heat Pump with Remote Outdoor Unit-Air-Source) | HH860E2S11 | ADP |  | H,YG74*60+TXV | TM8V100C16MP12 | 43500 | 18 | 8.5 | 42000 | 32800 | 78.1% | 2 | 0 | 11.7 |  |  |  | No | R-454B | 3.625 | Residential & Commercial | Ducted CEE Tier 1
215731442 | Central HP <5.4 tons | YORK | HRCU-A-CB (Split System: Heat Pump with Remote Outdoor Unit-Air-Source) | HH860E2S11 | ADP |  | H,YG3K*48+TXV | TM8V100C20MP12 | 44500 | 18 | 8.5 | 43000 | 33400 | 77.67% | 2 | 0 | 11 |  |  |  | No | R-454B | 3.7083 | Residential & Commercial | Ducted CEE Tier 1
215731444 | Central HP <5.4 tons | YORK | HRCU-A-CB (Split System: Heat Pump with Remote Outdoor Unit-Air-Source) | HH860E2S11 | ADP |  | H,YG3K*60+TXV | TM8V100C20MP12 | 44500 | 18 | 8.5 | 43000 | 33400 | 77.67% | 2 | 0 | 11 |  |  |  | No | R-454B | 3.7083 | Residential & Commercial | Ducted CEE Tier 1
212437268 | Central HP <5.4 tons | BOSCH | HRCU-A-CB (Split System: Heat Pump with Remote Outdoor Unit-Air-Source) | BOVA-24HDN1-M15G |  |  | BWA-24WN1-M16 |  | 23800 | 15.2 | 9 | 23800 | 16800 | 70.59% | 1.8 | 0 | 10.5 |  |  |  | No | R-410A | 1.9833 | Residential & Commercial | Ducted CEE Tier 1
215934561 | Central HP <5.4 tons | KEEPRITE | HRCU-A-CB (Split System: Heat Pump with Remote Outdoor Unit-Air-Source) | C5H3V48*K*AAA* |  |  | ESH5X60M12A*+WALLCON | *80CTL0701412B* | 43500 | 19.5 | 9 | 49500 | 35600 | 71.92% | 1.9 | 0 | 11 |  |  |  | No | R-454B | 3.625 | Residential & Commercial | Ducted CEE Tier 1
215934611 | Central HP <5.4 tons | KEEPRITE | HRCU-A-CB (Split System: Heat Pump with Remote Outdoor Unit-Air-Source) | C5H3V48*K*AAA* |  |  | ESH5X60M12A*+WALLCON | *96CTN0801714B* | 43500 | 19.5 | 9 | 49000 | 35600 | 72.65% | 1.92 | 0 | 11.5 |  |  |  | No | R-454B | 3.625 | Residential & Commercial | Ducted CEE Tier 1
215934141 | Central HP <5.4 tons | KEEPRITE | HRCU-A-CB (Split System: Heat Pump with Remote Outdoor Unit-Air-Source) | C5H3V48*K*AAA* |  |  | EA*5X61M21A*+WALLCON | *80CSU1002120A* | 45000 | 21 | 9.5 | 48500 | 37000 | 76.29% | 2 | 0 | 11 |  |  |  | No | R-454B | 3.75 | Residential & Commercial | Ducted CEE Tier 1
215225113 | Central HP <5.4 tons | BOSCH | HRCU-A-CB (Split System: Heat Pump with Remote Outdoor Unit-Air-Source) | BOVA-60RXB-M15S |  |  | BMAC4248CBTA | BGH96M100C5C | 44500 | 16 | 8.5 | 47000 | 33000 | 70.21% | 1.85 | 0 | 10.5 |  |  |  | No | R-454B | 3.7083 | Residential & Commercial | Ducted CEE Tier 1
215731734 | Central HP <5.4 tons | YORK | HRCU-A-CB (Split System: Heat Pump with Remote Outdoor Unit-Air-Source) | HH860E2S11 | ADP |  | H,YG86*48+TXV | Y81E120C16SMPS1 | 44000 | 18 | 8.5 | 42000 | 32600 | 77.62% | 2 | 0 | 12 |  |  |  | No | R-454B | 3.6667 | Residential & Commercial | Ducted CEE Tier 1
216013788 | Central HP <5.4 tons | YORK | HRCU-A-CB (Split System: Heat Pump with Remote Outdoor Unit-Air-Source) | HH860E2S11 | ADP |  | V,Y60H210P19*+TXV-BLEED | Y81E080C16SMPS1 | 44500 | 18 | 8.5 | 42500 | 33000 | 77.65% | 2 | 0 | 12 |  |  |  | No | R-454B | 3.7083 | Residential & Commercial | Ducted CEE Tier 1
210471164 | Central HP <5.4 tons | KENMORE | HRCU-A-CB (Split System: Heat Pump with Remote Outdoor Unit-Air-Source) | (C,H,T)VH837GKA2* |  |  | EHD4X60AAL+WALLCON | *80CSU1002120A* | 32800 | 16.5 | 8.1 | 32200 | 24800 | 77.02% | 1.98 | 0 | 11 |  |  |  | No | R-410A | 2.7333 | Residential & Commercial | Ducted CEE Tier 1
210470614 | Central HP <5.4 tons | KENMORE | HRCU-A-CB (Split System: Heat Pump with Remote Outdoor Unit-Air-Source) | (C,H,T)VH837GKA2* |  |  | EA*4X61L24A*+WALLCON | *97CMN1202422A* | 33200 | 17.5 | 8.5 | 32000 | 25000 | 78.12% | 2 | 0 | 11.7 |  |  |  | No | R-410A | 2.7667 | Residential & Commercial | Ducted CEE Tier 1
210470295 | Central HP <5.4 tons | KENMORE | HRCU-A-CB (Split System: Heat Pump with Remote Outdoor Unit-Air-Source) | (C,H,T)VH837GKA2* |  |  | EA*4X60L24A*+WALLCON | *96CTN1202422A* | 32800 | 18 | 8.5 | 31800 | 24800 | 77.99% | 2 | 0 | 11.7 |  |  |  | No | R-410A | 2.7333 | Residential & Commercial | Ducted CEE Tier 1
216013770 | Central HP <5.4 tons | YORK | HRCU-A-CB (Split System: Heat Pump with Remote Outdoor Unit-Air-Source) | HH824E2S11 | ADP |  | H,YG80*36+TXV-BLEED | Y81E080B12SMPS1 | 23000 | 19 | 9.5 | 21400 | 17500 | 81.78% | 2 | 0 | 11.7 |  |  |  | No | R-454B | 1.9167 | Residential & Commercial | Ducted CEE Tier 1
216497966 | Central HP <5.4 tons | AC PRO | HRCU-A-CB (Split System: Heat Pump with Remote Outdoor Unit-Air-Source) | SPHP-Z-V048BB |  |  | AIRH-Z-V048V16C |  | 48000 | 17.5 | 9.5 | 48000 | 48000 | 100% | 2 | 0 | 12 |  |  |  | No | R-454B | 4 | Residential & Commercial | Ducted CEE Tier 1
216505531 | Central HP <5.4 tons | TOSOT | HRCU-A-CB (Split System: Heat Pump with Remote Outdoor Unit-Air-Source) | TU36-24WADU |  |  | TCAT24F/NAA | WPV070T3AA-C | 23000 | 15.2 | 8.5 | 23000 | 19000 | 82.61% | 1.75 | 0 | 11.5 |  |  |  | No | R-410A | 1.9167 | Residential & Commercial | Ducted CEE Tier 1
212928556 | Central HP <5.4 tons | MOOVAIR | HRCU-A-C (Split System: Heat Pump with Remote Outdoor Unit with No Indoor Fan --Air Source) | DMA36HOS20230E7 |  |  | CUB36HAC20BWT7A |  | 35000 | 15.5 | 8.6 | 38000 | 31600 | 83.16% | 1.85 | 0 | 10 |  |  |  | No | R-410A | 2.9167 | Residential & Commercial | Ducted CEE Tier 1
215351151 | Central HP <5.4 tons | TOSOT | HRCU-A-CB (Split System: Heat Pump with Remote Outdoor Unit-Air-Source) | TU48-32WEDU |  |  | TUD48-32AH2EDU |  | 48000 | 17 | 9.5 | 48000 | 45000 | 93.75% | 1.8 | 0 | 11.7 |  |  |  | No | R-32 | 4 | Residential & Commercial | Ducted CEE Tier 1
216030969 | Central HP <5.4 tons | MOOVAIR | HRCU-A-CB (Split System: Heat Pump with Remote Outdoor Unit-Air-Source) | MSHMA48R2AN1 |  |  | MAHMA48R4AS1 |  | 48000 | 16.5 | 9.5 | 50000 | 46000 | 92% | 1.9 | 0 | 10.5 |  |  |  | No | R-454B | 4 | Residential & Commercial | Ducted CEE Tier 1
209843760 | Central HP <5.4 tons | TOSOT | HRCU-A-CB (Split System: Heat Pump with Remote Outdoor Unit-Air-Source) | TU60-24WADU |  |  | TUD48-24AH2ADU |  | 48000 | 17 | 9 | 48000 | 39000 | 81.25% | 1.8 | 11.5 | 11 |  |  |  | No | R-410A | 4 | Residential & Commercial | Ducted CEE Tier 1
213885802 | Central HP <5.4 tons | HEIL | HRCU-A-CB (Split System: Heat Pump with Remote Outdoor Unit-Air-Source) | HVH825GKA3* | ASPEN |  | AE(D,N,U)+CM36A34+TDR |  | 21800 | 17.1 | 8.1 | 20400 | 24800 | 121.6% | 2.72 | 0 | 11.2 |  |  |  | No | R-410A | 1.8167 | Residential & Commercial | Ducted CEE Tier 1
207573585 | Central HP <5.4 tons | DAY & NIGHT | HRCU-A-CB (Split System: Heat Pump with Remote Outdoor Unit-Air-Source) | CVH837GKA2* | ADP |  | PL36H210P299 | *80CTL0901716A* | 33000 | 18 | 8.1 | 31200 | 27400 | 87.82% | 2.22 | 12.5 | 11.5 |  |  |  | No | R-410A | 2.75 | Residential & Commercial | Ducted CEE Tier 1
214522691 | Central HP <5.4 tons | FRIEDRICH | HRCU-A-C (Split System: Heat Pump with Remote Outdoor Unit with No Indoor Fan --Air Source) | WFPU18Z483C | ASPEN |  | DX42C44+TDR |  | 40000 | 15.5 | 8.5 | 42000 | 34600 | 82.38% | 1.94 | 0 | 11.3 |  |  |  | No | R-410A | 3.3333 | Residential & Commercial | Ducted CEE Tier 1
214237698 | Central HP <5.4 tons | FRIEDRICH | HRCU-A-C (Split System: Heat Pump with Remote Outdoor Unit with No Indoor Fan --Air Source) | WFPU18Z483C | ASPEN |  | D(A,C,E)48D44+TDR |  | 41000 | 15.55 | 8.55 | 42000 | 34600 | 82.38% | 1.94 | 0 | 11.4 |  |  |  | No | R-410A | 3.4167 | Residential & Commercial | Ducted CEE Tier 1
214522693 | Central HP <5.4 tons | FRIEDRICH | HRCU-A-C (Split System: Heat Pump with Remote Outdoor Unit with No Indoor Fan --Air Source) | WFPU18Z483C | ASPEN |  | DX42D44+TDR |  | 40500 | 15.5 | 8.5 | 42000 | 34600 | 82.38% | 1.94 | 0 | 11.4 |  |  |  | No | R-410A | 3.375 | Residential & Commercial | Ducted CEE Tier 1
214628200 | Central HP <5.4 tons | CARRIER | HRCU-A-CB (Split System: Heat Pump with Remote Outdoor Unit-Air-Source) | 38MURAQ24AB3* | ADP |  | PL36H210P299 | 58S(B,C)*B070M17**16 | 24200 | 17 | 8.5 | 23600 | 21200 | 89.83% | 1.82 | 0 | 10.5 |  |  |  | No | R-410A | 2.0167 | Residential & Commercial | Ducted CEE Tier 1
214628301 | Central HP <5.4 tons | CARRIER | HRCU-A-CB (Split System: Heat Pump with Remote Outdoor Unit-Air-Source) | 38MURAQ24AB3* | ADP |  | PL36H175P149 | 58TP*B070V17**16 | 23600 | 17 | 8.5 | 24800 | 23800 | 95.97% | 2.02 | 0 | 10.5 |  |  |  | No | R-410A | 1.9667 | Residential & Commercial | Ducted CEE Tier 1
214771723 | Central HP <5.4 tons | BOSCH | HRCU-A-CB (Split System: Heat Pump with Remote Outdoor Unit-Air-Source) | BOVA-36RTB-M20S |  |  | BMAC4248CBTA | BGH96M100C5C | 33000 | 18 | 9 | 34200 | 24200 | 70.76% | 1.9 | 0 | 11.7 |  |  |  | No | R-454B | 2.75 | Residential & Commercial | Ducted CEE Tier 1
214629102 | Central HP <5.4 tons | CARRIER | HRCU-A-CB (Split System: Heat Pump with Remote Outdoor Unit-Air-Source) | 38MURAQ36AB3* | ADP |  | PL36H210P749 | 58S(B,C)*B090M17**14 | 35400 | 16 | 8.1 | 36800 | 34600 | 94.02% | 1.88 | 0 | 10 |  |  |  | No | R-410A | 2.95 | Residential & Commercial | Ducted CEE Tier 1
214629117 | Central HP <5.4 tons | CARRIER | HRCU-A-CB (Split System: Heat Pump with Remote Outdoor Unit-Air-Source) | 38MURAQ36AB3* | ADP |  | PL36H210P299 | 58S(B,C)*B090M21**20 | 36000 | 16 | 8.1 | 36800 | 34600 | 94.02% | 2 | 0 | 10.5 |  |  |  | No | R-410A | 3 | Residential & Commercial | Ducted CEE Tier 1
212868091 | Central HP <5.4 tons | GREE | HRCU-A-C (Split System: Heat Pump with Remote Outdoor Unit with No Indoor Fan --Air Source) | FLEXX60HP230V1AO | ASPEN |  | D(A,C,E)61C44+TDR |  | 47000 | 15.2 | 8.5 | 48000 | 33600 | 70% | 1.8 | 0 | 10 |  |  |  | No | R-410A | 3.9167 | Residential & Commercial | Ducted CEE Tier 1
211206905 | Central HP <5.4 tons | CHAMPION HEATING AND COOLING | HRCU-A-CB (Split System: Heat Pump with Remote Outdoor Unit-Air-Source) | HL20B6021 |  |  | XAMC60HE4N1+CC | TM9V100C20MP12 | 52000 | 18 | 8.5 | 55000 | 42000 | 76.36% | 2.16 | 0 | 11 |  |  |  | No | R-410A | 4.3333 | Residential & Commercial | Ducted CEE Tier 1
216030980 | Central HP <5.4 tons | MOOVAIR | HRCU-A-CB (Split System: Heat Pump with Remote Outdoor Unit-Air-Source) | MSHMA60R2AN1 |  |  | MAHHA60R4AS1 |  | 54000 | 17.5 | 9.5 | 55000 | 54000 | 98.18% | 1.9 | 0 | 12 |  |  |  | No | R-454B | 4.5 | Residential & Commercial | Ducted CEE Tier 1
216497957 | Central HP <5.4 tons | AC PRO | HRCU-A-CB (Split System: Heat Pump with Remote Outdoor Unit-Air-Source) | SPHP-Y-V024BB |  |  | AIRH-Y-V02408CB |  | 24000 | 18.1 | 9.7 | 26000 | 21600 | 83.08% | 1.87 | 0 | 11 |  |  |  | No | R-454B | 2 | Residential & Commercial | Ducted CEE Tier 1
214630374 | Central HP <5.4 tons | CARRIER | HRCU-A-CB (Split System: Heat Pump with Remote Outdoor Unit-Air-Source) | 25VNA825A*032* | ADP |  | PL36H210P299 | 59CU5A060C17**16 | 24000 | 16 | 8.1 | 19800 | 16300 | 82.32% | 2 | 0 | 11 |  |  |  | No | R-410A | 2 | Residential & Commercial | Ducted CEE Tier 1
214630387 | Central HP <5.4 tons | CARRIER | HRCU-A-CB (Split System: Heat Pump with Remote Outdoor Unit-Air-Source) | 25VNA825A*032* | ADP |  | V,C36H175P149 | 59CU5B060C17**16 | 23400 | 16 | 8.1 | 19800 | 16300 | 82.32% | 1.96 | 0 | 11 |  |  |  | No | R-410A | 1.95 | Residential & Commercial | Ducted CEE Tier 1
214630406 | Central HP <5.4 tons | CARRIER | HRCU-A-CB (Split System: Heat Pump with Remote Outdoor Unit-Air-Source) | 25VNA825A*032* | ADP |  | PL36H210P299 | 59MN7C060C17**14 | 24000 | 16 | 8.1 | 19800 | 16300 | 82.32% | 2 | 0 | 11 |  |  |  | No | R-410A | 2 | Residential & Commercial | Ducted CEE Tier 1
214630423 | Central HP <5.4 tons | CARRIER | HRCU-A-CB (Split System: Heat Pump with Remote Outdoor Unit-Air-Source) | 25VNA825A*032* | ADP |  | C36A***L159 | 59TN6B060C17**14 | 23600 | 16 | 8.1 | 19800 | 16300 | 82.32% | 1.94 | 0 | 11 |  |  |  | No | R-410A | 1.9667 | Residential & Commercial | Ducted CEE Tier 1
214630438 | Central HP <5.4 tons | CARRIER | HRCU-A-CB (Split System: Heat Pump with Remote Outdoor Unit-Air-Source) | 25VNA825A*032* | ADP |  | V,C36H175P149 | 59TN6C060C17**14 | 23400 | 16 | 8.1 | 20000 | 16300 | 81.5% | 1.94 | 0 | 11 |  |  |  | No | R-410A | 1.95 | Residential & Commercial | Ducted CEE Tier 1
214573756 | Central HP <5.4 tons | KENMORE | HRCU-A-CB (Split System: Heat Pump with Remote Outdoor Unit-Air-Source) | (C,H,T)VH837GKA2* |  |  | EA*4X42L21A*+WALLCON | *95CSU1002122B* | 31800 | 17.5 | 8.5 | 32800 | 24400 | 74.39% | 1.9 | 0 | 11 |  |  |  | No | R-410A | 2.65 | Residential & Commercial | Ducted CEE Tier 1
214626879 | Central HP <5.4 tons | CARRIER | HRCU-A-CB (Split System: Heat Pump with Remote Outdoor Unit-Air-Source) | 25VNA424A*031* | ADP |  | V,C36H175P459 | 58CU*A060C17**16 | 24000 | 20 | 10.5 | 24800 | 19300 | 77.82% | 2.56 | 0 | 13.5 |  |  |  | No | R-410A | 2 | Residential & Commercial | Ducted CEE Tier 1
207573750 | Central HP <5.4 tons | DAY & NIGHT | HRCU-A-CB (Split System: Heat Pump with Remote Outdoor Unit-Air-Source) | CVH848GKA2* | ADP |  | FG86960 | *96CTN1002122A* | 45500 | 17 | 8.5 | 43500 | 34400 | 79.08% | 2 | 10.5 | 10 |  |  |  | No | R-410A | 3.7917 | Residential & Commercial | Ducted CEE Tier 1
215935381 | Central HP <5.4 tons | KEEPRITE | HRCU-A-CB (Split System: Heat Pump with Remote Outdoor Unit-Air-Source) | C5H3V36*K*AAA* |  |  | EVM5X60M24A*+WALLCON | *95CSU0802120B* | 35400 | 21.5 | 8.5 | 38000 | 28600 | 75.26% | 2.04 | 0 | 12 |  |  |  | No | R-454B | 2.95 | Residential & Commercial | Ducted CEE Tier 1
215935051 | Central HP <5.4 tons | KEEPRITE | HRCU-A-CB (Split System: Heat Pump with Remote Outdoor Unit-Air-Source) | C5H3V36*K*AAA* |  |  | EVM5X49M21A*+WALLCON | *80CTL1102120B* | 35600 | 22 | 8.5 | 38000 | 28400 | 74.74% | 2.02 | 0 | 12.5 |  |  |  | No | R-454B | 2.9667 | Residential & Commercial | Ducted CEE Tier 1
215935301 | Central HP <5.4 tons | KEEPRITE | HRCU-A-CB (Split System: Heat Pump with Remote Outdoor Unit-Air-Source) | C5H3V36*K*AAA* |  |  | EVM5X60M21A*+WALLCON | *97CMN1002122B* | 35600 | 22 | 8.5 | 38000 | 28600 | 75.26% | 2.02 | 0 | 12.5 |  |  |  | No | R-454B | 2.9667 | Residential & Commercial | Ducted CEE Tier 1
215935321 | Central HP <5.4 tons | KEEPRITE | HRCU-A-CB (Split System: Heat Pump with Remote Outdoor Unit-Air-Source) | C5H3V36*K*AAA* |  |  | EVM5X60M21A*+WALLCON | *96CTN1002122B* | 35600 | 22 | 8.5 | 38000 | 28600 | 75.26% | 2.02 | 0 | 12.5 |  |  |  | No | R-454B | 2.9667 | Residential & Commercial | Ducted CEE Tier 1
215933351 | Central HP <5.4 tons | KEEPRITE | HRCU-A-CB (Split System: Heat Pump with Remote Outdoor Unit-Air-Source) | C5H3V36*K*AAA* |  |  | ESH5X42M12A*+WALLCON | *80CTL0902120B* | 33600 | 19 | 9 | 34600 | 26400 | 76.3% | 1.92 | 0 | 11.7 |  |  |  | No | R-454B | 2.8 | Residential & Commercial | Ducted CEE Tier 1
215407216 | Central HP <5.4 tons | YORK | HRCU-A-CB (Split System: Heat Pump with Remote Outdoor Unit-Air-Source) | HH836E2S11 | ADP |  | H,YG36*36+TXV | TM9V100C16MP12 | 33400 | 18 | 8.5 | 29400 | 24800 | 84.35% | 2 | 0 | 11 |  |  |  | No | R-454B | 2.7833 | Residential & Commercial | Ducted CEE Tier 1
213885820 | Central HP <5.4 tons | HEIL | HRCU-A-CB (Split System: Heat Pump with Remote Outdoor Unit-Air-Source) | HVH848GKA2* | ASPEN |  | AE(D,N,U)+CM48A34+TDR |  | 42000 | 17.8 | 8.1 | 45500 | 39500 | 86.81% | 2.74 | 0 | 10.2 |  |  |  | No | R-410A | 3.5 | Residential & Commercial | Ducted CEE Tier 1
215731301 | Central HP <5.4 tons | YORK | HRCU-A-CB (Split System: Heat Pump with Remote Outdoor Unit-Air-Source) | HH836E2S11 | ADP |  | H,YG48*36+TXV | TM9Y100C20MP11 | 33800 | 17 | 8.5 | 30800 | 25600 | 83.12% | 2 | 0 | 10 |  |  |  | No | R-454B | 2.8167 | Residential & Commercial | Ducted CEE Tier 1
215731303 | Central HP <5.4 tons | YORK | HRCU-A-CB (Split System: Heat Pump with Remote Outdoor Unit-Air-Source) | HH836E2S11 | ADP |  | H,YG48*36+TXV | Y81E080C16SMPS1 | 34000 | 19 | 8.5 | 30200 | 25000 | 82.78% | 2 | 0 | 11 |  |  |  | No | R-454B | 2.8333 | Residential & Commercial | Ducted CEE Tier 1
212361758 | Central HP <5.4 tons | MOOVAIR | HRCU-A-C (Split System: Heat Pump with Remote Outdoor Unit with No Indoor Fan --Air Source) | DMA18HOS20230E7 |  |  | CUB24HAC20BWT7A |  | 18000 | 16.1 | 9.5 | 19000 | 15000 | 78.95% | 2.2 | 11.6 | 11.7 |  |  |  | No | R-410A | 1.5 | Residential & Commercial | Ducted CEE Tier 1
210365431 | Central HP <5.4 tons | Dettson | HRCU-A-CB (Split System: Heat Pump with Remote Outdoor Unit-Air-Source) | EVD-18-O |  |  | EVD-18-I |  | 18000 | 18 | 9.3 | 19000 | 16500 | 86.84% | 2.04 | 12.5 | 12.4 |  |  |  | No | R-410A | 1.5 | Residential & Commercial | Ducted CEE Tier 1
213286700 | Central HP <5.4 tons | DAY & NIGHT | HRCU-A-CB (Split System: Heat Pump with Remote Outdoor Unit-Air-Source) | DLCURAH24ABK | ADP |  | CE2903C+TXV |  | 23800 | 17 | 8.85 | 25600 | 25400 | 99.22% | 2.14 | 0 | 10 |  |  |  | No | R-410A | 1.9833 | Residential & Commercial | Ducted CEE Tier 1
214522687 | Central HP <5.4 tons | FRIEDRICH | HRCU-A-C (Split System: Heat Pump with Remote Outdoor Unit with No Indoor Fan --Air Source) | WFPU18Z363C | ASPEN |  | DX36A44+TDR |  | 28000 | 15.4 | 9.2 | 29800 | 24200 | 81.21% | 2.08 | 0 | 11.1 |  |  |  | No | R-410A | 2.3333 | Residential & Commercial | Ducted CEE Tier 1
213821304 | Central HP <5.4 tons | TEMPSTAR | HRCU-A-CB (Split System: Heat Pump with Remote Outdoor Unit-Air-Source) | DLCURAH24ABK | ASPEN |  | D(A,C,E)36B34+TDR | *96VTN0401410B* | 23200 | 16 | 8.5 | 26200 | 20400 | 77.86% | 2.85 | 0 | 10 |  |  |  | No | R-410A | 1.9333 | Residential & Commercial | Ducted CEE Tier 1
214237696 | Central HP <5.4 tons | FRIEDRICH | HRCU-A-C (Split System: Heat Pump with Remote Outdoor Unit with No Indoor Fan --Air Source) | WFPU18Z363C | ASPEN |  | D(A,C,E)37A44+TDR |  | 28800 | 15.5 | 9.4 | 30000 | 24200 | 80.67% | 2.08 | 0 | 11.3 |  |  |  | No | R-410A | 2.4 | Residential & Commercial | Ducted CEE Tier 1
214237697 | Central HP <5.4 tons | FRIEDRICH | HRCU-A-C (Split System: Heat Pump with Remote Outdoor Unit with No Indoor Fan --Air Source) | WFPU18Z363C | ASPEN |  | D(A,C,E)31B44+TDR |  | 29200 | 15.5 | 9.4 | 30000 | 24200 | 80.67% | 2.08 | 0 | 11.3 |  |  |  | No | R-410A | 2.4333 | Residential & Commercial | Ducted CEE Tier 1
213305978 | Central HP <5.4 tons | TEMPSTAR | HRCU-A-CB (Split System: Heat Pump with Remote Outdoor Unit-Air-Source) | DLCURAH24ABK | ADP |  | CE2403A+TXV |  | 23800 | 17 | 8.85 | 25600 | 25400 | 99.22% | 2.14 | 0 | 10 |  |  |  | No | R-410A | 1.9833 | Residential & Commercial | Ducted CEE Tier 1
214237694 | Central HP <5.4 tons | FRIEDRICH | HRCU-A-C (Split System: Heat Pump with Remote Outdoor Unit with No Indoor Fan --Air Source) | WFPU18Z363C | ASPEN |  | D(A,C,E)42A44+TDR |  | 28800 | 15.5 | 9.4 | 30000 | 24200 | 80.67% | 2.08 | 0 | 11.3 |  |  |  | No | R-410A | 2.4 | Residential & Commercial | Ducted CEE Tier 1
215731820 | Central HP <5.4 tons | YORK | HRCU-A-CB (Split System: Heat Pump with Remote Outdoor Unit-Air-Source) | HH836E2S11 | ADP |  | H,YG48*36+TXV-BLEED | TM9V060B12MP12 | 32600 | 17 | 8.5 | 29000 | 24800 | 85.52% | 2 | 0 | 11 |  |  |  | No | R-454B | 2.7167 | Residential & Commercial | Ducted CEE Tier 1
207764688 | Central HP <5.4 tons | MOOVAIR | HRCU-A-CB (Split System: Heat Pump with Remote Outdoor Unit-Air-Source) | DMA18HOS20230E7 |  |  | FMA18HIAHUU230X7 |  | 18000 | 18 | 9.3 | 19000 | 16500 | 86.84% | 2.04 | 12.5 | 12.4 |  |  |  | No | R-410A | 1.5 | Residential & Commercial | Ducted CEE Tier 1
212361759 | Central HP <5.4 tons | MOOVAIR | HRCU-A-C (Split System: Heat Pump with Remote Outdoor Unit with No Indoor Fan --Air Source) | DMA24HOS20230E7 |  |  | CUB24HAC20BWT7A |  | 24000 | 16.5 | 9.5 | 25000 | 20000 | 80% | 1.95 | 11 | 10.7 |  |  |  | No | R-410A | 2 | Residential & Commercial | Ducted CEE Tier 1
216505533 | Central HP <5.4 tons | TOSOT | HRCU-A-CB (Split System: Heat Pump with Remote Outdoor Unit-Air-Source) | TU36-24WADU |  |  | TCAT24F/NAA | TWOV070T3AA-T | 23000 | 15.2 | 8.5 | 23000 | 19000 | 82.61% | 1.75 | 0 | 11.5 |  |  |  | No | R-410A | 1.9167 | Residential & Commercial | Ducted CEE Tier 1
214053806 | Central HP <5.4 tons | BOSCH | HRCU-A-CB (Split System: Heat Pump with Remote Outdoor Unit-Air-Source) | BOVC-36HDN1-M20G |  |  | BMAC2430ANTD | BGH96M060B3B | 23800 | 18 | 9 | 24000 | 17200 | 71.67% | 1.85 | 0 | 12 |  |  |  | No | R-410A | 1.9833 | Residential & Commercial | Ducted CEE Tier 1
214053837 | Central HP <5.4 tons | BOSCH | HRCU-A-C (Split System: Heat Pump with Remote Outdoor Unit with No Indoor Fan --Air Source) | BOVD-36HDN1-M20G |  |  | BMAC2430ANTD |  | 23200 | 15.2 | 9 | 24000 | 16900 | 70.42% | 1.98 | 0 | 12 |  |  |  | No | R-410A | 1.9333 | Residential & Commercial | Ducted CEE Tier 1
214053839 | Central HP <5.4 tons | BOSCH | HRCU-A-C (Split System: Heat Pump with Remote Outdoor Unit with No Indoor Fan --Air Source) | BOVD-36HDN1-M20G |  |  | BMAC4248BNTF |  | 32000 | 15.2 | 9 | 34000 | 24000 | 70.59% | 1.86 | 0 | 11.5 |  |  |  | No | R-410A | 2.6667 | Residential & Commercial | Ducted CEE Tier 1
214053812 | Central HP <5.4 tons | BOSCH | HRCU-A-CB (Split System: Heat Pump with Remote Outdoor Unit-Air-Source) | BOVC-36HDN1-M20G |  |  | BMAC3036BNTD | BGH96M060B3B | 33600 | 17.5 | 9 | 34200 | 24000 | 70.18% | 1.88 | 0 | 11 |  |  |  | No | R-410A | 2.8 | Residential & Commercial | Ducted CEE Tier 1
214053828 | Central HP <5.4 tons | BOSCH | HRCU-A-CB (Split System: Heat Pump with Remote Outdoor Unit-Air-Source) | BOVD-36HDN1-M20G |  |  | BMAC2430BNTD | BGH96M080B3B | 24000 | 18.5 | 9 | 24000 | 17400 | 72.5% | 1.9 | 0 | 12 |  |  |  | No | R-410A | 2 | Residential & Commercial | Ducted CEE Tier 1
214053815 | Central HP <5.4 tons | BOSCH | HRCU-A-CB (Split System: Heat Pump with Remote Outdoor Unit-Air-Source) | BOVC-36HDN1-M20G |  |  | BMAC3036CNTD | BGH96M100C5B | 33200 | 17.5 | 9 | 34200 | 24000 | 70.18% | 1.88 | 0 | 11.2 |  |  |  | No | R-410A | 2.7667 | Residential & Commercial | Ducted CEE Tier 1
215934721 | Central HP <5.4 tons | KEEPRITE | HRCU-A-CB (Split System: Heat Pump with Remote Outdoor Unit-Air-Source) | C5H3V36*K*AAA* |  |  | EVM5X36M17A*+WALLCON | *97CMN0601714B* | 34000 | 20 | 8.1 | 38000 | 27200 | 71.58% | 2 | 0 | 11 |  |  |  | No | R-454B | 2.8333 | Residential & Commercial | Ducted CEE Tier 1
215934971 | Central HP <5.4 tons | KEEPRITE | HRCU-A-CB (Split System: Heat Pump with Remote Outdoor Unit-Air-Source) | C5H3V36*K*AAA* |  |  | EVM5X48M21A*+WALLCON | *96CTN0601714B* | 34600 | 20.5 | 8.5 | 38000 | 27600 | 72.63% | 2.05 | 0 | 11.5 |  |  |  | No | R-454B | 2.8833 | Residential & Commercial | Ducted CEE Tier 1
215935041 | Central HP <5.4 tons | KEEPRITE | HRCU-A-CB (Split System: Heat Pump with Remote Outdoor Unit-Air-Source) | C5H3V36*K*AAA* |  |  | EVM5X49M21A*+WALLCON | *80CTL0902120B* | 35600 | 22 | 8.5 | 38000 | 28400 | 74.74% | 2.04 | 0 | 12.5 |  |  |  | No | R-454B | 2.9667 | Residential & Commercial | Ducted CEE Tier 1
214630472 | Central HP <5.4 tons | CARRIER | HRCU-A-CB (Split System: Heat Pump with Remote Outdoor Unit-Air-Source) | 25VNA837A*030* | ADP |  | V,C36H175P459 | 59CU5B060C17**16 | 32200 | 17 | 8.1 | 31400 | 24600 | 78.34% | 1.94 | 0 | 11.5 |  |  |  | No | R-410A | 2.6833 | Residential & Commercial | Ducted CEE Tier 1
214783997 | Central HP <5.4 tons | ECOER | HRCU-A-CB (Split System: Heat Pump with Remote Outdoor Unit-Air-Source) | EODA19H-2436AA* | ASPEN |  | AFM354+TDR |  | 31600 | 19 | 9.1 | 35600 | 25000 | 70.22% | 2 | 0 | 12 |  |  |  | No | R-410A | 2.6333 | Residential & Commercial | Ducted CEE Tier 1
213352720 | Central HP <5.4 tons | CARRIER | HRCU-A-CB (Split System: Heat Pump with Remote Outdoor Unit-Air-Source) | 38MURAQ36AB3* | ADP |  | C36A***L139 | 59TP6C080V21**20 | 35400 | 16 | 8.1 | 36800 | 34800 | 94.57% | 1.9 | 0 | 10 |  |  |  | No | R-410A | 2.95 | Residential & Commercial | Ducted CEE Tier 1
208141272 | Central HP <5.4 tons | TRANE | HRCU-A-CB (Split System: Heat Pump with Remote Outdoor Unit-Air-Source) | 4TXD2060A10NU** |  |  | 4MXA2060A10NU** |  | 54000 | 16 | 9 | 54000 | 41000 | 75.93% | 1.8 | 10.5 | 10 |  |  |  | No | R-410A | 4.5 | Residential & Commercial | Ducted CEE Tier 1
212361355 | Central HP <5.4 tons | TRANE | HRCU-A-C (Split System: Heat Pump with Remote Outdoor Unit with No Indoor Fan --Air Source) | 4TXD2060A10NU** |  |  | 4RXCD048AS3HC** |  | 47000 | 15.2 | 8.5 | 48000 | 33600 | 70% | 1.8 | 0 | 10 |  |  |  | No | R-410A | 3.9167 | Residential & Commercial | Ducted CEE Tier 1
215726628 | Central HP <5.4 tons | YORK | HRCU-A-CB (Split System: Heat Pump with Remote Outdoor Unit-Air-Source) | HH860E2S11 | ADP |  | H,YG50*60+TXV | Y81E080C16SMPS1 | 44500 | 18 | 8.5 | 42500 | 33000 | 77.65% | 2 | 0 | 12 |  |  |  | No | R-454B | 3.7083 | Residential & Commercial | Ducted CEE Tier 1
215726645 | Central HP <5.4 tons | YORK | HRCU-A-CB (Split System: Heat Pump with Remote Outdoor Unit-Air-Source) | HH860E2S11 | ADP |  | H,YG50*60+TXV | Y81E080C20SMPS1 | 53000 | 19 | 8.5 | 52000 | 38500 | 74.04% | 2 | 0 | 11 |  |  |  | No | R-454B | 4.4167 | Residential & Commercial | Ducted CEE Tier 1
215726693 | Central HP <5.4 tons | YORK | HRCU-A-CB (Split System: Heat Pump with Remote Outdoor Unit-Air-Source) | HH860E2S11 | ADP |  | H,YG48*48+TXV-BLEED | Y81E120C16SMPS1 | 44000 | 18 | 8.5 | 41500 | 32600 | 78.55% | 2 | 0 | 12 |  |  |  | No | R-454B | 3.6667 | Residential & Commercial | Ducted CEE Tier 1
215726727 | Central HP <5.4 tons | YORK | HRCU-A-CB (Split System: Heat Pump with Remote Outdoor Unit-Air-Source) | HH860E2S11 | ADP |  | H,YG48*48+TXV-BLEED | Y81E130D20SMPS1 | 45000 | 18 | 9 | 43000 | 33200 | 77.21% | 2 | 0 | 12 |  |  |  | No | R-454B | 3.75 | Residential & Commercial | Ducted CEE Tier 1
214776423 | Central HP <5.4 tons | YORK | HRCU-A-CB (Split System: Heat Pump with Remote Outdoor Unit-Air-Source) | HH860E2S11 | ADP |  | CV607**C+TXV | TL8E080C16UH11 | 44500 | 18 | 8.5 | 43500 | 33800 | 77.7% | 2 | 0 | 11 |  |  |  | No | R-454B | 3.7083 | Residential & Commercial | Ducted CEE Tier 1
214776455 | Central HP <5.4 tons | YORK | HRCU-A-CB (Split System: Heat Pump with Remote Outdoor Unit-Air-Source) | HH860E2S11 | ADP |  | CH602**A+TXV | TL9E080C16UH11 | 44500 | 18 | 8.5 | 44000 | 34000 | 77.27% | 2 | 0 | 11 |  |  |  | No | R-454B | 3.7083 | Residential & Commercial | Ducted CEE Tier 1
214776491 | Central HP <5.4 tons | YORK | HRCU-A-CB (Split System: Heat Pump with Remote Outdoor Unit-Air-Source) | HH860E2S11 | ADP |  | CH600D*C+TXV | TM9E080C20MP12 | 52000 | 18 | 8.3 | 53000 | 39500 | 74.53% | 1.96 | 0 | 10.5 |  |  |  | No | R-454B | 4.3333 | Residential & Commercial | Ducted CEE Tier 1
214849009 | Central HP <5.4 tons | YORK | HRCU-A-CB (Split System: Heat Pump with Remote Outdoor Unit-Air-Source) | HH860E2S11 | ADP |  | H,YG84*60+TXV-BLEED | Y91E120D20SMPS1 | 53500 | 18 | 8.5 | 51500 | 38500 | 74.76% | 2 | 0 | 11.7 |  |  |  | No | R-454B | 4.4583 | Residential & Commercial | Ducted CEE Tier 1
215735564 | Central HP <5.4 tons | YORK | HRCU-A-CB (Split System: Heat Pump with Remote Outdoor Unit-Air-Source) | HH860E2S11 | ADP |  | H,YE1K*48+TXV-BLEED | TM9Y100C16MP11 | 43500 | 16 | 8.45 | 42500 | 33400 | 78.59% | 1.98 | 0 | 10.5 |  |  |  | No | R-454B | 3.625 | Residential & Commercial | Ducted CEE Tier 1
207706560 | Central HP <5.4 tons | MOOVAIR | HRCU-A-CB (Split System: Heat Pump with Remote Outdoor Unit-Air-Source) | DMA30HOS20230E7 |  |  | FMA30HIAHUU230X7 |  | 30000 | 16.2 | 8.9 | 33000 | 24000 | 72.73% | 1.8 | 11 | 10 |  |  |  | No | R-410A | 2.5 | Residential & Commercial | Ducted CEE Tier 1
216013808 | Central HP <5.4 tons | YORK | HRCU-A-CB (Split System: Heat Pump with Remote Outdoor Unit-Air-Source) | HH860E2S11 | ADP |  | H,YG88*60+TXV-BLEED | Y91E100C20SMPS1 | 45500 | 18 | 8.5 | 45000 | 33600 | 74.67% | 2 | 0 | 11.7 |  |  |  | No | R-454B | 3.7917 | Residential & Commercial | Ducted CEE Tier 1
214771731 | Central HP <5.4 tons | BOSCH | HRCU-A-C (Split System: Heat Pump with Remote Outdoor Unit with No Indoor Fan --Air Source) | BOVA-36RTB-M20S |  |  | BMAC4248DBTA |  | 32000 | 15.2 | 9 | 34200 | 24000 | 70.18% | 1.85 | 0 | 11 |  |  |  | No | R-454B | 2.6667 | Residential & Commercial | Ducted CEE Tier 1
216032497 | Central HP <5.4 tons | YORK | HRCU-A-CB (Split System: Heat Pump with Remote Outdoor Unit-Air-Source) | HH824E2S11 | ADP |  | SM7*25+TXV |  | 23000 | 19 | 9.45 | 22400 | 16600 | 74.11% | 2.08 | 0 | 12 |  |  |  | No | R-454B | 1.9167 | Residential & Commercial | Ducted CEE Tier 1
214776307 | Central HP <5.4 tons | YORK | HRCU-A-CB (Split System: Heat Pump with Remote Outdoor Unit-Air-Source) | HH824E2S11 | ADP |  | CH368A*C+TXV | TL8E060A12UH11 | 22800 | 17 | 8.9 | 21400 | 17500 | 81.78% | 1.98 | 0 | 11.5 |  |  |  | No | R-454B | 1.9 | Residential & Commercial | Ducted CEE Tier 1
214776321 | Central HP <5.4 tons | YORK | HRCU-A-CB (Split System: Heat Pump with Remote Outdoor Unit-Air-Source) | HH824E2S11 | ADP |  | CV360**C+TXV | TM9E040A10MP12 | 21800 | 16 | 8.45 | 21200 | 17700 | 83.49% | 1.9 | 0 | 10 |  |  |  | No | R-454B | 1.8167 | Residential & Commercial | Ducted CEE Tier 1
214776371 | Central HP <5.4 tons | YORK | HRCU-A-CB (Split System: Heat Pump with Remote Outdoor Unit-Air-Source) | HH824E2S11 | ADP |  | CX360A*35+TXV | Y81E060A12SMPS1 | 22200 | 17 | 8.65 | 20800 | 16900 | 81.25% | 1.94 | 0 | 11.5 |  |  |  | No | R-454B | 1.85 | Residential & Commercial | Ducted CEE Tier 1
214628315 | Central HP <5.4 tons | CARRIER | HRCU-A-CB (Split System: Heat Pump with Remote Outdoor Unit-Air-Source) | 38MURAQ24AB3* | ADP |  | V,C36H***P429 | 59SC6A026M14**10 | 23400 | 16 | 8.5 | 25400 | 25800 | 101.6% | 2.2 | 0 | 10 |  |  |  | No | R-410A | 1.95 | Residential & Commercial | Ducted CEE Tier 1
214628316 | Central HP <5.4 tons | CARRIER | HRCU-A-CB (Split System: Heat Pump with Remote Outdoor Unit-Air-Source) | 38MURAQ24AB3* | ADP |  | A24VBA+TXV | 59SC6A026M14**10 | 23400 | 16 | 8.5 | 25400 | 25800 | 101.6% | 2.2 | 0 | 10 |  |  |  | No | R-410A | 1.95 | Residential & Commercial | Ducted CEE Tier 1
214628402 | Central HP <5.4 tons | CARRIER | HRCU-A-CB (Split System: Heat Pump with Remote Outdoor Unit-Air-Source) | 38MURAQ24AB3* | ADP |  | C36A***L139 | 59SC6A060M14**12 | 23400 | 16 | 8.5 | 25400 | 26000 | 102.4% | 2.22 | 0 | 10 |  |  |  | No | R-410A | 1.95 | Residential & Commercial | Ducted CEE Tier 1
214628467 | Central HP <5.4 tons | CARRIER | HRCU-A-CB (Split System: Heat Pump with Remote Outdoor Unit-Air-Source) | 38MURAQ24AB3* | ADP |  | PL36H175P159 | 59SU5B040M17**12 | 23400 | 17 | 8.5 | 24400 | 24000 | 98.36% | 2.02 | 0 | 10 |  |  |  | No | R-410A | 1.95 | Residential & Commercial | Ducted CEE Tier 1
214628483 | Central HP <5.4 tons | CARRIER | HRCU-A-CB (Split System: Heat Pump with Remote Outdoor Unit-Air-Source) | 38MURAQ24AB3* | ADP |  | C36A***L129 | 59SU5B060M17**16 | 23400 | 17 | 9 | 25200 | 26000 | 103.2% | 2.24 | 0 | 10 |  |  |  | No | R-410A | 1.95 | Residential & Commercial | Ducted CEE Tier 1
216497959 | Central HP <5.4 tons | AC PRO | HRCU-A-CB (Split System: Heat Pump with Remote Outdoor Unit-Air-Source) | SPHP-Y-V036BB |  |  | AIRH-Y-V03612CB |  | 36000 | 16.1 | 8.7 | 36000 | 27000 | 75% | 2 | 0 | 10 |  |  |  | No | R-454B | 3 | Residential & Commercial | Ducted CEE Tier 1
214771739 | Central HP <5.4 tons | BOSCH | HRCU-A-CB (Split System: Heat Pump with Remote Outdoor Unit-Air-Source) | BOVA-60RTB-M20S |  |  | BMAC4860CBTA | BGH96M100C5C | 51500 | 17.5 | 8.5 | 53500 | 37600 | 70.28% | 1.8 | 0 | 11.4 |  |  |  | No | R-454B | 4.2917 | Residential & Commercial | Ducted CEE Tier 1
214053832 | Central HP <5.4 tons | BOSCH | HRCU-A-CB (Split System: Heat Pump with Remote Outdoor Unit-Air-Source) | BOVD-36HDN1-M20G |  |  | BMAC3036BNTD | BGH96M080B3B | 33600 | 17.5 | 9 | 34200 | 24000 | 70.18% | 1.88 | 0 | 11 |  |  |  | No | R-410A | 2.8 | Residential & Commercial | Ducted CEE Tier 1
214053834 | Central HP <5.4 tons | BOSCH | HRCU-A-CB (Split System: Heat Pump with Remote Outdoor Unit-Air-Source) | BOVD-36HDN1-M20G |  |  | BMAC3036CNTD | BGH96M100C5B | 33200 | 17.5 | 9 | 34200 | 24000 | 70.18% | 1.88 | 0 | 11.2 |  |  |  | No | R-410A | 2.7667 | Residential & Commercial | Ducted CEE Tier 1
214053830 | Central HP <5.4 tons | BOSCH | HRCU-A-CB (Split System: Heat Pump with Remote Outdoor Unit-Air-Source) | BOVD-36HDN1-M20G |  |  | BMAC3036ANTD | BGH96M080B3B | 32800 | 17.5 | 9 | 34000 | 24000 | 70.59% | 1.85 | 0 | 10.6 |  |  |  | No | R-410A | 2.7333 | Residential & Commercial | Ducted CEE Tier 1
214849120 | Central HP <5.4 tons | YORK | HRCU-A-CB (Split System: Heat Pump with Remote Outdoor Unit-Air-Source) | HMH72B341 | ADP |  | CV363*9 | Y81E040A12LMPS1 | 33200 | 18 | 8.5 | 31400 | 23000 | 73.25% | 2.06 | 0 | 10 |  |  |  | No | R-410A | 2.7667 | Residential & Commercial | Ducted CEE Tier 1
214849140 | Central HP <5.4 tons | YORK | HRCU-A-CB (Split System: Heat Pump with Remote Outdoor Unit-Air-Source) | HMH72B341 | ADP |  | CV363*9 | Y81E080B12LMPS1 | 33200 | 18 | 8.5 | 31400 | 23000 | 73.25% | 2.04 | 0 | 10 |  |  |  | No | R-410A | 2.7667 | Residential & Commercial | Ducted CEE Tier 1
214776390 | Central HP <5.4 tons | YORK | HRCU-A-CB (Split System: Heat Pump with Remote Outdoor Unit-Air-Source) | HH836E2S11 | ADP |  | CV361**C+TXV | TM9V060B12MP12 | 31800 | 16 | 8.2 | 28800 | 24800 | 86.11% | 1.94 | 0 | 10.5 |  |  |  | No | R-454B | 2.65 | Residential & Commercial | Ducted CEE Tier 1
214776404 | Central HP <5.4 tons | YORK | HRCU-A-CB (Split System: Heat Pump with Remote Outdoor Unit-Air-Source) | HH836E2S11 | ADP |  | CX361B*35+TXV | Y81E080B12SMPS1 | 32800 | 18 | 8.5 | 28400 | 24400 | 85.92% | 2 | 0 | 11.7 |  |  |  | No | R-454B | 2.7333 | Residential & Commercial | Ducted CEE Tier 1
214776405 | Central HP <5.4 tons | YORK | HRCU-A-CB (Split System: Heat Pump with Remote Outdoor Unit-Air-Source) | HH836E2S11 | ADP |  | CV365**C+TXV | Y81E080B12SMPS1 | 32400 | 17 | 8.4 | 28400 | 24400 | 85.92% | 1.98 | 0 | 11.5 |  |  |  | No | R-454B | 2.7 | Residential & Commercial | Ducted CEE Tier 1
214848927 | Central HP <5.4 tons | YORK | HRCU-A-CB (Split System: Heat Pump with Remote Outdoor Unit-Air-Source) | HH836E2S11 | ADP |  | H,YG36*36+TXV | Y91E080C20SMPS1 | 34400 | 18 | 8.1 | 30400 | 23800 | 78.29% | 2 | 0 | 11 |  |  |  | No | R-454B | 2.8667 | Residential & Commercial | Ducted CEE Tier 1
215408659 | Central HP <5.4 tons | INNOVAIR | HRCU-A-CB (Split System: Heat Pump with Remote Outdoor Unit-Air-Source) | SOV48H2BA |  |  | SAV48BDA |  | 48000 | 16 | 8.5 | 48000 | 38000 | 79.17% | 1.85 | 0 | 10 |  |  |  | No | R-454B | 4 | Residential & Commercial | Ducted CEE Tier 1
216010682 | Central HP <5.4 tons | YORK | HRCU-A-CB (Split System: Heat Pump with Remote Outdoor Unit-Air-Source) | HH836E2S11 | ADP |  | FE*SS9*37+TXV |  | 33800 | 19 | 8.5 | 29400 | 24600 | 83.67% | 2 | 0 | 11.7 |  |  |  | No | R-454B | 2.8167 | Residential & Commercial | Ducted CEE Tier 1
211628186 | Central HP <5.4 tons | YORK | HRCU-A-CB (Split System: Heat Pump with Remote Outdoor Unit-Air-Source) | HMH72B341 | ASPEN |  | D(A,C,E)36D36+TDR | TMLE100B12MP11 | 33000 | 18 | 8.1 | 33800 | 27400 | 81.07% | 2.51 | 0 | 10 |  |  |  | No | R-410A | 2.75 | Residential & Commercial | Ducted CEE Tier 1
215935151 | Central HP <5.4 tons | KEEPRITE | HRCU-A-CB (Split System: Heat Pump with Remote Outdoor Unit-Air-Source) | C5H3V36*K*AAA* |  |  | EVM5X60M21A*+WALLCON | *80CSU0401712A* | 35600 | 22 | 8.5 | 38000 | 28800 | 75.79% | 2.02 | 0 | 12 |  |  |  | No | R-454B | 2.9667 | Residential & Commercial | Ducted CEE Tier 1
216030970 | Central HP <5.4 tons | MOOVAIR | HRCU-A-CB (Split System: Heat Pump with Remote Outdoor Unit-Air-Source) | MSHMA60R2AN1 |  |  | MAHMA60R4AS1 |  | 54000 | 16 | 9 | 56000 | 52000 | 92.86% | 1.8 | 0 | 10 |  |  |  | No | R-454B | 4.5 | Residential & Commercial | Ducted CEE Tier 1
215933891 | Central HP <5.4 tons | KEEPRITE | HRCU-A-CB (Split System: Heat Pump with Remote Outdoor Unit-Air-Source) | C5H3V36*K*AAA* |  |  | ESH5X60M12A*+WALLCON | *97CMN0802120B* | 34200 | 19.5 | 9 | 34400 | 26000 | 75.58% | 1.94 | 0 | 11.7 |  |  |  | No | R-454B | 2.85 | Residential & Commercial | Ducted CEE Tier 1
215408666 | Central HP <5.4 tons | INNOVAIR | HRCU-A-CB (Split System: Heat Pump with Remote Outdoor Unit-Air-Source) | SHV60H2BA |  |  | SAV60BDA |  | 54000 | 16 | 9 | 56000 | 52000 | 92.86% | 1.8 | 0 | 10 |  |  |  | No | R-454B | 4.5 | Residential & Commercial | Ducted CEE Tier 1
216505490 | Central HP <5.4 tons | MOOVAIR | HRCU-A-CB (Split System: Heat Pump with Remote Outdoor Unit-Air-Source) | MSHEA24R2AN1 |  |  | MGHLA24R2AS1 |  | 24000 | 17.4 | 10.4 | 25000 | 19600 | 78.4% | 1.96 | 0 | 10.8 |  |  |  | No | R-454B | 2 | Residential & Commercial | Ducted CEE Tier 1
214062750 | Central HP <5.4 tons | TRANE | HRCU-A-CB (Split System: Heat Pump with Remote Outdoor Unit-Air-Source) | 4TWV0X60A1 | ADP |  | FG49960+P0V0D000M50SC+RP |  | 54000 | 19 | 8.2 | 49500 | 38500 | 77.78% | 1.75 | 0 | 12 |  |  |  | No | R-410A | 4.5 | Residential & Commercial | Ducted CEE Tier 1
212361353 | Central HP <5.4 tons | TRANE | HRCU-A-C (Split System: Heat Pump with Remote Outdoor Unit with No Indoor Fan --Air Source) | 4TXD2036A10NU** |  |  | 4RXCB024AS3HC** |  | 23000 | 15.2 | 8.5 | 24000 | 21600 | 90% | 1.8 | 0 | 11 |  |  |  | No | R-410A | 1.9167 | Residential & Commercial | Ducted CEE Tier 1
210365434 | Central HP <5.4 tons | Dettson | HRCU-A-CB (Split System: Heat Pump with Remote Outdoor Unit-Air-Source) | EVD-36-O |  |  | EVD-36-I |  | 36000 | 16 | 9.5 | 40000 | 34400 | 86% | 1.97 | 10.5 | 10 |  |  |  | No | R-410A | 3 | Residential & Commercial | Ducted CEE Tier 1
215933991 | Central HP <5.4 tons | KEEPRITE | HRCU-A-CB (Split System: Heat Pump with Remote Outdoor Unit-Air-Source) | C5H3V48*K*AAA* |  |  | EA*5X48M21A*+WALLCON | *80CTL0701716B* | 43000 | 20 | 9 | 48500 | 37200 | 76.7% | 2 | 0 | 10.5 |  |  |  | No | R-454B | 3.5833 | Residential & Commercial | Ducted CEE Tier 1
215934041 | Central HP <5.4 tons | KEEPRITE | HRCU-A-CB (Split System: Heat Pump with Remote Outdoor Unit-Air-Source) | C5H3V48*K*AAA* |  |  | EA*5X48M21A*+WALLCON | *95CSU1002122B* | 44000 | 21 | 9.5 | 48000 | 36200 | 75.42% | 2 | 0 | 11 |  |  |  | No | R-454B | 3.6667 | Residential & Commercial | Ducted CEE Tier 1
214573186 | Central HP <5.4 tons | KENMORE | HRCU-A-CB (Split System: Heat Pump with Remote Outdoor Unit-Air-Source) | (C,H,T)VH837GKA** |  |  | EHD4X42AAL+WALLCON | *96CTN0802120B* | 32600 | 17.5 | 8.5 | 32800 | 24800 | 75.61% | 1.96 | 0 | 11 |  |  |  | No | R-410A | 2.7167 | Residential & Commercial | Ducted CEE Tier 1
214573436 | Central HP <5.4 tons | KENMORE | HRCU-A-CB (Split System: Heat Pump with Remote Outdoor Unit-Air-Source) | (C,H,T)VH837GKA** |  |  | EN(A,D,W)4X48L21**+WALLCON | *80CTL0702120B* | 32400 | 18.5 | 8.1 | 32800 | 24800 | 75.61% | 1.96 | 0 | 11.5 |  |  |  | No | R-410A | 2.7 | Residential & Commercial | Ducted CEE Tier 1
214572986 | Central HP <5.4 tons | KENMORE | HRCU-A-CB (Split System: Heat Pump with Remote Outdoor Unit-Air-Source) | (C,H,T)VH837GKA** |  |  | EA*4X61L21A*+WALLCON | *97CMN0602120B* | 33000 | 17.5 | 8.5 | 32200 | 25000 | 77.64% | 1.98 | 0 | 11 |  |  |  | No | R-410A | 2.75 | Residential & Commercial | Ducted CEE Tier 1
214571246 | Central HP <5.4 tons | KENMORE | HRCU-A-CB (Split System: Heat Pump with Remote Outdoor Unit-Air-Source) | (C,H,T)VH825GKA3* |  |  | EN(A,D,W)4X48L21**+WALLCON | *97CMN0602120B* | 24000 | 16.5 | 8.1 | 21400 | 16700 | 78.04% | 2 | 0 | 11 |  |  |  | No | R-410A | 2 | Residential & Commercial | Ducted CEE Tier 1
214572486 | Central HP <5.4 tons | KENMORE | HRCU-A-CB (Split System: Heat Pump with Remote Outdoor Unit-Air-Source) | (C,H,T)VH837GKA** |  |  | EA*4X36L21A*+WALLCON | *95CSU0802120B* | 31400 | 17 | 8.1 | 33000 | 24200 | 73.33% | 1.86 | 0 | 11 |  |  |  | No | R-410A | 2.6167 | Residential & Commercial | Ducted CEE Tier 1
215390437 | Central HP <5.4 tons | TOSOT | HRCU-A-CB (Split System: Heat Pump with Remote Outdoor Unit-Air-Source) | TU36W-EDU |  |  | TUD36AH2-EDU |  | 34000 | 16.5 | 9.5 | 34000 | 32000 | 94.12% | 1.8 | 0 | 11.7 |  |  |  | No | R-32 | 2.8333 | Residential & Commercial | Ducted CEE Tier 1
216030977 | Central HP <5.4 tons | MOOVAIR | HRCU-A-CB (Split System: Heat Pump with Remote Outdoor Unit-Air-Source) | MSHMA30R2AN1 |  |  | MAHHA30R4AS1 |  | 30000 | 17.2 | 10.8 | 33000 | 33200 | 100.6% | 1.97 | 0 | 12 |  |  |  | No | R-454B | 2.5 | Residential & Commercial | Ducted CEE Tier 1
212361761 | Central HP <5.4 tons | MOOVAIR | HRCU-A-C (Split System: Heat Pump with Remote Outdoor Unit with No Indoor Fan --Air Source) | DMA36HOS20230E7 |  |  | CUB36HAC20CWT7A |  | 35000 | 15.2 | 10 | 39000 | 32000 | 82.05% | 2 | 10.2 | 10 |  |  |  | No | R-410A | 2.9167 | Residential & Commercial | Ducted CEE Tier 1
213160483 | Central HP <5.4 tons | Dettson | HRCU-A-C (Split System: Heat Pump with Remote Outdoor Unit with No Indoor Fan --Air Source) | EVD-36-O |  |  | MAC36H2124E |  | 35000 | 15.2 | 10 | 39000 | 32000 | 82.05% | 2 | 10.2 | 10 |  |  |  | No | R-410A | 2.9167 | Residential & Commercial | Ducted CEE Tier 1
213386698 | Central HP <5.4 tons | Dettson | HRCU-A-C (Split System: Heat Pump with Remote Outdoor Unit with No Indoor Fan --Air Source) | EVD-24-O* |  |  | MAC24H1418E |  | 20000 | 16.3 | 10.2 | 25000 | 20000 | 80% | 2 | 0 | 11.7 |  |  |  | No | R-410A | 1.6667 | Residential & Commercial | Ducted CEE Tier 1
208141270 | Central HP <5.4 tons | TRANE | HRCU-A-CB (Split System: Heat Pump with Remote Outdoor Unit-Air-Source) | 4TXD2036A10NU** |  |  | 4MXA2036A10NU** |  | 34000 | 16 | 9 | 35000 | 28000 | 80% | 1.8 | 10 | 10 |  |  |  | No | R-410A | 2.8333 | Residential & Commercial | Ducted CEE Tier 1
211227487 | Central HP <5.4 tons | KEEPRITE | HRCU-A-CB (Split System: Heat Pump with Remote Outdoor Unit-Air-Source) | DLCURAH36ABK |  |  | EA*4X42L21A* | *80VTL1102122A* | 36200 | 15.5 | 8.1 | 39500 | 35200 | 89.11% | 1.92 | 0 | 10 |  |  |  | No | R-410A | 3.0167 | Residential & Commercial | Ducted CEE Tier 1
211227589 | Central HP <5.4 tons | KEEPRITE | HRCU-A-CB (Split System: Heat Pump with Remote Outdoor Unit-Air-Source) | DLCURAH36ABK |  |  | EA*4X42L21A* | *95ESN1002122A* | 36600 | 15.2 | 8.5 | 40000 | 35200 | 88% | 1.94 | 0 | 10 |  |  |  | No | R-410A | 3.05 | Residential & Commercial | Ducted CEE Tier 1
215408656 | Central HP <5.4 tons | INNOVAIR | HRCU-A-CB (Split System: Heat Pump with Remote Outdoor Unit-Air-Source) | SOV24H2BA |  |  | SAV24BDA |  | 24000 | 18.1 | 9.7 | 26000 | 21600 | 83.08% | 1.87 | 0 | 11 |  |  |  | No | R-454B | 2 | Residential & Commercial | Ducted CEE Tier 1
211227579 | Central HP <5.4 tons | KEEPRITE | HRCU-A-CB (Split System: Heat Pump with Remote Outdoor Unit-Air-Source) | DLCURAH36ABK |  |  | EA*4X42L21A* | *95ESN0802120A* | 36000 | 15.5 | 8.1 | 39500 | 35200 | 89.11% | 1.92 | 0 | 10 |  |  |  | No | R-410A | 3 | Residential & Commercial | Ducted CEE Tier 1
211227465 | Central HP <5.4 tons | KEEPRITE | HRCU-A-CB (Split System: Heat Pump with Remote Outdoor Unit-Air-Source) | DLCURAH36ABK |  |  | EA*4X42L21A* | *80VTL0701716A* | 35400 | 16 | 8.1 | 38500 | 35000 | 90.91% | 1.88 | 0 | 10 |  |  |  | No | R-410A | 2.95 | Residential & Commercial | Ducted CEE Tier 1
211227030 | Central HP <5.4 tons | KEEPRITE | HRCU-A-CB (Split System: Heat Pump with Remote Outdoor Unit-Air-Source) | DLCURAH36ABK |  |  | EA*4X37L21A* | *92ESN1002122A* | 37400 | 15.5 | 8.5 | 39000 | 35000 | 89.74% | 2.16 | 0 | 10 |  |  |  | No | R-410A | 3.1167 | Residential & Commercial | Ducted CEE Tier 1
211227062 | Central HP <5.4 tons | KEEPRITE | HRCU-A-CB (Split System: Heat Pump with Remote Outdoor Unit-Air-Source) | DLCURAH36ABK |  |  | EA*4X37L21A* | *95ESN0802120A* | 37200 | 15.5 | 8.5 | 38500 | 35000 | 90.91% | 2.12 | 0 | 10 |  |  |  | No | R-410A | 3.1 | Residential & Commercial | Ducted CEE Tier 1
214572586 | Central HP <5.4 tons | KENMORE | HRCU-A-CB (Split System: Heat Pump with Remote Outdoor Unit-Air-Source) | (C,H,T)VH837GKA** |  |  | EA*4X37L21A*+WALLCON | *96CTN0802120B* | 33000 | 17.5 | 8.5 | 32600 | 25000 | 76.69% | 2 | 0 | 11.5 |  |  |  | No | R-410A | 2.75 | Residential & Commercial | Ducted CEE Tier 1
214571166 | Central HP <5.4 tons | KENMORE | HRCU-A-CB (Split System: Heat Pump with Remote Outdoor Unit-Air-Source) | (C,H,T)VH825GKA3* |  |  | EN(A,D,W)4X42L21**+WALLCON | *95CSU0802120B* | 23800 | 16.5 | 8.1 | 21400 | 16700 | 78.04% | 1.96 | 0 | 11 |  |  |  | No | R-410A | 1.9833 | Residential & Commercial | Ducted CEE Tier 1
207658568 | Central HP <5.4 tons | BOSCH | HRCU-A-CB (Split System: Heat Pump with Remote Outdoor Unit-Air-Source) | BOVB-36HDN1-M20G |  |  | BMA*2430BNTD | BGH96M080B3B | 24000 | 18.5 | 9 | 24000 | 17400 | 72.5% | 1.9 | 13.5 | 12 |  |  |  | No | R-410A | 2 | Residential & Commercial | Ducted CEE Tier 1
215934511 | Central HP <5.4 tons | KEEPRITE | HRCU-A-CB (Split System: Heat Pump with Remote Outdoor Unit-Air-Source) | C5H3V48*K*AAA* |  |  | ESH5X48M12A*+WALLCON | *97CMN1202422B* | 44000 | 20 | 9 | 48500 | 36600 | 75.46% | 1.82 | 0 | 10.5 |  |  |  | No | R-454B | 3.6667 | Residential & Commercial | Ducted CEE Tier 1
214572656 | Central HP <5.4 tons | KENMORE | HRCU-A-CB (Split System: Heat Pump with Remote Outdoor Unit-Air-Source) | (C,H,T)VH837GKA** |  |  | EA*4X42L24A*+WALLCON | *80CTL0702120B* | 31800 | 18 | 8.5 | 33000 | 24400 | 73.94% | 1.9 | 0 | 11 |  |  |  | No | R-410A | 2.65 | Residential & Commercial | Ducted CEE Tier 1
214570616 | Central HP <5.4 tons | KENMORE | HRCU-A-CB (Split System: Heat Pump with Remote Outdoor Unit-Air-Source) | (C,H,T)VH825GKA3* |  |  | EA*4X43L21A*+WALLCON | *80CTL0702120B* | 24400 | 16.5 | 8.5 | 21200 | 16600 | 78.3% | 2.02 | 0 | 11 |  |  |  | No | R-410A | 2.0333 | Residential & Commercial | Ducted CEE Tier 1
207454632 | Central HP <5.4 tons | BOSCH | HRCU-A-CB (Split System: Heat Pump with Remote Outdoor Unit-Air-Source) | BOVA-36HDN1-M20G |  |  | BMA*2430ANTD | BGH96M060B3B | 23800 | 18 | 9 | 24000 | 17200 | 71.67% | 1.85 | 13 | 12 |  |  |  | No | R-410A | 1.9833 | Residential & Commercial | Ducted CEE Tier 1
203377011 | Central HP <5.4 tons | BOSCH | HRCU-A-C (Split System: Heat Pump with Remote Outdoor Unit with No Indoor Fan --Air Source) | BOVA-36HDN1-M20G |  |  | BMA*2430BNTD |  | 23400 | 15.2 | 9 | 24000 | 16900 | 70.42% | 1.99 | 11.8 | 12 |  |  |  | No | R-410A | 1.95 | Residential & Commercial | Ducted CEE Tier 1
207658526 | Central HP <5.4 tons | BOSCH | HRCU-A-C (Split System: Heat Pump with Remote Outdoor Unit with No Indoor Fan --Air Source) | BOVB-36HDN1-M20G |  |  | BMA*2430ANTD |  | 23200 | 15.2 | 9 | 24000 | 16900 | 70.42% | 1.98 | 11.8 | 12 |  |  |  | No | R-410A | 1.9333 | Residential & Commercial | Ducted CEE Tier 1
214573576 | Central HP <5.4 tons | KENMORE | HRCU-A-CB (Split System: Heat Pump with Remote Outdoor Unit-Air-Source) | (C,H,T)VH837GKA** |  |  | EN(A,D,W)4X60L24**+WALLCON | *95CSU1002122B* | 32800 | 19 | 8.5 | 32200 | 24600 | 76.4% | 1.98 | 0 | 12 |  |  |  | No | R-410A | 2.7333 | Residential & Commercial | Ducted CEE Tier 1
215934211 | Central HP <5.4 tons | KEEPRITE | HRCU-A-CB (Split System: Heat Pump with Remote Outdoor Unit-Air-Source) | C5H3V48*K*AAA* |  |  | EA*5X61M21A*+WALLCON | *95CSU0601716B* | 44500 | 20.5 | 9.5 | 49000 | 36600 | 74.69% | 2 | 0 | 11 |  |  |  | No | R-454B | 3.7083 | Residential & Commercial | Ducted CEE Tier 1
215934061 | Central HP <5.4 tons | KEEPRITE | HRCU-A-CB (Split System: Heat Pump with Remote Outdoor Unit-Air-Source) | C5H3V48*K*AAA* |  |  | EA*5X48M21A*+WALLCON | *97CMN0801714B* | 42500 | 20 | 9.5 | 48500 | 36400 | 75.05% | 2 | 0 | 10.5 |  |  |  | No | R-454B | 3.5417 | Residential & Commercial | Ducted CEE Tier 1
215934161 | Central HP <5.4 tons | KEEPRITE | HRCU-A-CB (Split System: Heat Pump with Remote Outdoor Unit-Air-Source) | C5H3V48*K*AAA* |  |  | EA*5X61M21A*+WALLCON | *80CTL0701716B* | 44500 | 20.5 | 9 | 49000 | 37400 | 76.33% | 2 | 0 | 11 |  |  |  | No | R-454B | 3.7083 | Residential & Commercial | Ducted CEE Tier 1
214570396 | Central HP <5.4 tons | KENMORE | HRCU-A-CB (Split System: Heat Pump with Remote Outdoor Unit-Air-Source) | (C,H,T)VH825GKA3* |  |  | EA*4X36L21A*+WALLCON | *95CSU1002122B* | 23600 | 16.5 | 8.1 | 21400 | 16600 | 77.57% | 1.94 | 0 | 10.5 |  |  |  | No | R-410A | 1.9667 | Residential & Commercial | Ducted CEE Tier 1
214571216 | Central HP <5.4 tons | KENMORE | HRCU-A-CB (Split System: Heat Pump with Remote Outdoor Unit-Air-Source) | (C,H,T)VH825GKA3* |  |  | EN(A,D,W)4X48L21**+WALLCON | *80CTL0702120B* | 24200 | 17 | 8.1 | 21200 | 16600 | 78.3% | 2.02 | 0 | 11 |  |  |  | No | R-410A | 2.0167 | Residential & Commercial | Ducted CEE Tier 1
216497962 | Central HP <5.4 tons | AC PRO | HRCU-A-CB (Split System: Heat Pump with Remote Outdoor Unit-Air-Source) | SPHP-Z-V018BB |  |  | AIRH-Z-V018V06C |  | 18000 | 19 | 10.1 | 18000 | 18600 | 103.3% | 2.12 | 0 | 12.5 |  |  |  | No | R-454B | 1.5 | Residential & Commercial | Ducted CEE Tier 1
214570446 | Central HP <5.4 tons | KENMORE | HRCU-A-CB (Split System: Heat Pump with Remote Outdoor Unit-Air-Source) | (C,H,T)VH825GKA3* |  |  | EA*4X37L21A*+WALLCON | *95CSU0802120B* | 24400 | 16.5 | 8.5 | 21200 | 16600 | 78.3% | 2.02 | 0 | 11 |  |  |  | No | R-410A | 2.0333 | Residential & Commercial | Ducted CEE Tier 1
214570646 | Central HP <5.4 tons | KENMORE | HRCU-A-CB (Split System: Heat Pump with Remote Outdoor Unit-Air-Source) | (C,H,T)VH825GKA3* |  |  | EA*4X43L21A*+WALLCON | *97CMN0602120B* | 24400 | 16.5 | 8.5 | 21200 | 16700 | 78.77% | 2.02 | 0 | 11 |  |  |  | No | R-410A | 2.0333 | Residential & Commercial | Ducted CEE Tier 1
207454642 | Central HP <5.4 tons | BOSCH | HRCU-A-CB (Split System: Heat Pump with Remote Outdoor Unit-Air-Source) | BOVA-36HDN1-M20G |  |  | BMA*2430ANTD | BGH96M080B3B | 23800 | 18 | 9 | 24000 | 17200 | 71.67% | 1.85 | 13 | 12 |  |  |  | No | R-410A | 1.9833 | Residential & Commercial | Ducted CEE Tier 1
215934481 | Central HP <5.4 tons | KEEPRITE | HRCU-A-CB (Split System: Heat Pump with Remote Outdoor Unit-Air-Source) | C5H3V48*K*AAA* |  |  | ESH5X48M12A*+WALLCON | *80CTL1352422B* | 44500 | 20.5 | 9 | 48500 | 36400 | 75.05% | 1.82 | 0 | 11 |  |  |  | No | R-454B | 3.7083 | Residential & Commercial | Ducted CEE Tier 1
207454643 | Central HP <5.4 tons | BOSCH | HRCU-A-CB (Split System: Heat Pump with Remote Outdoor Unit-Air-Source) | BOVA-36HDN1-M20G |  |  | BMA*2430BNTD | BGH96M060B3B | 24000 | 18.5 | 9 | 24000 | 17400 | 72.5% | 1.9 | 13.5 | 12 |  |  |  | No | R-410A | 2 | Residential & Commercial | Ducted CEE Tier 1
214572976 | Central HP <5.4 tons | KENMORE | HRCU-A-CB (Split System: Heat Pump with Remote Outdoor Unit-Air-Source) | (C,H,T)VH837GKA** |  |  | EA*4X61L21A*+WALLCON | *95CSU1002122B* | 33200 | 18.5 | 8.5 | 31800 | 24800 | 77.99% | 2 | 0 | 11.5 |  |  |  | No | R-410A | 2.7667 | Residential & Commercial | Ducted CEE Tier 1
214572476 | Central HP <5.4 tons | KENMORE | HRCU-A-CB (Split System: Heat Pump with Remote Outdoor Unit-Air-Source) | (C,H,T)VH837GKA** |  |  | EA*4X36L21A*+WALLCON | *80CTL0702120B* | 31400 | 17 | 8.1 | 33000 | 24200 | 73.33% | 1.86 | 0 | 11 |  |  |  | No | R-410A | 2.6167 | Residential & Commercial | Ducted CEE Tier 1
214572676 | Central HP <5.4 tons | KENMORE | HRCU-A-CB (Split System: Heat Pump with Remote Outdoor Unit-Air-Source) | (C,H,T)VH837GKA** |  |  | EA*4X42L24A*+WALLCON | *95CSU1002122B* | 31800 | 17.5 | 8.5 | 32800 | 24400 | 74.39% | 1.9 | 0 | 11 |  |  |  | No | R-410A | 2.65 | Residential & Commercial | Ducted CEE Tier 1
214570756 | Central HP <5.4 tons | KENMORE | HRCU-A-CB (Split System: Heat Pump with Remote Outdoor Unit-Air-Source) | (C,H,T)VH825GKA3* |  |  | EA*4X48L24A*+WALLCON | *95CSU1002122B* | 24000 | 17 | 8.5 | 20800 | 16500 | 79.33% | 2.02 | 0 | 11 |  |  |  | No | R-410A | 2 | Residential & Commercial | Ducted CEE Tier 1
214573306 | Central HP <5.4 tons | KENMORE | HRCU-A-CB (Split System: Heat Pump with Remote Outdoor Unit-Air-Source) | (C,H,T)VH837GKA** |  |  | EHD4X60AAL+WALLCON | *96CTN0802120B* | 33000 | 18 | 8.5 | 32000 | 24800 | 77.5% | 2.02 | 0 | 11.5 |  |  |  | No | R-410A | 2.75 | Residential & Commercial | Ducted CEE Tier 1
214573056 | Central HP <5.4 tons | KENMORE | HRCU-A-CB (Split System: Heat Pump with Remote Outdoor Unit-Air-Source) | (C,H,T)VH837GKA** |  |  | EA*4X61L24A*+WALLCON | *97CMN0802120B* | 33200 | 17.5 | 8.5 | 31800 | 24800 | 77.99% | 2 | 0 | 11.5 |  |  |  | No | R-410A | 2.7667 | Residential & Commercial | Ducted CEE Tier 1
215934231 | Central HP <5.4 tons | KEEPRITE | HRCU-A-CB (Split System: Heat Pump with Remote Outdoor Unit-Air-Source) | C5H3V48*K*AAA* |  |  | EA*5X61M21A*+WALLCON | *95CSU1002122B* | 45500 | 21.5 | 9.5 | 48500 | 36600 | 75.46% | 2 | 0 | 11.5 |  |  |  | No | R-454B | 3.7917 | Residential & Commercial | Ducted CEE Tier 1
215933981 | Central HP <5.4 tons | KEEPRITE | HRCU-A-CB (Split System: Heat Pump with Remote Outdoor Unit-Air-Source) | C5H3V48*K*AAA* |  |  | EA*5X48M21A*+WALLCON | *80CSU1002120A* | 43500 | 20.5 | 9.5 | 48000 | 36600 | 76.25% | 2 | 0 | 10.5 |  |  |  | No | R-454B | 3.625 | Residential & Commercial | Ducted CEE Tier 1
214573016 | Central HP <5.4 tons | KENMORE | HRCU-A-CB (Split System: Heat Pump with Remote Outdoor Unit-Air-Source) | (C,H,T)VH837GKA** |  |  | EA*4X61L24A*+WALLCON | *80CTL0702120B* | 33200 | 18 | 8.5 | 32000 | 24800 | 77.5% | 2 | 0 | 11.5 |  |  |  | No | R-410A | 2.7667 | Residential & Commercial | Ducted CEE Tier 1
214572646 | Central HP <5.4 tons | KENMORE | HRCU-A-CB (Split System: Heat Pump with Remote Outdoor Unit-Air-Source) | (C,H,T)VH837GKA** |  |  | EA*4X42L21A*+WALLCON | *96CTN0802120B* | 31800 | 17.5 | 8.5 | 32800 | 24400 | 74.39% | 1.9 | 0 | 11 |  |  |  | No | R-410A | 2.65 | Residential & Commercial | Ducted CEE Tier 1
214570436 | Central HP <5.4 tons | KENMORE | HRCU-A-CB (Split System: Heat Pump with Remote Outdoor Unit-Air-Source) | (C,H,T)VH825GKA3* |  |  | EA*4X37L21A*+WALLCON | *80CTL0702120B* | 24400 | 16.5 | 8.5 | 21200 | 16600 | 78.3% | 2.02 | 0 | 11 |  |  |  | No | R-410A | 2.0333 | Residential & Commercial | Ducted CEE Tier 1
215225091 | Central HP <5.4 tons | BOSCH | HRCU-A-CB (Split System: Heat Pump with Remote Outdoor Unit-Air-Source) | BOVA-24RXB-M15S |  |  | BMAC2430BBTA | BGH96M060B3C | 24000 | 16 | 8.5 | 24000 | 16800 | 70% | 1.8 | 0 | 10.6 |  |  |  | No | R-454B | 2 | Residential & Commercial | Ducted CEE Tier 1
215934521 | Central HP <5.4 tons | KEEPRITE | HRCU-A-CB (Split System: Heat Pump with Remote Outdoor Unit-Air-Source) | C5H3V48*K*AAA* |  |  | ESH5X48M12A*+WALLCON | *96CTN0801714B* | 43000 | 19.5 | 8.5 | 49000 | 35400 | 72.24% | 1.8 | 0 | 11 |  |  |  | No | R-454B | 3.5833 | Residential & Commercial | Ducted CEE Tier 1
214573356 | Central HP <5.4 tons | KENMORE | HRCU-A-CB (Split System: Heat Pump with Remote Outdoor Unit-Air-Source) | (C,H,T)VH837GKA** |  |  | EN(A,D)4X36L21**+WALLCON | *97CMN0802120B* | 31400 | 17 | 8.1 | 33200 | 24200 | 72.89% | 1.82 | 0 | 11 |  |  |  | No | R-410A | 2.6167 | Residential & Commercial | Ducted CEE Tier 1
214573476 | Central HP <5.4 tons | KENMORE | HRCU-A-CB (Split System: Heat Pump with Remote Outdoor Unit-Air-Source) | (C,H,T)VH837GKA** |  |  | EN(A,D,W)4X48L21**+WALLCON | *97CMN0802120B* | 32400 | 17.5 | 8.5 | 32800 | 24800 | 75.61% | 1.96 | 0 | 11.5 |  |  |  | No | R-410A | 2.7 | Residential & Commercial | Ducted CEE Tier 1
214573156 | Central HP <5.4 tons | KENMORE | HRCU-A-CB (Split System: Heat Pump with Remote Outdoor Unit-Air-Source) | (C,H,T)VH837GKA** |  |  | EHD4X42AAL+WALLCON | *95CSU1002122B* | 32600 | 17 | 8.5 | 32800 | 24800 | 75.61% | 1.96 | 0 | 11 |  |  |  | No | R-410A | 2.7167 | Residential & Commercial | Ducted CEE Tier 1
214571236 | Central HP <5.4 tons | KENMORE | HRCU-A-CB (Split System: Heat Pump with Remote Outdoor Unit-Air-Source) | (C,H,T)VH825GKA3* |  |  | EN(A,D,W)4X48L21**+WALLCON | *95CSU1002122B* | 24200 | 17 | 8.1 | 21200 | 16600 | 78.3% | 2.02 | 0 | 11.5 |  |  |  | No | R-410A | 2.0167 | Residential & Commercial | Ducted CEE Tier 1
214571176 | Central HP <5.4 tons | KENMORE | HRCU-A-CB (Split System: Heat Pump with Remote Outdoor Unit-Air-Source) | (C,H,T)VH825GKA3* |  |  | EN(A,D,W)4X42L21**+WALLCON | *95CSU1002122B* | 23800 | 16.5 | 8.1 | 21400 | 16600 | 77.57% | 1.96 | 0 | 11 |  |  |  | No | R-410A | 1.9833 | Residential & Commercial | Ducted CEE Tier 1
214570426 | Central HP <5.4 tons | KENMORE | HRCU-A-CB (Split System: Heat Pump with Remote Outdoor Unit-Air-Source) | (C,H,T)VH825GKA3* |  |  | EA*4X36L21A*+WALLCON | *96CTN0802120B* | 23600 | 16.5 | 8.1 | 21400 | 16600 | 77.57% | 1.94 | 0 | 11 |  |  |  | No | R-410A | 1.9667 | Residential & Commercial | Ducted CEE Tier 1
214570456 | Central HP <5.4 tons | KENMORE | HRCU-A-CB (Split System: Heat Pump with Remote Outdoor Unit-Air-Source) | (C,H,T)VH825GKA3* |  |  | EA*4X37L21A*+WALLCON | *95CSU1002122B* | 24400 | 16.5 | 8.5 | 21200 | 16600 | 78.3% | 2.04 | 0 | 11 |  |  |  | No | R-410A | 2.0333 | Residential & Commercial | Ducted CEE Tier 1
214570476 | Central HP <5.4 tons | KENMORE | HRCU-A-CB (Split System: Heat Pump with Remote Outdoor Unit-Air-Source) | (C,H,T)VH825GKA3* |  |  | EA*4X37L21A*+WALLCON | *97CMN0802120B* | 24400 | 16.5 | 8.5 | 21200 | 16600 | 78.3% | 2.02 | 0 | 11 |  |  |  | No | R-410A | 2.0333 | Residential & Commercial | Ducted CEE Tier 1
207658527 | Central HP <5.4 tons | BOSCH | HRCU-A-C (Split System: Heat Pump with Remote Outdoor Unit with No Indoor Fan --Air Source) | BOVB-36HDN1-M20G |  |  | BMA*2430BNTD |  | 23400 | 15.2 | 9 | 24000 | 16900 | 70.42% | 1.99 | 11.8 | 12 |  |  |  | No | R-410A | 1.95 | Residential & Commercial | Ducted CEE Tier 1
215225090 | Central HP <5.4 tons | BOSCH | HRCU-A-CB (Split System: Heat Pump with Remote Outdoor Unit-Air-Source) | BOVA-24RXB-M15S |  |  | BMAC2430ABTA | BGH96M080B3C | 23600 | 16 | 8.5 | 24000 | 16800 | 70% | 1.8 | 0 | 10.6 |  |  |  | No | R-454B | 1.9667 | Residential & Commercial | Ducted CEE Tier 1
215934191 | Central HP <5.4 tons | KEEPRITE | HRCU-A-CB (Split System: Heat Pump with Remote Outdoor Unit-Air-Source) | C5H3V48*K*AAA* |  |  | EA*5X61M21A*+WALLCON | *80CTL0902120B* | 45500 | 21.5 | 9.5 | 48500 | 36600 | 75.46% | 2 | 0 | 11.5 |  |  |  | No | R-454B | 3.7917 | Residential & Commercial | Ducted CEE Tier 1
215934071 | Central HP <5.4 tons | KEEPRITE | HRCU-A-CB (Split System: Heat Pump with Remote Outdoor Unit-Air-Source) | C5H3V48*K*AAA* |  |  | EA*5X48M21A*+WALLCON | *97CMN0802120B* | 43500 | 20.5 | 9.5 | 48000 | 36600 | 76.25% | 2 | 0 | 10.5 |  |  |  | No | R-454B | 3.625 | Residential & Commercial | Ducted CEE Tier 1
215934221 | Central HP <5.4 tons | KEEPRITE | HRCU-A-CB (Split System: Heat Pump with Remote Outdoor Unit-Air-Source) | C5H3V48*K*AAA* |  |  | EA*5X61M21A*+WALLCON | *95CSU0802120B* | 45000 | 21 | 9.5 | 48500 | 37000 | 76.29% | 2 | 0 | 11 |  |  |  | No | R-454B | 3.75 | Residential & Commercial | Ducted CEE Tier 1
215934471 | Central HP <5.4 tons | KEEPRITE | HRCU-A-CB (Split System: Heat Pump with Remote Outdoor Unit-Air-Source) | C5H3V48*K*AAA* |  |  | ESH5X48M12A*+WALLCON | *80CTL1102120B* | 44500 | 20.5 | 9 | 48500 | 36400 | 75.05% | 1.82 | 0 | 11 |  |  |  | No | R-454B | 3.7083 | Residential & Commercial | Ducted CEE Tier 1
215934121 | Central HP <5.4 tons | KEEPRITE | HRCU-A-CB (Split System: Heat Pump with Remote Outdoor Unit-Air-Source) | C5H3V48*K*AAA* |  |  | EA*5X60M24A*+WALLCON | *80CTL1352422B* | 45000 | 21.5 | 9.5 | 48000 | 36200 | 75.42% | 2 | 0 | 11.5 |  |  |  | No | R-454B | 3.75 | Residential & Commercial | Ducted CEE Tier 1
215934021 | Central HP <5.4 tons | KEEPRITE | HRCU-A-CB (Split System: Heat Pump with Remote Outdoor Unit-Air-Source) | C5H3V48*K*AAA* |  |  | EA*5X48M21A*+WALLCON | *80CTL1102120B* | 44000 | 21 | 9.5 | 48000 | 36400 | 75.83% | 1.92 | 0 | 11 |  |  |  | No | R-454B | 3.6667 | Residential & Commercial | Ducted CEE Tier 1
210474089 | Central HP <5.4 tons | KENMORE | HRCU-A-CB (Split System: Heat Pump with Remote Outdoor Unit-Air-Source) | (C,H,T)VH825GKA3* |  |  | EN(A,D)4X48L24**+WALLCON | *80CSU1002120A* | 24000 | 16.5 | 8.1 | 21400 | 16600 | 77.57% | 2 | 0 | 11 |  |  |  | No | R-410A | 2 | Residential & Commercial | Ducted CEE Tier 1
210473891 | Central HP <5.4 tons | KENMORE | HRCU-A-CB (Split System: Heat Pump with Remote Outdoor Unit-Air-Source) | (C,H,T)VH825GKA3* |  |  | EN(A,D,W)4X48L21**+WALLCON | *95CSU0601716A* | 24000 | 16.5 | 8.1 | 21400 | 16700 | 78.04% | 2 | 0 | 11 |  |  |  | No | R-410A | 2 | Residential & Commercial | Ducted CEE Tier 1
210472938 | Central HP <5.4 tons | KENMORE | HRCU-A-CB (Split System: Heat Pump with Remote Outdoor Unit-Air-Source) | (C,H,T)VH825GKA3* |  |  | EA*4X42L21A*+WALLCON | *97CMN0801714A* | 23600 | 16.5 | 8.1 | 21400 | 16700 | 78.04% | 1.96 | 0 | 11 |  |  |  | No | R-410A | 1.9667 | Residential & Commercial | Ducted CEE Tier 1
210472971 | Central HP <5.4 tons | KENMORE | HRCU-A-CB (Split System: Heat Pump with Remote Outdoor Unit-Air-Source) | (C,H,T)VH825GKA3* |  |  | EA*4X42L21A*+WALLCON | *80CTL0901716A* | 23800 | 17.5 | 8.1 | 21400 | 16500 | 77.1% | 1.98 | 0 | 11 |  |  |  | No | R-410A | 1.9833 | Residential & Commercial | Ducted CEE Tier 1
215225092 | Central HP <5.4 tons | BOSCH | HRCU-A-CB (Split System: Heat Pump with Remote Outdoor Unit-Air-Source) | BOVA-24RXB-M15S |  |  | BMAC2430BBTA | BGH96M080B3C | 23600 | 16 | 8.5 | 24000 | 16800 | 70% | 1.8 | 0 | 10.6 |  |  |  | No | R-454B | 1.9667 | Residential & Commercial | Ducted CEE Tier 1
215934601 | Central HP <5.4 tons | KEEPRITE | HRCU-A-CB (Split System: Heat Pump with Remote Outdoor Unit-Air-Source) | C5H3V48*K*AAA* |  |  | ESH5X60M12A*+WALLCON | *97CMN0801714B* | 44000 | 19.5 | 9 | 49000 | 36400 | 74.29% | 1.84 | 0 | 11 |  |  |  | No | R-454B | 3.6667 | Residential & Commercial | Ducted CEE Tier 1
215225089 | Central HP <5.4 tons | BOSCH | HRCU-A-CB (Split System: Heat Pump with Remote Outdoor Unit-Air-Source) | BOVA-24RXB-M15S |  |  | BMAC2430ABTA | BGH96M060B3C | 23600 | 16 | 8.5 | 24000 | 16800 | 70% | 1.8 | 0 | 10.6 |  |  |  | No | R-454B | 1.9667 | Residential & Commercial | Ducted CEE Tier 1
207454644 | Central HP <5.4 tons | BOSCH | HRCU-A-CB (Split System: Heat Pump with Remote Outdoor Unit-Air-Source) | BOVA-36HDN1-M20G |  |  | BMA*2430BNTD | BGH96M080B3B | 24000 | 18.5 | 9 | 24000 | 17400 | 72.5% | 1.9 | 13.5 | 12 |  |  |  | No | R-410A | 2 | Residential & Commercial | Ducted CEE Tier 1
216030964 | Central HP <5.4 tons | MOOVAIR | HRCU-A-CB (Split System: Heat Pump with Remote Outdoor Unit-Air-Source) | MSHMA18R2AN1 |  |  | MAHMA18R4AS1 |  | 18000 | 19 | 9.7 | 19000 | 18000 | 94.74% | 2 | 0 | 12.5 |  |  |  | No | R-454B | 1.5 | Residential & Commercial | Ducted CEE Tier 1
214570486 | Central HP <5.4 tons | KENMORE | HRCU-A-CB (Split System: Heat Pump with Remote Outdoor Unit-Air-Source) | (C,H,T)VH825GKA3* |  |  | EA*4X37L21A*+WALLCON | *96CTN0802120B* | 24400 | 17 | 8.5 | 21200 | 16600 | 78.3% | 2.04 | 0 | 11 |  |  |  | No | R-410A | 2.0333 | Residential & Commercial | Ducted CEE Tier 1
215934131 | Central HP <5.4 tons | KEEPRITE | HRCU-A-CB (Split System: Heat Pump with Remote Outdoor Unit-Air-Source) | C5H3V48*K*AAA* |  |  | EA*5X60M24A*+WALLCON | *95CSU0802120B* | 44500 | 21 | 9.5 | 48500 | 36600 | 75.46% | 2 | 0 | 11 |  |  |  | No | R-454B | 3.7083 | Residential & Commercial | Ducted CEE Tier 1
215934501 | Central HP <5.4 tons | KEEPRITE | HRCU-A-CB (Split System: Heat Pump with Remote Outdoor Unit-Air-Source) | C5H3V48*K*AAA* |  |  | ESH5X48M12A*+WALLCON | *97CMN1002122B* | 44000 | 20 | 9 | 48500 | 36400 | 75.05% | 1.82 | 0 | 10.5 |  |  |  | No | R-454B | 3.6667 | Residential & Commercial | Ducted CEE Tier 1
215934051 | Central HP <5.4 tons | KEEPRITE | HRCU-A-CB (Split System: Heat Pump with Remote Outdoor Unit-Air-Source) | C5H3V48*K*AAA* |  |  | EA*5X48M21A*+WALLCON | *97CMN0602120B* | 43000 | 20 | 9.5 | 48500 | 37200 | 76.7% | 1.88 | 0 | 10 |  |  |  | No | R-454B | 3.5833 | Residential & Commercial | Ducted CEE Tier 1
215934251 | Central HP <5.4 tons | KEEPRITE | HRCU-A-CB (Split System: Heat Pump with Remote Outdoor Unit-Air-Source) | C5H3V48*K*AAA* |  |  | EA*5X61M21A*+WALLCON | *97CMN0801714B* | 44500 | 20.5 | 9.5 | 49000 | 36600 | 74.69% | 2 | 0 | 11 |  |  |  | No | R-454B | 3.7083 | Residential & Commercial | Ducted CEE Tier 1
215934531 | Central HP <5.4 tons | KEEPRITE | HRCU-A-CB (Split System: Heat Pump with Remote Outdoor Unit-Air-Source) | C5H3V48*K*AAA* |  |  | ESH5X48M12A*+WALLCON | *96CTN1002122B* | 44000 | 20 | 9 | 48500 | 36400 | 75.05% | 1.82 | 0 | 10.5 |  |  |  | No | R-454B | 3.6667 | Residential & Commercial | Ducted CEE Tier 1
215828265 | Central HP <5.4 tons | TOSOT | HRCU-A-CB (Split System: Heat Pump with Remote Outdoor Unit-Air-Source) | TU36-24WADU |  |  | TCAT24F/NAA | EL297UH070XV36B | 23000 | 15.5 | 8.5 | 24000 | 16800 | 70% | 1.75 | 0 | 11 |  |  |  | No | R-410A | 1.9167 | Residential & Commercial | Ducted CEE Tier 1
214296072 | Central HP <5.4 tons | Econas | HRCU-A-C (Split System: Heat Pump with Remote Outdoor Unit with No Indoor Fan --Air Source) | EOE31U-36HFN1-M |  |  | EVB-36B23T4N1 |  | 35000 | 15.5 | 8.6 | 38000 | 31600 | 83.16% | 1.85 | 0 | 10 |  |  |  | No | R-410A | 2.9167 | Residential & Commercial | Ducted CEE Tier 1
215933481 | Central HP <5.4 tons | KEEPRITE | HRCU-A-CB (Split System: Heat Pump with Remote Outdoor Unit-Air-Source) | C5H3V36*K*AAA* |  |  | ESH5X42M12A*+WALLCON | *96CTN0801714B* | 33400 | 19 | 9 | 35000 | 26800 | 76.57% | 1.9 | 0 | 11 |  |  |  | No | R-454B | 2.7833 | Residential & Commercial | Ducted CEE Tier 1
215934701 | Central HP <5.4 tons | KEEPRITE | HRCU-A-CB (Split System: Heat Pump with Remote Outdoor Unit-Air-Source) | C5H3V36*K*AAA* |  |  | EVM5X32M17A*+WALLCON | *96CTN0401410B* | 33800 | 19.5 | 8.1 | 37200 | 26600 | 71.51% | 2.02 | 0 | 11.5 |  |  |  | No | R-454B | 2.8167 | Residential & Commercial | Ducted CEE Tier 1
215934801 | Central HP <5.4 tons | KEEPRITE | HRCU-A-CB (Split System: Heat Pump with Remote Outdoor Unit-Air-Source) | C5H3V36*K*AAA* |  |  | EVM5X44M21A*+WALLCON | *80CSU1002120A* | 35600 | 21.5 | 8.5 | 38000 | 28800 | 75.79% | 2.02 | 0 | 12 |  |  |  | No | R-454B | 2.9667 | Residential & Commercial | Ducted CEE Tier 1
215934821 | Central HP <5.4 tons | KEEPRITE | HRCU-A-CB (Split System: Heat Pump with Remote Outdoor Unit-Air-Source) | C5H3V36*K*AAA* |  |  | EVM5X44M21A*+WALLCON | *80CTL0701716B* | 35400 | 21.5 | 8.5 | 38500 | 29000 | 75.32% | 2.02 | 0 | 12 |  |  |  | No | R-454B | 2.95 | Residential & Commercial | Ducted CEE Tier 1
214771710 | Central HP <5.4 tons | BOSCH | HRCU-A-CB (Split System: Heat Pump with Remote Outdoor Unit-Air-Source) | BOVA-36RTB-M20S |  |  | BIVA-24RCB-M20X |  | 24000 | 20 | 9.5 | 24000 | 17400 | 72.5% | 2 | 0 | 13 |  |  |  | No | R-454B | 2 | Residential & Commercial | Ducted CEE Tier 1
208141271 | Central HP <5.4 tons | TRANE | HRCU-A-CB (Split System: Heat Pump with Remote Outdoor Unit-Air-Source) | 4TXD2060A10NU** |  |  | 4MXA2048A10NU** |  | 48000 | 17 | 9 | 48000 | 39000 | 81.25% | 1.8 | 11.5 | 11 |  |  |  | No | R-410A | 4 | Residential & Commercial | Ducted CEE Tier 1
215936322 | Central HP <5.4 tons | KENMORE | HRCU-A-CB (Split System: Heat Pump with Remote Outdoor Unit-Air-Source) | (C,H,T)5H3V36*K*AAA* |  |  | EVD5X48M24A*+WALLCON | *80CTL0902120B* | 35200 | 21.5 | 8.5 | 38000 | 28200 | 74.21% | 2.04 | 0 | 12 |  |  |  | No | R-454B | 2.9333 | Residential & Commercial | Ducted CEE Tier 1
215936842 | Central HP <5.4 tons | KENMORE | HRCU-A-CB (Split System: Heat Pump with Remote Outdoor Unit-Air-Source) | (C,H,T)5H3V36*K*AAA* |  |  | EVD5X60M24A*+WALLCON | *97CMN1202422B* | 35400 | 22 | 8.5 | 38000 | 28400 | 74.74% | 2.04 | 0 | 12.5 |  |  |  | No | R-454B | 2.95 | Residential & Commercial | Ducted CEE Tier 1
212986955 | Central HP <5.4 tons | KEEPRITE | HRCU-A-CB (Split System: Heat Pump with Remote Outdoor Unit-Air-Source) | DLCURAH24ABK |  |  | EN(A,D)4X30L14** | *96MSN0601412A* | 23400 | 16.5 | 8.1 | 26400 | 24600 | 93.18% | 2.04 | 0 | 10 |  |  |  | No | R-410A | 1.95 | Residential & Commercial | Ducted CEE Tier 1
212986255 | Central HP <5.4 tons | KEEPRITE | HRCU-A-CB (Split System: Heat Pump with Remote Outdoor Unit-Air-Source) | DLCURAH24ABK |  |  | EN(A,D)4X30L17** | *96MSN0401410A* | 23400 | 16 | 8.1 | 26400 | 24400 | 92.42% | 2.02 | 0 | 10 |  |  |  | No | R-410A | 1.95 | Residential & Commercial | Ducted CEE Tier 1
214056978 | Central HP <5.4 tons | GREE | HRCU-A-CB (Split System: Heat Pump with Remote Outdoor Unit-Air-Source) | FLEXX36HP230V1AO | ASPEN |  | L(E,G)M24C4 |  | 22800 | 17 | 8.7 | 23800 | 22000 | 92.44% | 1.8 | 0 | 11.9 |  |  |  | No | R-410A | 1.9 | Residential & Commercial | Ducted CEE Tier 1
214056980 | Central HP <5.4 tons | GREE | HRCU-A-CB (Split System: Heat Pump with Remote Outdoor Unit-Air-Source) | FLEXX36HP230V1AO | ASPEN |  | L(E,G)M24G4 |  | 22800 | 17 | 8.7 | 23800 | 22000 | 92.44% | 1.8 | 0 | 11.9 |  |  |  | No | R-410A | 1.9 | Residential & Commercial | Ducted CEE Tier 1
207698174 | Central HP <5.4 tons | Honeywell | HRCU-A-CB (Split System: Heat Pump with Remote Outdoor Unit-Air-Source) | HOH16S-60AA |  |  | HVTAN-36A |  | 35000 | 17 | 8.5 | 35400 | 28400 | 80.23% | 2 | 12.5 | 11.7 |  |  |  | No | R-410A | 2.9167 | Residential & Commercial | Ducted CEE Tier 1
213548593 | Central HP <5.4 tons | LENNOX | HRCU-A-CB (Split System: Heat Pump with Remote Outdoor Unit-Air-Source) | SL25XPV-024-230A** | ADP |  | LH18/37D9 | SL280UH070V36A* | 21600 | 21 | 9.5 | 19800 | 19600 | 98.99% | 1.96 | 0 | 13.5 |  |  |  | No | R-410A | 1.8 | Residential & Commercial | Ducted CEE Tier 1
215390436 | Central HP <5.4 tons | TOSOT | HRCU-A-CB (Split System: Heat Pump with Remote Outdoor Unit-Air-Source) | TU24W-EDU |  |  | TUD24AH2-EDU |  | 24000 | 16 | 9.5 | 24000 | 24000 | 100% | 1.8 | 0 | 11.7 |  |  |  | No | R-32 | 2 | Residential & Commercial | Ducted CEE Tier 1
212632731 | Central HP <5.4 tons | LENNOX | HRCU-A-CB (Split System: Heat Pump with Remote Outdoor Unit-Air-Source) | SL25XPV-036-230A** | ADP |  | LD31/36Z9 | SL280DF080NV60C* | 33400 | 20 | 8.6 | 34400 | 28800 | 83.72% | 1.76 | 0 | 13 |  |  |  | No | R-410A | 2.7833 | Residential & Commercial | Ducted CEE Tier 1
212632749 | Central HP <5.4 tons | LENNOX | HRCU-A-CB (Split System: Heat Pump with Remote Outdoor Unit-Air-Source) | SL25XPV-036-230A** | ADP |  | LD31/36Z9 | SL280DF110V60C* | 33600 | 20 | 8.7 | 34400 | 28800 | 83.72% | 1.76 | 0 | 13 |  |  |  | No | R-410A | 2.8 | Residential & Commercial | Ducted CEE Tier 1
215735543 | Central HP <5.4 tons | YORK | HRCU-A-CB (Split System: Heat Pump with Remote Outdoor Unit-Air-Source) | HH824E2S11 | ADP |  | H,YE31*30+TXV-BLEED | TM9Y080B12MP11 | 21800 | 17 | 8.5 | 21000 | 17000 | 80.95% | 1.9 | 0 | 11 |  |  |  | No | R-454B | 1.8167 | Residential & Commercial | Ducted CEE Tier 1
215735544 | Central HP <5.4 tons | YORK | HRCU-A-CB (Split System: Heat Pump with Remote Outdoor Unit-Air-Source) | HH824E2S11 | ADP |  | H,YE33*36+TXV-BLEED | TM9Y080B12MP11 | 23000 | 17 | 9 | 21400 | 18100 | 84.58% | 2 | 0 | 11.7 |  |  |  | No | R-454B | 1.9167 | Residential & Commercial | Ducted CEE Tier 1
208141269 | Central HP <5.4 tons | TRANE | HRCU-A-CB (Split System: Heat Pump with Remote Outdoor Unit-Air-Source) | 4TXD2036A10NU** |  |  | 4MXA2024A10NU** |  | 24000 | 17 | 9 | 24000 | 22000 | 91.67% | 1.8 | 12.5 | 12 |  |  |  | No | R-410A | 2 | Residential & Commercial | Ducted CEE Tier 1
211227073 | Central HP <5.4 tons | KEEPRITE | HRCU-A-CB (Split System: Heat Pump with Remote Outdoor Unit-Air-Source) | DLCURAH36ABK |  |  | EA*4X37L21A* | *95ESN1002120A* | 37000 | 15.5 | 8.5 | 38500 | 34800 | 90.39% | 2.1 | 0 | 10 |  |  |  | No | R-410A | 3.0833 | Residential & Commercial | Ducted CEE Tier 1
215936792 | Central HP <5.4 tons | KENMORE | HRCU-A-CB (Split System: Heat Pump with Remote Outdoor Unit-Air-Source) | (C,H,T)5H3V36*K*AAA* |  |  | EVD5X60M24A*+WALLCON | *95CSU0802120B* | 35400 | 21.5 | 8.5 | 38000 | 28600 | 75.26% | 2.04 | 0 | 12 |  |  |  | No | R-454B | 2.95 | Residential & Commercial | Ducted CEE Tier 1
215936912 | Central HP <5.4 tons | KENMORE | HRCU-A-CB (Split System: Heat Pump with Remote Outdoor Unit-Air-Source) | (C,H,T)5H3V36*K*AAA* |  |  | EVD5X61M21A*+WALLCON | *97CMN0801714B* | 35600 | 21.5 | 8.5 | 38000 | 28800 | 75.79% | 2.04 | 0 | 12 |  |  |  | No | R-454B | 2.9667 | Residential & Commercial | Ducted CEE Tier 1
215936962 | Central HP <5.4 tons | KENMORE | HRCU-A-CB (Split System: Heat Pump with Remote Outdoor Unit-Air-Source) | (C,H,T)5H3V36*K*AAA* |  |  | EVD5X61M24A*+WALLCON | *96CTN1202422B* | 36000 | 22 | 8.5 | 37600 | 28400 | 75.53% | 2.04 | 0 | 12.5 |  |  |  | No | R-454B | 3 | Residential & Commercial | Ducted CEE Tier 1
212632698 | Central HP <5.4 tons | LENNOX | HRCU-A-CB (Split System: Heat Pump with Remote Outdoor Unit-Air-Source) | SL25XPV-036-230A** | ADP |  | LD24/35Y9 | EL296DF045XV36B* | 33200 | 21 | 8.7 | 34400 | 29600 | 86.05% | 1.76 | 0 | 12.5 |  |  |  | No | R-410A | 2.7667 | Residential & Commercial | Ducted CEE Tier 1
212632713 | Central HP <5.4 tons | LENNOX | HRCU-A-CB (Split System: Heat Pump with Remote Outdoor Unit-Air-Source) | SL25XPV-036-230A** | ADP |  | LD31/36Z9 | EL296DF090XV60C* | 33400 | 20 | 8.7 | 34400 | 29400 | 85.47% | 1.76 | 0 | 13 |  |  |  | No | R-410A | 2.7833 | Residential & Commercial | Ducted CEE Tier 1
214825964 | Central HP <5.4 tons | BOSCH | HRCU-A-C (Split System: Heat Pump with Remote Outdoor Unit with No Indoor Fan --Air Source) | BOVA-60MTB-M19E |  |  | BMAC4248CBTA |  | 43500 | 15.2 | 8.5 | 46000 | 40500 | 88.04% | 1.8 | 0 | 11.7 |  |  |  | No | R-454B | 3.625 | Residential & Commercial | Ducted CEE Tier 1
214825969 | Central HP <5.4 tons | BOSCH | HRCU-A-CB (Split System: Heat Pump with Remote Outdoor Unit-Air-Source) | BOVA-60MTB-M19E |  |  | BMAC4248CBTA | BGH96M080C4C | 43500 | 16 | 9.5 | 46000 | 40500 | 88.04% | 1.8 | 0 | 11.7 |  |  |  | No | R-454B | 3.625 | Residential & Commercial | Ducted CEE Tier 1
214771730 | Central HP <5.4 tons | BOSCH | HRCU-A-C (Split System: Heat Pump with Remote Outdoor Unit with No Indoor Fan --Air Source) | BOVA-36RTB-M20S |  |  | BMAC4248CBTA |  | 32000 | 15.2 | 9 | 34200 | 24000 | 70.18% | 1.85 | 0 | 11 |  |  |  | No | R-454B | 2.6667 | Residential & Commercial | Ducted CEE Tier 1
215935021 | Central HP <5.4 tons | KEEPRITE | HRCU-A-CB (Split System: Heat Pump with Remote Outdoor Unit-Air-Source) | C5H3V36*K*AAA* |  |  | EVM5X49M21A*+WALLCON | *80CTL0702120B* | 35600 | 21.5 | 8.5 | 38000 | 28600 | 75.26% | 2.02 | 0 | 12 |  |  |  | No | R-454B | 2.9667 | Residential & Commercial | Ducted CEE Tier 1
214630523 | Central HP <5.4 tons | CARRIER | HRCU-A-CB (Split System: Heat Pump with Remote Outdoor Unit-Air-Source) | 25VNA837A*031* | ADP |  | C36A***L539 | 59CU5A100C21**22 | 32400 | 18 | 8.1 | 30600 | 24200 | 79.08% | 1.98 | 0 | 11.7 |  |  |  | No | R-410A | 2.7 | Residential & Commercial | Ducted CEE Tier 1
215934871 | Central HP <5.4 tons | KEEPRITE | HRCU-A-CB (Split System: Heat Pump with Remote Outdoor Unit-Air-Source) | C5H3V36*K*AAA* |  |  | EVM5X44M21A*+WALLCON | *95CSU0601716B* | 35400 | 21.5 | 8.5 | 38500 | 29000 | 75.32% | 2.02 | 0 | 12 |  |  |  | No | R-454B | 2.95 | Residential & Commercial | Ducted CEE Tier 1
212632714 | Central HP <5.4 tons | LENNOX | HRCU-A-CB (Split System: Heat Pump with Remote Outdoor Unit-Air-Source) | SL25XPV-036-230A** | ADP |  | LD31/36Y9 | EL296DF090XV60C* | 33400 | 20 | 8.7 | 34400 | 29400 | 85.47% | 1.76 | 0 | 13 |  |  |  | No | R-410A | 2.7833 | Residential & Commercial | Ducted CEE Tier 1
212632715 | Central HP <5.4 tons | LENNOX | HRCU-A-CB (Split System: Heat Pump with Remote Outdoor Unit-Air-Source) | SL25XPV-036-230A** | ADP |  | LD19/36Y9 | EL296DF110XV60C* | 33000 | 20 | 8.7 | 34400 | 29400 | 85.47% | 1.76 | 0 | 12.5 |  |  |  | No | R-410A | 2.75 | Residential & Commercial | Ducted CEE Tier 1
212632716 | Central HP <5.4 tons | LENNOX | HRCU-A-CB (Split System: Heat Pump with Remote Outdoor Unit-Air-Source) | SL25XPV-036-230A** | ADP |  | LD24/35Y9 | EL296DF110XV60C* | 33400 | 20 | 8.7 | 34400 | 29400 | 85.47% | 1.76 | 0 | 13 |  |  |  | No | R-410A | 2.7833 | Residential & Commercial | Ducted CEE Tier 1
212632732 | Central HP <5.4 tons | LENNOX | HRCU-A-CB (Split System: Heat Pump with Remote Outdoor Unit-Air-Source) | SL25XPV-036-230A** | ADP |  | LD31/36Y9 | SL280DF080NV60C* | 33400 | 20 | 8.6 | 34400 | 28800 | 83.72% | 1.76 | 0 | 13 |  |  |  | No | R-410A | 2.7833 | Residential & Commercial | Ducted CEE Tier 1
212632766 | Central HP <5.4 tons | LENNOX | HRCU-A-CB (Split System: Heat Pump with Remote Outdoor Unit-Air-Source) | SL25XPV-036-230A** | ADP |  | LD30/36Y9 | SLP99DF090XV60C* | 33400 | 20 | 8.7 | 34400 | 29400 | 85.47% | 1.76 | 0 | 13 |  |  |  | No | R-410A | 2.7833 | Residential & Commercial | Ducted CEE Tier 1
215225112 | Central HP <5.4 tons | BOSCH | HRCU-A-CB (Split System: Heat Pump with Remote Outdoor Unit-Air-Source) | BOVA-60RXB-M15S |  |  | BMAC4248CBTA | BGH96M080C4C | 43000 | 16 | 8.5 | 45000 | 31600 | 70.22% | 1.85 | 0 | 10.5 |  |  |  | No | R-454B | 3.5833 | Residential & Commercial | Ducted CEE Tier 1
215225109 | Central HP <5.4 tons | BOSCH | HRCU-A-CB (Split System: Heat Pump with Remote Outdoor Unit-Air-Source) | BOVA-60RXB-M15S |  |  | BIVA-36RCB-M20X |  | 34200 | 17 | 8.5 | 34200 | 34200 | 100% | 1.8 | 0 | 11.7 |  |  |  | No | R-454B | 2.85 | Residential & Commercial | Ducted CEE Tier 1
215225110 | Central HP <5.4 tons | BOSCH | HRCU-A-CB (Split System: Heat Pump with Remote Outdoor Unit-Air-Source) | BOVA-60RXB-M15S |  |  | BIVA-60RCB-M20X |  | 55000 | 16.5 | 8.5 | 56000 | 39500 | 70.54% | 1.87 | 0 | 10 |  |  |  | No | R-454B | 4.5833 | Residential & Commercial | Ducted CEE Tier 1
216494156 | Central HP <5.4 tons | BRYANT HEATING AND COOLING SYSTEMS | HRCU-A-CB (Split System: Heat Pump with Remote Outdoor Unit-Air-Source) | 293VAN048**AA* | ADP |  | CE(P,V)4824G1K*+TXV | 88*TB48090C17*** | 43500 | 20 | 9 | 46500 | 35400 | 76.13% | 1.86 | 0 | 11 |  |  |  | No | R-454B | 3.625 | Residential & Commercial | Ducted CEE Tier 1
216487687 | Central HP <5.4 tons | BRYANT HEATING AND COOLING SYSTEMS | HRCU-A-CB (Split System: Heat Pump with Remote Outdoor Unit-Air-Source) | 293VAN048**AA* | ADP |  | CE(P,V)6024G48*+TXV | 88*TB66135C24*** | 45000 | 21 | 9.5 | 46000 | 35800 | 77.83% | 2 | 0 | 11.5 |  |  |  | No | R-454B | 3.75 | Residential & Commercial | Ducted CEE Tier 1
212984165 | Central HP <5.4 tons | KEEPRITE | HRCU-A-CB (Split System: Heat Pump with Remote Outdoor Unit-Air-Source) | DLCURAH18ABK |  |  | EA*4X19L17A* | *92MSN0601714A* | 18000 | 16.5 | 8.5 | 18000 | 17800 | 98.89% | 2.14 | 0 | 11 |  |  |  | No | R-410A | 1.5 | Residential & Commercial | Ducted CEE Tier 1
215935221 | Central HP <5.4 tons | KEEPRITE | HRCU-A-CB (Split System: Heat Pump with Remote Outdoor Unit-Air-Source) | C5H3V36*K*AAA* |  |  | EVM5X60M21A*+WALLCON | *80CTL0902120B* | 35600 | 22 | 8.5 | 38000 | 28400 | 74.74% | 2.02 | 0 | 12.5 |  |  |  | No | R-454B | 2.9667 | Residential & Commercial | Ducted CEE Tier 1
216494170 | Central HP <5.4 tons | BRYANT HEATING AND COOLING SYSTEMS | HRCU-A-CB (Split System: Heat Pump with Remote Outdoor Unit-Air-Source) | 290VAN024**AA* | ADP |  | CE(P,V)3621G34*+TXV | 986TD42080C17*** | 23200 | 17 | 9 | 22600 | 16200 | 71.68% | 1.98 | 0 | 10 |  |  |  | No | R-454B | 1.9333 | Residential & Commercial | Ducted CEE Tier 1
216494188 | Central HP <5.4 tons | BRYANT HEATING AND COOLING SYSTEMS | HRCU-A-CB (Split System: Heat Pump with Remote Outdoor Unit-Air-Source) | 293VAN036**AA* | ADP |  | CE(P,V)3621G34*+TXV | 986TD66100C21*** | 32800 | 20 | 9.5 | 33200 | 26200 | 78.92% | 2 | 0 | 11.5 |  |  |  | No | R-454B | 2.7333 | Residential & Commercial | Ducted CEE Tier 1
216487603 | Central HP <5.4 tons | BRYANT HEATING AND COOLING SYSTEMS | HRCU-A-CB (Split System: Heat Pump with Remote Outdoor Unit-Air-Source) | 293VAN036**AA* | ADP |  | CE(P,V)3617G34*+TXV | 88*TB60110C21*** | 32800 | 20 | 9.5 | 32800 | 25800 | 78.66% | 2.04 | 0 | 11.5 |  |  |  | No | R-454B | 2.7333 | Residential & Commercial | Ducted CEE Tier 1
213160481 | Central HP <5.4 tons | Dettson | HRCU-A-C (Split System: Heat Pump with Remote Outdoor Unit with No Indoor Fan --Air Source) | EVD-36-O |  |  | MAC36H1724E |  | 35000 | 15.5 | 8.6 | 38000 | 31600 | 83.16% | 1.85 | 0 | 10 |  |  |  | No | R-410A | 2.9167 | Residential & Commercial | Ducted CEE Tier 1
216487418 | Central HP <5.4 tons | BRYANT HEATING AND COOLING SYSTEMS | HRCU-A-CB (Split System: Heat Pump with Remote Outdoor Unit-Air-Source) | 290VAN036**AA* | ADP |  | CE(P,V)3617G34*+TXV | 88*TB60110C21*** | 33200 | 18 | 9 | 34200 | 25200 | 73.68% | 1.84 | 0 | 10 |  |  |  | No | R-454B | 2.7667 | Residential & Commercial | Ducted CEE Tier 1
214296073 | Central HP <5.4 tons | Econas | HRCU-A-C (Split System: Heat Pump with Remote Outdoor Unit with No Indoor Fan --Air Source) | EOE31U-36HFN1-M |  |  | EAC-36HWDN1-MN0 |  | 35000 | 15.2 | 10 | 39000 | 32000 | 82.05% | 2 | 10.2 | 10 |  |  |  | No | R-410A | 2.9167 | Residential & Commercial | Ducted CEE Tier 1
214825967 | Central HP <5.4 tons | BOSCH | HRCU-A-C (Split System: Heat Pump with Remote Outdoor Unit with No Indoor Fan --Air Source) | BOVA-60MTB-M19E |  |  | BMAC4860DBTA |  | 52000 | 15.2 | 8.5 | 55000 | 47000 | 85.45% | 1.8 | 0 | 11.2 |  |  |  | No | R-454B | 4.3333 | Residential & Commercial | Ducted CEE Tier 1
214825961 | Central HP <5.4 tons | BOSCH | HRCU-A-CB (Split System: Heat Pump with Remote Outdoor Unit-Air-Source) | BOVA-60MTB-M19E |  |  | BIVA-48MCB-M19X |  | 48500 | 19 | 10 | 48500 | 48500 | 100% | 2.1 | 0 | 12 |  |  |  | No | R-454B | 4.0417 | Residential & Commercial | Ducted CEE Tier 1
216487605 | Central HP <5.4 tons | BRYANT HEATING AND COOLING SYSTEMS | HRCU-A-CB (Split System: Heat Pump with Remote Outdoor Unit-Air-Source) | 293VAN036**AA* | ADP |  | CE(P,V)3614G34*+TXV | 88*TB66135C24*** | 32200 | 20 | 9.5 | 32400 | 25400 | 78.4% | 2.06 | 0 | 11 |  |  |  | No | R-454B | 2.6833 | Residential & Commercial | Ducted CEE Tier 1
212986603 | Central HP <5.4 tons | KEEPRITE | HRCU-A-CB (Split System: Heat Pump with Remote Outdoor Unit-Air-Source) | DLCURAH24ABK |  |  | EA*4X37L21A* | *96MSN0401712A* | 24000 | 16 | 8.1 | 25200 | 22000 | 87.3% | 1.82 | 0 | 10 |  |  |  | No | R-410A | 2 | Residential & Commercial | Ducted CEE Tier 1
212986639 | Central HP <5.4 tons | KEEPRITE | HRCU-A-CB (Split System: Heat Pump with Remote Outdoor Unit-Air-Source) | DLCURAH24ABK |  |  | EN(A,D,W)4X36L17** | *96MSN0401712A* | 23200 | 15.5 | 8.1 | 26000 | 24400 | 93.85% | 2.02 | 0 | 10 |  |  |  | No | R-410A | 1.9333 | Residential & Commercial | Ducted CEE Tier 1
212984081 | Central HP <5.4 tons | KEEPRITE | HRCU-A-CB (Split System: Heat Pump with Remote Outdoor Unit-Air-Source) | DLCURAH24ABK |  |  | EA*4X36L21A* | *92MSN0601714A* | 23800 | 17.5 | 8.5 | 26200 | 23600 | 90.08% | 1.96 | 0 | 10 |  |  |  | No | R-410A | 1.9833 | Residential & Commercial | Ducted CEE Tier 1
211245373 | Central HP <5.4 tons | KEEPRITE | HRCU-A-CB (Split System: Heat Pump with Remote Outdoor Unit-Air-Source) | DLCURAH24ABK |  |  | EN(A,D)4X36L21** | *80ES(N,L)0701716A* | 24800 | 16 | 8.1 | 26800 | 22200 | 82.84% | 1.82 | 0 | 10.5 |  |  |  | No | R-410A | 2.0667 | Residential & Commercial | Ducted CEE Tier 1
211245811 | Central HP <5.4 tons | KEEPRITE | HRCU-A-CB (Split System: Heat Pump with Remote Outdoor Unit-Air-Source) | DLCURAH24ABK |  |  | FEM4X24**CL |  | 23800 | 17.5 | 8.5 | 26000 | 23800 | 91.54% | 2 | 0 | 10 |  |  |  | No | R-410A | 1.9833 | Residential & Commercial | Ducted CEE Tier 1
216030976 | Central HP <5.4 tons | MOOVAIR | HRCU-A-CB (Split System: Heat Pump with Remote Outdoor Unit-Air-Source) | MSHMA24R2AN1 |  |  | MAHHA24R4AS1 |  | 24000 | 18.6 | 10 | 24000 | 20600 | 85.83% | 2.14 | 0 | 12 |  |  |  | No | R-454B | 2 | Residential & Commercial | Ducted CEE Tier 1
211226916 | Central HP <5.4 tons | KEEPRITE | HRCU-A-CB (Split System: Heat Pump with Remote Outdoor Unit-Air-Source) | DLCURAH36ABK |  |  | EA*4X37L21A* | *80ESU0601716A | 37000 | 16 | 8.5 | 38500 | 34800 | 90.39% | 2.12 | 0 | 10 |  |  |  | No | R-410A | 3.0833 | Residential & Commercial | Ducted CEE Tier 1
211227625 | Central HP <5.4 tons | KEEPRITE | HRCU-A-CB (Split System: Heat Pump with Remote Outdoor Unit-Air-Source) | DLCURAH36ABK |  |  | EA*4X42L21A* | *96VSN1002120A* | 35600 | 16 | 8.1 | 38500 | 35000 | 90.91% | 1.88 | 0 | 10 |  |  |  | No | R-410A | 2.9667 | Residential & Commercial | Ducted CEE Tier 1
212985235 | Central HP <5.4 tons | KEEPRITE | HRCU-A-CB (Split System: Heat Pump with Remote Outdoor Unit-Air-Source) | DLCURAH36ABK |  |  | EA*4X48L21A* | *92MSN1002120A* | 35800 | 16.5 | 8.5 | 37800 | 34600 | 91.53% | 2.02 | 0 | 10 |  |  |  | No | R-410A | 2.9833 | Residential & Commercial | Ducted CEE Tier 1
214053825 | Central HP <5.4 tons | BOSCH | HRCU-A-CB (Split System: Heat Pump with Remote Outdoor Unit-Air-Source) | BOVD-36HDN1-M20G |  |  | BMAC2430ANTD | BGH96M060B3B | 23800 | 18 | 9 | 24000 | 17200 | 71.67% | 1.85 | 0 | 12 |  |  |  | No | R-410A | 1.9833 | Residential & Commercial | Ducted CEE Tier 1
215731597 | Central HP <5.4 tons | YORK | HRCU-A-CB (Split System: Heat Pump with Remote Outdoor Unit-Air-Source) | HH860E2S11 | ADP |  | H,YG51*60+TXV-BLEED | TM9Y120D20MP11 | 53000 | 19 | 8.5 | 52500 | 39000 | 74.29% | 2 | 0 | 11 |  |  |  | No | R-454B | 4.4167 | Residential & Commercial | Ducted CEE Tier 1
215731598 | Central HP <5.4 tons | YORK | HRCU-A-CB (Split System: Heat Pump with Remote Outdoor Unit-Air-Source) | HH860E2S11 | ADP |  | H,YG51*60+TXV | TM9Y120D20MP11 | 53000 | 19 | 8.5 | 52500 | 39000 | 74.29% | 2 | 0 | 11 |  |  |  | No | R-454B | 4.4167 | Residential & Commercial | Ducted CEE Tier 1
215731632 | Central HP <5.4 tons | YORK | HRCU-A-CB (Split System: Heat Pump with Remote Outdoor Unit-Air-Source) | HH860E2S11 | ADP |  | H,YG86*48+TXV | Y81E080C16SMPS1 | 44500 | 18 | 8.5 | 42500 | 33000 | 77.65% | 2 | 0 | 12 |  |  |  | No | R-454B | 3.7083 | Residential & Commercial | Ducted CEE Tier 1
215225094 | Central HP <5.4 tons | BOSCH | HRCU-A-CB (Split System: Heat Pump with Remote Outdoor Unit-Air-Source) | BOVA-36RXB-M15S |  |  | BIVA-24RCB-M20X |  | 24000 | 18 | 8.5 | 24000 | 17600 | 73.33% | 1.88 | 0 | 11.8 |  |  |  | No | R-454B | 2 | Residential & Commercial | Ducted CEE Tier 1
214777219 | Central HP <5.4 tons | YORK | HRCU-A-CB (Split System: Heat Pump with Remote Outdoor Unit-Air-Source) | HH860E2S11 | ADP |  | CV602C*A+TXV | Y81E080C20SMPS1 | 53000 | 19 | 8.5 | 52000 | 38500 | 74.04% | 2 | 0 | 11 |  |  |  | No | R-454B | 4.4167 | Residential & Commercial | Ducted CEE Tier 1
214777221 | Central HP <5.4 tons | YORK | HRCU-A-CB (Split System: Heat Pump with Remote Outdoor Unit-Air-Source) | HH860E2S11 | ADP |  | CV602C*A+TXV | Y81E120C20SMPS1 | 52500 | 19 | 8.5 | 51500 | 38000 | 73.79% | 2 | 0 | 11.7 |  |  |  | No | R-454B | 4.375 | Residential & Commercial | Ducted CEE Tier 1
215938112 | Central HP <5.4 tons | KENMORE | HRCU-A-CB (Split System: Heat Pump with Remote Outdoor Unit-Air-Source) | (C,H,T)5H3V48*K*AAA* |  |  | EVD5X49M24A*+WALLCON | *96CTN1002122B* | 45500 | 20.5 | 8.1 | 52500 | 38000 | 72.38% | 1.9 | 0 | 11.5 |  |  |  | No | R-454B | 3.7917 | Residential & Commercial | Ducted CEE Tier 1
215937892 | Central HP <5.4 tons | KENMORE | HRCU-A-CB (Split System: Heat Pump with Remote Outdoor Unit-Air-Source) | (C,H,T)5H3V48*K*AAA* |  |  | EVD5X48M24A*+WALLCON | *80CTL0902120B* | 45000 | 20.5 | 8.1 | 52000 | 38000 | 73.08% | 1.95 | 0 | 11.5 |  |  |  | No | R-454B | 3.75 | Residential & Commercial | Ducted CEE Tier 1
214053808 | Central HP <5.4 tons | BOSCH | HRCU-A-CB (Split System: Heat Pump with Remote Outdoor Unit-Air-Source) | BOVC-36HDN1-M20G |  |  | BMAC2430BNTD | BGH96M060B3B | 24000 | 18.5 | 9 | 24000 | 17400 | 72.5% | 1.9 | 0 | 12 |  |  |  | No | R-410A | 2 | Residential & Commercial | Ducted CEE Tier 1
214053824 | Central HP <5.4 tons | BOSCH | HRCU-A-CB (Split System: Heat Pump with Remote Outdoor Unit-Air-Source) | BOVD-36HDN1-M20G |  |  | BVA-36WN1-M20 |  | 34200 | 19 | 9.5 | 34200 | 24000 | 70.18% | 1.9 | 0 | 12 |  |  |  | No | R-410A | 2.85 | Residential & Commercial | Ducted CEE Tier 1
214771715 | Central HP <5.4 tons | BOSCH | HRCU-A-CB (Split System: Heat Pump with Remote Outdoor Unit-Air-Source) | BOVA-36RTB-M20S |  |  | BMAC2430BBTA | BGH96M080B3C | 24000 | 18.5 | 9 | 24000 | 17200 | 71.67% | 1.9 | 0 | 12 |  |  |  | No | R-454B | 2 | Residential & Commercial | Ducted CEE Tier 1
215935271 | Central HP <5.4 tons | KEEPRITE | HRCU-A-CB (Split System: Heat Pump with Remote Outdoor Unit-Air-Source) | C5H3V36*K*AAA* |  |  | EVM5X60M21A*+WALLCON | *97CMN0602120B* | 35400 | 21 | 8.5 | 38500 | 29000 | 75.32% | 2.02 | 0 | 12 |  |  |  | No | R-454B | 2.95 | Residential & Commercial | Ducted CEE Tier 1
214825963 | Central HP <5.4 tons | BOSCH | HRCU-A-C (Split System: Heat Pump with Remote Outdoor Unit with No Indoor Fan --Air Source) | BOVA-60MTB-M19E |  |  | BMAC4248BBTA |  | 42500 | 15.2 | 8.5 | 45500 | 40500 | 89.01% | 1.8 | 0 | 11.2 |  |  |  | No | R-454B | 3.5417 | Residential & Commercial | Ducted CEE Tier 1
214825970 | Central HP <5.4 tons | BOSCH | HRCU-A-CB (Split System: Heat Pump with Remote Outdoor Unit-Air-Source) | BOVA-60MTB-M19E |  |  | BMAC4248CBTA | BGH96M100C5C | 44000 | 16.5 | 9.5 | 47000 | 43000 | 91.49% | 2 | 0 | 11.7 |  |  |  | No | R-454B | 3.6667 | Residential & Commercial | Ducted CEE Tier 1
214771721 | Central HP <5.4 tons | BOSCH | HRCU-A-CB (Split System: Heat Pump with Remote Outdoor Unit-Air-Source) | BOVA-36RTB-M20S |  |  | BMAC3036CBTA | BGH96M100C5C | 33200 | 17.5 | 9 | 34200 | 24000 | 70.18% | 1.88 | 0 | 11 |  |  |  | No | R-454B | 2.7667 | Residential & Commercial | Ducted CEE Tier 1
214771729 | Central HP <5.4 tons | BOSCH | HRCU-A-C (Split System: Heat Pump with Remote Outdoor Unit with No Indoor Fan --Air Source) | BOVA-36RTB-M20S |  |  | BMAC4248BBTA |  | 32000 | 15.2 | 9 | 34000 | 23800 | 70% | 1.85 | 0 | 11 |  |  |  | No | R-454B | 2.6667 | Residential & Commercial | Ducted CEE Tier 1
214771722 | Central HP <5.4 tons | BOSCH | HRCU-A-CB (Split System: Heat Pump with Remote Outdoor Unit-Air-Source) | BOVA-36RTB-M20S |  |  | BMAC4248BBTA | BGH96M080B3C | 33000 | 18 | 9 | 34200 | 24000 | 70.18% | 1.88 | 0 | 11 |  |  |  | No | R-454B | 2.75 | Residential & Commercial | Ducted CEE Tier 1
213386697 | Central HP <5.4 tons | Dettson | HRCU-A-C (Split System: Heat Pump with Remote Outdoor Unit with No Indoor Fan --Air Source) | EVD-36-O-S |  |  | MAC36H2124E |  | 35000 | 15.2 | 8.5 | 36000 | 30000 | 83.33% | 1.8 | 0 | 10 |  |  |  | No | R-410A | 2.9167 | Residential & Commercial | Ducted CEE Tier 1
213386696 | Central HP <5.4 tons | Dettson | HRCU-A-C (Split System: Heat Pump with Remote Outdoor Unit with No Indoor Fan --Air Source) | EVD-36-O-S |  |  | MAC36H1724E |  | 35000 | 15.2 | 8.5 | 36000 | 30000 | 83.33% | 1.8 | 0 | 10 |  |  |  | No | R-410A | 2.9167 | Residential & Commercial | Ducted CEE Tier 1
214629187 | Central HP <5.4 tons | CARRIER | HRCU-A-CB (Split System: Heat Pump with Remote Outdoor Unit-Air-Source) | 38MURAQ36AB3* | ADP |  | C36A***L159 | 58TP*B110V21**22 | 35800 | 16 | 8.1 | 36800 | 34800 | 94.57% | 1.9 | 0 | 10 |  |  |  | No | R-410A | 2.9833 | Residential & Commercial | Ducted CEE Tier 1
214771725 | Central HP <5.4 tons | BOSCH | HRCU-A-C (Split System: Heat Pump with Remote Outdoor Unit with No Indoor Fan --Air Source) | BOVA-36RTB-M20S |  |  | BMAC2430BBTA |  | 23400 | 15.2 | 9 | 24000 | 16800 | 70% | 1.9 | 0 | 12 |  |  |  | No | R-454B | 1.95 | Residential & Commercial | Ducted CEE Tier 1
214825973 | Central HP <5.4 tons | BOSCH | HRCU-A-CB (Split System: Heat Pump with Remote Outdoor Unit-Air-Source) | BOVA-60MTB-M19E |  |  | BMAC4860DBTA | BGH96M100D5C | 52000 | 18 | 9.5 | 55000 | 48000 | 87.27% | 1.94 | 0 | 11.7 |  |  |  | No | R-454B | 4.3333 | Residential & Commercial | Ducted CEE Tier 1
214825971 | Central HP <5.4 tons | BOSCH | HRCU-A-CB (Split System: Heat Pump with Remote Outdoor Unit-Air-Source) | BOVA-60MTB-M19E |  |  | BMAC4248DBTA | BGH96M100D5C | 44500 | 16.5 | 9.5 | 47000 | 43000 | 91.49% | 2 | 0 | 11.7 |  |  |  | No | R-454B | 3.7083 | Residential & Commercial | Ducted CEE Tier 1
215408665 | Central HP <5.4 tons | INNOVAIR | HRCU-A-CB (Split System: Heat Pump with Remote Outdoor Unit-Air-Source) | SHV48H2BA |  |  | SAV48BDA |  | 48000 | 16.5 | 9.5 | 50000 | 46000 | 92% | 1.9 | 0 | 10.5 |  |  |  | No | R-454B | 4 | Residential & Commercial | Ducted CEE Tier 1
211206910 | Central HP <5.4 tons | CHAMPION HEATING AND COOLING | HRCU-A-CB (Split System: Heat Pump with Remote Outdoor Unit-Air-Source) | HL20B6021 |  |  | XAMC60HE4N1+CC | TP9C100C20MP13 | 52000 | 18 | 8.5 | 55000 | 42000 | 76.36% | 2.16 | 0 | 11 |  |  |  | No | R-410A | 4.3333 | Residential & Commercial | Ducted CEE Tier 1
211228463 | Central HP <5.4 tons | KEEPRITE | HRCU-A-CB (Split System: Heat Pump with Remote Outdoor Unit-Air-Source) | DLCURAH36ABK |  |  | EA*4X43L21A* | *92ESN1002120A* | 37200 | 16 | 8.5 | 38500 | 34800 | 90.39% | 2.12 | 0 | 10 |  |  |  | No | R-410A | 3.1 | Residential & Commercial | Ducted CEE Tier 1
214771712 | Central HP <5.4 tons | BOSCH | HRCU-A-CB (Split System: Heat Pump with Remote Outdoor Unit-Air-Source) | BOVA-36RTB-M20S |  |  | BMAC2430ABTA | BGH96M060B3C | 23800 | 18 | 9 | 24000 | 16800 | 70% | 1.85 | 0 | 11.7 |  |  |  | No | R-454B | 1.9833 | Residential & Commercial | Ducted CEE Tier 1
212632718 | Central HP <5.4 tons | LENNOX | HRCU-A-CB (Split System: Heat Pump with Remote Outdoor Unit-Air-Source) | SL25XPV-036-230A** | ADP |  | LD30/36Y9 | EL296DF110XV60C* | 33400 | 20 | 8.7 | 34400 | 29400 | 85.47% | 1.76 | 0 | 13 |  |  |  | No | R-410A | 2.7833 | Residential & Commercial | Ducted CEE Tier 1
214825968 | Central HP <5.4 tons | BOSCH | HRCU-A-CB (Split System: Heat Pump with Remote Outdoor Unit-Air-Source) | BOVA-60MTB-M19E |  |  | BMAC4248BBTA | BGH96M080B3C | 43000 | 16 | 9.5 | 46000 | 40500 | 88.04% | 1.8 | 0 | 11.7 |  |  |  | No | R-454B | 3.5833 | Residential & Commercial | Ducted CEE Tier 1
216505492 | Central HP <5.4 tons | MOOVAIR | HRCU-A-CB (Split System: Heat Pump with Remote Outdoor Unit-Air-Source) | MSHEA36R2AN1 |  |  | MGHLA36R2AS1 |  | 36000 | 16.7 | 9.3 | 37000 | 29200 | 78.92% | 1.99 | 0 | 10.2 |  |  |  | No | R-454B | 3 | Residential & Commercial | Ducted CEE Tier 1
211226938 | Central HP <5.4 tons | KEEPRITE | HRCU-A-CB (Split System: Heat Pump with Remote Outdoor Unit-Air-Source) | DLCURAH36ABK |  |  | EA*4X37L21A* | *80ESU1002120A* | 36200 | 16 | 8.5 | 38500 | 34800 | 90.39% | 2.08 | 0 | 10 |  |  |  | No | R-410A | 3.0167 | Residential & Commercial | Ducted CEE Tier 1
214825962 | Central HP <5.4 tons | BOSCH | HRCU-A-CB (Split System: Heat Pump with Remote Outdoor Unit-Air-Source) | BOVA-60MTB-M19E |  |  | BIVA-60MCB-M19X |  | 53500 | 19 | 10 | 55000 | 55000 | 100% | 2.1 | 0 | 11.7 |  |  |  | No | R-454B | 4.4583 | Residential & Commercial | Ducted CEE Tier 1
214825974 | Central HP <5.4 tons | BOSCH | HRCU-A-CB (Split System: Heat Pump with Remote Outdoor Unit-Air-Source) | BOVA-60MTB-M19E |  |  | BMAC4860DBTA | BGH96M120D5C | 52500 | 18 | 9.5 | 55000 | 48000 | 87.27% | 1.94 | 0 | 11.7 |  |  |  | No | R-454B | 4.375 | Residential & Commercial | Ducted CEE Tier 1
214825975 | Central HP <5.4 tons | BOSCH | HRCU-A-CB (Split System: Heat Pump with Remote Outdoor Unit-Air-Source) | BOVA-60MTB-M19E |  |  | BMAC4860CBTA | BGH96M100C5C | 52000 | 18 | 9.5 | 55000 | 48000 | 87.27% | 1.94 | 0 | 11.7 |  |  |  | No | R-454B | 4.3333 | Residential & Commercial | Ducted CEE Tier 1
214825972 | Central HP <5.4 tons | BOSCH | HRCU-A-CB (Split System: Heat Pump with Remote Outdoor Unit-Air-Source) | BOVA-60MTB-M19E |  |  | BMAC4248DBTA | BGH96M120D5C | 44500 | 17 | 9.5 | 47500 | 44000 | 92.63% | 2 | 0 | 11.7 |  |  |  | No | R-454B | 3.7083 | Residential & Commercial | Ducted CEE Tier 1
214421483 | Central HP <5.4 tons | TRANE | HRCU-A-CB (Split System: Heat Pump with Remote Outdoor Unit-Air-Source) | 4TWV0X60A1 | ADP |  | V,T60H245P189+P0V0D000M50SC+RP |  | 53500 | 19 | 8.2 | 49500 | 38500 | 77.78% | 1.75 | 0 | 12 |  |  |  | No | R-410A | 4.4583 | Residential & Commercial | Ducted CEE Tier 1
215934811 | Central HP <5.4 tons | KEEPRITE | HRCU-A-CB (Split System: Heat Pump with Remote Outdoor Unit-Air-Source) | C5H3V36*K*AAA* |  |  | EVM5X44M21A*+WALLCON | *80CTL0451712B* | 35200 | 21 | 8.5 | 39000 | 29400 | 75.38% | 2 | 0 | 11.7 |  |  |  | No | R-454B | 2.9333 | Residential & Commercial | Ducted CEE Tier 1
215731298 | Central HP <5.4 tons | YORK | HRCU-A-CB (Split System: Heat Pump with Remote Outdoor Unit-Air-Source) | HH836E2S11 | ADP |  | H,YG48*36+TXV | TM9Y080C16MP11 | 32800 | 19 | 8.5 | 29400 | 23800 | 80.95% | 2 | 0 | 11 |  |  |  | No | R-454B | 2.7333 | Residential & Commercial | Ducted CEE Tier 1
215731313 | Central HP <5.4 tons | YORK | HRCU-A-CB (Split System: Heat Pump with Remote Outdoor Unit-Air-Source) | HH836E2S11 | ADP |  | H,YG48*36+TXV | Y82E080B12LMPS1 | 32800 | 19 | 8.5 | 28400 | 24400 | 85.92% | 2 | 0 | 11.7 |  |  |  | No | R-454B | 2.7333 | Residential & Commercial | Ducted CEE Tier 1
212864643 | Central HP <5.4 tons | YORK | HRCU-A-CB (Split System: Heat Pump with Remote Outdoor Unit-Air-Source) | HMH72B341 | ADP |  | AD-32(P,U)*****9 | TM9E080B12MP12 | 34000 | 17 | 8.5 | 32200 | 23600 | 73.29% | 2.06 | 0 | 10 |  |  |  | No | R-410A | 2.8333 | Residential & Commercial | Ducted CEE Tier 1
214771716 | Central HP <5.4 tons | BOSCH | HRCU-A-CB (Split System: Heat Pump with Remote Outdoor Unit-Air-Source) | BOVA-36RTB-M20S |  |  | BMAC3036ABTA | BGH96M060B3C | 32800 | 17 | 9 | 34000 | 23800 | 70% | 1.85 | 0 | 10.6 |  |  |  | No | R-454B | 2.7333 | Residential & Commercial | Ducted CEE Tier 1
216487703 | Central HP <5.4 tons | BRYANT HEATING AND COOLING SYSTEMS | HRCU-A-CB (Split System: Heat Pump with Remote Outdoor Unit-Air-Source) | 293VAN048**AA* | ADP |  | CE(P,V)6024G48*+TXV | 987MC60060C21*** | 43500 | 20 | 9.5 | 46500 | 37000 | 79.57% | 2 | 0 | 10 |  |  |  | No | R-454B | 3.625 | Residential & Commercial | Ducted CEE Tier 1
211726529 | Central HP <5.4 tons | Star Air Kontrol | HRCU-A-CB (Split System: Heat Pump with Remote Outdoor Unit-Air-Source) | SAK-24ADN2-M18M |  |  | SAK-24WN1-M18 |  | 24000 | 17 | 9.2 | 26000 | 19400 | 74.62% | 2.1 | 11.3 | 10.5 |  |  |  | No | R-410A | 2 | Residential & Commercial | Ducted CEE Tier 1
211206973 | Central HP <5.4 tons | CHAMPION HEATING AND COOLING | HRCU-A-CB (Split System: Heat Pump with Remote Outdoor Unit-Air-Source) | HL20B4821 |  |  | XAMC48HE3N1+CC | TPLC120C20MP13 | 43500 | 19 | 9 | 44500 | 36200 | 81.35% | 2.14 | 0 | 12 |  |  |  | No | R-410A | 3.625 | Residential & Commercial | Ducted CEE Tier 1
216494159 | Central HP <5.4 tons | BRYANT HEATING AND COOLING SYSTEMS | HRCU-A-CB (Split System: Heat Pump with Remote Outdoor Unit-Air-Source) | 293VAN048**AA* | ADP |  | CE(P,V)4824G1K*+TXV | 88*TB60110C21*** | 44000 | 21 | 9.5 | 46000 | 36000 | 78.26% | 1.92 | 0 | 11 |  |  |  | No | R-454B | 3.6667 | Residential & Commercial | Ducted CEE Tier 1
212632697 | Central HP <5.4 tons | LENNOX | HRCU-A-CB (Split System: Heat Pump with Remote Outdoor Unit-Air-Source) | SL25XPV-036-230A** | ADP |  | LD19/36Y9 | EL296DF045XV36B* | 32800 | 21 | 8.7 | 34400 | 29600 | 86.05% | 1.76 | 0 | 12 |  |  |  | No | R-410A | 2.7333 | Residential & Commercial | Ducted CEE Tier 1
212632730 | Central HP <5.4 tons | LENNOX | HRCU-A-CB (Split System: Heat Pump with Remote Outdoor Unit-Air-Source) | SL25XPV-036-230A** | ADP |  | LD30/36Y9 | SL280DF080NV60C* | 33400 | 20 | 8.6 | 34400 | 28800 | 83.72% | 1.76 | 0 | 13 |  |  |  | No | R-410A | 2.7833 | Residential & Commercial | Ducted CEE Tier 1
216487416 | Central HP <5.4 tons | BRYANT HEATING AND COOLING SYSTEMS | HRCU-A-CB (Split System: Heat Pump with Remote Outdoor Unit-Air-Source) | 290VAN036**AA* | ADP |  | CE(P,V)3614G34*+TXV | 88*TB60110C21*** | 33200 | 18 | 9 | 34200 | 25200 | 73.68% | 1.84 | 0 | 10 |  |  |  | No | R-454B | 2.7667 | Residential & Commercial | Ducted CEE Tier 1
216487757 | Central HP <5.4 tons | BRYANT HEATING AND COOLING SYSTEMS | HRCU-A-CB (Split System: Heat Pump with Remote Outdoor Unit-Air-Source) | 293VAN060**AA* | ADP |  | CE(P,V)6024G48*+TXV | 987MC66100C21*** | 55500 | 18 | 8.5 | 58500 | 45500 | 77.78% | 2.06 | 0 | 11 |  |  |  | No | R-454B | 4.625 | Residential & Commercial | Ducted CEE Tier 1
216487859 | Central HP <5.4 tons | BRYANT HEATING AND COOLING SYSTEMS | HRCU-A-CB (Split System: Heat Pump with Remote Outdoor Unit-Air-Source) | 290VAN036**AA* | ADP |  | H,PG53*36+TXV | 986TD66120C24*** | 34400 | 18 | 9 | 32600 | 24400 | 74.85% | 1.9 | 0 | 10.5 |  |  |  | No | R-454B | 2.8667 | Residential & Commercial | Ducted CEE Tier 1
215936492 | Central HP <5.4 tons | KENMORE | HRCU-A-CB (Split System: Heat Pump with Remote Outdoor Unit-Air-Source) | (C,H,T)5H3V36*K*AAA* |  |  | EVD5X49M24A*+WALLCON | *95CSU1002122B* | 35600 | 22 | 8.5 | 38000 | 28400 | 74.74% | 2.06 | 0 | 12.5 |  |  |  | No | R-454B | 2.9667 | Residential & Commercial | Ducted CEE Tier 1
215936612 | Central HP <5.4 tons | KENMORE | HRCU-A-CB (Split System: Heat Pump with Remote Outdoor Unit-Air-Source) | (C,H,T)5H3V36*K*AAA* |  |  | EVD5X60M21A*+WALLCON | *80CTL0702120B* | 35600 | 21.5 | 8.5 | 38000 | 28600 | 75.26% | 2.04 | 0 | 12 |  |  |  | No | R-454B | 2.9667 | Residential & Commercial | Ducted CEE Tier 1
215936692 | Central HP <5.4 tons | KENMORE | HRCU-A-CB (Split System: Heat Pump with Remote Outdoor Unit-Air-Source) | (C,H,T)5H3V36*K*AAA* |  |  | EVD5X60M21A*+WALLCON | *97CMN0801714B* | 35400 | 21.5 | 8.5 | 38500 | 29000 | 75.32% | 2.02 | 0 | 12 |  |  |  | No | R-454B | 2.95 | Residential & Commercial | Ducted CEE Tier 1
215936762 | Central HP <5.4 tons | KENMORE | HRCU-A-CB (Split System: Heat Pump with Remote Outdoor Unit-Air-Source) | (C,H,T)5H3V36*K*AAA* |  |  | EVD5X60M24A*+WALLCON | *80CTL0902120B* | 35600 | 22 | 8.5 | 38000 | 28400 | 74.74% | 2.04 | 0 | 12.5 |  |  |  | No | R-454B | 2.9667 | Residential & Commercial | Ducted CEE Tier 1
215936042 | Central HP <5.4 tons | KENMORE | HRCU-A-CB (Split System: Heat Pump with Remote Outdoor Unit-Air-Source) | (C,H,T)5H3V36*K*AAA* |  |  | EVD5X42M21A*+WALLCON | *95CSU0601716B* | 34200 | 20.5 | 8.5 | 39000 | 28600 | 73.33% | 2.04 | 0 | 11.5 |  |  |  | No | R-454B | 2.85 | Residential & Commercial | Ducted CEE Tier 1
212632693 | Central HP <5.4 tons | LENNOX | HRCU-A-CB (Split System: Heat Pump with Remote Outdoor Unit-Air-Source) | SL25XPV-024-230A** | ADP |  | LD24/35Y9 | SLP99DF090XV36C* | 21800 | 20 | 9.3 | 20000 | 18200 | 91% | 1.76 | 0 | 12 |  |  |  | No | R-410A | 1.8167 | Residential & Commercial | Ducted CEE Tier 1
214237701 | Central HP <5.4 tons | FRIEDRICH | HRCU-A-C (Split System: Heat Pump with Remote Outdoor Unit with No Indoor Fan --Air Source) | WFPU18Z483C | ASPEN |  | D(A,C,E)49D44+TDR |  | 41000 | 15.55 | 8.55 | 42000 | 34600 | 82.38% | 1.94 | 0 | 11.4 |  |  |  | No | R-410A | 3.4167 | Residential & Commercial | Ducted CEE Tier 1
215223192 | Central HP <5.4 tons | BRYANT HEATING AND COOLING SYSTEMS | HRCU-A-CB (Split System: Heat Pump with Remote Outdoor Unit-Air-Source) | 288BNV037*0**B* | ADP |  | H,PE9J936 | 987MB42080C17*** | 31600 | 17 | 8.1 | 31800 | 24400 | 76.73% | 1.86 | 0 | 11 |  |  |  | No | R-410A | 2.6333 | Residential & Commercial | Ducted CEE Tier 1
216487639 | Central HP <5.4 tons | BRYANT HEATING AND COOLING SYSTEMS | HRCU-A-CB (Split System: Heat Pump with Remote Outdoor Unit-Air-Source) | 293VAN048**AA* | ADP |  | CE(P,V)6024G48*+TXV | 88*TB36070C14*** | 43500 | 19 | 9 | 47500 | 35200 | 74.11% | 1.9 | 0 | 11 |  |  |  | No | R-454B | 3.625 | Residential & Commercial | Ducted CEE Tier 1
216487648 | Central HP <5.4 tons | BRYANT HEATING AND COOLING SYSTEMS | HRCU-A-CB (Split System: Heat Pump with Remote Outdoor Unit-Air-Source) | 293VAN048**AA* | ADP |  | CE(P,V)4817G1K*+TXV | 88*TB48070C17*** | 43000 | 20 | 9 | 46500 | 36800 | 79.14% | 2 | 0 | 10.5 |  |  |  | No | R-454B | 3.5833 | Residential & Commercial | Ducted CEE Tier 1
211206934 | Central HP <5.4 tons | CHAMPION HEATING AND COOLING | HRCU-A-CB (Split System: Heat Pump with Remote Outdoor Unit-Air-Source) | HL20B4821 |  |  | XAMC48HE3N1+CC | TP9C100C16MP13 | 43500 | 19 | 9 | 44000 | 36200 | 82.27% | 2.14 | 0 | 12 |  |  |  | No | R-410A | 3.625 | Residential & Commercial | Ducted CEE Tier 1
211206986 | Central HP <5.4 tons | CHAMPION HEATING AND COOLING | HRCU-A-CB (Split System: Heat Pump with Remote Outdoor Unit-Air-Source) | HL20B4821 |  |  | XAMC48HE3N1+CC | TM8V080C16MP12 | 43500 | 19 | 9 | 44500 | 36200 | 81.35% | 2.14 | 0 | 12 |  |  |  | No | R-410A | 3.625 | Residential & Commercial | Ducted CEE Tier 1
213361088 | Central HP <5.4 tons | LENNOX | HRCU-A-CB (Split System: Heat Pump with Remote Outdoor Unit-Air-Source) | SL25XPV-048-230A** | ADP |  | LH40/61W9 | EL297UH110XV60C* | 45000 | 20 | 9.2 | 43500 | 37000 | 85.06% | 1.82 | 0 | 12 |  |  |  | No | R-410A | 3.75 | Residential & Commercial | Ducted CEE Tier 1
211206968 | Central HP <5.4 tons | CHAMPION HEATING AND COOLING | HRCU-A-CB (Split System: Heat Pump with Remote Outdoor Unit-Air-Source) | HL20B4821 |  |  | XAMC48HE3N1+CC | TPLC100C20MP13 | 43500 | 19 | 9 | 44500 | 36200 | 81.35% | 2.14 | 0 | 12 |  |  |  | No | R-410A | 3.625 | Residential & Commercial | Ducted CEE Tier 1
214053761 | Central HP <5.4 tons | LENNOX | HRCU-A-CB (Split System: Heat Pump with Remote Outdoor Unit-Air-Source) | SL25XPV-048-230A** | ADP |  | HG50960 | SL297UH080NV48C* | 45500 | 20 | 9.3 | 42000 | 36000 | 85.71% | 1.88 | 0 | 12 |  |  |  | No | R-410A | 3.7917 | Residential & Commercial | Ducted CEE Tier 1
216487650 | Central HP <5.4 tons | BRYANT HEATING AND COOLING SYSTEMS | HRCU-A-CB (Split System: Heat Pump with Remote Outdoor Unit-Air-Source) | 293VAN048**AA* | ADP |  | CE(P,V)4821G1K*+TXV | 88*TB48070C17*** | 43000 | 20 | 9 | 46500 | 36800 | 79.14% | 2 | 0 | 10.5 |  |  |  | No | R-454B | 3.5833 | Residential & Commercial | Ducted CEE Tier 1
216487952 | Central HP <5.4 tons | BRYANT HEATING AND COOLING SYSTEMS | HRCU-A-CB (Split System: Heat Pump with Remote Outdoor Unit-Air-Source) | 293VAN048**AA* | ADP |  | CE(P,V)6021G48*+TXV | 986TD42080C17*** | 42500 | 20 | 9 | 46500 | 34800 | 74.84% | 2 | 0 | 11 |  |  |  | No | R-454B | 3.5417 | Residential & Commercial | Ducted CEE Tier 1
216487950 | Central HP <5.4 tons | BRYANT HEATING AND COOLING SYSTEMS | HRCU-A-CB (Split System: Heat Pump with Remote Outdoor Unit-Air-Source) | 293VAN036**AA* | ADP |  | H,PG53*36+TXV | 986TD66120C24*** | 34000 | 20 | 9.5 | 32400 | 25600 | 79.01% | 2.06 | 0 | 12 |  |  |  | No | R-454B | 2.8333 | Residential & Commercial | Ducted CEE Tier 1
213311614 | Central HP <5.4 tons | CARRIER | HRCU-A-CB (Split System: Heat Pump with Remote Outdoor Unit-Air-Source) | 38MURAQ36AB3* | ADP |  | PL36H175P159+CBPE4B* |  | 37000 | 16 | 8.1 | 36800 | 34400 | 93.48% | 2 | 0 | 10 |  |  |  | No | R-410A | 3.0833 | Residential & Commercial | Ducted CEE Tier 1
215936192 | Central HP <5.4 tons | KENMORE | HRCU-A-CB (Split System: Heat Pump with Remote Outdoor Unit-Air-Source) | (C,H,T)5H3V36*K*AAA* |  |  | EVD5X42M24A*+WALLCON | *80CTL1352422B* | 35600 | 22 | 8.5 | 38000 | 28400 | 74.74% | 2.04 | 0 | 12.5 |  |  |  | No | R-454B | 2.9667 | Residential & Commercial | Ducted CEE Tier 1
215936392 | Central HP <5.4 tons | KENMORE | HRCU-A-CB (Split System: Heat Pump with Remote Outdoor Unit-Air-Source) | (C,H,T)5H3V36*K*AAA* |  |  | EVD5X48M24A*+WALLCON | *97CMN1002122B* | 35000 | 21.5 | 8.5 | 38000 | 28200 | 74.21% | 2.02 | 0 | 12 |  |  |  | No | R-454B | 2.9167 | Residential & Commercial | Ducted CEE Tier 1
215935692 | Central HP <5.4 tons | KENMORE | HRCU-A-CB (Split System: Heat Pump with Remote Outdoor Unit-Air-Source) | (C,H,T)5H3V36*K*AAA* |  |  | EVD5X36M21A*+WALLCON | *95CSU0802120B* | 34400 | 20.5 | 8.5 | 38500 | 28200 | 73.25% | 2.04 | 0 | 11.7 |  |  |  | No | R-454B | 2.8667 | Residential & Commercial | Ducted CEE Tier 1
215935642 | Central HP <5.4 tons | KENMORE | HRCU-A-CB (Split System: Heat Pump with Remote Outdoor Unit-Air-Source) | (C,H,T)5H3V36*K*AAA* |  |  | EVD5X36M21A*+WALLCON | *80CTL0702120B* | 34400 | 21 | 8.5 | 38500 | 28200 | 73.25% | 2.04 | 0 | 11.7 |  |  |  | No | R-454B | 2.8667 | Residential & Commercial | Ducted CEE Tier 1
215935472 | Central HP <5.4 tons | KENMORE | HRCU-A-CB (Split System: Heat Pump with Remote Outdoor Unit-Air-Source) | (C,H,T)5H3V36*K*AAA* |  |  | EVM5X61M24A*+WALLCON | *80CTL1102120B* | 36000 | 22.5 | 8.5 | 37600 | 28200 | 75% | 2.06 | 0 | 12.5 |  |  |  | No | R-454B | 3 | Residential & Commercial | Ducted CEE Tier 1
215935542 | Central HP <5.4 tons | KENMORE | HRCU-A-CB (Split System: Heat Pump with Remote Outdoor Unit-Air-Source) | (C,H,T)5H3V36*K*AAA* |  |  | EVD5X30M17A*+WALLCON | *96CTN0601714B* | 34000 | 20 | 8.1 | 38000 | 27200 | 71.58% | 2 | 0 | 11 |  |  |  | No | R-454B | 2.8333 | Residential & Commercial | Ducted CEE Tier 1
214052485 | Central HP <5.4 tons | LENNOX | HRCU-A-CB (Split System: Heat Pump with Remote Outdoor Unit-Air-Source) | EL22XPV-024-230A** | ADP |  | HG34936 | ML180UH030V36A* | 23600 | 21 | 8.5 | 21400 | 15000 | 70.09% | 1.88 | 0 | 13.5 |  |  |  | No | R-410A | 1.9667 | Residential & Commercial | Ducted CEE Tier 1
214052510 | Central HP <5.4 tons | LENNOX | HRCU-A-CB (Split System: Heat Pump with Remote Outdoor Unit-Air-Source) | EL22XPV-024-230A** | ADP |  | HG80936 | SL297UH040NV36B* | 23800 | 21 | 8.5 | 22000 | 15400 | 70% | 1.92 | 0 | 13.5 |  |  |  | No | R-410A | 1.9833 | Residential & Commercial | Ducted CEE Tier 1
215934841 | Central HP <5.4 tons | KEEPRITE | HRCU-A-CB (Split System: Heat Pump with Remote Outdoor Unit-Air-Source) | C5H3V36*K*AAA* |  |  | EVM5X44M21A*+WALLCON | *80CTL0901716B* | 35600 | 22 | 8.5 | 38000 | 28600 | 75.26% | 2.02 | 0 | 12 |  |  |  | No | R-454B | 2.9667 | Residential & Commercial | Ducted CEE Tier 1
215934661 | Central HP <5.4 tons | KEEPRITE | HRCU-A-CB (Split System: Heat Pump with Remote Outdoor Unit-Air-Source) | C5H3V36*K*AAA* |  |  | EVM5X30M17A*+WALLCON | *96CTN0601714B* | 34000 | 20 | 8.1 | 38000 | 27200 | 71.58% | 2 | 0 | 11 |  |  |  | No | R-454B | 2.8333 | Residential & Commercial | Ducted CEE Tier 1
216494107 | Central HP <5.4 tons | BRYANT HEATING AND COOLING SYSTEMS | HRCU-A-CB (Split System: Heat Pump with Remote Outdoor Unit-Air-Source) | 290VAN024**AA* | ADP |  | CE(P,V)3621G34*+TXV | 88*TB66135C24*** | 23400 | 16 | 8.5 | 22400 | 16000 | 71.43% | 1.88 | 0 | 10 |  |  |  | No | R-454B | 1.95 | Residential & Commercial | Ducted CEE Tier 1
215679947 | Central HP <5.4 tons | ARCOAIRE | HRCU-A-CB (Split System: Heat Pump with Remote Outdoor Unit-Air-Source) | H5H0V36*K*AAA* |  |  | ESH5X60M12A*+WALLCON | *80CSU0401712B* | 34600 | 17 | 8.5 | 34600 | 24800 | 71.68% | 1.92 | 0 | 10 |  |  |  | No | R-454B | 2.8833 | Residential & Commercial | Ducted CEE Tier 1
213311563 | Central HP <5.4 tons | CARRIER | HRCU-A-CB (Split System: Heat Pump with Remote Outdoor Unit-Air-Source) | 38MURAQ18AB3* | ADP |  | V36H***P429+CBPE3A* |  | 17800 | 15.5 | 9 | 17100 | 19400 | 113.5% | 2.4 | 0 | 10.5 |  |  |  | No | R-410A | 1.4833 | Residential & Commercial | Ducted CEE Tier 1
214825966 | Central HP <5.4 tons | BOSCH | HRCU-A-C (Split System: Heat Pump with Remote Outdoor Unit with No Indoor Fan --Air Source) | BOVA-60MTB-M19E |  |  | BMAC4860CBTA |  | 52000 | 15.2 | 8.5 | 55000 | 47000 | 85.45% | 1.8 | 0 | 11.2 |  |  |  | No | R-454B | 4.3333 | Residential & Commercial | Ducted CEE Tier 1
210365429 | Central HP <5.4 tons | INNOVAIR | HRCU-A-C (Split System: Heat Pump with Remote Outdoor Unit with No Indoor Fan --Air Source) | MHD-18 |  |  | MHD-CC2.0-17.5-M |  | 18000 | 15.2 | 9.5 | 19500 | 14600 | 74.87% | 2.2 | 11.7 | 11.7 |  |  |  | No | R-410A | 1.5 | Residential & Commercial | Ducted CEE Tier 1
207706559 | Central HP <5.4 tons | MOOVAIR | HRCU-A-CB (Split System: Heat Pump with Remote Outdoor Unit-Air-Source) | DMA24HOS20230E7 |  |  | FMA24HIAHUU230X7 |  | 24000 | 17.4 | 10 | 24000 | 22600 | 94.17% | 1.91 | 12.5 | 11.7 |  |  |  | No | R-410A | 2 | Residential & Commercial | Ducted CEE Tier 1
213160480 | Central HP <5.4 tons | Dettson | HRCU-A-C (Split System: Heat Pump with Remote Outdoor Unit with No Indoor Fan --Air Source) | EVD-24-O |  |  | MAC24H1718E |  | 24000 | 16.5 | 9.5 | 25000 | 20000 | 80% | 1.95 | 11 | 10.7 |  |  |  | No | R-410A | 2 | Residential & Commercial | Ducted CEE Tier 1
214296068 | Central HP <5.4 tons | Econas | HRCU-A-C (Split System: Heat Pump with Remote Outdoor Unit with No Indoor Fan --Air Source) | EOD30-24HFN1-MW |  |  | EVBM-24A18T3N1 |  | 24000 | 16.1 | 9.8 | 25000 | 20000 | 80% | 2 | 0 | 10.7 |  |  |  | No | R-410A | 2 | Residential & Commercial | Ducted CEE Tier 1
215223124 | Central HP <5.4 tons | BRYANT HEATING AND COOLING SYSTEMS | HRCU-A-CB (Split System: Heat Pump with Remote Outdoor Unit-Air-Source) | 288BNV025*0**C* | ADP |  | H,PG9J930 | 987MB42060C17*** | 23600 | 16 | 8.1 | 19400 | 16300 | 84.02% | 2 | 0 | 10.5 |  |  |  | No | R-410A | 1.9667 | Residential & Commercial | Ducted CEE Tier 1
216487966 | Central HP <5.4 tons | BRYANT HEATING AND COOLING SYSTEMS | HRCU-A-CB (Split System: Heat Pump with Remote Outdoor Unit-Air-Source) | 293VAN048**AA* | ADP |  | CE(P,V)6024G48*+TXV | 986TD66100C21*** | 44500 | 21 | 9.5 | 46500 | 36400 | 78.28% | 2 | 0 | 10.5 |  |  |  | No | R-454B | 3.7083 | Residential & Commercial | Ducted CEE Tier 1
214670888 | Central HP <5.4 tons | GE | HRCU-A-CB (Split System: Heat Pump with Remote Outdoor Unit-Air-Source) | NS22H24MA4-**A | ADP |  | SK3925 |  | 22000 | 20 | 8.35 | 20600 | 14500 | 70.39% | 2.02 | 0 | 13 |  |  |  | No | R-410A | 1.8333 | Residential & Commercial | Ducted CEE Tier 1
215225108 | Central HP <5.4 tons | BOSCH | HRCU-A-CB (Split System: Heat Pump with Remote Outdoor Unit-Air-Source) | BOVA-60RXB-M15S |  |  | BIVA-48RCB-M20X |  | 46000 | 17 | 8.5 | 47000 | 33600 | 71.49% | 1.87 | 0 | 11.7 |  |  |  | No | R-454B | 3.8333 | Residential & Commercial | Ducted CEE Tier 1
215681967 | Central HP <5.4 tons | ARCOAIRE | HRCU-A-CB (Split System: Heat Pump with Remote Outdoor Unit-Air-Source) | H5H0V48*K*AAA* |  |  | EVM5X60M21A*+WALLCON | *97CTN1002122A* | 48000 | 19 | 9 | 50000 | 36800 | 73.6% | 2 | 0 | 10.5 |  |  |  | No | R-454B | 4 | Residential & Commercial | Ducted CEE Tier 1
216025752 | Central HP <5.4 tons | Star Air Kontrol | HRCU-A-CB (Split System: Heat Pump with Remote Outdoor Unit-Air-Source) | SAK-24ADN2-M18M |  |  | SAK-24GN1-M18 |  | 24000 | 17 | 9.2 | 26000 | 19400 | 74.62% | 2.1 | 11.3 | 10.5 |  |  |  | No | R-410A | 2 | Residential & Commercial | Ducted CEE Tier 1
214771718 | Central HP <5.4 tons | BOSCH | HRCU-A-CB (Split System: Heat Pump with Remote Outdoor Unit-Air-Source) | BOVA-36RTB-M20S |  |  | BMAC3036BBTA | BGH96M060B3C | 33600 | 17.5 | 9 | 34200 | 24000 | 70.18% | 1.88 | 0 | 11 |  |  |  | No | R-454B | 2.8 | Residential & Commercial | Ducted CEE Tier 1
214295965 | Central HP <5.4 tons | MOOVAIR | HRCU-A-C (Split System: Heat Pump with Remote Outdoor Unit with No Indoor Fan --Air Source) | DMC36HOS20230E7 |  |  | CUB36HAC20BWT7A |  | 35000 | 15.2 | 8.5 | 36000 | 30000 | 83.33% | 1.8 | 0 | 10 |  |  |  | No | R-410A | 2.9167 | Residential & Commercial | Ducted CEE Tier 1
211206847 | Central HP <5.4 tons | CHAMPION HEATING AND COOLING | HRCU-A-CB (Split System: Heat Pump with Remote Outdoor Unit-Air-Source) | HL20B2421 |  |  | XAMB24DE1N1+CC | TM8V080B12MP12 | 22400 | 18 | 8.5 | 23600 | 18400 | 77.97% | 1.92 | 0 | 12 |  |  |  | No | R-410A | 1.8667 | Residential & Commercial | Ducted CEE Tier 1
215225115 | Central HP <5.4 tons | BOSCH | HRCU-A-CB (Split System: Heat Pump with Remote Outdoor Unit-Air-Source) | BOVA-60RXB-M15S |  |  | BMAC4248DBTA | BGH96M120D5C | 45500 | 16 | 8.5 | 47000 | 33000 | 70.21% | 1.85 | 0 | 10.5 |  |  |  | No | R-454B | 3.7917 | Residential & Commercial | Ducted CEE Tier 1
215674488 | Central HP <5.4 tons | ARCOAIRE | HRCU-A-CB (Split System: Heat Pump with Remote Outdoor Unit-Air-Source) | H5H0V48*K*AAA* |  |  | EA*5X61M24A*+WALLCON | *80CTL0902120B* | 46000 | 18.5 | 9 | 48000 | 33600 | 70% | 2.08 | 0 | 10 |  |  |  | No | R-454B | 3.8333 | Residential & Commercial | Ducted CEE Tier 1
214053758 | Central HP <5.4 tons | LENNOX | HRCU-A-CB (Split System: Heat Pump with Remote Outdoor Unit-Air-Source) | SL25XPV-048-230A** | ADP |  | HG50960 | SL280UH100NV60C* | 46000 | 20 | 9.3 | 41500 | 35800 | 86.27% | 1.88 | 0 | 12.5 |  |  |  | No | R-410A | 3.8333 | Residential & Commercial | Ducted CEE Tier 1
214670884 | Central HP <5.4 tons | GE | HRCU-A-CB (Split System: Heat Pump with Remote Outdoor Unit-Air-Source) | NS22H24MA4-**A | ADP |  | CE3005C+TXV |  | 23000 | 19 | 8.4 | 20600 | 14500 | 70.39% | 2.04 | 0 | 13 |  |  |  | No | R-410A | 1.9167 | Residential & Commercial | Ducted CEE Tier 1
214053753 | Central HP <5.4 tons | LENNOX | HRCU-A-CB (Split System: Heat Pump with Remote Outdoor Unit-Air-Source) | SL25XPV-048-230A** | ADP |  | HG50960 | EL296UH110XV48C* | 45500 | 20 | 9.3 | 42000 | 36000 | 85.71% | 1.86 | 0 | 12 |  |  |  | No | R-410A | 3.7917 | Residential & Commercial | Ducted CEE Tier 1
214056540 | Central HP <5.4 tons | GSI | HRCU-A-C (Split System: Heat Pump with Remote Outdoor Unit with No Indoor Fan --Air Source) | SOD30-24HFN1-MW |  |  | SAC-24HWDN1-MN0 |  | 24000 | 16.5 | 9.5 | 25000 | 20000 | 80% | 1.95 | 11 | 10.7 |  |  |  | No | R-410A | 2 | Residential & Commercial | Ducted CEE Tier 1
216487590 | Central HP <5.4 tons | BRYANT HEATING AND COOLING SYSTEMS | HRCU-A-CB (Split System: Heat Pump with Remote Outdoor Unit-Air-Source) | 293VAN036**AA* | ADP |  | CE(P,V)3614G34*+TXV | 88*TB48090C17*** | 32800 | 20 | 9.5 | 33000 | 26000 | 78.79% | 2.04 | 0 | 11 |  |  |  | No | R-454B | 2.7333 | Residential & Commercial | Ducted CEE Tier 1
216487617 | Central HP <5.4 tons | BRYANT HEATING AND COOLING SYSTEMS | HRCU-A-CB (Split System: Heat Pump with Remote Outdoor Unit-Air-Source) | 293VAN036**AA* | ADP |  | CE(P,V)3614G34*+TXV | 987MC60060C21*** | 32600 | 19 | 9.5 | 33600 | 26800 | 79.76% | 2 | 0 | 11 |  |  |  | No | R-454B | 2.7167 | Residential & Commercial | Ducted CEE Tier 1
214188663 | Central HP <5.4 tons | LENNOX | HRCU-A-CB (Split System: Heat Pump with Remote Outdoor Unit-Air-Source) | EL22XPV-024-230A** | ADP |  | F,PE*E33925 |  | 22800 | 21 | 8.45 | 20600 | 15600 | 75.73% | 2.2 | 0 | 13 |  |  |  | No | R-410A | 1.9 | Residential & Commercial | Ducted CEE Tier 1
212499735 | Central HP <5.4 tons | LENNOX | HRCU-A-CB (Split System: Heat Pump with Remote Outdoor Unit-Air-Source) | EL22XPV-024-230A** | ADP |  | LH35/36X9 | EL280UH090E36B* | 24000 | 21 | 8.5 | 22000 | 15400 | 70% | 1.92 | 0 | 13.5 |  |  |  | No | R-410A | 2 | Residential & Commercial | Ducted CEE Tier 1
212499802 | Central HP <5.4 tons | LENNOX | HRCU-A-CB (Split System: Heat Pump with Remote Outdoor Unit-Air-Source) | EL22XPV-024-230A** | ADP |  | LH18/36D9 | ML180UH030V36A* | 23600 | 21 | 8.45 | 21400 | 15000 | 70.09% | 1.88 | 0 | 13.5 |  |  |  | No | R-410A | 1.9667 | Residential & Commercial | Ducted CEE Tier 1
212499934 | Central HP <5.4 tons | LENNOX | HRCU-A-CB (Split System: Heat Pump with Remote Outdoor Unit-Air-Source) | EL22XPV-024-230A** | ADP |  | L*18/36V9 | ML180UH090V48B* | 24000 | 21 | 8.7 | 22000 | 15400 | 70% | 1.9 | 0 | 13.5 |  |  |  | No | R-410A | 2 | Residential & Commercial | Ducted CEE Tier 1
214295967 | Central HP <5.4 tons | MOOVAIR | HRCU-A-CB (Split System: Heat Pump with Remote Outdoor Unit-Air-Source) | DMC36HOS20230E7 |  |  | FMA36HIAHUU230X7 |  | 35000 | 16.3 | 9.5 | 39000 | 38000 | 97.44% | 1.8 | 0 | 11.7 |  |  |  | No | R-410A | 2.9167 | Residential & Commercial | Ducted CEE Tier 1
213488871 | Central HP <5.4 tons | Dettson | HRCU-A-CB (Split System: Heat Pump with Remote Outdoor Unit-Air-Source) | EVD-36-O-S |  |  | EVD-36-I |  | 35000 | 16.3 | 9.5 | 39000 | 38000 | 97.44% | 1.8 | 0 | 11.7 |  |  |  | No | R-410A | 2.9167 | Residential & Commercial | Ducted CEE Tier 1
215408658 | Central HP <5.4 tons | INNOVAIR | HRCU-A-CB (Split System: Heat Pump with Remote Outdoor Unit-Air-Source) | SOV36H2BA |  |  | SAV36BDA |  | 36000 | 16.1 | 8.7 | 36000 | 27000 | 75% | 2 | 0 | 10 |  |  |  | No | R-454B | 3 | Residential & Commercial | Ducted CEE Tier 1
214296075 | Central HP <5.4 tons | Econas | HRCU-A-C (Split System: Heat Pump with Remote Outdoor Unit with No Indoor Fan --Air Source) | EOE30U-45HFN1-M |  |  | EAC-60HWDN1-MN0 |  | 45000 | 15.2 | 9.2 | 55000 | 46500 | 84.55% | 1.8 | 0 | 10 |  |  |  | No | R-410A | 3.75 | Residential & Commercial | Ducted CEE Tier 1
212500036 | Central HP <5.4 tons | LENNOX | HRCU-A-CB (Split System: Heat Pump with Remote Outdoor Unit-Air-Source) | EL22XPV-024-230A** | ADP |  | LH29/36F9 | ML296UH045XV36B* | 23600 | 20 | 8.5 | 21600 | 15200 | 70.37% | 1.88 | 0 | 13 |  |  |  | No | R-410A | 1.9667 | Residential & Commercial | Ducted CEE Tier 1
215681907 | Central HP <5.4 tons | ARCOAIRE | HRCU-A-CB (Split System: Heat Pump with Remote Outdoor Unit-Air-Source) | H5H0V48*K*AAA* |  |  | EVM5X60M21A*+WALLCON | *80CSU0401712B* | 48000 | 18.5 | 9 | 50000 | 36600 | 73.2% | 2 | 0 | 10 |  |  |  | No | R-454B | 4 | Residential & Commercial | Ducted CEE Tier 1
215682007 | Central HP <5.4 tons | ARCOAIRE | HRCU-A-CB (Split System: Heat Pump with Remote Outdoor Unit-Air-Source) | H5H0V48*K*AAA* |  |  | EVM5X60M24A*+WALLCON | *97CTN0802120A* | 48000 | 19 | 9 | 50000 | 36600 | 73.2% | 2 | 0 | 10 |  |  |  | No | R-454B | 4 | Residential & Commercial | Ducted CEE Tier 1
211206963 | Central HP <5.4 tons | CHAMPION HEATING AND COOLING | HRCU-A-CB (Split System: Heat Pump with Remote Outdoor Unit-Air-Source) | HL20B4821 |  |  | XAMC48HE3N1+CC | TMLV120C20MP12 | 43500 | 19 | 9 | 44500 | 36200 | 81.35% | 2.14 | 0 | 12 |  |  |  | No | R-410A | 3.625 | Residential & Commercial | Ducted CEE Tier 1
215225114 | Central HP <5.4 tons | BOSCH | HRCU-A-CB (Split System: Heat Pump with Remote Outdoor Unit-Air-Source) | BOVA-60RXB-M15S |  |  | BMAC4248DBTA | BGH96M100D5C | 45500 | 16 | 8.5 | 47000 | 33000 | 70.21% | 1.85 | 0 | 10.5 |  |  |  | No | R-454B | 3.7917 | Residential & Commercial | Ducted CEE Tier 1
215681557 | Central HP <5.4 tons | ARCOAIRE | HRCU-A-CB (Split System: Heat Pump with Remote Outdoor Unit-Air-Source) | H5H0V48*K*AAA* |  |  | EA*5X61M24A*+WALLCON | *97CTN1002122A* | 46000 | 18.5 | 9 | 47500 | 33600 | 70.74% | 2.06 | 0 | 10 |  |  |  | No | R-454B | 3.8333 | Residential & Commercial | Ducted CEE Tier 1
216487701 | Central HP <5.4 tons | BRYANT HEATING AND COOLING SYSTEMS | HRCU-A-CB (Split System: Heat Pump with Remote Outdoor Unit-Air-Source) | 293VAN048**AA* | ADP |  | CE(P,V)6021G48*+TXV | 987MC60060C21*** | 43500 | 20 | 9.5 | 46500 | 37000 | 79.57% | 2 | 0 | 10 |  |  |  | No | R-454B | 3.625 | Residential & Commercial | Ducted CEE Tier 1
216487958 | Central HP <5.4 tons | BRYANT HEATING AND COOLING SYSTEMS | HRCU-A-CB (Split System: Heat Pump with Remote Outdoor Unit-Air-Source) | 293VAN048**AA* | ADP |  | CE(P,V)6021G48*+TXV | 986TD60080C21*** | 44500 | 21 | 9.5 | 46500 | 36200 | 77.85% | 2 | 0 | 11 |  |  |  | No | R-454B | 3.7083 | Residential & Commercial | Ducted CEE Tier 1
216494158 | Central HP <5.4 tons | BRYANT HEATING AND COOLING SYSTEMS | HRCU-A-CB (Split System: Heat Pump with Remote Outdoor Unit-Air-Source) | 293VAN048**AA* | ADP |  | CE(P,V)4824G1K*+TXV | 88*TB60090C21*** | 44000 | 21 | 9.5 | 46000 | 35800 | 77.83% | 1.92 | 0 | 11 |  |  |  | No | R-454B | 3.6667 | Residential & Commercial | Ducted CEE Tier 1
216494160 | Central HP <5.4 tons | BRYANT HEATING AND COOLING SYSTEMS | HRCU-A-CB (Split System: Heat Pump with Remote Outdoor Unit-Air-Source) | 293VAN048**AA* | ADP |  | CE(P,V)4824G1K*+TXV | 88*TB66135C24*** | 44000 | 21 | 9.5 | 46000 | 35800 | 77.83% | 2 | 0 | 11 |  |  |  | No | R-454B | 3.6667 | Residential & Commercial | Ducted CEE Tier 1
211212527 | Central HP <5.4 tons | CHAMPION HEATING AND COOLING | HRCU-A-CB (Split System: Heat Pump with Remote Outdoor Unit-Air-Source) | HL20B6021 |  |  | JHVVC60HE4C2N1+CC |  | 52000 | 19 | 8.5 | 52500 | 40000 | 76.19% | 2 | 0 | 12 |  |  |  | No | R-410A | 4.3333 | Residential & Commercial | Ducted CEE Tier 1
215935121 | Central HP <5.4 tons | KEEPRITE | HRCU-A-CB (Split System: Heat Pump with Remote Outdoor Unit-Air-Source) | C5H3V36*K*AAA* |  |  | EVM5X49M21A*+WALLCON | *97CMN1002122B* | 35600 | 22 | 8.5 | 38000 | 28600 | 75.26% | 2.02 | 0 | 12.5 |  |  |  | No | R-454B | 2.9667 | Residential & Commercial | Ducted CEE Tier 1
212500150 | Central HP <5.4 tons | LENNOX | HRCU-A-CB (Split System: Heat Pump with Remote Outdoor Unit-Air-Source) | EL22XPV-024-230A** | ADP |  | L*19/36U9 | SL297UH060NV36B* | 23800 | 20 | 8.5 | 22000 | 15400 | 70% | 1.9 | 0 | 13.5 |  |  |  | No | R-410A | 1.9833 | Residential & Commercial | Ducted CEE Tier 1
214584573 | Central HP <5.4 tons | FRASER-JOHNSTON | HRCU-A-CB (Split System: Heat Pump with Remote Outdoor Unit-Air-Source) | HH824E2S11 |  |  | CTM30B5ACS1 | Z8ES100B12SMPS1 | 23000 | 18 | 9.5 | 23000 | 19400 | 84.35% | 2 | 0 | 12 |  |  |  | No | R-454B | 1.9167 | Residential & Commercial | Ducted CEE Tier 1
214584688 | Central HP <5.4 tons | FRASER-JOHNSTON | HRCU-A-CB (Split System: Heat Pump with Remote Outdoor Unit-Air-Source) | HH824E2S11 |  |  | CTF30A5ADS1 | Z8ES060A12SMPS1 | 23000 | 18 | 9.5 | 23000 | 18000 | 78.26% | 2 | 0 | 12 |  |  |  | No | R-454B | 1.9167 | Residential & Commercial | Ducted CEE Tier 1
211206929 | Central HP <5.4 tons | CHAMPION HEATING AND COOLING | HRCU-A-CB (Split System: Heat Pump with Remote Outdoor Unit-Air-Source) | HL20B4821 |  |  | XAMC48HE3N1+CC | TM9V100C16MP12 | 43500 | 19 | 9 | 44000 | 36200 | 82.27% | 2.14 | 0 | 12 |  |  |  | No | R-410A | 3.625 | Residential & Commercial | Ducted CEE Tier 1
215224767 | Central HP <5.4 tons | CARRIER | HRCU-A-CB (Split System: Heat Pump with Remote Outdoor Unit-Air-Source) | 25VNA448A*031* | ADP |  | H,PG49960 | 59MN7C100C21**22 | 44500 | 21 | 9.5 | 44000 | 35800 | 81.36% | 2.26 | 0 | 12 |  |  |  | No | R-410A | 3.7083 | Residential & Commercial | Ducted CEE Tier 1
213615294 | Central HP <5.4 tons | GE | HRCU-A-CB (Split System: Heat Pump with Remote Outdoor Unit-Air-Source) | NS22H24MA4-**A | ADP |  | PL36H175P789 | NF97X060V3B | 23800 | 21 | 8.5 | 21600 | 15200 | 70.37% | 1.9 | 0 | 13.5 |  |  |  | No | R-410A | 1.9833 | Residential & Commercial | Ducted CEE Tier 1
215935191 | Central HP <5.4 tons | KEEPRITE | HRCU-A-CB (Split System: Heat Pump with Remote Outdoor Unit-Air-Source) | C5H3V36*K*AAA* |  |  | EVM5X60M21A*+WALLCON | *80CTL0701716B* | 35400 | 21.5 | 8.5 | 38500 | 29000 | 75.32% | 2.02 | 0 | 12 |  |  |  | No | R-454B | 2.95 | Residential & Commercial | Ducted CEE Tier 1
211010187 | Central HP <5.4 tons | FRASER-JOHNSTON | HRCU-A-CB (Split System: Heat Pump with Remote Outdoor Unit-Air-Source) | HL20B6021 |  |  | JHVVD60HE4C2N1+CC |  | 52500 | 19 | 8.5 | 54500 | 42000 | 77.06% | 2.24 | 0 | 12 |  |  |  | No | R-410A | 4.375 | Residential & Commercial | Ducted CEE Tier 1
214387029 | Central HP <5.4 tons | YORK | HRCU-A-CB (Split System: Heat Pump with Remote Outdoor Unit-Air-Source) | HMH72B341 | ADP |  | AD-32(P,U)*****9 | TM9V080B12MP12 | 33600 | 17 | 8.5 | 31800 | 23000 | 72.33% | 2.04 | 0 | 10 |  |  |  | No | R-410A | 2.8 | Residential & Commercial | Ducted CEE Tier 1
216011849 | Central HP <5.4 tons | COLEMAN | HRCU-A-CB (Split System: Heat Pump with Remote Outdoor Unit-Air-Source) | HMH72B341 | ADP |  | H,YE33936 | CP9C100C16MP13 | 33200 | 17 | 8.5 | 31400 | 22800 | 72.61% | 2.06 | 0 | 10 |  |  |  | No | R-410A | 2.7667 | Residential & Commercial | Ducted CEE Tier 1
214584588 | Central HP <5.4 tons | FRASER-JOHNSTON | HRCU-A-CB (Split System: Heat Pump with Remote Outdoor Unit-Air-Source) | HH836E2S11 |  |  | CTF36B5CDS1 | Z8ET080B12LMPS1 | 33200 | 19 | 9 | 30400 | 24800 | 81.58% | 2 | 0 | 11.7 |  |  |  | No | R-454B | 2.7667 | Residential & Commercial | Ducted CEE Tier 1
214584673 | Central HP <5.4 tons | FRASER-JOHNSTON | HRCU-A-CB (Split System: Heat Pump with Remote Outdoor Unit-Air-Source) | HH836E2S11 |  |  | CTF36C5CDS1 | Z8ES120C16SMPS1 | 34400 | 18 | 8.5 | 31600 | 25800 | 81.65% | 2 | 0 | 11.7 |  |  |  | No | R-454B | 2.8667 | Residential & Commercial | Ducted CEE Tier 1
215726441 | Central HP <5.4 tons | YORK | HRCU-A-CB (Split System: Heat Pump with Remote Outdoor Unit-Air-Source) | HH836E2S11 | ADP |  | H,YG37*36+TXV-BLEED | Y81E120C20SMPS1 | 33600 | 19 | 8.5 | 30000 | 25000 | 83.33% | 2 | 0 | 11 |  |  |  | No | R-454B | 2.8 | Residential & Commercial | Ducted CEE Tier 1
215934791 | Central HP <5.4 tons | KEEPRITE | HRCU-A-CB (Split System: Heat Pump with Remote Outdoor Unit-Air-Source) | C5H3V36*K*AAA* |  |  | EVM5X44M21A*+WALLCON | *80CSU0601716A* | 35600 | 22 | 8.5 | 38000 | 28600 | 75.26% | 2.02 | 0 | 12 |  |  |  | No | R-454B | 2.9667 | Residential & Commercial | Ducted CEE Tier 1
215223135 | Central HP <5.4 tons | BRYANT HEATING AND COOLING SYSTEMS | HRCU-A-CB (Split System: Heat Pump with Remote Outdoor Unit-Air-Source) | 288BNV025*0**C* | ADP |  | H,PE7J936 | 987MB66120C24*** | 23400 | 16 | 8.1 | 19800 | 16300 | 82.32% | 1.96 | 0 | 10.5 |  |  |  | No | R-410A | 1.95 | Residential & Commercial | Ducted CEE Tier 1
216494169 | Central HP <5.4 tons | BRYANT HEATING AND COOLING SYSTEMS | HRCU-A-CB (Split System: Heat Pump with Remote Outdoor Unit-Air-Source) | 290VAN024**AA* | ADP |  | CE(P,V)3621G34*+TXV | 986TD42060C17*** | 23000 | 17 | 9 | 22400 | 16300 | 72.77% | 1.96 | 0 | 10 |  |  |  | No | R-454B | 1.9167 | Residential & Commercial | Ducted CEE Tier 1
215223185 | Central HP <5.4 tons | BRYANT HEATING AND COOLING SYSTEMS | HRCU-A-CB (Split System: Heat Pump with Remote Outdoor Unit-Air-Source) | 288BNV037*0**A* | ADP |  | H,PE9J936 | 987MB60060C21*** | 31600 | 17 | 8.1 | 31800 | 24400 | 76.73% | 1.86 | 0 | 11 |  |  |  | No | R-410A | 2.6333 | Residential & Commercial | Ducted CEE Tier 1
214053820 | Central HP <5.4 tons | BOSCH | HRCU-A-C (Split System: Heat Pump with Remote Outdoor Unit with No Indoor Fan --Air Source) | BOVC-36HDN1-M20G |  |  | BMAC4248BNTF |  | 32000 | 15.2 | 9 | 34000 | 24000 | 70.59% | 1.86 | 0 | 11.5 |  |  |  | No | R-410A | 2.6667 | Residential & Commercial | Ducted CEE Tier 1
214053811 | Central HP <5.4 tons | BOSCH | HRCU-A-CB (Split System: Heat Pump with Remote Outdoor Unit-Air-Source) | BOVC-36HDN1-M20G |  |  | BMAC3036ANTD | BGH96M080B3B | 32800 | 17.5 | 9 | 34000 | 24000 | 70.59% | 1.85 | 0 | 10.6 |  |  |  | No | R-410A | 2.7333 | Residential & Commercial | Ducted CEE Tier 1
214053829 | Central HP <5.4 tons | BOSCH | HRCU-A-CB (Split System: Heat Pump with Remote Outdoor Unit-Air-Source) | BOVD-36HDN1-M20G |  |  | BMAC3036ANTD | BGH96M060B3B | 32800 | 17.5 | 9 | 34000 | 24000 | 70.59% | 1.85 | 0 | 10.6 |  |  |  | No | R-410A | 2.7333 | Residential & Commercial | Ducted CEE Tier 1
215936942 | Central HP <5.4 tons | KENMORE | HRCU-A-CB (Split System: Heat Pump with Remote Outdoor Unit-Air-Source) | (C,H,T)5H3V36*K*AAA* |  |  | EVD5X61M24A*+WALLCON | *80CTL1102120B* | 36000 | 22.5 | 8.5 | 37600 | 28200 | 75% | 2.06 | 0 | 12.5 |  |  |  | No | R-454B | 3 | Residential & Commercial | Ducted CEE Tier 1
216494184 | Central HP <5.4 tons | BRYANT HEATING AND COOLING SYSTEMS | HRCU-A-CB (Split System: Heat Pump with Remote Outdoor Unit-Air-Source) | 293VAN036**AA* | ADP |  | CE(P,V)3621G34*+TXV | 986TD30040C14*** | 31600 | 17 | 9 | 32400 | 25800 | 79.63% | 1.94 | 0 | 10.5 |  |  |  | No | R-454B | 2.6333 | Residential & Commercial | Ducted CEE Tier 1
215408663 | Central HP <5.4 tons | INNOVAIR | HRCU-A-CB (Split System: Heat Pump with Remote Outdoor Unit-Air-Source) | SHV30H2BA |  |  | SAV30BDA |  | 30000 | 16.8 | 10 | 34000 | 32600 | 95.88% | 1.96 | 0 | 11.7 |  |  |  | No | R-454B | 2.5 | Residential & Commercial | Ducted CEE Tier 1
211010193 | Central HP <5.4 tons | CHAMPION HEATING AND COOLING | HRCU-A-CB (Split System: Heat Pump with Remote Outdoor Unit-Air-Source) | HL20B2421 |  |  | JHVVB24DE1C2N1+CC |  | 23000 | 19 | 8.5 | 22400 | 19600 | 87.5% | 1.9 | 0 | 12.4 |  |  |  | No | R-410A | 1.9167 | Residential & Commercial | Ducted CEE Tier 1
213160479 | Central HP <5.4 tons | Dettson | HRCU-A-C (Split System: Heat Pump with Remote Outdoor Unit with No Indoor Fan --Air Source) | EVD-18-O |  |  | MAC24H1718E |  | 18000 | 16.1 | 9.5 | 19000 | 15000 | 78.95% | 2.2 | 11.6 | 11.7 |  |  |  | No | R-410A | 1.5 | Residential & Commercial | Ducted CEE Tier 1
215832583 | Central HP <5.4 tons | COLEMAN | HRCU-A-CB (Split System: Heat Pump with Remote Outdoor Unit-Air-Source) | HH836E2S11 | ADP |  | V,Y36H175P15*+TXV+AEFE4B* |  | 34000 | 19 | 9 | 30800 | 24800 | 80.52% | 2.1 | 0 | 11.7 |  |  |  | No | R-454B | 2.8333 | Residential & Commercial | Ducted CEE Tier 1
215726296 | Central HP <5.4 tons | COLEMAN | HRCU-A-CB (Split System: Heat Pump with Remote Outdoor Unit-Air-Source) | HH836E2S11 | ADP |  | H,YG81*36+TXV+AEFE3A* |  | 34000 | 19 | 8.85 | 30000 | 24800 | 82.67% | 1.98 | 0 | 11.5 |  |  |  | No | R-454B | 2.8333 | Residential & Commercial | Ducted CEE Tier 1
213738498 | Central HP <5.4 tons | DAY & NIGHT | HRCU-A-CB (Split System: Heat Pump with Remote Outdoor Unit-Air-Source) | DLCURAH36ABK | ADP |  | PL36H175P789 | *80MSU0401712A* | 35800 | 16 | 8.5 | 36800 | 34600 | 94.02% | 2 | 0 | 10 |  |  |  | No | R-410A | 2.9833 | Residential & Commercial | Ducted CEE Tier 1
213738500 | Central HP <5.4 tons | DAY & NIGHT | HRCU-A-CB (Split System: Heat Pump with Remote Outdoor Unit-Air-Source) | DLCURAH36ABK | ADP |  | PL36H210P179 | *80MSU0401712A* | 36000 | 16 | 8.5 | 36800 | 34600 | 94.02% | 2 | 0 | 10 |  |  |  | No | R-410A | 3 | Residential & Commercial | Ducted CEE Tier 1
215223194 | Central HP <5.4 tons | BRYANT HEATING AND COOLING SYSTEMS | HRCU-A-CB (Split System: Heat Pump with Remote Outdoor Unit-Air-Source) | 288BNV037*0**B* | ADP |  | H,PE9J936 | 987MB60060C21*** | 31600 | 17 | 8.1 | 31800 | 24400 | 76.73% | 1.86 | 0 | 11 |  |  |  | No | R-410A | 2.6333 | Residential & Commercial | Ducted CEE Tier 1
214333172 | Central HP <5.4 tons | TOSOT | HRCU-A-C (Split System: Heat Pump with Remote Outdoor Unit with No Indoor Fan --Air Source) | TUD24W/A-D(U) |  |  | TCAT24F/NAA |  | 23000 | 15.2 | 8.5 | 24000 | 19500 | 81.25% | 1.8 | 0 | 11 |  |  |  | No | R-410A | 1.9167 | Residential & Commercial | Ducted CEE Tier 1
213621237 | Central HP <5.4 tons | GE | HRCU-A-CB (Split System: Heat Pump with Remote Outdoor Unit-Air-Source) | NS22H24MA4-**A | ADP |  | H,TG80936 | NF97X060V3B | 23800 | 21 | 8.5 | 21600 | 15200 | 70.37% | 1.9 | 0 | 13.5 |  |  |  | No | R-410A | 1.9833 | Residential & Commercial | Ducted CEE Tier 1
215224765 | Central HP <5.4 tons | CARRIER | HRCU-A-CB (Split System: Heat Pump with Remote Outdoor Unit-Air-Source) | 25VNA448A*031* | ADP |  | H,PG49960 | 59MN7C080C21**20 | 44500 | 21 | 9 | 44500 | 36000 | 80.9% | 2.26 | 0 | 12 |  |  |  | No | R-410A | 3.7083 | Residential & Commercial | Ducted CEE Tier 1
216494191 | Central HP <5.4 tons | BRYANT HEATING AND COOLING SYSTEMS | HRCU-A-CB (Split System: Heat Pump with Remote Outdoor Unit-Air-Source) | 293VAN048**AA* | ADP |  | CE(P,V)4824G1K*+TXV | 986TD60080C21*** | 43500 | 21 | 9.5 | 46500 | 36200 | 77.85% | 2 | 0 | 10.5 |  |  |  | No | R-454B | 3.625 | Residential & Commercial | Ducted CEE Tier 1
216487698 | Central HP <5.4 tons | BRYANT HEATING AND COOLING SYSTEMS | HRCU-A-CB (Split System: Heat Pump with Remote Outdoor Unit-Air-Source) | 293VAN048**AA* | ADP |  | CE(P,V)4821G1K*+TXV | 987MC42080C17*** | 42500 | 20 | 9.5 | 47000 | 36200 | 77.02% | 2 | 0 | 10.5 |  |  |  | No | R-454B | 3.5417 | Residential & Commercial | Ducted CEE Tier 1
216487598 | Central HP <5.4 tons | BRYANT HEATING AND COOLING SYSTEMS | HRCU-A-CB (Split System: Heat Pump with Remote Outdoor Unit-Air-Source) | 293VAN036**AA* | ADP |  | CE(P,V)3614G34*+TXV | 88*TB60090C21*** | 32800 | 20 | 9.5 | 33000 | 26000 | 78.79% | 2.04 | 0 | 11.5 |  |  |  | No | R-454B | 2.7333 | Residential & Commercial | Ducted CEE Tier 1
216487934 | Central HP <5.4 tons | BRYANT HEATING AND COOLING SYSTEMS | HRCU-A-CB (Split System: Heat Pump with Remote Outdoor Unit-Air-Source) | 293VAN036**AA* | ADP |  | CE(P,V)3614G34*+TXV | 986TD60080C21*** | 32800 | 20 | 9.5 | 33000 | 26000 | 78.79% | 2.04 | 0 | 11 |  |  |  | No | R-454B | 2.7333 | Residential & Commercial | Ducted CEE Tier 1
212984633 | Central HP <5.4 tons | KEEPRITE | HRCU-A-CB (Split System: Heat Pump with Remote Outdoor Unit-Air-Source) | DLCURAH24ABK |  |  | EA*4X37L17A* | *92MSN0801716A* | 24400 | 17.5 | 8.5 | 25400 | 21800 | 85.83% | 1.82 | 0 | 10.5 |  |  |  | No | R-410A | 2.0333 | Residential & Commercial | Ducted CEE Tier 1
212985851 | Central HP <5.4 tons | KEEPRITE | HRCU-A-CB (Split System: Heat Pump with Remote Outdoor Unit-Air-Source) | DLCURAH24ABK |  |  | EN(A,D)4X30L14** | *96MSN0261410A* | 23400 | 16 | 8.1 | 26000 | 24000 | 92.31% | 1.98 | 0 | 10 |  |  |  | No | R-410A | 1.95 | Residential & Commercial | Ducted CEE Tier 1
214052874 | Central HP <5.4 tons | LENNOX | HRCU-A-CB (Split System: Heat Pump with Remote Outdoor Unit-Air-Source) | SL25XPV-024-230A** | ADP |  | HG80936 | EL296UH045XV36B* | 22200 | 22 | 9.1 | 20000 | 20200 | 101% | 1.84 | 0 | 14 |  |  |  | No | R-410A | 1.85 | Residential & Commercial | Ducted CEE Tier 1
211206899 | Central HP <5.4 tons | CHAMPION HEATING AND COOLING | HRCU-A-CB (Split System: Heat Pump with Remote Outdoor Unit-Air-Source) | HL20B3621 |  |  | XAMB36DE2N1+CC | TPLC080B12MP13 | 32600 | 18 | 8.5 | 34400 | 29600 | 86.05% | 1.94 | 0 | 11.7 |  |  |  | No | R-410A | 2.7167 | Residential & Commercial | Ducted CEE Tier 1
214771733 | Central HP <5.4 tons | BOSCH | HRCU-A-CB (Split System: Heat Pump with Remote Outdoor Unit-Air-Source) | BOVA-60RTB-M20S |  |  | BIVA-60RCB-M20X |  | 52000 | 18 | 9.5 | 55000 | 38500 | 70% | 2 | 0 | 11.7 |  |  |  | No | R-454B | 4.3333 | Residential & Commercial | Ducted CEE Tier 1
214771735 | Central HP <5.4 tons | BOSCH | HRCU-A-CB (Split System: Heat Pump with Remote Outdoor Unit-Air-Source) | BOVA-60RTB-M20S |  |  | BMAC4248CBTA | BGH96M080C4C | 42500 | 16 | 8.8 | 44500 | 31400 | 70.56% | 1.8 | 0 | 11.7 |  |  |  | No | R-454B | 3.5417 | Residential & Commercial | Ducted CEE Tier 1
213163604 | Central HP <5.4 tons | DAY & NIGHT | HRCU-A-CB (Split System: Heat Pump with Remote Outdoor Unit-Air-Source) | DLCURAH36ABK | ADP |  | H,FG82936+AEFE3A* |  | 36000 | 16 | 8.1 | 38000 | 35000 | 92.11% | 1.82 | 0 | 10 |  |  |  | No | R-410A | 3 | Residential & Commercial | Ducted CEE Tier 1
211206904 | Central HP <5.4 tons | FRASER-JOHNSTON | HRCU-A-CB (Split System: Heat Pump with Remote Outdoor Unit-Air-Source) | HL20B6021 |  |  | XAMC60HE4N1+CC | TM9V100C20MP12 | 52000 | 18 | 8.5 | 55000 | 42000 | 76.36% | 2.16 | 0 | 11 |  |  |  | No | R-410A | 4.3333 | Residential & Commercial | Ducted CEE Tier 1
216487707 | Central HP <5.4 tons | BRYANT HEATING AND COOLING SYSTEMS | HRCU-A-CB (Split System: Heat Pump with Remote Outdoor Unit-Air-Source) | 293VAN048**AA* | ADP |  | CE(P,V)4821G1K*+TXV | 987MC60060C21*** | 43000 | 20 | 9.5 | 46500 | 36800 | 79.14% | 1.88 | 0 | 10 |  |  |  | No | R-454B | 3.5833 | Residential & Commercial | Ducted CEE Tier 1
215682167 | Central HP <5.4 tons | ARCOAIRE | HRCU-A-CB (Split System: Heat Pump with Remote Outdoor Unit-Air-Source) | H5H0V48*K*AAA* |  |  | EVD5X48M21A*+WALLCON | *97CTN1002122A* | 47000 | 18.5 | 9 | 50000 | 36400 | 72.8% | 2 | 0 | 10 |  |  |  | No | R-454B | 3.9167 | Residential & Commercial | Ducted CEE Tier 1
211206953 | Central HP <5.4 tons | CHAMPION HEATING AND COOLING | HRCU-A-CB (Split System: Heat Pump with Remote Outdoor Unit-Air-Source) | HL20B4821 |  |  | XAMC48HE3N1+CC | TM8V120C20MP12 | 43500 | 19 | 9 | 44500 | 36200 | 81.35% | 2.14 | 0 | 12 |  |  |  | No | R-410A | 3.625 | Residential & Commercial | Ducted CEE Tier 1
215224763 | Central HP <5.4 tons | CARRIER | HRCU-A-CB (Split System: Heat Pump with Remote Outdoor Unit-Air-Source) | 25VNA448A*031* | ADP |  | H,PG49960 | 59MN7C060C21**20 | 44000 | 20 | 9 | 44500 | 36400 | 81.8% | 2.22 | 0 | 11.5 |  |  |  | No | R-410A | 3.6667 | Residential & Commercial | Ducted CEE Tier 1
213369438 | Central HP <5.4 tons | CARRIER | HRCU-A-CB (Split System: Heat Pump with Remote Outdoor Unit-Air-Source) | 25VNA448A*031* | ADP |  | H,PG49960 | 59MN7B120C24**22 | 44500 | 21 | 9.5 | 44000 | 36000 | 81.82% | 2.34 | 0 | 12 |  |  |  | No | R-410A | 3.7083 | Residential & Commercial | Ducted CEE Tier 1
215682567 | Central HP <5.4 tons | ARCOAIRE | HRCU-A-CB (Split System: Heat Pump with Remote Outdoor Unit-Air-Source) | H5H0V48*K*AAA* |  |  | EVD5X61M24A*+WALLCON | *97CTN1202422A* | 48500 | 19.5 | 9.5 | 50000 | 36600 | 73.2% | 2.12 | 0 | 10.5 |  |  |  | No | R-454B | 4.0417 | Residential & Commercial | Ducted CEE Tier 1
215223129 | Central HP <5.4 tons | BRYANT HEATING AND COOLING SYSTEMS | HRCU-A-CB (Split System: Heat Pump with Remote Outdoor Unit-Air-Source) | 288BNV025*0**C* | ADP |  | H,PE7J936 | 987MB60060C21*** | 23600 | 16 | 8.1 | 20000 | 16300 | 81.5% | 1.92 | 0 | 10.5 |  |  |  | No | R-410A | 1.9667 | Residential & Commercial | Ducted CEE Tier 1
215223140 | Central HP <5.4 tons | BRYANT HEATING AND COOLING SYSTEMS | HRCU-A-CB (Split System: Heat Pump with Remote Outdoor Unit-Air-Source) | 288BNV025*0**C* | ADP |  | H,PG9J930 | 987MC60060C21*** | 23600 | 16 | 8.1 | 20000 | 16300 | 81.5% | 1.94 | 0 | 11 |  |  |  | No | R-410A | 1.9667 | Residential & Commercial | Ducted CEE Tier 1
212498428 | Central HP <5.4 tons | CARRIER | HRCU-A-CB (Split System: Heat Pump with Remote Outdoor Unit-Air-Source) | 38MURAQ18AB3* | ADP |  | CP1903A+TXV+TD |  | 17400 | 15.2 | 8.7 | 17000 | 19400 | 114.1% | 2.32 | 0 | 10.5 |  |  |  | No | R-410A | 1.45 | Residential & Commercial | Ducted CEE Tier 1
215223190 | Central HP <5.4 tons | BRYANT HEATING AND COOLING SYSTEMS | HRCU-A-CB (Split System: Heat Pump with Remote Outdoor Unit-Air-Source) | 288BNV037*0**A* | ADP |  | H,PE9J936 | 987MB66120C24*** | 31800 | 17 | 8.5 | 31000 | 24600 | 79.35% | 1.98 | 0 | 11.5 |  |  |  | No | R-410A | 2.65 | Residential & Commercial | Ducted CEE Tier 1
214771717 | Central HP <5.4 tons | BOSCH | HRCU-A-CB (Split System: Heat Pump with Remote Outdoor Unit-Air-Source) | BOVA-36RTB-M20S |  |  | BMAC3036ABTA | BGH96M080B3C | 32800 | 17 | 9 | 34000 | 23800 | 70% | 1.85 | 0 | 10.6 |  |  |  | No | R-454B | 2.7333 | Residential & Commercial | Ducted CEE Tier 1
214771719 | Central HP <5.4 tons | BOSCH | HRCU-A-CB (Split System: Heat Pump with Remote Outdoor Unit-Air-Source) | BOVA-36RTB-M20S |  |  | BMAC3036BBTA | BGH96M080B3C | 33600 | 17.5 | 9 | 34200 | 24000 | 70.18% | 1.9 | 0 | 11 |  |  |  | No | R-454B | 2.8 | Residential & Commercial | Ducted CEE Tier 1
212984189 | Central HP <5.4 tons | KEEPRITE | HRCU-A-CB (Split System: Heat Pump with Remote Outdoor Unit-Air-Source) | DLCURAH18ABK |  |  | EA*4X25L17A* | *92MSN0601714A* | 18100 | 16.5 | 8.5 | 17900 | 17700 | 98.88% | 2.14 | 0 | 11 |  |  |  | No | R-410A | 1.5083 | Residential & Commercial | Ducted CEE Tier 1
213311587 | Central HP <5.4 tons | CARRIER | HRCU-A-CB (Split System: Heat Pump with Remote Outdoor Unit-Air-Source) | 38MURAQ24AB3* | ADP |  | V36H175P149+CBPE4B* |  | 24200 | 18 | 8.9 | 25000 | 22600 | 90.4% | 1.9 | 0 | 10.5 |  |  |  | No | R-410A | 2.0167 | Residential & Commercial | Ducted CEE Tier 1
213479361 | Central HP <5.4 tons | BOSCH | HRCU-A-CB (Split System: Heat Pump with Remote Outdoor Unit-Air-Source) | BOVB-60HDN1-M18M |  |  | BMAC3036ANTD | BGH96M080B3B | 34000 | 16.5 | 8.5 | 34400 | 24200 | 70.35% | 1.8 | 0 | 11.7 |  |  |  | No | R-410A | 2.8333 | Residential & Commercial | Ducted CEE Tier 1
214771738 | Central HP <5.4 tons | BOSCH | HRCU-A-CB (Split System: Heat Pump with Remote Outdoor Unit-Air-Source) | BOVA-60RTB-M20S |  |  | BMAC4248DBTA | BGH96M120D5C | 44500 | 17 | 9 | 47000 | 33000 | 70.21% | 1.9 | 0 | 11.7 |  |  |  | No | R-454B | 3.7083 | Residential & Commercial | Ducted CEE Tier 1
216011847 | Central HP <5.4 tons | COLEMAN | HRCU-A-CB (Split System: Heat Pump with Remote Outdoor Unit-Air-Source) | HMH72B341 | ADP |  | H,YE35936 | CP9C080C16MP13 | 34000 | 17 | 8.1 | 32200 | 23400 | 72.67% | 2.08 | 0 | 10 |  |  |  | No | R-410A | 2.8333 | Residential & Commercial | Ducted CEE Tier 1
216030968 | Central HP <5.4 tons | MOOVAIR | HRCU-A-CB (Split System: Heat Pump with Remote Outdoor Unit-Air-Source) | MSHMB36R2AN1 |  |  | MAHMA36R4AS1 |  | 36000 | 17.3 | 10.3 | 37000 | 39000 | 105.4% | 1.9 | 0 | 11.7 |  |  |  | No | R-454B | 3 | Residential & Commercial | Ducted CEE Tier 1
215223141 | Central HP <5.4 tons | BRYANT HEATING AND COOLING SYSTEMS | HRCU-A-CB (Split System: Heat Pump with Remote Outdoor Unit-Air-Source) | 288BNV025*0**C* | ADP |  | H,PG9J930 | 987MC60080C21*** | 23800 | 16 | 8.1 | 19800 | 16300 | 82.32% | 1.96 | 0 | 11 |  |  |  | No | R-410A | 1.9833 | Residential & Commercial | Ducted CEE Tier 1
216487304 | Central HP <5.4 tons | BRYANT HEATING AND COOLING SYSTEMS | HRCU-A-CB (Split System: Heat Pump with Remote Outdoor Unit-Air-Source) | 290VAN024**AA* | ADP |  | CE(P,V)3614G34*+TXV | 88*TB36045C17*** | 23000 | 16 | 9 | 22600 | 16300 | 72.12% | 1.98 | 0 | 10 |  |  |  | No | R-454B | 1.9167 | Residential & Commercial | Ducted CEE Tier 1
213738466 | Central HP <5.4 tons | DAY & NIGHT | HRCU-A-CB (Split System: Heat Pump with Remote Outdoor Unit-Air-Source) | DLCURAH36ABK | ADP |  | FG80936 | *80MS(N,L)0701412A* | 35400 | 16 | 8.1 | 36800 | 34600 | 94.02% | 1.94 | 0 | 10 |  |  |  | No | R-410A | 2.95 | Residential & Commercial | Ducted CEE Tier 1
213738480 | Central HP <5.4 tons | DAY & NIGHT | HRCU-A-CB (Split System: Heat Pump with Remote Outdoor Unit-Air-Source) | DLCURAH36ABK | ADP |  | PL36H175P069 | *80MS(N,L)0901714A* | 34000 | 16 | 8.1 | 36800 | 34600 | 94.02% | 2 | 0 | 10 |  |  |  | No | R-410A | 2.8333 | Residential & Commercial | Ducted CEE Tier 1
211206870 | Central HP <5.4 tons | CHAMPION HEATING AND COOLING | HRCU-A-CB (Split System: Heat Pump with Remote Outdoor Unit-Air-Source) | HL20B3621 |  |  | XAMC36DE2N1+CC | TM9V080C16MP12 | 33000 | 18 | 8.5 | 34200 | 29200 | 85.38% | 1.96 | 0 | 12 |  |  |  | No | R-410A | 2.75 | Residential & Commercial | Ducted CEE Tier 1
215676747 | Central HP <5.4 tons | ARCOAIRE | HRCU-A-CB (Split System: Heat Pump with Remote Outdoor Unit-Air-Source) | H5H0V48*K*AAA* |  |  | EVD5X61M21A*+WALLCON | *80CTL0902120B* | 48500 | 19.5 | 9.5 | 50000 | 36600 | 73.2% | 2.12 | 0 | 10.5 |  |  |  | No | R-454B | 4.0417 | Residential & Commercial | Ducted CEE Tier 1
215676797 | Central HP <5.4 tons | ARCOAIRE | HRCU-A-CB (Split System: Heat Pump with Remote Outdoor Unit-Air-Source) | H5H0V48*K*AAA* |  |  | EVD5X61M21A*+WALLCON | *97CMN0602120B* | 48000 | 18.5 | 9 | 50000 | 37400 | 74.8% | 2 | 0 | 10 |  |  |  | No | R-454B | 4 | Residential & Commercial | Ducted CEE Tier 1
215676867 | Central HP <5.4 tons | ARCOAIRE | HRCU-A-CB (Split System: Heat Pump with Remote Outdoor Unit-Air-Source) | H5H0V48*K*AAA* |  |  | EVD5X61M24A*+WALLCON | *80CTL0702120B* | 48500 | 19 | 9 | 50000 | 36800 | 73.6% | 2 | 0 | 10.5 |  |  |  | No | R-454B | 4.0417 | Residential & Commercial | Ducted CEE Tier 1
215676897 | Central HP <5.4 tons | ARCOAIRE | HRCU-A-CB (Split System: Heat Pump with Remote Outdoor Unit-Air-Source) | H5H0V48*K*AAA* |  |  | EVD5X61M24A*+WALLCON | *95CSU1002122B* | 48500 | 19 | 9 | 50000 | 36600 | 73.2% | 2.1 | 0 | 10.5 |  |  |  | No | R-454B | 4.0417 | Residential & Commercial | Ducted CEE Tier 1
211207000 | Central HP <5.4 tons | FRASER-JOHNSTON | HRCU-A-CB (Split System: Heat Pump with Remote Outdoor Unit-Air-Source) | HL20B4821 |  |  | XAMC48HE3N1+CC | TPLC100C16MP13 | 43500 | 19 | 9 | 44500 | 36200 | 81.35% | 2.14 | 0 | 12 |  |  |  | No | R-410A | 3.625 | Residential & Commercial | Ducted CEE Tier 1
214053751 | Central HP <5.4 tons | LENNOX | HRCU-A-CB (Split System: Heat Pump with Remote Outdoor Unit-Air-Source) | SL25XPV-048-230A** | ADP |  | HG50960 | EL296UH090XV48C* | 45500 | 20 | 9.3 | 42000 | 36000 | 85.71% | 1.86 | 0 | 12 |  |  |  | No | R-410A | 3.7917 | Residential & Commercial | Ducted CEE Tier 1
213738491 | Central HP <5.4 tons | DAY & NIGHT | HRCU-A-CB (Split System: Heat Pump with Remote Outdoor Unit-Air-Source) | DLCURAH36ABK | ADP |  | FG82936 | *80MS(N,L)0901714A* | 36000 | 16 | 8.1 | 36800 | 34600 | 94.02% | 2 | 0 | 10.5 |  |  |  | No | R-410A | 3 | Residential & Commercial | Ducted CEE Tier 1
213738532 | Central HP <5.4 tons | DAY & NIGHT | HRCU-A-CB (Split System: Heat Pump with Remote Outdoor Unit-Air-Source) | DLCURAH36ABK | ADP |  | PL36H210P299 | *92MSN0601714A* | 36600 | 16 | 8.5 | 36800 | 34600 | 94.02% | 2.06 | 0 | 10 |  |  |  | No | R-410A | 3.05 | Residential & Commercial | Ducted CEE Tier 1
213738539 | Central HP <5.4 tons | DAY & NIGHT | HRCU-A-CB (Split System: Heat Pump with Remote Outdoor Unit-Air-Source) | DLCURAH36ABK | ADP |  | PL36H210P179 | *92MSN0601714A* | 35600 | 16 | 8.5 | 36200 | 34400 | 95.03% | 2.02 | 0 | 10 |  |  |  | No | R-410A | 2.9667 | Residential & Commercial | Ducted CEE Tier 1
216487737 | Central HP <5.4 tons | BRYANT HEATING AND COOLING SYSTEMS | HRCU-A-CB (Split System: Heat Pump with Remote Outdoor Unit-Air-Source) | 293VAN060**AA* | ADP |  | CE(P,V)6024G48*+TXV | 88*TB60070C21*** | 55500 | 18 | 8.1 | 58500 | 46000 | 78.63% | 1.95 | 0 | 11 |  |  |  | No | R-454B | 4.625 | Residential & Commercial | Ducted CEE Tier 1
214571136 | Central HP <5.4 tons | KENMORE | HRCU-A-CB (Split System: Heat Pump with Remote Outdoor Unit-Air-Source) | (C,H,T)VH825GKA3* |  |  | EN(A,D)4X36L21**+WALLCON | *97CMN0802120B* | 23400 | 16.5 | 8.1 | 21600 | 16700 | 77.31% | 1.92 | 0 | 11 |  |  |  | No | R-410A | 1.95 | Residential & Commercial | Ducted CEE Tier 1
214570666 | Central HP <5.4 tons | KENMORE | HRCU-A-CB (Split System: Heat Pump with Remote Outdoor Unit-Air-Source) | (C,H,T)VH825GKA3* |  |  | EA*4X43L21A*+WALLCON | *96CTN0802120B* | 24400 | 17 | 8.5 | 21200 | 16600 | 78.3% | 2.04 | 0 | 11 |  |  |  | No | R-410A | 2.0333 | Residential & Commercial | Ducted CEE Tier 1
214570716 | Central HP <5.4 tons | KENMORE | HRCU-A-CB (Split System: Heat Pump with Remote Outdoor Unit-Air-Source) | (C,H,T)VH825GKA3* |  |  | EA*4X48L21A*+WALLCON | *97CMN0802120B* | 24000 | 16.5 | 8.5 | 21000 | 16500 | 78.57% | 2.02 | 0 | 11 |  |  |  | No | R-410A | 2 | Residential & Commercial | Ducted CEE Tier 1
214570466 | Central HP <5.4 tons | KENMORE | HRCU-A-CB (Split System: Heat Pump with Remote Outdoor Unit-Air-Source) | (C,H,T)VH825GKA3* |  |  | EA*4X37L21A*+WALLCON | *97CMN0602120B* | 24400 | 16.5 | 8.5 | 21200 | 16700 | 78.77% | 2.02 | 0 | 11 |  |  |  | No | R-410A | 2.0333 | Residential & Commercial | Ducted CEE Tier 1
215408662 | Central HP <5.4 tons | INNOVAIR | HRCU-A-CB (Split System: Heat Pump with Remote Outdoor Unit-Air-Source) | SHV24H2BA |  |  | SAV24BDA |  | 23000 | 18.3 | 10 | 24000 | 21600 | 90% | 1.87 | 0 | 11.7 |  |  |  | No | R-454B | 1.9167 | Residential & Commercial | Ducted CEE Tier 1
213738462 | Central HP <5.4 tons | DAY & NIGHT | HRCU-A-CB (Split System: Heat Pump with Remote Outdoor Unit-Air-Source) | DLCURAH36ABK | ADP |  | PL36H175P159 | *80MS(N,L)0701412A* | 35200 | 16 | 8.1 | 36800 | 34600 | 94.02% | 1.94 | 0 | 10 |  |  |  | No | R-410A | 2.9333 | Residential & Commercial | Ducted CEE Tier 1
213738479 | Central HP <5.4 tons | DAY & NIGHT | HRCU-A-CB (Split System: Heat Pump with Remote Outdoor Unit-Air-Source) | DLCURAH36ABK | ADP |  | FG82936 | *80MS(N,L)0701712A* | 35600 | 16 | 8.1 | 36800 | 34600 | 94.02% | 1.94 | 0 | 10 |  |  |  | No | R-410A | 2.9667 | Residential & Commercial | Ducted CEE Tier 1
213738496 | Central HP <5.4 tons | DAY & NIGHT | HRCU-A-CB (Split System: Heat Pump with Remote Outdoor Unit-Air-Source) | DLCURAH36ABK | ADP |  | PL36H175P159 | *80MSU0401712A* | 35200 | 16 | 8.1 | 36800 | 34600 | 94.02% | 1.88 | 0 | 10 |  |  |  | No | R-410A | 2.9333 | Residential & Commercial | Ducted CEE Tier 1
215679997 | Central HP <5.4 tons | ARCOAIRE | HRCU-A-CB (Split System: Heat Pump with Remote Outdoor Unit-Air-Source) | H5H0V36*K*AAA* |  |  | ESH5X60M12A*+WALLCON | *97CTN1002122A* | 34600 | 17 | 8.5 | 34600 | 24800 | 71.68% | 1.82 | 0 | 10 |  |  |  | No | R-454B | 2.8833 | Residential & Commercial | Ducted CEE Tier 1
212479811 | Central HP <5.4 tons | CARRIER | HRCU-A-CB (Split System: Heat Pump with Remote Outdoor Unit-Air-Source) | 38MURAQ18AB3* | ADP |  | A24VBA+TXV | 58TP*A070V14**12 | 17600 | 16 | 8.5 | 16900 | 18700 | 110.7% | 2.3 | 0 | 10.5 |  |  |  | No | R-410A | 1.4667 | Residential & Commercial | Ducted CEE Tier 1
216494155 | Central HP <5.4 tons | BRYANT HEATING AND COOLING SYSTEMS | HRCU-A-CB (Split System: Heat Pump with Remote Outdoor Unit-Air-Source) | 293VAN048**AA* | ADP |  | CE(P,V)4824G1K*+TXV | 88*TB48070C17*** | 43000 | 20 | 9 | 46500 | 36800 | 79.14% | 2 | 0 | 10.5 |  |  |  | No | R-454B | 3.5833 | Residential & Commercial | Ducted CEE Tier 1
216487670 | Central HP <5.4 tons | BRYANT HEATING AND COOLING SYSTEMS | HRCU-A-CB (Split System: Heat Pump with Remote Outdoor Unit-Air-Source) | 293VAN048**AA* | ADP |  | CE(P,V)6024G48*+TXV | 88*TB60090C21*** | 44500 | 21 | 9.5 | 46500 | 36200 | 77.85% | 2 | 0 | 11 |  |  |  | No | R-454B | 3.7083 | Residential & Commercial | Ducted CEE Tier 1
216494162 | Central HP <5.4 tons | BRYANT HEATING AND COOLING SYSTEMS | HRCU-A-CB (Split System: Heat Pump with Remote Outdoor Unit-Air-Source) | 293VAN048**AA* | ADP |  | CE(P,V)4824G1K*+TXV | 987MC60060C21*** | 43000 | 20 | 9.5 | 46500 | 36800 | 79.14% | 1.88 | 0 | 10 |  |  |  | No | R-454B | 3.5833 | Residential & Commercial | Ducted CEE Tier 1
212479869 | Central HP <5.4 tons | CARRIER | HRCU-A-CB (Split System: Heat Pump with Remote Outdoor Unit-Air-Source) | 38MURAQ24AB3* | ADP |  | V,C36H175P149 | 58S(B,C)*A070E17**16 | 24800 | 16 | 8.1 | 25200 | 21800 | 86.51% | 1.82 | 0 | 10.5 |  |  |  | No | R-410A | 2.0667 | Residential & Commercial | Ducted CEE Tier 1
212480039 | Central HP <5.4 tons | CARRIER | HRCU-A-CB (Split System: Heat Pump with Remote Outdoor Unit-Air-Source) | 38MURAQ24AB3* | ADP |  | PL36H210P749 | 59SC2D080E17**16 | 24200 | 17 | 8.1 | 24600 | 22400 | 91.06% | 1.88 | 0 | 10.5 |  |  |  | No | R-410A | 2.0167 | Residential & Commercial | Ducted CEE Tier 1
212520206 | Central HP <5.4 tons | CARRIER | HRCU-A-CB (Split System: Heat Pump with Remote Outdoor Unit-Air-Source) | 38MURAQ24AB3* | ADP |  | H,PG34936 | 58S(B,C)*A045E17**12 | 24200 | 17 | 8.5 | 24600 | 22200 | 90.24% | 1.86 | 0 | 10 |  |  |  | No | R-410A | 2.0167 | Residential & Commercial | Ducted CEE Tier 1
212520223 | Central HP <5.4 tons | CARRIER | HRCU-A-CB (Split System: Heat Pump with Remote Outdoor Unit-Air-Source) | 38MURAQ24AB3* | ADP |  | H,PG9J936 | 58S(B,C)*A070E21**16 | 24200 | 17 | 8.1 | 24600 | 22400 | 91.06% | 1.9 | 0 | 10.5 |  |  |  | No | R-410A | 2.0167 | Residential & Commercial | Ducted CEE Tier 1
212520256 | Central HP <5.4 tons | CARRIER | HRCU-A-CB (Split System: Heat Pump with Remote Outdoor Unit-Air-Source) | 38MURAQ24AB3* | ADP |  | H,PG24936 | 58SU*A040E17**12 | 23600 | 17 | 8.5 | 24800 | 23400 | 94.35% | 1.98 | 0 | 10 |  |  |  | No | R-410A | 1.9667 | Residential & Commercial | Ducted CEE Tier 1
210474512 | Central HP <5.4 tons | KENMORE | HRCU-A-CB (Split System: Heat Pump with Remote Outdoor Unit-Air-Source) | (C,H,T)VH825GKA3* |  |  | EHD4X48AAL+WALLCON | *80CTL0451712A* | 24200 | 16 | 8.1 | 21400 | 16700 | 78.04% | 2 | 0 | 10.5 |  |  |  | No | R-410A | 2.0167 | Residential & Commercial | Ducted CEE Tier 1
210474655 | Central HP <5.4 tons | KENMORE | HRCU-A-CB (Split System: Heat Pump with Remote Outdoor Unit-Air-Source) | (C,H,T)VH825GKA3* |  |  | EHD4X48AAL+WALLCON | *97CMN0602120A* | 24200 | 16 | 8.1 | 21400 | 16700 | 78.04% | 2 | 0 | 10.5 |  |  |  | No | R-410A | 2.0167 | Residential & Commercial | Ducted CEE Tier 1
210474380 | Central HP <5.4 tons | KENMORE | HRCU-A-CB (Split System: Heat Pump with Remote Outdoor Unit-Air-Source) | (C,H,T)VH825GKA3* |  |  | EHD4X42AAL+WALLCON | *97CMN1002122A* | 24200 | 16 | 8.1 | 21400 | 16600 | 77.57% | 2 | 0 | 10.5 |  |  |  | No | R-410A | 2.0167 | Residential & Commercial | Ducted CEE Tier 1
210474012 | Central HP <5.4 tons | KENMORE | HRCU-A-CB (Split System: Heat Pump with Remote Outdoor Unit-Air-Source) | (C,H,T)VH825GKA3* |  |  | EN(A,D,W)4X48L21**+WALLCON | *97CMN0801714A* | 24000 | 16.5 | 8.1 | 21400 | 16700 | 78.04% | 2 | 0 | 11 |  |  |  | No | R-410A | 2 | Residential & Commercial | Ducted CEE Tier 1
214570416 | Central HP <5.4 tons | KENMORE | HRCU-A-CB (Split System: Heat Pump with Remote Outdoor Unit-Air-Source) | (C,H,T)VH825GKA3* |  |  | EA*4X36L21A*+WALLCON | *97CMN0802120B* | 23600 | 16.5 | 8.1 | 21400 | 16600 | 77.57% | 1.94 | 0 | 10.5 |  |  |  | No | R-410A | 1.9667 | Residential & Commercial | Ducted CEE Tier 1
214295966 | Central HP <5.4 tons | MOOVAIR | HRCU-A-C (Split System: Heat Pump with Remote Outdoor Unit with No Indoor Fan --Air Source) | DMC36HOS20230E7 |  |  | CUB36HAC20CWT7A |  | 35000 | 15.2 | 8.5 | 36000 | 30000 | 83.33% | 1.8 | 0 | 10 |  |  |  | No | R-410A | 2.9167 | Residential & Commercial | Ducted CEE Tier 1
215821494 | Central HP <5.4 tons | COLEMAN | HRCU-A-CB (Split System: Heat Pump with Remote Outdoor Unit-Air-Source) | HH824E2S11 | ADP |  | A24VBA*+TXV+AEFE4B* |  | 24000 | 19 | 9.45 | 22400 | 16600 | 74.11% | 2.1 | 0 | 12 |  |  |  | No | R-454B | 2 | Residential & Commercial | Ducted CEE Tier 1
215832569 | Central HP <5.4 tons | COLEMAN | HRCU-A-CB (Split System: Heat Pump with Remote Outdoor Unit-Air-Source) | HH824E2S11 | ADP |  | A36VDA*+TXV+AEFE4B* |  | 24000 | 19 | 9.5 | 22400 | 16600 | 74.11% | 2.1 | 0 | 12 |  |  |  | No | R-454B | 2 | Residential & Commercial | Ducted CEE Tier 1
214584574 | Central HP <5.4 tons | CHAMPION HEATING AND COOLING | HRCU-A-CB (Split System: Heat Pump with Remote Outdoor Unit-Air-Source) | HH824E2S11 |  |  | CTM30B5ACS1 | Z8ES100B12SMPS1 | 23000 | 18 | 9.5 | 23000 | 19400 | 84.35% | 2 | 0 | 12 |  |  |  | No | R-454B | 1.9167 | Residential & Commercial | Ducted CEE Tier 1
214584619 | Central HP <5.4 tons | CHAMPION HEATING AND COOLING | HRCU-A-CB (Split System: Heat Pump with Remote Outdoor Unit-Air-Source) | HH824E2S11 |  |  | CTF36B5ADS1 | Z8ES080B12SMPS1 | 23000 | 19 | 9.5 | 23000 | 18600 | 80.87% | 2 | 0 | 12 |  |  |  | No | R-454B | 1.9167 | Residential & Commercial | Ducted CEE Tier 1
216030975 | Central HP <5.4 tons | MOOVAIR | HRCU-A-CB (Split System: Heat Pump with Remote Outdoor Unit-Air-Source) | MSHMA18R2AN1 |  |  | MAHHA18R4AS1 |  | 18000 | 19 | 10.1 | 18000 | 18600 | 103.3% | 2.12 | 0 | 12.5 |  |  |  | No | R-454B | 1.5 | Residential & Commercial | Ducted CEE Tier 1
210474600 | Central HP <5.4 tons | KENMORE | HRCU-A-CB (Split System: Heat Pump with Remote Outdoor Unit-Air-Source) | (C,H,T)VH825GKA3* |  |  | EHD4X48AAL+WALLCON | *97CMN1002122A* | 24200 | 16 | 8.1 | 21200 | 16700 | 78.77% | 2.04 | 0 | 11 |  |  |  | No | R-410A | 2.0167 | Residential & Commercial | Ducted CEE Tier 1
210474248 | Central HP <5.4 tons | KENMORE | HRCU-A-CB (Split System: Heat Pump with Remote Outdoor Unit-Air-Source) | (C,H,T)VH825GKA3* |  |  | EHD4X42AAL+WALLCON | *95CSU1002122A* | 24200 | 16 | 8.1 | 21400 | 16600 | 77.57% | 2 | 0 | 11 |  |  |  | No | R-410A | 2.0167 | Residential & Commercial | Ducted CEE Tier 1
214825965 | Central HP <5.4 tons | BOSCH | HRCU-A-C (Split System: Heat Pump with Remote Outdoor Unit with No Indoor Fan --Air Source) | BOVA-60MTB-M19E |  |  | BMAC4248DBTA |  | 43500 | 15.2 | 8.5 | 46000 | 40500 | 88.04% | 1.8 | 0 | 11.7 |  |  |  | No | R-454B | 3.625 | Residential & Commercial | Ducted CEE Tier 1
216487920 | Central HP <5.4 tons | BRYANT HEATING AND COOLING SYSTEMS | HRCU-A-CB (Split System: Heat Pump with Remote Outdoor Unit-Air-Source) | 293VAN036**AA* | ADP |  | H,PG53*36+TXV | 986TD30040C14*** | 32400 | 18 | 9 | 32200 | 25600 | 79.5% | 1.96 | 0 | 10.5 |  |  |  | No | R-454B | 2.7 | Residential & Commercial | Ducted CEE Tier 1
216487527 | Central HP <5.4 tons | BRYANT HEATING AND COOLING SYSTEMS | HRCU-A-CB (Split System: Heat Pump with Remote Outdoor Unit-Air-Source) | 290VAN048**AA* | ADP |  | CE(P,V)6021G48*+TXV | 987MC60080C21*** | 45000 | 18 | 9 | 45500 | 33200 | 72.97% | 2.06 | 0 | 10 |  |  |  | No | R-454B | 3.75 | Residential & Commercial | Ducted CEE Tier 1
216487537 | Central HP <5.4 tons | BRYANT HEATING AND COOLING SYSTEMS | HRCU-A-CB (Split System: Heat Pump with Remote Outdoor Unit-Air-Source) | 290VAN048**AA* | ADP |  | CE(P,V)6024G48*+TXV | 987MC66100C21*** | 45000 | 18 | 9 | 45500 | 33200 | 72.97% | 2.06 | 0 | 10 |  |  |  | No | R-454B | 3.75 | Residential & Commercial | Ducted CEE Tier 1
216487870 | Central HP <5.4 tons | BRYANT HEATING AND COOLING SYSTEMS | HRCU-A-CB (Split System: Heat Pump with Remote Outdoor Unit-Air-Source) | 290VAN048**AA* | ADP |  | CE(P,V)6024G48*+TXV | 986TD60080C21*** | 45000 | 18 | 9 | 45500 | 33200 | 72.97% | 2.06 | 0 | 10 |  |  |  | No | R-454B | 3.75 | Residential & Commercial | Ducted CEE Tier 1
210474314 | Central HP <5.4 tons | KENMORE | HRCU-A-CB (Split System: Heat Pump with Remote Outdoor Unit-Air-Source) | (C,H,T)VH825GKA3* |  |  | EHD4X42AAL+WALLCON | *80CTL1352422A* | 24200 | 16 | 8.1 | 21400 | 16600 | 77.57% | 2 | 0 | 10.5 |  |  |  | No | R-410A | 2.0167 | Residential & Commercial | Ducted CEE Tier 1
210474468 | Central HP <5.4 tons | KENMORE | HRCU-A-CB (Split System: Heat Pump with Remote Outdoor Unit-Air-Source) | (C,H,T)VH825GKA3* |  |  | EHD4X48AAL+WALLCON | *95CSU1002122A* | 24200 | 16.5 | 8.1 | 21200 | 16600 | 78.3% | 2.02 | 0 | 11 |  |  |  | No | R-410A | 2.0167 | Residential & Commercial | Ducted CEE Tier 1
210474100 | Central HP <5.4 tons | KENMORE | HRCU-A-CB (Split System: Heat Pump with Remote Outdoor Unit-Air-Source) | (C,H,T)VH825GKA3* |  |  | EN(A,D)4X48L24**+WALLCON | *80CTL1352422A* | 24200 | 17 | 8.1 | 21400 | 16600 | 77.57% | 2.02 | 0 | 11.5 |  |  |  | No | R-410A | 2.0167 | Residential & Commercial | Ducted CEE Tier 1
210474133 | Central HP <5.4 tons | KENMORE | HRCU-A-CB (Split System: Heat Pump with Remote Outdoor Unit-Air-Source) | (C,H,T)VH825GKA3* |  |  | EN(A,D)4X48L24**+WALLCON | *97CMN1202422A* | 24200 | 16.5 | 8.1 | 21400 | 16600 | 77.57% | 2 | 0 | 11 |  |  |  | No | R-410A | 2.0167 | Residential & Commercial | Ducted CEE Tier 1
210473081 | Central HP <5.4 tons | KENMORE | HRCU-A-CB (Split System: Heat Pump with Remote Outdoor Unit-Air-Source) | (C,H,T)VH825GKA3* |  |  | EA*4X42L24A*+WALLCON | *97CMN0602120A* | 23600 | 16.5 | 8.1 | 21400 | 16700 | 78.04% | 1.96 | 0 | 11 |  |  |  | No | R-410A | 1.9667 | Residential & Commercial | Ducted CEE Tier 1
210473114 | Central HP <5.4 tons | KENMORE | HRCU-A-CB (Split System: Heat Pump with Remote Outdoor Unit-Air-Source) | (C,H,T)VH825GKA3* |  |  | EA*4X43L21A*+WALLCON | *95CSU1002122A* | 24400 | 17 | 8.5 | 21200 | 16600 | 78.3% | 2.04 | 0 | 11 |  |  |  | No | R-410A | 2.0333 | Residential & Commercial | Ducted CEE Tier 1
210473213 | Central HP <5.4 tons | KENMORE | HRCU-A-CB (Split System: Heat Pump with Remote Outdoor Unit-Air-Source) | (C,H,T)VH825GKA3* |  |  | EA*4X43L21A*+WALLCON | *97CMN0801714A* | 24400 | 16.5 | 8.1 | 21200 | 16700 | 78.77% | 2.02 | 0 | 11 |  |  |  | No | R-410A | 2.0333 | Residential & Commercial | Ducted CEE Tier 1
216494103 | Central HP <5.4 tons | BRYANT HEATING AND COOLING SYSTEMS | HRCU-A-CB (Split System: Heat Pump with Remote Outdoor Unit-Air-Source) | 290VAN024**AA* | ADP |  | CE(P,V)3621G34*+TXV | 88*TB48090C17*** | 23200 | 17 | 9 | 22400 | 16200 | 72.32% | 1.98 | 0 | 10.5 |  |  |  | No | R-454B | 1.9333 | Residential & Commercial | Ducted CEE Tier 1
212520157 | Central HP <5.4 tons | CARRIER | HRCU-A-CB (Split System: Heat Pump with Remote Outdoor Unit-Air-Source) | 38MURAQ18AB3* | ADP |  | H,PG32936 | 58S(B,C)*A070E14**12 | 17100 | 16 | 8.5 | 16800 | 18400 | 109.5% | 2.26 | 0 | 10.5 |  |  |  | No | R-410A | 1.425 | Residential & Commercial | Ducted CEE Tier 1
212520190 | Central HP <5.4 tons | CARRIER | HRCU-A-CB (Split System: Heat Pump with Remote Outdoor Unit-Air-Source) | 38MURAQ18AB3* | ADP |  | H,PG34936 | 58TP*A070V14**12 | 17700 | 16 | 8.5 | 16900 | 18400 | 108.9% | 2.26 | 0 | 11 |  |  |  | No | R-410A | 1.475 | Residential & Commercial | Ducted CEE Tier 1
212520191 | Central HP <5.4 tons | CARRIER | HRCU-A-CB (Split System: Heat Pump with Remote Outdoor Unit-Air-Source) | 38MURAQ18AB3* | ADP |  | H,PG9J936 | 58TP*A070V14**12 | 17700 | 16 | 8.5 | 16900 | 18400 | 108.9% | 2.26 | 0 | 11 |  |  |  | No | R-410A | 1.475 | Residential & Commercial | Ducted CEE Tier 1
216487529 | Central HP <5.4 tons | BRYANT HEATING AND COOLING SYSTEMS | HRCU-A-CB (Split System: Heat Pump with Remote Outdoor Unit-Air-Source) | 290VAN048**AA* | ADP |  | CE(P,V)6024G48*+TXV | 987MC60080C21*** | 45000 | 18 | 9 | 45500 | 33200 | 72.97% | 2.06 | 0 | 10 |  |  |  | No | R-454B | 3.75 | Residential & Commercial | Ducted CEE Tier 1
216487486 | Central HP <5.4 tons | BRYANT HEATING AND COOLING SYSTEMS | HRCU-A-CB (Split System: Heat Pump with Remote Outdoor Unit-Air-Source) | 290VAN048**AA* | ADP |  | CE(P,V)6021G48*+TXV | 88*TB60090C21*** | 45000 | 18 | 9 | 45500 | 33000 | 72.53% | 2.08 | 0 | 10 |  |  |  | No | R-454B | 3.75 | Residential & Commercial | Ducted CEE Tier 1
216494145 | Central HP <5.4 tons | BRYANT HEATING AND COOLING SYSTEMS | HRCU-A-CB (Split System: Heat Pump with Remote Outdoor Unit-Air-Source) | 293VAN036**AA* | ADP |  | CE(P,V)3621G34*+TXV | 88*TB60110C21*** | 32800 | 20 | 9.5 | 32800 | 25800 | 78.66% | 2.04 | 0 | 11.5 |  |  |  | No | R-454B | 2.7333 | Residential & Commercial | Ducted CEE Tier 1
216494146 | Central HP <5.4 tons | BRYANT HEATING AND COOLING SYSTEMS | HRCU-A-CB (Split System: Heat Pump with Remote Outdoor Unit-Air-Source) | 293VAN036**AA* | ADP |  | CE(P,V)3621G34*+TXV | 88*TB66135C24*** | 32200 | 20 | 9.5 | 32400 | 25400 | 78.4% | 2.06 | 0 | 11 |  |  |  | No | R-454B | 2.6833 | Residential & Commercial | Ducted CEE Tier 1
216487613 | Central HP <5.4 tons | BRYANT HEATING AND COOLING SYSTEMS | HRCU-A-CB (Split System: Heat Pump with Remote Outdoor Unit-Air-Source) | 293VAN036**AA* | ADP |  | CE(P,V)3614G34*+TXV | 987MC42080C17*** | 32400 | 19 | 9.5 | 33800 | 26800 | 79.29% | 2 | 0 | 11 |  |  |  | No | R-454B | 2.7 | Residential & Commercial | Ducted CEE Tier 1
216487628 | Central HP <5.4 tons | BRYANT HEATING AND COOLING SYSTEMS | HRCU-A-CB (Split System: Heat Pump with Remote Outdoor Unit-Air-Source) | 293VAN036**AA* | ADP |  | CE(P,V)3614G34*+TXV | 987MC66120C24*** | 32200 | 20 | 9.5 | 32600 | 25600 | 78.53% | 2.06 | 0 | 11 |  |  |  | No | R-454B | 2.6833 | Residential & Commercial | Ducted CEE Tier 1
215934301 | Central HP <5.4 tons | KEEPRITE | HRCU-A-CB (Split System: Heat Pump with Remote Outdoor Unit-Air-Source) | C5H3V48*K*AAA* |  |  | EA*5X61M24A*+WALLCON | *80CSU1002120A* | 45500 | 21 | 9.5 | 48500 | 36800 | 75.88% | 2 | 0 | 11 |  |  |  | No | R-454B | 3.7917 | Residential & Commercial | Ducted CEE Tier 1
210473433 | Central HP <5.4 tons | KENMORE | HRCU-A-CB (Split System: Heat Pump with Remote Outdoor Unit-Air-Source) | (C,H,T)VH825GKA3* |  |  | EA*4X48L21A*+WALLCON | *97CMN0602120A* | 24000 | 16.5 | 8.1 | 21000 | 16600 | 79.05% | 2 | 0 | 11 |  |  |  | No | R-410A | 2 | Residential & Commercial | Ducted CEE Tier 1
210473444 | Central HP <5.4 tons | KENMORE | HRCU-A-CB (Split System: Heat Pump with Remote Outdoor Unit-Air-Source) | (C,H,T)VH825GKA3* |  |  | EA*4X48L24A*+WALLCON | *95CSU0802120A* | 24200 | 17 | 8.1 | 21000 | 16500 | 78.57% | 2.02 | 0 | 11 |  |  |  | No | R-410A | 2.0167 | Residential & Commercial | Ducted CEE Tier 1
210473015 | Central HP <5.4 tons | KENMORE | HRCU-A-CB (Split System: Heat Pump with Remote Outdoor Unit-Air-Source) | (C,H,T)VH825GKA3* |  |  | EA*4X42L24A*+WALLCON | *80CSU1002120A* | 23800 | 16.5 | 8.1 | 21400 | 16600 | 77.57% | 1.94 | 0 | 10.5 |  |  |  | No | R-410A | 1.9833 | Residential & Commercial | Ducted CEE Tier 1
210473092 | Central HP <5.4 tons | KENMORE | HRCU-A-CB (Split System: Heat Pump with Remote Outdoor Unit-Air-Source) | (C,H,T)VH825GKA3* |  |  | EA*4X43L21A*+WALLCON | *95CSU0601716A* | 24400 | 16.5 | 8.1 | 21200 | 16700 | 78.77% | 2.02 | 0 | 10.5 |  |  |  | No | R-410A | 2.0333 | Residential & Commercial | Ducted CEE Tier 1
210472817 | Central HP <5.4 tons | KENMORE | HRCU-A-CB (Split System: Heat Pump with Remote Outdoor Unit-Air-Source) | (C,H,T)VH825GKA3* |  |  | EA*4X42L21A*+WALLCON | *95CSU0601716A* | 23600 | 16.5 | 8.1 | 21400 | 16700 | 78.04% | 1.94 | 0 | 10.5 |  |  |  | No | R-410A | 1.9667 | Residential & Commercial | Ducted CEE Tier 1
215668774 | Central HP <5.4 tons | ARCOAIRE | HRCU-A-CB (Split System: Heat Pump with Remote Outdoor Unit-Air-Source) | H5H0V36*K*AAA* |  |  | EA*5X37M21A*+WALLCON | *96CTN0801714B* | 34400 | 18 | 9 | 35400 | 25200 | 71.19% | 1.9 | 0 | 10 |  |  |  | No | R-454B | 2.8667 | Residential & Commercial | Ducted CEE Tier 1
215223125 | Central HP <5.4 tons | BRYANT HEATING AND COOLING SYSTEMS | HRCU-A-CB (Split System: Heat Pump with Remote Outdoor Unit-Air-Source) | 288BNV025*0**C* | ADP |  | H,PE9J936 | 987MB42060C17*** | 23600 | 16 | 8.1 | 19400 | 16300 | 84.02% | 2 | 0 | 10.5 |  |  |  | No | R-410A | 1.9667 | Residential & Commercial | Ducted CEE Tier 1
216494102 | Central HP <5.4 tons | BRYANT HEATING AND COOLING SYSTEMS | HRCU-A-CB (Split System: Heat Pump with Remote Outdoor Unit-Air-Source) | 290VAN024**AA* | ADP |  | CE(P,V)3621G34*+TXV | 88*TB48070C17*** | 23200 | 17 | 9 | 22600 | 16200 | 71.68% | 1.98 | 0 | 10 |  |  |  | No | R-454B | 1.9333 | Residential & Commercial | Ducted CEE Tier 1
216487357 | Central HP <5.4 tons | BRYANT HEATING AND COOLING SYSTEMS | HRCU-A-CB (Split System: Heat Pump with Remote Outdoor Unit-Air-Source) | 290VAN024**AA* | ADP |  | CE(P,V)3614G34*+TXV | 88*TB66135C24*** | 23400 | 16 | 8.5 | 22400 | 16000 | 71.43% | 1.88 | 0 | 10 |  |  |  | No | R-454B | 1.95 | Residential & Commercial | Ducted CEE Tier 1
216487630 | Central HP <5.4 tons | BRYANT HEATING AND COOLING SYSTEMS | HRCU-A-CB (Split System: Heat Pump with Remote Outdoor Unit-Air-Source) | 293VAN036**AA* | ADP |  | CE(P,V)3617G34*+TXV | 987MC66120C24*** | 32200 | 20 | 9.5 | 32600 | 25600 | 78.53% | 2.06 | 0 | 11 |  |  |  | No | R-454B | 2.6833 | Residential & Commercial | Ducted CEE Tier 1
216487646 | Central HP <5.4 tons | BRYANT HEATING AND COOLING SYSTEMS | HRCU-A-CB (Split System: Heat Pump with Remote Outdoor Unit-Air-Source) | 293VAN048**AA* | ADP |  | CE(P,V)6024G48*+TXV | 88*TB48070C17*** | 43500 | 20 | 9 | 47000 | 37000 | 78.72% | 2 | 0 | 10.5 |  |  |  | No | R-454B | 3.625 | Residential & Commercial | Ducted CEE Tier 1
216487660 | Central HP <5.4 tons | BRYANT HEATING AND COOLING SYSTEMS | HRCU-A-CB (Split System: Heat Pump with Remote Outdoor Unit-Air-Source) | 293VAN048**AA* | ADP |  | CE(P,V)6021G48*+TXV | 88*TB60070C21*** | 44500 | 21 | 9.5 | 46500 | 36200 | 77.85% | 2 | 0 | 11 |  |  |  | No | R-454B | 3.7083 | Residential & Commercial | Ducted CEE Tier 1
216487664 | Central HP <5.4 tons | BRYANT HEATING AND COOLING SYSTEMS | HRCU-A-CB (Split System: Heat Pump with Remote Outdoor Unit-Air-Source) | 293VAN048**AA* | ADP |  | CE(P,V)4817G1K*+TXV | 88*TB60070C21*** | 43500 | 21 | 9.5 | 46500 | 36200 | 77.85% | 2 | 0 | 10.5 |  |  |  | No | R-454B | 3.625 | Residential & Commercial | Ducted CEE Tier 1
216487678 | Central HP <5.4 tons | BRYANT HEATING AND COOLING SYSTEMS | HRCU-A-CB (Split System: Heat Pump with Remote Outdoor Unit-Air-Source) | 293VAN048**AA* | ADP |  | CE(P,V)6024G48*+TXV | 88*TB60110C21*** | 45000 | 21 | 9.5 | 46000 | 35800 | 77.83% | 2 | 0 | 11 |  |  |  | No | R-454B | 3.75 | Residential & Commercial | Ducted CEE Tier 1
214053763 | Central HP <5.4 tons | LENNOX | HRCU-A-CB (Split System: Heat Pump with Remote Outdoor Unit-Air-Source) | SL25XPV-048-230A** | ADP |  | HG50960 | SLP99UH090XV48C* | 45500 | 20 | 9.3 | 42000 | 36000 | 85.71% | 1.86 | 0 | 12 |  |  |  | No | R-410A | 3.7917 | Residential & Commercial | Ducted CEE Tier 1
215676827 | Central HP <5.4 tons | ARCOAIRE | HRCU-A-CB (Split System: Heat Pump with Remote Outdoor Unit-Air-Source) | H5H0V48*K*AAA* |  |  | EVD5X61M21A*+WALLCON | *96CTN0801714B* | 48000 | 19 | 9 | 50000 | 36400 | 72.8% | 2.02 | 0 | 10 |  |  |  | No | R-454B | 4 | Residential & Commercial | Ducted CEE Tier 1
214771734 | Central HP <5.4 tons | BOSCH | HRCU-A-CB (Split System: Heat Pump with Remote Outdoor Unit-Air-Source) | BOVA-60RTB-M20S |  |  | BMAC4248BBTA | BGH96M080B3C | 42500 | 16 | 8.8 | 43500 | 31000 | 71.26% | 1.8 | 0 | 11.7 |  |  |  | No | R-454B | 3.5417 | Residential & Commercial | Ducted CEE Tier 1
213738554 | Central HP <5.4 tons | DAY & NIGHT | HRCU-A-CB (Split System: Heat Pump with Remote Outdoor Unit-Air-Source) | DLCURAH36ABK | ADP |  | FG82936 | *95MSU0401712A* | 35800 | 15.2 | 8.1 | 36800 | 34800 | 94.57% | 2 | 0 | 10 |  |  |  | No | R-410A | 2.9833 | Residential & Commercial | Ducted CEE Tier 1
216487900 | Central HP <5.4 tons | BRYANT HEATING AND COOLING SYSTEMS | HRCU-A-CB (Split System: Heat Pump with Remote Outdoor Unit-Air-Source) | 291VAN054**AA* | ADP |  | CE(P,V)6024G48*+TXV | 986TD42080C17*** | 48000 | 18 | 9 | 48500 | 49500 | 102.1% | 1.96 | 0 | 12 |  |  |  | No | R-454B | 4 | Residential & Commercial | Ducted CEE Tier 1
214296070 | Central HP <5.4 tons | Econas | HRCU-A-C (Split System: Heat Pump with Remote Outdoor Unit with No Indoor Fan --Air Source) | EOD30U-30HFN1-MR0(X) |  |  | EVB-36B23T4N1 |  | 29000 | 15.2 | 8.5 | 31000 | 22600 | 72.9% | 1.8 | 0 | 10 |  |  |  | No | R-410A | 2.4167 | Residential & Commercial | Ducted CEE Tier 1
214584728 | Central HP <5.4 tons | FRASER-JOHNSTON | HRCU-A-CB (Split System: Heat Pump with Remote Outdoor Unit-Air-Source) | HH860E2S11 |  |  | CTF60D5CGS1 | Z8ES130D20SMPS1 | 45000 | 18 | 9 | 45000 | 33200 | 73.78% | 2 | 0 | 12 |  |  |  | No | R-454B | 3.75 | Residential & Commercial | Ducted CEE Tier 1
210471120 | Central HP <5.4 tons | KENMORE | HRCU-A-CB (Split System: Heat Pump with Remote Outdoor Unit-Air-Source) | (C,H,T)VH837GKA2* |  |  | EHD4X60AAL+WALLCON | *95CSU0802120A* | 33000 | 17 | 8.1 | 32200 | 24800 | 77.02% | 2.02 | 0 | 11.5 |  |  |  | No | R-410A | 2.75 | Residential & Commercial | Ducted CEE Tier 1
210471263 | Central HP <5.4 tons | KENMORE | HRCU-A-CB (Split System: Heat Pump with Remote Outdoor Unit-Air-Source) | (C,H,T)VH837GKA2* |  |  | EHD4X60AAL+WALLCON | *97CMN1202422A* | 33000 | 17 | 8.1 | 32200 | 25000 | 77.64% | 2 | 0 | 11 |  |  |  | No | R-410A | 2.75 | Residential & Commercial | Ducted CEE Tier 1
210470852 | Central HP <5.4 tons | KENMORE | HRCU-A-CB (Split System: Heat Pump with Remote Outdoor Unit-Air-Source) | (C,H,T)VH837GKA2* |  |  | EN(A,D)4X48L24**+WALLCON | *95CSU1002122A* | 32400 | 17.5 | 8.1 | 32800 | 24600 | 75% | 1.98 | 0 | 11.7 |  |  |  | No | R-410A | 2.7 | Residential & Commercial | Ducted CEE Tier 1
216487585 | Central HP <5.4 tons | BRYANT HEATING AND COOLING SYSTEMS | HRCU-A-CB (Split System: Heat Pump with Remote Outdoor Unit-Air-Source) | 293VAN036**AA* | ADP |  | CE(P,V)3617G34*+TXV | 88*TB36070C14*** | 33000 | 19 | 9 | 33600 | 26600 | 79.17% | 1.92 | 0 | 10.5 |  |  |  | No | R-454B | 2.75 | Residential & Commercial | Ducted CEE Tier 1
215678247 | Central HP <5.4 tons | ARCOAIRE | HRCU-A-CB (Split System: Heat Pump with Remote Outdoor Unit-Air-Source) | H5H0V24*K*AAA* |  |  | EA*5X25M17A*+WALLCON | *97CTN0601716A* | 23800 | 17 | 9 | 23400 | 16500 | 70.51% | 2 | 0 | 10 |  |  |  | No | R-454B | 1.9833 | Residential & Commercial | Ducted CEE Tier 1
207698172 | Central HP <5.4 tons | Honeywell | HRCU-A-CB (Split System: Heat Pump with Remote Outdoor Unit-Air-Source) | HOH16S-60AA |  |  | HVTAN-60A |  | 54000 | 15.2 | 8.5 | 54000 | 38000 | 70.37% | 1.9 | 10 | 10 |  |  |  | No | R-410A | 4.5 | Residential & Commercial | Ducted CEE Tier 1
211652990 | Central HP <5.4 tons | LENNOX | HRCU-A-CB (Split System: Heat Pump with Remote Outdoor Unit-Air-Source) | SL25XPV-024-230A** | ADP |  | LP36/37R9 | SL297UH060NV36B* | 22800 | 22 | 10 | 19600 | 19600 | 100% | 1.96 | 0 | 14.5 |  |  |  | No | R-410A | 1.9 | Residential & Commercial | Ducted CEE Tier 1
212520257 | Central HP <5.4 tons | CARRIER | HRCU-A-CB (Split System: Heat Pump with Remote Outdoor Unit-Air-Source) | 38MURAQ24AB3* | ADP |  | H,PG32936 | 58SU*A040E17**12 | 23600 | 17 | 8.5 | 24800 | 23400 | 94.35% | 1.98 | 0 | 10 |  |  |  | No | R-410A | 1.9667 | Residential & Commercial | Ducted CEE Tier 1
212520289 | Central HP <5.4 tons | CARRIER | HRCU-A-CB (Split System: Heat Pump with Remote Outdoor Unit-Air-Source) | 38MURAQ24AB3* | ADP |  | H,PG32936 | 58TP*A110V21**22 | 23200 | 17 | 8.1 | 24400 | 23200 | 95.08% | 1.96 | 0 | 10 |  |  |  | No | R-410A | 1.9333 | Residential & Commercial | Ducted CEE Tier 1
213206439 | Central HP <5.4 tons | CARRIER | HRCU-A-CB (Split System: Heat Pump with Remote Outdoor Unit-Air-Source) | 38MURAQ24AB3* | ASPEN |  | D(A,C,E)30C44+TDR | 59SC2D060E17**14 | 23800 | 17 | 8.1 | 26400 | 20400 | 77.27% | 2.85 | 0 | 10 |  |  |  | No | R-410A | 1.9833 | Residential & Commercial | Ducted CEE Tier 1
213206441 | Central HP <5.4 tons | CARRIER | HRCU-A-CB (Split System: Heat Pump with Remote Outdoor Unit-Air-Source) | 38MURAQ24AB3* | ASPEN |  | D(A,C,E)36B34+TDR | 59SC2D060E17**14 | 23800 | 17 | 8.1 | 26400 | 20400 | 77.27% | 2.85 | 0 | 10 |  |  |  | No | R-410A | 1.9833 | Residential & Commercial | Ducted CEE Tier 1
213206575 | Central HP <5.4 tons | CARRIER | HRCU-A-CB (Split System: Heat Pump with Remote Outdoor Unit-Air-Source) | 38MURAQ24AB3* | ASPEN |  | D(A,C,E)30B34+TDR | 59TP6B040V17**12 | 23000 | 16 | 8.1 | 25800 | 20200 | 78.29% | 2.63 | 0 | 10 |  |  |  | No | R-410A | 1.9167 | Residential & Commercial | Ducted CEE Tier 1
212479856 | Central HP <5.4 tons | CARRIER | HRCU-A-CB (Split System: Heat Pump with Remote Outdoor Unit-Air-Source) | 38MURAQ24AB3* | ADP |  | A36VCA+TXV | 58S(B,C)*A070E17**12 | 23200 | 17 | 8.5 | 24000 | 23200 | 96.67% | 1.98 | 0 | 10 |  |  |  | No | R-410A | 1.9333 | Residential & Commercial | Ducted CEE Tier 1
212479917 | Central HP <5.4 tons | CARRIER | HRCU-A-CB (Split System: Heat Pump with Remote Outdoor Unit-Air-Source) | 38MURAQ24AB3* | ADP |  | PL36H210P299 | 58SP*A070V17**16 | 24600 | 17 | 8.5 | 23800 | 20800 | 87.39% | 1.78 | 0 | 10.5 |  |  |  | No | R-410A | 2.05 | Residential & Commercial | Ducted CEE Tier 1
211206852 | Central HP <5.4 tons | CHAMPION HEATING AND COOLING | HRCU-A-CB (Split System: Heat Pump with Remote Outdoor Unit-Air-Source) | HL20B2421 |  |  | XAMB24DE1N1+CC | TPLC080B12MP13 | 22400 | 18 | 8.5 | 23600 | 18400 | 77.97% | 1.92 | 0 | 12 |  |  |  | No | R-410A | 1.8667 | Residential & Commercial | Ducted CEE Tier 1
216487366 | Central HP <5.4 tons | BRYANT HEATING AND COOLING SYSTEMS | HRCU-A-CB (Split System: Heat Pump with Remote Outdoor Unit-Air-Source) | 290VAN024**AA* | ADP |  | CE(P,V)3614G34*+TXV | 987MC42060C17*** | 23000 | 17 | 9 | 22600 | 16300 | 72.12% | 1.98 | 0 | 10 |  |  |  | No | R-454B | 1.9167 | Residential & Commercial | Ducted CEE Tier 1
216487804 | Central HP <5.4 tons | BRYANT HEATING AND COOLING SYSTEMS | HRCU-A-CB (Split System: Heat Pump with Remote Outdoor Unit-Air-Source) | 290VAN024**AA* | ADP |  | CE(P,V)3614G34*+TXV | 986TD42080C17*** | 23200 | 17 | 9 | 22600 | 16200 | 71.68% | 1.98 | 0 | 10 |  |  |  | No | R-454B | 1.9333 | Residential & Commercial | Ducted CEE Tier 1
212603131 | Central HP <5.4 tons | DAY & NIGHT | HRCU-A-CB (Split System: Heat Pump with Remote Outdoor Unit-Air-Source) | DLCURAH24ABK | ADP |  | V,G36H175P159 | *80ESU0601716A | 25000 | 17 | 8.5 | 25000 | 21400 | 85.6% | 1.82 | 0 | 10.5 |  |  |  | No | R-410A | 2.0833 | Residential & Commercial | Ducted CEE Tier 1
212603147 | Central HP <5.4 tons | DAY & NIGHT | HRCU-A-CB (Split System: Heat Pump with Remote Outdoor Unit-Air-Source) | DLCURAH24ABK | ADP |  | PL36H175P069 | *80VSL0701716A* | 24000 | 17 | 8.5 | 24400 | 22400 | 91.8% | 1.9 | 0 | 10 |  |  |  | No | R-410A | 2 | Residential & Commercial | Ducted CEE Tier 1
212603152 | Central HP <5.4 tons | DAY & NIGHT | HRCU-A-CB (Split System: Heat Pump with Remote Outdoor Unit-Air-Source) | DLCURAH24ABK | ADP |  | V,G36H175P159 | *80VSL0701716A* | 24000 | 17 | 8.5 | 24400 | 22400 | 91.8% | 1.9 | 0 | 10 |  |  |  | No | R-410A | 2 | Residential & Commercial | Ducted CEE Tier 1
211245428 | Central HP <5.4 tons | KEEPRITE | HRCU-A-CB (Split System: Heat Pump with Remote Outdoor Unit-Air-Source) | DLCURAH24ABK |  |  | EN(A,D)4X36L21** | *80VSL0451716A* | 24200 | 16 | 8.1 | 26400 | 22800 | 86.36% | 1.88 | 0 | 10.5 |  |  |  | No | R-410A | 2.0167 | Residential & Commercial | Ducted CEE Tier 1
216487739 | Central HP <5.4 tons | BRYANT HEATING AND COOLING SYSTEMS | HRCU-A-CB (Split System: Heat Pump with Remote Outdoor Unit-Air-Source) | 293VAN060**AA* | ADP |  | CE(P,V)6021G48*+TXV | 88*TB60090C21*** | 55500 | 19 | 8.5 | 58500 | 46000 | 78.63% | 2.04 | 0 | 11 |  |  |  | No | R-454B | 4.625 | Residential & Commercial | Ducted CEE Tier 1
216487754 | Central HP <5.4 tons | BRYANT HEATING AND COOLING SYSTEMS | HRCU-A-CB (Split System: Heat Pump with Remote Outdoor Unit-Air-Source) | 293VAN060**AA* | ADP |  | CE(P,V)6024G48*+TXV | 987MC60080C21*** | 55500 | 18 | 8.1 | 58500 | 45500 | 77.78% | 1.95 | 0 | 11 |  |  |  | No | R-454B | 4.625 | Residential & Commercial | Ducted CEE Tier 1
212498508 | Central HP <5.4 tons | CARRIER | HRCU-A-CB (Split System: Heat Pump with Remote Outdoor Unit-Air-Source) | 38MURAQ18AB3* | ADP |  | CE2403A+TXV |  | 17700 | 17 | 8.7 | 17000 | 19400 | 114.1% | 2.32 | 0 | 11 |  |  |  | No | R-410A | 1.475 | Residential & Commercial | Ducted CEE Tier 1
210365428 | Central HP <5.4 tons | Dettson | HRCU-A-C (Split System: Heat Pump with Remote Outdoor Unit with No Indoor Fan --Air Source) | MHD-24 |  |  | MHD-CC2.0-17.5-M |  | 23000 | 15.2 | 9.8 | 24600 | 23000 | 93.5% | 2.08 | 11.3 | 11.7 |  |  |  | No | R-410A | 1.9167 | Residential & Commercial | Ducted CEE Tier 1
210365430 | Central HP <5.4 tons | INNOVAIR | HRCU-A-C (Split System: Heat Pump with Remote Outdoor Unit with No Indoor Fan --Air Source) | MHD-24 |  |  | MHD-CC2.0-17.5-M |  | 23000 | 15.2 | 9.8 | 24600 | 23000 | 93.5% | 2.08 | 11.3 | 11.7 |  |  |  | No | R-410A | 1.9167 | Residential & Commercial | Ducted CEE Tier 1
212632725 | Central HP <5.4 tons | LENNOX | HRCU-A-CB (Split System: Heat Pump with Remote Outdoor Unit-Air-Source) | SL25XPV-036-230A** | ADP |  | LD31/36Z9 | SL280DF060NV36B* | 33200 | 21 | 8.7 | 34400 | 29600 | 86.05% | 1.76 | 0 | 12.5 |  |  |  | No | R-410A | 2.7667 | Residential & Commercial | Ducted CEE Tier 1
212632770 | Central HP <5.4 tons | LENNOX | HRCU-A-CB (Split System: Heat Pump with Remote Outdoor Unit-Air-Source) | SL25XPV-036-230A** | ADP |  | LD24/35Y9 | SLP99DF110XV60C* | 33400 | 20 | 8.7 | 34400 | 29400 | 85.47% | 1.76 | 0 | 13 |  |  |  | No | R-410A | 2.7833 | Residential & Commercial | Ducted CEE Tier 1
215676927 | Central HP <5.4 tons | ARCOAIRE | HRCU-A-CB (Split System: Heat Pump with Remote Outdoor Unit-Air-Source) | H5H0V48*K*AAA* |  |  | EVD5X61M24A*+WALLCON | *97CMN1002122B* | 48500 | 19.5 | 9.5 | 50000 | 36800 | 73.6% | 2.12 | 0 | 10.5 |  |  |  | No | R-454B | 4.0417 | Residential & Commercial | Ducted CEE Tier 1
211206917 | Central HP <5.4 tons | CHAMPION HEATING AND COOLING | HRCU-A-CB (Split System: Heat Pump with Remote Outdoor Unit-Air-Source) | HL20B4821 |  |  | XAMC48HE3N1+CC | TM9V100C20MP12 | 43500 | 19 | 9 | 44500 | 36400 | 81.8% | 2.14 | 0 | 11.7 |  |  |  | No | R-410A | 3.625 | Residential & Commercial | Ducted CEE Tier 1
211010192 | Central HP <5.4 tons | FRASER-JOHNSTON | HRCU-A-CB (Split System: Heat Pump with Remote Outdoor Unit-Air-Source) | HL20B4821 |  |  | JHVVC48HE3C2N1+CC |  | 44500 | 19.5 | 8.5 | 44000 | 35200 | 80% | 2 | 0 | 12.4 |  |  |  | No | R-410A | 3.7083 | Residential & Commercial | Ducted CEE Tier 1
216494154 | Central HP <5.4 tons | BRYANT HEATING AND COOLING SYSTEMS | HRCU-A-CB (Split System: Heat Pump with Remote Outdoor Unit-Air-Source) | 293VAN048**AA* | ADP |  | CE(P,V)4824G1K*+TXV | 88*TB36070C14*** | 43000 | 19 | 8.5 | 47000 | 35000 | 74.47% | 1.8 | 0 | 11 |  |  |  | No | R-454B | 3.5833 | Residential & Commercial | Ducted CEE Tier 1
214670885 | Central HP <5.4 tons | GE | HRCU-A-CB (Split System: Heat Pump with Remote Outdoor Unit-Air-Source) | NS22H24MA4-**A | ADP |  | F,PE*E32924 |  | 23000 | 19 | 8.45 | 20400 | 15000 | 73.53% | 2.04 | 0 | 12.5 |  |  |  | No | R-410A | 1.9167 | Residential & Commercial | Ducted CEE Tier 1
215676087 | Central HP <5.4 tons | ARCOAIRE | HRCU-A-CB (Split System: Heat Pump with Remote Outdoor Unit-Air-Source) | H5H0V48*K*AAA* |  |  | EVM5X61M24A*+WALLCON | *96CTN1202422B* | 48500 | 19.5 | 9.5 | 50000 | 36600 | 73.2% | 2.12 | 0 | 10.5 |  |  |  | No | R-454B | 4.0417 | Residential & Commercial | Ducted CEE Tier 1
215676187 | Central HP <5.4 tons | ARCOAIRE | HRCU-A-CB (Split System: Heat Pump with Remote Outdoor Unit-Air-Source) | H5H0V48*K*AAA* |  |  | EVD5X48M24A*+WALLCON | *80CSU1002120A* | 47000 | 18.5 | 9 | 50000 | 36600 | 73.2% | 2.02 | 0 | 10 |  |  |  | No | R-454B | 3.9167 | Residential & Commercial | Ducted CEE Tier 1
216487405 | Central HP <5.4 tons | BRYANT HEATING AND COOLING SYSTEMS | HRCU-A-CB (Split System: Heat Pump with Remote Outdoor Unit-Air-Source) | 290VAN036**AA* | ADP |  | CE(P,V)3617G34*+TXV | 88*TB48090C17*** | 33200 | 18 | 9 | 34200 | 25200 | 73.68% | 1.86 | 0 | 10 |  |  |  | No | R-454B | 2.7667 | Residential & Commercial | Ducted CEE Tier 1
216487748 | Central HP <5.4 tons | BRYANT HEATING AND COOLING SYSTEMS | HRCU-A-CB (Split System: Heat Pump with Remote Outdoor Unit-Air-Source) | 293VAN060**AA* | ADP |  | CE(P,V)6021G48*+TXV | 987MC60060C21*** | 54500 | 18 | 8.5 | 59000 | 47000 | 79.66% | 2 | 0 | 10 |  |  |  | No | R-454B | 4.5417 | Residential & Commercial | Ducted CEE Tier 1
215223133 | Central HP <5.4 tons | BRYANT HEATING AND COOLING SYSTEMS | HRCU-A-CB (Split System: Heat Pump with Remote Outdoor Unit-Air-Source) | 288BNV025*0**C* | ADP |  | H,PG9J930 | 987MB66100C21*** | 23800 | 16 | 8.1 | 19800 | 16200 | 81.82% | 1.96 | 0 | 11 |  |  |  | No | R-410A | 1.9833 | Residential & Commercial | Ducted CEE Tier 1
215351150 | Central HP <5.4 tons | TOSOT | HRCU-A-CB (Split System: Heat Pump with Remote Outdoor Unit-Air-Source) | TU36-32WEDU |  |  | TUD36-32AH2EDU |  | 34000 | 16.5 | 9.5 | 34000 | 32000 | 94.12% | 1.8 | 0 | 11.7 |  |  |  | No | R-32 | 2.8333 | Residential & Commercial | Ducted CEE Tier 1
215679277 | Central HP <5.4 tons | ARCOAIRE | HRCU-A-CB (Split System: Heat Pump with Remote Outdoor Unit-Air-Source) | H5H0V36*K*AAA* |  |  | EA*5X37M21A*+WALLCON | *96CTN0802120B* | 34400 | 18 | 9 | 35400 | 25200 | 71.19% | 1.88 | 0 | 10 |  |  |  | No | R-454B | 2.8667 | Residential & Commercial | Ducted CEE Tier 1
210471230 | Central HP <5.4 tons | KENMORE | HRCU-A-CB (Split System: Heat Pump with Remote Outdoor Unit-Air-Source) | (C,H,T)VH837GKA2* |  |  | EHD4X60AAL+WALLCON | *97CMN0801714A* | 32800 | 16.5 | 8.1 | 32600 | 25200 | 77.3% | 1.98 | 0 | 11 |  |  |  | No | R-410A | 2.7333 | Residential & Commercial | Ducted CEE Tier 1
210471296 | Central HP <5.4 tons | KENMORE | HRCU-A-CB (Split System: Heat Pump with Remote Outdoor Unit-Air-Source) | (C,H,T)VH837GKA2* |  |  | EHD4X60AAL+WALLCON | *80CTL0701412A* | 32800 | 17 | 8.1 | 32400 | 25000 | 77.16% | 2 | 0 | 11 |  |  |  | No | R-410A | 2.7333 | Residential & Commercial | Ducted CEE Tier 1
210470917 | Central HP <5.4 tons | KENMORE | HRCU-A-CB (Split System: Heat Pump with Remote Outdoor Unit-Air-Source) | (C,H,T)VH837GKA2* |  |  | EN(A,D,W)4X60L24**+WALLCON | *80CTL0902120A* | 32800 | 18 | 8.1 | 32200 | 24800 | 77.02% | 1.98 | 0 | 12 |  |  |  | No | R-410A | 2.7333 | Residential & Commercial | Ducted CEE Tier 1
213369385 | Central HP <5.4 tons | MOOVAIR | HRCU-A-C (Split System: Heat Pump with Remote Outdoor Unit with No Indoor Fan --Air Source) | DMA30HOS20230E7 |  |  | CUB36HAC20BWT7A |  | 29000 | 15.2 | 8.5 | 31000 | 22600 | 72.9% | 1.8 | 0 | 10 |  |  |  | No | R-410A | 2.4167 | Residential & Commercial | Ducted CEE Tier 1
210365433 | Central HP <5.4 tons | Dettson | HRCU-A-CB (Split System: Heat Pump with Remote Outdoor Unit-Air-Source) | EVD-30-O |  |  | EVD-30-I |  | 30000 | 16.2 | 8.9 | 33000 | 24000 | 72.73% | 1.8 | 11 | 10 |  |  |  | No | R-410A | 2.5 | Residential & Commercial | Ducted CEE Tier 1
216591428 | Central HP <5.4 tons | KENMORE | HRCU-A-CB (Split System: Heat Pump with Remote Outdoor Unit-Air-Source) | HH860E2S11 |  |  | JHE48C5CG2SS1 |  | 44500 | 19 | 8.5 | 44500 | 33400 | 75.06% | 2 | 0 | 12 |  |  |  | No | R-454B | 3.7083 | Residential & Commercial | Ducted CEE Tier 1
213738483 | Central HP <5.4 tons | DAY & NIGHT | HRCU-A-CB (Split System: Heat Pump with Remote Outdoor Unit-Air-Source) | DLCURAH36ABK | ADP |  | FG33936 | *80MS(N,L)0901714A* | 35200 | 16 | 8.1 | 36800 | 34600 | 94.02% | 1.88 | 0 | 10 |  |  |  | No | R-410A | 2.9333 | Residential & Commercial | Ducted CEE Tier 1
216487759 | Central HP <5.4 tons | BRYANT HEATING AND COOLING SYSTEMS | HRCU-A-CB (Split System: Heat Pump with Remote Outdoor Unit-Air-Source) | 293VAN060**AA* | ADP |  | CE(P,V)6021G48*+TXV | 987MC66120C24*** | 55500 | 18 | 8.5 | 58500 | 45500 | 77.78% | 2.06 | 0 | 11 |  |  |  | No | R-454B | 4.625 | Residential & Commercial | Ducted CEE Tier 1
216487586 | Central HP <5.4 tons | BRYANT HEATING AND COOLING SYSTEMS | HRCU-A-CB (Split System: Heat Pump with Remote Outdoor Unit-Air-Source) | 293VAN036**AA* | ADP |  | CE(P,V)3614G34*+TXV | 88*TB48070C17*** | 32600 | 19 | 9.5 | 33600 | 26600 | 79.17% | 2 | 0 | 11 |  |  |  | No | R-454B | 2.7167 | Residential & Commercial | Ducted CEE Tier 1
216494152 | Central HP <5.4 tons | BRYANT HEATING AND COOLING SYSTEMS | HRCU-A-CB (Split System: Heat Pump with Remote Outdoor Unit-Air-Source) | 293VAN036**AA* | ADP |  | CE(P,V)3621G34*+TXV | 987MC66120C24*** | 32200 | 20 | 9.5 | 32600 | 25600 | 78.53% | 2.06 | 0 | 11 |  |  |  | No | R-454B | 2.6833 | Residential & Commercial | Ducted CEE Tier 1
216487607 | Central HP <5.4 tons | BRYANT HEATING AND COOLING SYSTEMS | HRCU-A-CB (Split System: Heat Pump with Remote Outdoor Unit-Air-Source) | 293VAN036**AA* | ADP |  | CE(P,V)3617G34*+TXV | 88*TB66135C24*** | 32200 | 20 | 9.5 | 32400 | 25400 | 78.4% | 2.06 | 0 | 11 |  |  |  | No | R-454B | 2.6833 | Residential & Commercial | Ducted CEE Tier 1
212632748 | Central HP <5.4 tons | LENNOX | HRCU-A-CB (Split System: Heat Pump with Remote Outdoor Unit-Air-Source) | SL25XPV-036-230A** | ADP |  | LD30/36Y9 | SL280DF110V60C* | 33600 | 20 | 8.7 | 34400 | 28800 | 83.72% | 1.76 | 0 | 13 |  |  |  | No | R-410A | 2.8 | Residential & Commercial | Ducted CEE Tier 1
213686116 | Central HP <5.4 tons | LENNOX | HRCU-A-CB (Split System: Heat Pump with Remote Outdoor Unit-Air-Source) | SL25XPV-036-230A** | ADP |  | PL36H210P169 | EL297UH070XV36B* | 33800 | 21 | 8.8 | 33000 | 25800 | 78.18% | 1.82 | 0 | 13 |  |  |  | No | R-410A | 2.8167 | Residential & Commercial | Ducted CEE Tier 1
216591194 | Central HP <5.4 tons | KENMORE | HRCU-A-CB (Split System: Heat Pump with Remote Outdoor Unit-Air-Source) | HH824E2S11 |  |  | CTU30B5XCS1+TXV | Z8ES080B12SMPS1 | 23000 | 17 | 9.5 | 23000 | 18400 | 80% | 2 | 0 | 12 |  |  |  | No | R-454B | 1.9167 | Residential & Commercial | Ducted CEE Tier 1
213828549 | Central HP <5.4 tons | HISENSE | HRCU-A-C (Split System: Heat Pump with Remote Outdoor Unit with No Indoor Fan --Air Source) | AUWR-36U3SA | ASPEN |  | D(A,C,E)31C44+TDR |  | 29600 | 15.5 | 9.4 | 30000 | 24200 | 80.67% | 2.08 | 0 | 11.3 |  |  |  | No | R-410A | 2.4667 | Residential & Commercial | Ducted CEE Tier 1
212603148 | Central HP <5.4 tons | DAY & NIGHT | HRCU-A-CB (Split System: Heat Pump with Remote Outdoor Unit-Air-Source) | DLCURAH24ABK | ADP |  | PL36H210P299 | *80VSL0701716A* | 24600 | 17 | 8.5 | 23800 | 20800 | 87.39% | 1.78 | 0 | 10.5 |  |  |  | No | R-410A | 2.05 | Residential & Commercial | Ducted CEE Tier 1
215676237 | Central HP <5.4 tons | ARCOAIRE | HRCU-A-CB (Split System: Heat Pump with Remote Outdoor Unit-Air-Source) | H5H0V48*K*AAA* |  |  | EVD5X48M24A*+WALLCON | *95CSU0802120B* | 47000 | 18 | 9 | 50000 | 36600 | 73.2% | 2.02 | 0 | 10 |  |  |  | No | R-454B | 3.9167 | Residential & Commercial | Ducted CEE Tier 1
216487694 | Central HP <5.4 tons | BRYANT HEATING AND COOLING SYSTEMS | HRCU-A-CB (Split System: Heat Pump with Remote Outdoor Unit-Air-Source) | 293VAN048**AA* | ADP |  | CE(P,V)6024G48*+TXV | 987MC42080C17*** | 43000 | 20 | 9.5 | 47000 | 36200 | 77.02% | 2 | 0 | 10.5 |  |  |  | No | R-454B | 3.5833 | Residential & Commercial | Ducted CEE Tier 1
216487729 | Central HP <5.4 tons | BRYANT HEATING AND COOLING SYSTEMS | HRCU-A-CB (Split System: Heat Pump with Remote Outdoor Unit-Air-Source) | 293VAN048**AA* | ADP |  | CE(P,V)4817G1K*+TXV | 987MC66120C24*** | 44000 | 20 | 9 | 46500 | 36200 | 77.85% | 1.82 | 0 | 10.5 |  |  |  | No | R-454B | 3.6667 | Residential & Commercial | Ducted CEE Tier 1
216487654 | Central HP <5.4 tons | BRYANT HEATING AND COOLING SYSTEMS | HRCU-A-CB (Split System: Heat Pump with Remote Outdoor Unit-Air-Source) | 293VAN048**AA* | ADP |  | CE(P,V)6024G48*+TXV | 88*TB48090C17*** | 44000 | 20 | 9 | 47000 | 35400 | 75.32% | 1.86 | 0 | 11.5 |  |  |  | No | R-454B | 3.6667 | Residential & Commercial | Ducted CEE Tier 1
216487689 | Central HP <5.4 tons | BRYANT HEATING AND COOLING SYSTEMS | HRCU-A-CB (Split System: Heat Pump with Remote Outdoor Unit-Air-Source) | 293VAN048**AA* | ADP |  | CE(P,V)4817G1K*+TXV | 88*TB66135C24*** | 44000 | 21 | 9.5 | 46000 | 35800 | 77.83% | 2 | 0 | 11 |  |  |  | No | R-454B | 3.6667 | Residential & Commercial | Ducted CEE Tier 1
213615296 | Central HP <5.4 tons | GE | HRCU-A-CB (Split System: Heat Pump with Remote Outdoor Unit-Air-Source) | NS22H24MA4-**A | ADP |  | V36H175P139 | NF97X060V3B | 23800 | 21 | 8.5 | 21600 | 15200 | 70.37% | 1.9 | 0 | 13.5 |  |  |  | No | R-410A | 1.9833 | Residential & Commercial | Ducted CEE Tier 1
216494157 | Central HP <5.4 tons | BRYANT HEATING AND COOLING SYSTEMS | HRCU-A-CB (Split System: Heat Pump with Remote Outdoor Unit-Air-Source) | 293VAN048**AA* | ADP |  | CE(P,V)4824G1K*+TXV | 88*TB60070C21*** | 43500 | 21 | 9.5 | 46500 | 36200 | 77.85% | 2 | 0 | 10.5 |  |  |  | No | R-454B | 3.625 | Residential & Commercial | Ducted CEE Tier 1
216487643 | Central HP <5.4 tons | BRYANT HEATING AND COOLING SYSTEMS | HRCU-A-CB (Split System: Heat Pump with Remote Outdoor Unit-Air-Source) | 293VAN048**AA* | ADP |  | CE(P,V)4821G1K*+TXV | 88*TB36070C14*** | 43000 | 19 | 8.5 | 47000 | 35000 | 74.47% | 1.8 | 0 | 11 |  |  |  | No | R-454B | 3.5833 | Residential & Commercial | Ducted CEE Tier 1
211206995 | Central HP <5.4 tons | FRASER-JOHNSTON | HRCU-A-CB (Split System: Heat Pump with Remote Outdoor Unit-Air-Source) | HL20B4821 |  |  | XAMC48HE3N1+CC | TPLC080C16MP13 | 43500 | 19 | 9 | 44500 | 36200 | 81.35% | 2.14 | 0 | 12 |  |  |  | No | R-410A | 3.625 | Residential & Commercial | Ducted CEE Tier 1
216487841 | Central HP <5.4 tons | BRYANT HEATING AND COOLING SYSTEMS | HRCU-A-CB (Split System: Heat Pump with Remote Outdoor Unit-Air-Source) | 290VAN036**AA* | ADP |  | H,PG53*36+TXV | 986TD42080C17*** | 34400 | 18 | 9 | 33800 | 24800 | 73.37% | 1.9 | 0 | 10 |  |  |  | No | R-454B | 2.8667 | Residential & Commercial | Ducted CEE Tier 1
213738457 | Central HP <5.4 tons | DAY & NIGHT | HRCU-A-CB (Split System: Heat Pump with Remote Outdoor Unit-Air-Source) | DLCURAH36ABK | ADP |  | FG80936 | *80MS(N,L)0451412A* | 35800 | 15.2 | 8.5 | 36800 | 34800 | 94.57% | 2 | 0 | 10 |  |  |  | No | R-410A | 2.9833 | Residential & Commercial | Ducted CEE Tier 1
213738490 | Central HP <5.4 tons | DAY & NIGHT | HRCU-A-CB (Split System: Heat Pump with Remote Outdoor Unit-Air-Source) | DLCURAH36ABK | ADP |  | FG81936 | *80MS(N,L)0901714A* | 36000 | 16 | 8.1 | 36800 | 34600 | 94.02% | 2 | 0 | 10.5 |  |  |  | No | R-410A | 3 | Residential & Commercial | Ducted CEE Tier 1
216494108 | Central HP <5.4 tons | BRYANT HEATING AND COOLING SYSTEMS | HRCU-A-CB (Split System: Heat Pump with Remote Outdoor Unit-Air-Source) | 290VAN024**AA* | ADP |  | CE(P,V)3621G34*+TXV | 987MC42060C17*** | 23000 | 17 | 9 | 22600 | 16300 | 72.12% | 1.98 | 0 | 10 |  |  |  | No | R-454B | 1.9167 | Residential & Commercial | Ducted CEE Tier 1
216487308 | Central HP <5.4 tons | BRYANT HEATING AND COOLING SYSTEMS | HRCU-A-CB (Split System: Heat Pump with Remote Outdoor Unit-Air-Source) | 290VAN024**AA* | ADP |  | CE(P,V)2414G31*+TXV | 88*TB36070C14*** | 22800 | 17 | 9 | 23000 | 16400 | 71.3% | 1.96 | 0 | 10 |  |  |  | No | R-454B | 1.9 | Residential & Commercial | Ducted CEE Tier 1
216487315 | Central HP <5.4 tons | BRYANT HEATING AND COOLING SYSTEMS | HRCU-A-CB (Split System: Heat Pump with Remote Outdoor Unit-Air-Source) | 290VAN024**AA* | ADP |  | CE(P,V)3617G34*+TXV | 88*TB36070C14*** | 23200 | 17 | 9 | 22600 | 16200 | 71.68% | 1.98 | 0 | 10 |  |  |  | No | R-454B | 1.9333 | Residential & Commercial | Ducted CEE Tier 1
213738540 | Central HP <5.4 tons | DAY & NIGHT | HRCU-A-CB (Split System: Heat Pump with Remote Outdoor Unit-Air-Source) | DLCURAH36ABK | ADP |  | FG80936 | *92MSN0601714A* | 35600 | 16 | 8.5 | 36200 | 34400 | 95.03% | 2.02 | 0 | 10 |  |  |  | No | R-410A | 2.9667 | Residential & Commercial | Ducted CEE Tier 1
216494117 | Central HP <5.4 tons | BRYANT HEATING AND COOLING SYSTEMS | HRCU-A-CB (Split System: Heat Pump with Remote Outdoor Unit-Air-Source) | 290VAN036**AA* | ADP |  | CE(P,V)3621G34*+TXV | 88*TB60090C21*** | 33200 | 18 | 9 | 34200 | 25200 | 73.68% | 1.86 | 0 | 10 |  |  |  | No | R-454B | 2.7667 | Residential & Commercial | Ducted CEE Tier 1
216494119 | Central HP <5.4 tons | BRYANT HEATING AND COOLING SYSTEMS | HRCU-A-CB (Split System: Heat Pump with Remote Outdoor Unit-Air-Source) | 290VAN036**AA* | ADP |  | CE(P,V)3621G34*+TXV | 88*TB66135C24*** | 32600 | 18 | 9 | 32600 | 24200 | 74.23% | 1.92 | 0 | 10 |  |  |  | No | R-454B | 2.7167 | Residential & Commercial | Ducted CEE Tier 1
212479800 | Central HP <5.4 tons | CARRIER | HRCU-A-CB (Split System: Heat Pump with Remote Outdoor Unit-Air-Source) | 38MURAQ18AB3* | ADP |  | A24VBA+TXV | 58S(B,C)*A070E14**12 | 17500 | 16 | 8.5 | 16800 | 18700 | 111.3% | 2.3 | 0 | 10.5 |  |  |  | No | R-410A | 1.4583 | Residential & Commercial | Ducted CEE Tier 1
212479933 | Central HP <5.4 tons | CARRIER | HRCU-A-CB (Split System: Heat Pump with Remote Outdoor Unit-Air-Source) | 38MURAQ24AB3* | ADP |  | PL36H210P749 | 58SP*A070V17**16 | 24000 | 17 | 8.5 | 24400 | 22400 | 91.8% | 1.9 | 0 | 10 |  |  |  | No | R-410A | 2 | Residential & Commercial | Ducted CEE Tier 1
212479974 | Central HP <5.4 tons | CARRIER | HRCU-A-CB (Split System: Heat Pump with Remote Outdoor Unit-Air-Source) | 38MURAQ24AB3* | ADP |  | C36A***L139 | 58TP*A070V17**16 | 24000 | 17 | 8.1 | 24600 | 22600 | 91.87% | 1.9 | 0 | 10.5 |  |  |  | No | R-410A | 2 | Residential & Commercial | Ducted CEE Tier 1
212479861 | Central HP <5.4 tons | CARRIER | HRCU-A-CB (Split System: Heat Pump with Remote Outdoor Unit-Air-Source) | 38MURAQ24AB3* | ADP |  | A36VCA+TXV | 58S(B,C)*A070E17**16 | 24800 | 16 | 8.1 | 25200 | 21800 | 86.51% | 1.82 | 0 | 10.5 |  |  |  | No | R-410A | 2.0667 | Residential & Commercial | Ducted CEE Tier 1
212479878 | Central HP <5.4 tons | CARRIER | HRCU-A-CB (Split System: Heat Pump with Remote Outdoor Unit-Air-Source) | 38MURAQ24AB3* | ADP |  | C36A***L159 | 58S(B,C)*A070E17**16 | 24800 | 16 | 8.1 | 25200 | 21800 | 86.51% | 1.82 | 0 | 10.5 |  |  |  | No | R-410A | 2.0667 | Residential & Commercial | Ducted CEE Tier 1
212479927 | Central HP <5.4 tons | CARRIER | HRCU-A-CB (Split System: Heat Pump with Remote Outdoor Unit-Air-Source) | 38MURAQ24AB3* | ADP |  | V,C36H175P149 | 58SP*A070V17**16 | 24000 | 17 | 8.5 | 24400 | 22400 | 91.8% | 1.9 | 0 | 10 |  |  |  | No | R-410A | 2 | Residential & Commercial | Ducted CEE Tier 1
212479961 | Central HP <5.4 tons | CARRIER | HRCU-A-CB (Split System: Heat Pump with Remote Outdoor Unit-Air-Source) | 38MURAQ24AB3* | ADP |  | V,C36H175P139 | 58SU*A060E17**16 | 25000 | 17 | 8.5 | 25000 | 21400 | 85.6% | 1.82 | 0 | 10.5 |  |  |  | No | R-410A | 2.0833 | Residential & Commercial | Ducted CEE Tier 1
216031620 | Central HP <5.4 tons | DUCANE | HRCU-A-C (Split System: Heat Pump with Remote Outdoor Unit with No Indoor Fan --Air Source) | 7SCP18V60P-**A |  |  | 7E[C,U]60CX-**+TDR |  | 51000 | 15.2 | 8.5 | 54000 | 40000 | 74.07% | 1.75 | 0 | 10 |  |  |  | No | R-454B | 4.25 | Residential & Commercial | Ducted CEE Tier 1
212603085 | Central HP <5.4 tons | DAY & NIGHT | HRCU-A-CB (Split System: Heat Pump with Remote Outdoor Unit-Air-Source) | DLCURAH18ABK | ADP |  | FG80936 | *80ES(N,L)0701712A* | 18200 | 16 | 8.5 | 17100 | 17900 | 104.7% | 2.22 | 0 | 11 |  |  |  | No | R-410A | 1.5167 | Residential & Commercial | Ducted CEE Tier 1
212479906 | Central HP <5.4 tons | CARRIER | HRCU-A-CB (Split System: Heat Pump with Remote Outdoor Unit-Air-Source) | 38MURAQ24AB3* | ADP |  | PL36H175P159 | 58SP*A045V17**16 | 23400 | 17 | 8.5 | 24000 | 23200 | 96.67% | 1.96 | 0 | 10 |  |  |  | No | R-410A | 1.95 | Residential & Commercial | Ducted CEE Tier 1
212479908 | Central HP <5.4 tons | CARRIER | HRCU-A-CB (Split System: Heat Pump with Remote Outdoor Unit-Air-Source) | 38MURAQ24AB3* | ADP |  | V,C36H175P159 | 58SP*A045V17**16 | 23400 | 17 | 8.5 | 24000 | 23200 | 96.67% | 1.96 | 0 | 10 |  |  |  | No | R-410A | 1.95 | Residential & Commercial | Ducted CEE Tier 1
216030966 | Central HP <5.4 tons | MOOVAIR | HRCU-A-CB (Split System: Heat Pump with Remote Outdoor Unit-Air-Source) | MSHMA30R2AN1 |  |  | MAHMA30R4AS1 |  | 30000 | 16.8 | 10 | 34000 | 32600 | 95.88% | 1.96 | 0 | 11.7 |  |  |  | No | R-454B | 2.5 | Residential & Commercial | Ducted CEE Tier 1
212479966 | Central HP <5.4 tons | CARRIER | HRCU-A-CB (Split System: Heat Pump with Remote Outdoor Unit-Air-Source) | 38MURAQ24AB3* | ADP |  | A24VBA+TXV | 58TP*A070V14**12 | 24200 | 17 | 8.5 | 24600 | 22000 | 89.43% | 1.86 | 0 | 10 |  |  |  | No | R-410A | 2.0167 | Residential & Commercial | Ducted CEE Tier 1
212480007 | Central HP <5.4 tons | CARRIER | HRCU-A-CB (Split System: Heat Pump with Remote Outdoor Unit-Air-Source) | 38MURAQ24AB3* | ADP |  | PL36H210P749 | 58TP*A090V17**16 | 23800 | 17 | 8.1 | 24400 | 23000 | 94.26% | 1.94 | 0 | 10.5 |  |  |  | No | R-410A | 1.9833 | Residential & Commercial | Ducted CEE Tier 1
212480059 | Central HP <5.4 tons | CARRIER | HRCU-A-CB (Split System: Heat Pump with Remote Outdoor Unit-Air-Source) | 38MURAQ24AB3* | ADP |  | A36VCA+TXV | 59SC5B080E17**16 | 24800 | 15.2 | 8.5 | 25200 | 21600 | 85.71% | 1.8 | 0 | 10 |  |  |  | No | R-410A | 2.0667 | Residential & Commercial | Ducted CEE Tier 1
212480066 | Central HP <5.4 tons | CARRIER | HRCU-A-CB (Split System: Heat Pump with Remote Outdoor Unit-Air-Source) | 38MURAQ24AB3* | ADP |  | PL36H175P149 | 59SC5B080E17**16 | 24800 | 15.2 | 8.5 | 25200 | 21600 | 85.71% | 1.8 | 0 | 10 |  |  |  | No | R-410A | 2.0667 | Residential & Commercial | Ducted CEE Tier 1
216487735 | Central HP <5.4 tons | BRYANT HEATING AND COOLING SYSTEMS | HRCU-A-CB (Split System: Heat Pump with Remote Outdoor Unit-Air-Source) | 293VAN060**AA* | ADP |  | CE(P,V)6021G48*+TXV | 88*TB60070C21*** | 55500 | 18 | 8.1 | 58500 | 46000 | 78.63% | 1.95 | 0 | 11 |  |  |  | No | R-454B | 4.625 | Residential & Commercial | Ducted CEE Tier 1
216487740 | Central HP <5.4 tons | BRYANT HEATING AND COOLING SYSTEMS | HRCU-A-CB (Split System: Heat Pump with Remote Outdoor Unit-Air-Source) | 293VAN060**AA* | ADP |  | CE(P,V)6024G48*+TXV | 88*TB60090C21*** | 55500 | 19 | 8.5 | 58500 | 46000 | 78.63% | 2.04 | 0 | 11 |  |  |  | No | R-454B | 4.625 | Residential & Commercial | Ducted CEE Tier 1
216487982 | Central HP <5.4 tons | BRYANT HEATING AND COOLING SYSTEMS | HRCU-A-CB (Split System: Heat Pump with Remote Outdoor Unit-Air-Source) | 293VAN060**AA* | ADP |  | CE(P,V)6024G48*+TXV | 986TD66100C21*** | 55500 | 18 | 8.5 | 58500 | 46000 | 78.63% | 2.02 | 0 | 11 |  |  |  | No | R-454B | 4.625 | Residential & Commercial | Ducted CEE Tier 1
211010184 | Central HP <5.4 tons | CHAMPION HEATING AND COOLING | HRCU-A-CB (Split System: Heat Pump with Remote Outdoor Unit-Air-Source) | HL20B6021 |  |  | JHVVD60HE4C2N1+CC |  | 52500 | 19 | 8.5 | 54500 | 42000 | 77.06% | 2.24 | 0 | 12 |  |  |  | No | R-410A | 4.375 | Residential & Commercial | Ducted CEE Tier 1
216494178 | Central HP <5.4 tons | BRYANT HEATING AND COOLING SYSTEMS | HRCU-A-CB (Split System: Heat Pump with Remote Outdoor Unit-Air-Source) | 290VAN036**AA* | ADP |  | CE(P,V)3621G34*+TXV | 986TD66120C24*** | 32600 | 18 | 9 | 32600 | 24400 | 74.85% | 1.9 | 0 | 10 |  |  |  | No | R-454B | 2.7167 | Residential & Commercial | Ducted CEE Tier 1
216487744 | Central HP <5.4 tons | BRYANT HEATING AND COOLING SYSTEMS | HRCU-A-CB (Split System: Heat Pump with Remote Outdoor Unit-Air-Source) | 293VAN060**AA* | ADP |  | CE(P,V)6024G48*+TXV | 88*TB60110C21*** | 55500 | 19 | 8.5 | 58500 | 46000 | 78.63% | 2.02 | 0 | 11 |  |  |  | No | R-454B | 4.625 | Residential & Commercial | Ducted CEE Tier 1
216487761 | Central HP <5.4 tons | BRYANT HEATING AND COOLING SYSTEMS | HRCU-A-CB (Split System: Heat Pump with Remote Outdoor Unit-Air-Source) | 293VAN060**AA* | ADP |  | CE(P,V)6024G48*+TXV | 987MC66120C24*** | 55500 | 18 | 8.5 | 58500 | 45500 | 77.78% | 2.06 | 0 | 11 |  |  |  | No | R-454B | 4.625 | Residential & Commercial | Ducted CEE Tier 1
214671457 | Central HP <5.4 tons | LENNOX | HRCU-A-CB (Split System: Heat Pump with Remote Outdoor Unit-Air-Source) | SL25XPV-036-230A** | ADP |  | L*25/37Z9 | SL280UH090V48B* | 34000 | 22 | 8.8 | 32800 | 25400 | 77.44% | 1.84 | 0 | 13.5 |  |  |  | No | R-410A | 2.8333 | Residential & Commercial | Ducted CEE Tier 1
212603251 | Central HP <5.4 tons | DAY & NIGHT | HRCU-A-CB (Split System: Heat Pump with Remote Outdoor Unit-Air-Source) | DLCURAH36ABK | ADP |  | FG80936 | *80ES(N,L)0701712A* | 36000 | 15.2 | 8.5 | 36800 | 34400 | 93.48% | 2.06 | 0 | 10 |  |  |  | No | R-410A | 3 | Residential & Commercial | Ducted CEE Tier 1
212603267 | Central HP <5.4 tons | DAY & NIGHT | HRCU-A-CB (Split System: Heat Pump with Remote Outdoor Unit-Air-Source) | DLCURAH36ABK | ADP |  | FG80936 | *96VSN0801716A* | 35600 | 16 | 8.1 | 36800 | 34200 | 92.93% | 2.04 | 0 | 10 |  |  |  | No | R-410A | 2.9667 | Residential & Commercial | Ducted CEE Tier 1
213738507 | Central HP <5.4 tons | DAY & NIGHT | HRCU-A-CB (Split System: Heat Pump with Remote Outdoor Unit-Air-Source) | DLCURAH36ABK | ADP |  | PL36H175P159 | *80VSL0451412B* | 35200 | 16 | 8.1 | 36800 | 34600 | 94.02% | 1.94 | 0 | 10 |  |  |  | No | R-410A | 2.9333 | Residential & Commercial | Ducted CEE Tier 1
213738516 | Central HP <5.4 tons | DAY & NIGHT | HRCU-A-CB (Split System: Heat Pump with Remote Outdoor Unit-Air-Source) | DLCURAH36ABK | ADP |  | PL36H175P159 | *80VTL0451412B* | 35200 | 16 | 8.1 | 36800 | 34600 | 94.02% | 1.94 | 0 | 10 |  |  |  | No | R-410A | 2.9333 | Residential & Commercial | Ducted CEE Tier 1
216487497 | Central HP <5.4 tons | BRYANT HEATING AND COOLING SYSTEMS | HRCU-A-CB (Split System: Heat Pump with Remote Outdoor Unit-Air-Source) | 290VAN048**AA* | ADP |  | CE(P,V)6024G48*+TXV | 88*TB60110C21*** | 45000 | 18 | 9 | 45500 | 33000 | 72.53% | 2.08 | 0 | 10 |  |  |  | No | R-454B | 3.75 | Residential & Commercial | Ducted CEE Tier 1
216487480 | Central HP <5.4 tons | BRYANT HEATING AND COOLING SYSTEMS | HRCU-A-CB (Split System: Heat Pump with Remote Outdoor Unit-Air-Source) | 290VAN048**AA* | ADP |  | CE(P,V)6024G48*+TXV | 88*TB60070C21*** | 45000 | 18 | 9 | 45500 | 33200 | 72.97% | 2.08 | 0 | 10 |  |  |  | No | R-454B | 3.75 | Residential & Commercial | Ducted CEE Tier 1
216591546 | Central HP <5.4 tons | KENMORE | HRCU-A-CB (Split System: Heat Pump with Remote Outdoor Unit-Air-Source) | HH860E2S11 |  |  | CTF60C5CGS1 | Z9ET100C20SMPS1 | 44500 | 18 | 9 | 45500 | 33000 | 72.53% | 2 | 0 | 11 |  |  |  | No | R-454B | 3.7083 | Residential & Commercial | Ducted CEE Tier 1
216591598 | Central HP <5.4 tons | KENMORE | HRCU-A-CB (Split System: Heat Pump with Remote Outdoor Unit-Air-Source) | HH860E2S11 |  |  | CTF60C5CHS1 | Z9ET100C20SMPS1 | 53500 | 19 | 8.5 | 54000 | 39000 | 72.22% | 2 | 0 | 11 |  |  |  | No | R-454B | 4.4583 | Residential & Commercial | Ducted CEE Tier 1
216591632 | Central HP <5.4 tons | KENMORE | HRCU-A-CB (Split System: Heat Pump with Remote Outdoor Unit-Air-Source) | HH860E2S11 |  |  | CTU60C5XGS1+TXV | Z8ES100C20SMPS1 | 44500 | 18 | 9 | 44500 | 33400 | 75.06% | 2 | 0 | 12 |  |  |  | No | R-454B | 3.7083 | Residential & Commercial | Ducted CEE Tier 1
216591715 | Central HP <5.4 tons | KENMORE | HRCU-A-CB (Split System: Heat Pump with Remote Outdoor Unit-Air-Source) | HH860E2S11 |  |  | CTU60C5XGS1+TXV | Z9ET080C16SMPS1 | 44000 | 18 | 9 | 45000 | 32800 | 72.89% | 2 | 0 | 11 |  |  |  | No | R-454B | 3.6667 | Residential & Commercial | Ducted CEE Tier 1
213160482 | Central HP <5.4 tons | Dettson | HRCU-A-C (Split System: Heat Pump with Remote Outdoor Unit with No Indoor Fan --Air Source) | EVD-30-O |  |  | MAC36H2124E |  | 30000 | 15.5 | 9.7 | 33000 | 27000 | 81.82% | 1.85 | 10.7 | 10.5 |  |  |  | No | R-410A | 2.5 | Residential & Commercial | Ducted CEE Tier 1
216591432 | Central HP <5.4 tons | KENMORE | HRCU-A-CB (Split System: Heat Pump with Remote Outdoor Unit-Air-Source) | HH860E2S11 |  |  | JHC60C5CH2SS1 |  | 54000 | 19 | 9 | 54000 | 38500 | 71.3% | 2 | 0 | 11.7 |  |  |  | No | R-454B | 4.5 | Residential & Commercial | Ducted CEE Tier 1
216591593 | Central HP <5.4 tons | KENMORE | HRCU-A-CB (Split System: Heat Pump with Remote Outdoor Unit-Air-Source) | HH860E2S11 |  |  | CTF60C5CGS1 | Z8ES080C16SMPS1 | 44500 | 18 | 9 | 46000 | 33800 | 73.48% | 2 | 0 | 11.7 |  |  |  | No | R-454B | 3.7083 | Residential & Commercial | Ducted CEE Tier 1
216591625 | Central HP <5.4 tons | KENMORE | HRCU-A-CB (Split System: Heat Pump with Remote Outdoor Unit-Air-Source) | HH860E2S11 |  |  | JHE48D5CG2SS1 |  | 45000 | 19 | 9 | 44500 | 33400 | 75.06% | 2 | 0 | 12 |  |  |  | No | R-454B | 3.75 | Residential & Commercial | Ducted CEE Tier 1
215731729 | Central HP <5.4 tons | YORK | HRCU-A-CB (Split System: Heat Pump with Remote Outdoor Unit-Air-Source) | HH860E2S11 | ADP |  | H,YG74*48+TXV | Y81E120C16SMPS1 | 44000 | 18 | 8.5 | 41500 | 32600 | 78.55% | 2 | 0 | 12 |  |  |  | No | R-454B | 3.6667 | Residential & Commercial | Ducted CEE Tier 1
215731736 | Central HP <5.4 tons | YORK | HRCU-A-CB (Split System: Heat Pump with Remote Outdoor Unit-Air-Source) | HH860E2S11 | ADP |  | H,YG88*48+TXV | Y81E120C16SMPS1 | 44000 | 18 | 8.5 | 42000 | 32600 | 77.62% | 2 | 0 | 12 |  |  |  | No | R-454B | 3.6667 | Residential & Commercial | Ducted CEE Tier 1
215731761 | Central HP <5.4 tons | YORK | HRCU-A-CB (Split System: Heat Pump with Remote Outdoor Unit-Air-Source) | HH860E2S11 | ADP |  | H,YG74*60+TXV | Y81E120C20SMPS1 | 52500 | 19 | 8.5 | 51500 | 38000 | 73.79% | 2 | 0 | 11.7 |  |  |  | No | R-454B | 4.375 | Residential & Commercial | Ducted CEE Tier 1
215821498 | Central HP <5.4 tons | COLEMAN | HRCU-A-CB (Split System: Heat Pump with Remote Outdoor Unit-Air-Source) | HH860E2S11 | ADP |  | A48VGA*+TXV+AEFE5* |  | 46000 | 19 | 9 | 44000 | 33600 | 76.36% | 2.1 | 0 | 12 |  |  |  | No | R-454B | 3.8333 | Residential & Commercial | Ducted CEE Tier 1
216591076 | Central HP <5.4 tons | KENMORE | HRCU-A-CB (Split System: Heat Pump with Remote Outdoor Unit-Air-Source) | HH860E2S11 |  |  | CTM60D5CHS1 | Z8ES120D20SMPS1 | 53500 | 19 | 8.5 | 53500 | 38500 | 71.96% | 2 | 0 | 11.7 |  |  |  | No | R-454B | 4.4583 | Residential & Commercial | Ducted CEE Tier 1
216591369 | Central HP <5.4 tons | KENMORE | HRCU-A-CB (Split System: Heat Pump with Remote Outdoor Unit-Air-Source) | HH860E2S11 |  |  | CTM60D5CGS1 | Z9ET120D20SMPS1 | 44500 | 17 | 9 | 45000 | 32600 | 72.44% | 2 | 0 | 11.7 |  |  |  | No | R-454B | 3.7083 | Residential & Commercial | Ducted CEE Tier 1
216591599 | Central HP <5.4 tons | KENMORE | HRCU-A-CB (Split System: Heat Pump with Remote Outdoor Unit-Air-Source) | HH860E2S11 |  |  | CTF60D5CJS1 | Z9ET120D20SMPS1 | 53500 | 19 | 9 | 56000 | 40500 | 72.32% | 2 | 0 | 10 |  |  |  | No | R-454B | 4.4583 | Residential & Commercial | Ducted CEE Tier 1
212479850 | Central HP <5.4 tons | CARRIER | HRCU-A-CB (Split System: Heat Pump with Remote Outdoor Unit-Air-Source) | 38MURAQ24AB3* | ADP |  | A24VBA+TXV | 58S(B,C)*A045E14**12 | 24400 | 16 | 8.1 | 25000 | 22000 | 88% | 1.84 | 0 | 10.5 |  |  |  | No | R-410A | 2.0333 | Residential & Commercial | Ducted CEE Tier 1
212479891 | Central HP <5.4 tons | CARRIER | HRCU-A-CB (Split System: Heat Pump with Remote Outdoor Unit-Air-Source) | 38MURAQ24AB3* | ADP |  | A24VBA+TXV | 58SP*A045V14**12 | 24000 | 16 | 8.5 | 24800 | 22600 | 91.13% | 1.9 | 0 | 10 |  |  |  | No | R-410A | 2 | Residential & Commercial | Ducted CEE Tier 1
212479893 | Central HP <5.4 tons | CARRIER | HRCU-A-CB (Split System: Heat Pump with Remote Outdoor Unit-Air-Source) | 38MURAQ24AB3* | ADP |  | PL36H210P299 | 58SP*A045V17**16 | 23400 | 17 | 8.5 | 24000 | 23200 | 96.67% | 1.96 | 0 | 10 |  |  |  | No | R-410A | 1.95 | Residential & Commercial | Ducted CEE Tier 1
212480075 | Central HP <5.4 tons | CARRIER | HRCU-A-CB (Split System: Heat Pump with Remote Outdoor Unit-Air-Source) | 38MURAQ24AB3* | ADP |  | PL36H210P749 | 59SC5B080E17**16 | 24800 | 15.2 | 8.5 | 25200 | 21600 | 85.71% | 1.8 | 0 | 10 |  |  |  | No | R-410A | 2.0667 | Residential & Commercial | Ducted CEE Tier 1
216487535 | Central HP <5.4 tons | BRYANT HEATING AND COOLING SYSTEMS | HRCU-A-CB (Split System: Heat Pump with Remote Outdoor Unit-Air-Source) | 290VAN048**AA* | ADP |  | CE(P,V)6021G48*+TXV | 987MC66100C21*** | 45000 | 18 | 9 | 45500 | 33200 | 72.97% | 2.06 | 0 | 10 |  |  |  | No | R-454B | 3.75 | Residential & Commercial | Ducted CEE Tier 1
216030962 | Central HP <5.4 tons | MOOVAIR | HRCU-A-CB (Split System: Heat Pump with Remote Outdoor Unit-Air-Source) | MSHEA48R2AN1 |  |  | MAHMA48R4AS1 |  | 48000 | 16 | 8.5 | 48000 | 38000 | 79.17% | 1.85 | 0 | 10 |  |  |  | No | R-454B | 4 | Residential & Commercial | Ducted CEE Tier 1
210365432 | Central HP <5.4 tons | Dettson | HRCU-A-CB (Split System: Heat Pump with Remote Outdoor Unit-Air-Source) | EVD-24-O |  |  | EVD-24-I |  | 24000 | 17.4 | 10 | 24000 | 22600 | 94.17% | 1.91 | 12.5 | 11.7 |  |  |  | No | R-410A | 2 | Residential & Commercial | Ducted CEE Tier 1
216591697 | Central HP <5.4 tons | KENMORE | HRCU-A-CB (Split System: Heat Pump with Remote Outdoor Unit-Air-Source) | HH836E2S11 |  |  | CTM36C5CDS1 | Z8ES080C20SMPS1 | 34400 | 18 | 8.5 | 32000 | 26200 | 81.88% | 2 | 0 | 11 |  |  |  | No | R-454B | 2.8667 | Residential & Commercial | Ducted CEE Tier 1
216591835 | Central HP <5.4 tons | KENMORE | HRCU-A-CB (Split System: Heat Pump with Remote Outdoor Unit-Air-Source) | HH836E2S11 |  |  | CTF36B5CDS1 | Z8ET080B12LMPS1 | 33200 | 19 | 9 | 30400 | 24800 | 81.58% | 2 | 0 | 11.7 |  |  |  | No | R-454B | 2.7667 | Residential & Commercial | Ducted CEE Tier 1
214671465 | Central HP <5.4 tons | LENNOX | HRCU-A-CB (Split System: Heat Pump with Remote Outdoor Unit-Air-Source) | SL25XPV-036-230A** | ADP |  | L*29/36U9 | SL297UH060NV36B* | 33800 | 21 | 8.8 | 34200 | 27400 | 80.12% | 1.8 | 0 | 13 |  |  |  | No | R-410A | 2.8167 | Residential & Commercial | Ducted CEE Tier 1
216591391 | Central HP <5.4 tons | KENMORE | HRCU-A-CB (Split System: Heat Pump with Remote Outdoor Unit-Air-Source) | HH824E2S11 |  |  | CTF30B5ACS1 | Z8ES060B12SMPS1 | 23000 | 17 | 9.5 | 23000 | 19100 | 83.04% | 2 | 0 | 11.7 |  |  |  | No | R-454B | 1.9167 | Residential & Commercial | Ducted CEE Tier 1
216591500 | Central HP <5.4 tons | KENMORE | HRCU-A-CB (Split System: Heat Pump with Remote Outdoor Unit-Air-Source) | HH824E2S11 |  |  | CTF36B5ADS1 | Z8ES060B12SMPS1 | 23000 | 17 | 9.5 | 23000 | 18700 | 81.3% | 2 | 0 | 12 |  |  |  | No | R-454B | 1.9167 | Residential & Commercial | Ducted CEE Tier 1
216591709 | Central HP <5.4 tons | KENMORE | HRCU-A-CB (Split System: Heat Pump with Remote Outdoor Unit-Air-Source) | HH824E2S11 |  |  | CTM30B5ACS1 | Z9ET080B12SMPS1 | 23000 | 18 | 9.5 | 23000 | 18100 | 78.7% | 2 | 0 | 12 |  |  |  | No | R-454B | 1.9167 | Residential & Commercial | Ducted CEE Tier 1
216591711 | Central HP <5.4 tons | KENMORE | HRCU-A-CB (Split System: Heat Pump with Remote Outdoor Unit-Air-Source) | HH824E2S11 |  |  | CTU30B5XCS1+TXV | Z9ET080B12SMPS1 | 23000 | 18 | 9.5 | 23000 | 18100 | 78.7% | 2 | 0 | 12 |  |  |  | No | R-454B | 1.9167 | Residential & Commercial | Ducted CEE Tier 1
216591720 | Central HP <5.4 tons | KENMORE | HRCU-A-CB (Split System: Heat Pump with Remote Outdoor Unit-Air-Source) | HH824E2S11 |  |  | CTM30B5ACS1 | Z8ET080B12LMPS1 | 23000 | 18 | 9.5 | 23000 | 18400 | 80% | 2 | 0 | 12 |  |  |  | No | R-454B | 1.9167 | Residential & Commercial | Ducted CEE Tier 1
210470603 | Central HP <5.4 tons | KENMORE | HRCU-A-CB (Split System: Heat Pump with Remote Outdoor Unit-Air-Source) | (C,H,T)VH837GKA2* |  |  | EA*4X61L24A*+WALLCON | *97CMN1002122A* | 33200 | 18 | 8.5 | 32000 | 24800 | 77.5% | 2 | 0 | 12 |  |  |  | No | R-410A | 2.7667 | Residential & Commercial | Ducted CEE Tier 1
210470526 | Central HP <5.4 tons | KENMORE | HRCU-A-CB (Split System: Heat Pump with Remote Outdoor Unit-Air-Source) | (C,H,T)VH837GKA2* |  |  | EA*4X61L24A*+WALLCON | *95CSU0802120A* | 33200 | 18 | 8.5 | 32000 | 24800 | 77.5% | 2 | 0 | 11.5 |  |  |  | No | R-410A | 2.7667 | Residential & Commercial | Ducted CEE Tier 1
216591043 | Central HP <5.4 tons | KENMORE | HRCU-A-CB (Split System: Heat Pump with Remote Outdoor Unit-Air-Source) | HH860E2S11 |  |  | CTU60D5XGS1+JME18D2SN1+TXV |  | 46000 | 19 | 9.5 | 45500 | 33800 | 74.29% | 2 | 0 | 12 |  |  |  | No | R-454B | 3.8333 | Residential & Commercial | Ducted CEE Tier 1
216591068 | Central HP <5.4 tons | KENMORE | HRCU-A-CB (Split System: Heat Pump with Remote Outdoor Unit-Air-Source) | HH860E2S11 |  |  | CTM60C5CHS1 | Z8ES120C20SMPS1 | 53500 | 19 | 9 | 53500 | 38000 | 71.03% | 2 | 0 | 11.7 |  |  |  | No | R-454B | 4.4583 | Residential & Commercial | Ducted CEE Tier 1
216591073 | Central HP <5.4 tons | KENMORE | HRCU-A-CB (Split System: Heat Pump with Remote Outdoor Unit-Air-Source) | HH860E2S11 |  |  | CTU60D5XHS1+JME18D2SN1+TXV |  | 54000 | 19 | 9 | 53500 | 38500 | 71.96% | 2 | 0 | 12 |  |  |  | No | R-454B | 4.5 | Residential & Commercial | Ducted CEE Tier 1
216591536 | Central HP <5.4 tons | KENMORE | HRCU-A-CB (Split System: Heat Pump with Remote Outdoor Unit-Air-Source) | HH860E2S11 |  |  | CTU60D5XHS1+TXV | Z8ES120D20SMPS1 | 53500 | 19 | 8.5 | 53500 | 38500 | 71.96% | 2 | 0 | 11.7 |  |  |  | No | R-454B | 4.4583 | Residential & Commercial | Ducted CEE Tier 1
216591566 | Central HP <5.4 tons | KENMORE | HRCU-A-CB (Split System: Heat Pump with Remote Outdoor Unit-Air-Source) | HH860E2S11 |  |  | JHE60D5CJ2SS1 |  | 53000 | 19 | 8.5 | 54000 | 39000 | 72.22% | 2 | 0 | 11 |  |  |  | No | R-454B | 4.4167 | Residential & Commercial | Ducted CEE Tier 1
216591750 | Central HP <5.4 tons | KENMORE | HRCU-A-CB (Split System: Heat Pump with Remote Outdoor Unit-Air-Source) | HH860E2S11 |  |  | CTF60D5CGS1 | Z8ES120D20SMPS1 | 46000 | 18 | 9 | 47000 | 34200 | 72.77% | 2 | 0 | 11.7 |  |  |  | No | R-454B | 3.8333 | Residential & Commercial | Ducted CEE Tier 1
212479839 | Central HP <5.4 tons | CARRIER | HRCU-A-CB (Split System: Heat Pump with Remote Outdoor Unit-Air-Source) | 38MURAQ18AB3* | ADP |  | A36VCA+TXV | 59SU5A040E17**12 | 17600 | 16 | 8.5 | 16900 | 18400 | 108.9% | 2.26 | 0 | 11 |  |  |  | No | R-410A | 1.4667 | Residential & Commercial | Ducted CEE Tier 1
212479843 | Central HP <5.4 tons | CARRIER | HRCU-A-CB (Split System: Heat Pump with Remote Outdoor Unit-Air-Source) | 38MURAQ18AB3* | ADP |  | A36VCA+TXV | 59TP6B040V17**12 | 17700 | 15.2 | 8.5 | 17100 | 18700 | 109.4% | 2.28 | 0 | 10.5 |  |  |  | No | R-410A | 1.475 | Residential & Commercial | Ducted CEE Tier 1
212498507 | Central HP <5.4 tons | CARRIER | HRCU-A-CB (Split System: Heat Pump with Remote Outdoor Unit-Air-Source) | 38MURAQ18AB3* | ADP |  | CE1801C+TXV |  | 17400 | 17 | 8.6 | 17000 | 19300 | 113.5% | 2.3 | 0 | 10.5 |  |  |  | No | R-410A | 1.45 | Residential & Commercial | Ducted CEE Tier 1
215679677 | Central HP <5.4 tons | ARCOAIRE | HRCU-A-CB (Split System: Heat Pump with Remote Outdoor Unit-Air-Source) | H5H0V36*K*AAA* |  |  | EA*5X61M24A*+WALLCON | *97CTN0802120A* | 34800 | 18 | 9 | 34400 | 24800 | 72.09% | 1.92 | 0 | 10.5 |  |  |  | No | R-454B | 2.9 | Residential & Commercial | Ducted CEE Tier 1
216487847 | Central HP <5.4 tons | BRYANT HEATING AND COOLING SYSTEMS | HRCU-A-CB (Split System: Heat Pump with Remote Outdoor Unit-Air-Source) | 290VAN036**AA* | ADP |  | H,PG53*36+TXV | 986TD60080C21*** | 34400 | 18 | 9 | 33800 | 24800 | 73.37% | 1.88 | 0 | 10 |  |  |  | No | R-454B | 2.8667 | Residential & Commercial | Ducted CEE Tier 1
215679477 | Central HP <5.4 tons | ARCOAIRE | HRCU-A-CB (Split System: Heat Pump with Remote Outdoor Unit-Air-Source) | H5H0V36*K*AAA* |  |  | EA*5X43M21A*+WALLCON | *97CTN1002122A* | 34600 | 18 | 9 | 35200 | 25000 | 71.02% | 1.9 | 0 | 10 |  |  |  | No | R-454B | 2.8833 | Residential & Commercial | Ducted CEE Tier 1
215679327 | Central HP <5.4 tons | ARCOAIRE | HRCU-A-CB (Split System: Heat Pump with Remote Outdoor Unit-Air-Source) | H5H0V36*K*AAA* |  |  | EA*5X37M21A*+WALLCON | *97CTN0802120A* | 34400 | 18 | 9 | 35400 | 25200 | 71.19% | 1.88 | 0 | 10 |  |  |  | No | R-454B | 2.8667 | Residential & Commercial | Ducted CEE Tier 1
216591869 | Central HP <5.4 tons | KENMORE | HRCU-A-CB (Split System: Heat Pump with Remote Outdoor Unit-Air-Source) | HH836E2S11 |  |  | CTU36B5XDS1+TXV | Z8ES060B12SMPS1 | 33200 | 17 | 8.5 | 31000 | 25400 | 81.94% | 2 | 0 | 11 |  |  |  | No | R-454B | 2.7667 | Residential & Commercial | Ducted CEE Tier 1
216591734 | Central HP <5.4 tons | KENMORE | HRCU-A-CB (Split System: Heat Pump with Remote Outdoor Unit-Air-Source) | HH836E2S11 |  |  | CTU48C5XFS1+TXV | Z8ES080C16SMPS1 | 34400 | 19 | 9 | 32200 | 25400 | 78.88% | 2 | 0 | 11 |  |  |  | No | R-454B | 2.8667 | Residential & Commercial | Ducted CEE Tier 1
216591809 | Central HP <5.4 tons | KENMORE | HRCU-A-CB (Split System: Heat Pump with Remote Outdoor Unit-Air-Source) | HH836E2S11 |  |  | CTM36C5CDS1+JME12C2SN1 |  | 33400 | 19 | 9 | 30400 | 24800 | 81.58% | 2 | 0 | 12 |  |  |  | No | R-454B | 2.7833 | Residential & Commercial | Ducted CEE Tier 1
216591868 | Central HP <5.4 tons | KENMORE | HRCU-A-CB (Split System: Heat Pump with Remote Outdoor Unit-Air-Source) | HH836E2S11 |  |  | CTF36B5CDS1 | Z8ES060B12SMPS1 | 33200 | 17 | 8.5 | 31000 | 25400 | 81.94% | 2 | 0 | 11 |  |  |  | No | R-454B | 2.7667 | Residential & Commercial | Ducted CEE Tier 1
212479867 | Central HP <5.4 tons | CARRIER | HRCU-A-CB (Split System: Heat Pump with Remote Outdoor Unit-Air-Source) | 38MURAQ24AB3* | ADP |  | PL36H175P149 | 58S(B,C)*A070E17**16 | 24800 | 16 | 8.1 | 25200 | 21800 | 86.51% | 1.82 | 0 | 10.5 |  |  |  | No | R-410A | 2.0667 | Residential & Commercial | Ducted CEE Tier 1
212479935 | Central HP <5.4 tons | CARRIER | HRCU-A-CB (Split System: Heat Pump with Remote Outdoor Unit-Air-Source) | 38MURAQ24AB3* | ADP |  | C36A***L159 | 58SP*A070V17**16 | 24000 | 17 | 8.5 | 24400 | 22400 | 91.8% | 1.9 | 0 | 10 |  |  |  | No | R-410A | 2 | Residential & Commercial | Ducted CEE Tier 1
216031617 | Central HP <5.4 tons | DUCANE | HRCU-A-C (Split System: Heat Pump with Remote Outdoor Unit with No Indoor Fan --Air Source) | 7SCP18V24P-**A |  |  | 7E[C,U]24BX-**+TDR |  | 23600 | 15.8 | 8.5 | 24000 | 20000 | 83.33% | 1.75 | 0 | 11.7 |  |  |  | No | R-454B | 1.9667 | Residential & Commercial | Ducted CEE Tier 1
215667854 | Central HP <5.4 tons | ARCOAIRE | HRCU-A-CB (Split System: Heat Pump with Remote Outdoor Unit-Air-Source) | H5H0V24*K*AAA* |  |  | EA*5X37M21A*+WALLCON | *80CTL0901716B* | 24000 | 17.5 | 9 | 23200 | 16300 | 70.26% | 2.02 | 0 | 10.5 |  |  |  | No | R-454B | 2 | Residential & Commercial | Ducted CEE Tier 1
215667918 | Central HP <5.4 tons | ARCOAIRE | HRCU-A-CB (Split System: Heat Pump with Remote Outdoor Unit-Air-Source) | H5H0V24*K*AAA* |  |  | EA*5X37M21A*+WALLCON | *96CTN0601714B* | 24000 | 17.5 | 9 | 23400 | 16400 | 70.09% | 2 | 0 | 10.5 |  |  |  | No | R-454B | 2 | Residential & Commercial | Ducted CEE Tier 1
214052487 | Central HP <5.4 tons | LENNOX | HRCU-A-CB (Split System: Heat Pump with Remote Outdoor Unit-Air-Source) | EL22XPV-024-230A** | ADP |  | HG34936 | ML180UH045E36A* | 23400 | 21 | 8.5 | 21200 | 14900 | 70.28% | 1.86 | 0 | 13.5 |  |  |  | No | R-410A | 1.95 | Residential & Commercial | Ducted CEE Tier 1
212479951 | Central HP <5.4 tons | CARRIER | HRCU-A-CB (Split System: Heat Pump with Remote Outdoor Unit-Air-Source) | 38MURAQ24AB3* | ADP |  | V,C36H175P149 | 58SU*A060E17**16 | 25000 | 17 | 8.5 | 25000 | 21400 | 85.6% | 1.82 | 0 | 10.5 |  |  |  | No | R-410A | 2.0833 | Residential & Commercial | Ducted CEE Tier 1
212480024 | Central HP <5.4 tons | CARRIER | HRCU-A-CB (Split System: Heat Pump with Remote Outdoor Unit-Air-Source) | 38MURAQ24AB3* | ADP |  | A36VCA+TXV | 59SC2D080E17**16 | 24200 | 17 | 8.1 | 24600 | 22400 | 91.06% | 1.88 | 0 | 10.5 |  |  |  | No | R-410A | 2.0167 | Residential & Commercial | Ducted CEE Tier 1
212480033 | Central HP <5.4 tons | CARRIER | HRCU-A-CB (Split System: Heat Pump with Remote Outdoor Unit-Air-Source) | 38MURAQ24AB3* | ADP |  | V,C36H175P149 | 59SC2D080E17**16 | 24200 | 17 | 8.1 | 24600 | 22400 | 91.06% | 1.88 | 0 | 10.5 |  |  |  | No | R-410A | 2.0167 | Residential & Commercial | Ducted CEE Tier 1
212480124 | Central HP <5.4 tons | CARRIER | HRCU-A-CB (Split System: Heat Pump with Remote Outdoor Unit-Air-Source) | 38MURAQ24AB3* | ADP |  | C36A***L139 | 59SU5A060E17**16 | 24200 | 17 | 8.5 | 24600 | 22000 | 89.43% | 1.86 | 0 | 10 |  |  |  | No | R-410A | 2.0167 | Residential & Commercial | Ducted CEE Tier 1
212479980 | Central HP <5.4 tons | CARRIER | HRCU-A-CB (Split System: Heat Pump with Remote Outdoor Unit-Air-Source) | 38MURAQ24AB3* | ADP |  | PL36H175P159 | 58TP*A070V17**16 | 24200 | 17 | 8.1 | 24600 | 22600 | 91.87% | 1.9 | 0 | 10.5 |  |  |  | No | R-410A | 2.0167 | Residential & Commercial | Ducted CEE Tier 1
216494149 | Central HP <5.4 tons | BRYANT HEATING AND COOLING SYSTEMS | HRCU-A-CB (Split System: Heat Pump with Remote Outdoor Unit-Air-Source) | 293VAN036**AA* | ADP |  | CE(P,V)3621G34*+TXV | 987MC60060C21*** | 32600 | 19 | 9.5 | 33600 | 26800 | 79.76% | 2 | 0 | 11 |  |  |  | No | R-454B | 2.7167 | Residential & Commercial | Ducted CEE Tier 1
216494151 | Central HP <5.4 tons | BRYANT HEATING AND COOLING SYSTEMS | HRCU-A-CB (Split System: Heat Pump with Remote Outdoor Unit-Air-Source) | 293VAN036**AA* | ADP |  | CE(P,V)3621G34*+TXV | 987MC66100C21*** | 32800 | 20 | 9.5 | 33200 | 26200 | 78.92% | 2 | 0 | 11.5 |  |  |  | No | R-454B | 2.7333 | Residential & Commercial | Ducted CEE Tier 1
216487601 | Central HP <5.4 tons | BRYANT HEATING AND COOLING SYSTEMS | HRCU-A-CB (Split System: Heat Pump with Remote Outdoor Unit-Air-Source) | 293VAN036**AA* | ADP |  | CE(P,V)3614G34*+TXV | 88*TB60110C21*** | 32800 | 20 | 9.5 | 32800 | 25800 | 78.66% | 2.04 | 0 | 11.5 |  |  |  | No | R-454B | 2.7333 | Residential & Commercial | Ducted CEE Tier 1
216487626 | Central HP <5.4 tons | BRYANT HEATING AND COOLING SYSTEMS | HRCU-A-CB (Split System: Heat Pump with Remote Outdoor Unit-Air-Source) | 293VAN036**AA* | ADP |  | CE(P,V)3617G34*+TXV | 987MC66100C21*** | 32800 | 20 | 9.5 | 33200 | 26200 | 78.92% | 2 | 0 | 11.5 |  |  |  | No | R-454B | 2.7333 | Residential & Commercial | Ducted CEE Tier 1
212480062 | Central HP <5.4 tons | CARRIER | HRCU-A-CB (Split System: Heat Pump with Remote Outdoor Unit-Air-Source) | 38MURAQ24AB3* | ADP |  | C36A***L129 | 59SC5B080E17**16 | 24600 | 15.2 | 8.5 | 25200 | 21600 | 85.71% | 1.8 | 0 | 10 |  |  |  | No | R-410A | 2.05 | Residential & Commercial | Ducted CEE Tier 1
216487599 | Central HP <5.4 tons | BRYANT HEATING AND COOLING SYSTEMS | HRCU-A-CB (Split System: Heat Pump with Remote Outdoor Unit-Air-Source) | 293VAN036**AA* | ADP |  | CE(P,V)3617G34*+TXV | 88*TB60090C21*** | 32800 | 20 | 9.5 | 33000 | 26000 | 78.79% | 2.04 | 0 | 11.5 |  |  |  | No | R-454B | 2.7333 | Residential & Commercial | Ducted CEE Tier 1
212480035 | Central HP <5.4 tons | CARRIER | HRCU-A-CB (Split System: Heat Pump with Remote Outdoor Unit-Air-Source) | 38MURAQ24AB3* | ADP |  | PL36H175P159 | 59SC2D080E17**16 | 24200 | 17 | 8.1 | 24600 | 22400 | 91.06% | 1.88 | 0 | 10.5 |  |  |  | No | R-410A | 2.0167 | Residential & Commercial | Ducted CEE Tier 1
212480158 | Central HP <5.4 tons | CARRIER | HRCU-A-CB (Split System: Heat Pump with Remote Outdoor Unit-Air-Source) | 38MURAQ24AB3* | ADP |  | PL36H175P149 | 59TP6B080V17**16 | 24200 | 16 | 8.1 | 24600 | 22600 | 91.87% | 1.9 | 0 | 10.5 |  |  |  | No | R-410A | 2.0167 | Residential & Commercial | Ducted CEE Tier 1
212480126 | Central HP <5.4 tons | CARRIER | HRCU-A-CB (Split System: Heat Pump with Remote Outdoor Unit-Air-Source) | 38MURAQ24AB3* | ADP |  | PL36H175P149 | 59SU5A060E17**16 | 24400 | 17 | 8.5 | 24600 | 22000 | 89.43% | 1.86 | 0 | 10 |  |  |  | No | R-410A | 2.0333 | Residential & Commercial | Ducted CEE Tier 1
216013469 | Central HP <5.4 tons | DUCANE | HRCU-A-CB (Split System: Heat Pump with Remote Outdoor Unit-Air-Source) | 7SCP18V36P-**A |  |  | 7AH1AV36PX-** |  | 36000 | 18 | 9.5 | 36000 | 30000 | 83.33% | 1.8 | 0 | 11.7 |  |  |  | No | R-454B | 3 | Residential & Commercial | Ducted CEE Tier 1
214607176 | Central HP <5.4 tons | LENNOX | HRCU-A-CB (Split System: Heat Pump with Remote Outdoor Unit-Air-Source) | EL22XPV-024-230A** | ADP |  | LD19/24Y9+LEFE3A* |  | 22400 | 20 | 8.35 | 20400 | 15600 | 76.47% | 2.18 | 0 | 13 |  |  |  | No | R-410A | 1.8667 | Residential & Commercial | Ducted CEE Tier 1
216487588 | Central HP <5.4 tons | BRYANT HEATING AND COOLING SYSTEMS | HRCU-A-CB (Split System: Heat Pump with Remote Outdoor Unit-Air-Source) | 293VAN036**AA* | ADP |  | CE(P,V)3617G34*+TXV | 88*TB48070C17*** | 32600 | 19 | 9.5 | 33600 | 26600 | 79.17% | 2 | 0 | 11 |  |  |  | No | R-454B | 2.7167 | Residential & Commercial | Ducted CEE Tier 1
212480149 | Central HP <5.4 tons | CARRIER | HRCU-A-CB (Split System: Heat Pump with Remote Outdoor Unit-Air-Source) | 38MURAQ24AB3* | ADP |  | PL36H210P299 | 59TP6B080V17**16 | 24800 | 17 | 8.5 | 24000 | 20600 | 85.83% | 1.76 | 0 | 10.5 |  |  |  | No | R-410A | 2.0667 | Residential & Commercial | Ducted CEE Tier 1
212480160 | Central HP <5.4 tons | CARRIER | HRCU-A-CB (Split System: Heat Pump with Remote Outdoor Unit-Air-Source) | 38MURAQ24AB3* | ADP |  | V,C36H175P149 | 59TP6B080V17**16 | 24200 | 16 | 8.1 | 24600 | 22600 | 91.87% | 1.9 | 0 | 10.5 |  |  |  | No | R-410A | 2.0167 | Residential & Commercial | Ducted CEE Tier 1
212480167 | Central HP <5.4 tons | CARRIER | HRCU-A-CB (Split System: Heat Pump with Remote Outdoor Unit-Air-Source) | 38MURAQ24AB3* | ADP |  | PL36H210P749 | 59TP6B080V17**16 | 24200 | 16 | 8.1 | 24600 | 22600 | 91.87% | 1.9 | 0 | 10.5 |  |  |  | No | R-410A | 2.0167 | Residential & Commercial | Ducted CEE Tier 1
211206952 | Central HP <5.4 tons | FRASER-JOHNSTON | HRCU-A-CB (Split System: Heat Pump with Remote Outdoor Unit-Air-Source) | HL20B4821 |  |  | XAMC48HE3N1+CC | TM8V120C20MP12 | 43500 | 19 | 9 | 44500 | 36200 | 81.35% | 2.14 | 0 | 12 |  |  |  | No | R-410A | 3.625 | Residential & Commercial | Ducted CEE Tier 1
215682207 | Central HP <5.4 tons | ARCOAIRE | HRCU-A-CB (Split System: Heat Pump with Remote Outdoor Unit-Air-Source) | H5H0V48*K*AAA* |  |  | EVD5X48M24A*+WALLCON | *97CTN0802120A* | 47000 | 18.5 | 9 | 50000 | 36400 | 72.8% | 2 | 0 | 10 |  |  |  | No | R-454B | 3.9167 | Residential & Commercial | Ducted CEE Tier 1
215682227 | Central HP <5.4 tons | ARCOAIRE | HRCU-A-CB (Split System: Heat Pump with Remote Outdoor Unit-Air-Source) | H5H0V48*K*AAA* |  |  | EVD5X48M24A*+WALLCON | *97CTN1202422A* | 47000 | 18.5 | 9 | 50000 | 36400 | 72.8% | 2 | 0 | 10 |  |  |  | No | R-454B | 3.9167 | Residential & Commercial | Ducted CEE Tier 1
215681957 | Central HP <5.4 tons | ARCOAIRE | HRCU-A-CB (Split System: Heat Pump with Remote Outdoor Unit-Air-Source) | H5H0V48*K*AAA* |  |  | EVM5X60M21A*+WALLCON | *97CTN0802120A* | 48000 | 19 | 9 | 50000 | 36800 | 73.6% | 2 | 0 | 10 |  |  |  | No | R-454B | 4 | Residential & Commercial | Ducted CEE Tier 1
215682057 | Central HP <5.4 tons | ARCOAIRE | HRCU-A-CB (Split System: Heat Pump with Remote Outdoor Unit-Air-Source) | H5H0V48*K*AAA* |  |  | EVM5X61M24A*+WALLCON | *80CSU1002120B* | 48500 | 19 | 9 | 50000 | 36600 | 73.2% | 2.12 | 0 | 10 |  |  |  | No | R-454B | 4.0417 | Residential & Commercial | Ducted CEE Tier 1
214776406 | Central HP <5.4 tons | YORK | HRCU-A-CB (Split System: Heat Pump with Remote Outdoor Unit-Air-Source) | HH836E2S11 | ADP |  | CV361**C+TXV | Y82E080B12LMPS1 | 32000 | 18 | 8.2 | 28200 | 24400 | 86.52% | 1.94 | 0 | 11 |  |  |  | No | R-454B | 2.6667 | Residential & Commercial | Ducted CEE Tier 1
215390439 | Central HP <5.4 tons | TOSOT | HRCU-A-CB (Split System: Heat Pump with Remote Outdoor Unit-Air-Source) | TU60W-EDU |  |  | TUD60AH2-EDU |  | 54000 | 16 | 9 | 54000 | 45000 | 83.33% | 1.8 | 0 | 11 |  |  |  | No | R-32 | 4.5 | Residential & Commercial | Ducted CEE Tier 1
216487310 | Central HP <5.4 tons | BRYANT HEATING AND COOLING SYSTEMS | HRCU-A-CB (Split System: Heat Pump with Remote Outdoor Unit-Air-Source) | 290VAN024**AA* | ADP |  | CE(P,V)2417G31*+TXV | 88*TB36070C14*** | 22800 | 17 | 9 | 23000 | 16400 | 71.3% | 1.96 | 0 | 10 |  |  |  | No | R-454B | 1.9 | Residential & Commercial | Ducted CEE Tier 1
215682277 | Central HP <5.4 tons | ARCOAIRE | HRCU-A-CB (Split System: Heat Pump with Remote Outdoor Unit-Air-Source) | H5H0V48*K*AAA* |  |  | EVD5X49M24A*+WALLCON | *97CTN1002122A* | 48000 | 19 | 9 | 50000 | 36600 | 73.2% | 2 | 0 | 10.5 |  |  |  | No | R-454B | 4 | Residential & Commercial | Ducted CEE Tier 1
215682327 | Central HP <5.4 tons | ARCOAIRE | HRCU-A-CB (Split System: Heat Pump with Remote Outdoor Unit-Air-Source) | H5H0V48*K*AAA* |  |  | EVD5X60M21A*+WALLCON | *80CSU0802120B* | 48500 | 19 | 9 | 50000 | 36400 | 72.8% | 2.12 | 0 | 10 |  |  |  | No | R-454B | 4.0417 | Residential & Commercial | Ducted CEE Tier 1
213615293 | Central HP <5.4 tons | GE | HRCU-A-CB (Split System: Heat Pump with Remote Outdoor Unit-Air-Source) | NS22H24MA4-**A | ADP |  | V36H175P149 | NF97X060V3B | 23800 | 21 | 8.5 | 21600 | 15200 | 70.37% | 1.9 | 0 | 13.5 |  |  |  | No | R-410A | 1.9833 | Residential & Commercial | Ducted CEE Tier 1
215676877 | Central HP <5.4 tons | ARCOAIRE | HRCU-A-CB (Split System: Heat Pump with Remote Outdoor Unit-Air-Source) | H5H0V48*K*AAA* |  |  | EVD5X61M24A*+WALLCON | *80CTL0902120B* | 48500 | 19.5 | 9.5 | 50000 | 36600 | 73.2% | 2.1 | 0 | 10.5 |  |  |  | No | R-454B | 4.0417 | Residential & Commercial | Ducted CEE Tier 1
215682527 | Central HP <5.4 tons | ARCOAIRE | HRCU-A-CB (Split System: Heat Pump with Remote Outdoor Unit-Air-Source) | H5H0V48*K*AAA* |  |  | EVD5X61M24A*+WALLCON | *80CSU0802120B* | 49000 | 19 | 9 | 50000 | 36400 | 72.8% | 2.12 | 0 | 10.5 |  |  |  | No | R-454B | 4.0833 | Residential & Commercial | Ducted CEE Tier 1
216030961 | Central HP <5.4 tons | MOOVAIR | HRCU-A-CB (Split System: Heat Pump with Remote Outdoor Unit-Air-Source) | MSHEA36R2AN1 |  |  | MAHMA36R4AS1 |  | 36000 | 16.1 | 8.7 | 36000 | 27000 | 75% | 2 | 0 | 10 |  |  |  | No | R-454B | 3 | Residential & Commercial | Ducted CEE Tier 1
216487857 | Central HP <5.4 tons | BRYANT HEATING AND COOLING SYSTEMS | HRCU-A-CB (Split System: Heat Pump with Remote Outdoor Unit-Air-Source) | 290VAN036**AA* | ADP |  | CE(P,V)3617G34*+TXV | 986TD66120C24*** | 32600 | 18 | 9 | 32600 | 24400 | 74.85% | 1.9 | 0 | 10 |  |  |  | No | R-454B | 2.7167 | Residential & Commercial | Ducted CEE Tier 1
216487756 | Central HP <5.4 tons | BRYANT HEATING AND COOLING SYSTEMS | HRCU-A-CB (Split System: Heat Pump with Remote Outdoor Unit-Air-Source) | 293VAN060**AA* | ADP |  | CE(P,V)6021G48*+TXV | 987MC66100C21*** | 55500 | 18 | 8.5 | 58500 | 45500 | 77.78% | 2.06 | 0 | 11 |  |  |  | No | R-454B | 4.625 | Residential & Commercial | Ducted CEE Tier 1
215679687 | Central HP <5.4 tons | ARCOAIRE | HRCU-A-CB (Split System: Heat Pump with Remote Outdoor Unit-Air-Source) | H5H0V36*K*AAA* |  |  | EA*5X61M24A*+WALLCON | *97CTN1002122A* | 35000 | 18.5 | 9 | 34400 | 24800 | 72.09% | 1.92 | 0 | 10.5 |  |  |  | No | R-454B | 2.9167 | Residential & Commercial | Ducted CEE Tier 1
215679617 | Central HP <5.4 tons | ARCOAIRE | HRCU-A-CB (Split System: Heat Pump with Remote Outdoor Unit-Air-Source) | H5H0V36*K*AAA* |  |  | EA*5X61M21A*+WALLCON | *80CSU0601716B* | 35000 | 18 | 9 | 34400 | 24800 | 72.09% | 1.92 | 0 | 10 |  |  |  | No | R-454B | 2.9167 | Residential & Commercial | Ducted CEE Tier 1
212986687 | Central HP <5.4 tons | KEEPRITE | HRCU-A-CB (Split System: Heat Pump with Remote Outdoor Unit-Air-Source) | DLCURAH18ABK |  |  | EA*4X25L17A* | *96MSN0401712A* | 17700 | 15.5 | 8.1 | 17700 | 17800 | 100.6% | 2.14 | 0 | 10.5 |  |  |  | No | R-410A | 1.475 | Residential & Commercial | Ducted CEE Tier 1
212985921 | Central HP <5.4 tons | KEEPRITE | HRCU-A-CB (Split System: Heat Pump with Remote Outdoor Unit-Air-Source) | DLCURAH18ABK |  |  | EA*4X30L14A* | *96MSN0261410A* | 17400 | 16 | 8.5 | 18000 | 18800 | 104.4% | 2.26 | 0 | 10.5 |  |  |  | No | R-410A | 1.45 | Residential & Commercial | Ducted CEE Tier 1
216591329 | Central HP <5.4 tons | KENMORE | HRCU-A-CB (Split System: Heat Pump with Remote Outdoor Unit-Air-Source) | HH824E2S11 |  |  | CTU36B5XDS1+JME08B2SN1+TXV |  | 23000 | 19 | 9.5 | 23000 | 18000 | 78.26% | 2 | 0 | 12 |  |  |  | No | R-454B | 1.9167 | Residential & Commercial | Ducted CEE Tier 1
214671429 | Central HP <5.4 tons | LENNOX | HRCU-A-CB (Split System: Heat Pump with Remote Outdoor Unit-Air-Source) | SL25XPV-024-230A** | ADP |  | L*24/36Z9 | EL297UH045XV36B* | 22400 | 22 | 9.5 | 19600 | 19600 | 100% | 1.96 | 0 | 14 |  |  |  | No | R-410A | 1.8667 | Residential & Commercial | Ducted CEE Tier 1
211206835 | Central HP <5.4 tons | CHAMPION HEATING AND COOLING | HRCU-A-CB (Split System: Heat Pump with Remote Outdoor Unit-Air-Source) | HL20B2421 |  |  | XAMB24DE1N1+CC | TM9V060B12MP12 | 22600 | 17 | 8.5 | 23800 | 18500 | 77.73% | 1.92 | 0 | 12 |  |  |  | No | R-410A | 1.8833 | Residential & Commercial | Ducted CEE Tier 1
214671431 | Central HP <5.4 tons | LENNOX | HRCU-A-CB (Split System: Heat Pump with Remote Outdoor Unit-Air-Source) | SL25XPV-024-230A** | ADP |  | L*24/36Z9 | SL280UH060NV36A* | 22400 | 22 | 9.2 | 19800 | 20000 | 101% | 1.84 | 0 | 14.5 |  |  |  | No | R-410A | 1.8667 | Residential & Commercial | Ducted CEE Tier 1
214061876 | Central HP <5.4 tons | LENNOX | HRCU-A-CB (Split System: Heat Pump with Remote Outdoor Unit-Air-Source) | SL25XPV-024-230A** | ADP |  | HG80936 | SL280UH090V48B* | 22400 | 22 | 9.3 | 20000 | 20000 | 100% | 1.84 | 0 | 14.5 |  |  |  | No | R-410A | 1.8667 | Residential & Commercial | Ducted CEE Tier 1
215223143 | Central HP <5.4 tons | BRYANT HEATING AND COOLING SYSTEMS | HRCU-A-CB (Split System: Heat Pump with Remote Outdoor Unit-Air-Source) | 288BNV025*0**C* | ADP |  | H,PG9J930 | 987MC66120C24*** | 23800 | 16 | 8.1 | 19800 | 16200 | 81.82% | 1.96 | 0 | 11 |  |  |  | No | R-410A | 1.9833 | Residential & Commercial | Ducted CEE Tier 1
216494100 | Central HP <5.4 tons | BRYANT HEATING AND COOLING SYSTEMS | HRCU-A-CB (Split System: Heat Pump with Remote Outdoor Unit-Air-Source) | 290VAN024**AA* | ADP |  | CE(P,V)3621G34*+TXV | 88*TB36045C17*** | 23000 | 16 | 9 | 22600 | 16300 | 72.12% | 1.98 | 0 | 10 |  |  |  | No | R-454B | 1.9167 | Residential & Commercial | Ducted CEE Tier 1
216487325 | Central HP <5.4 tons | BRYANT HEATING AND COOLING SYSTEMS | HRCU-A-CB (Split System: Heat Pump with Remote Outdoor Unit-Air-Source) | 290VAN024**AA* | ADP |  | CE(P,V)2414G31*+TXV | 88*TB48090C17*** | 22800 | 17 | 9 | 22400 | 16200 | 72.32% | 1.98 | 0 | 10 |  |  |  | No | R-454B | 1.9 | Residential & Commercial | Ducted CEE Tier 1
216487330 | Central HP <5.4 tons | BRYANT HEATING AND COOLING SYSTEMS | HRCU-A-CB (Split System: Heat Pump with Remote Outdoor Unit-Air-Source) | 290VAN024**AA* | ADP |  | CE(P,V)3617G34*+TXV | 88*TB48090C17*** | 23200 | 17 | 9 | 22400 | 16200 | 72.32% | 1.98 | 0 | 10.5 |  |  |  | No | R-454B | 1.9333 | Residential & Commercial | Ducted CEE Tier 1
216031618 | Central HP <5.4 tons | DUCANE | HRCU-A-C (Split System: Heat Pump with Remote Outdoor Unit with No Indoor Fan --Air Source) | 7SCP18V36P-**A |  |  | 7E[C,U]36BX-**+TDR |  | 34000 | 15.2 | 8.5 | 34000 | 28800 | 84.71% | 1.75 | 0 | 10.6 |  |  |  | No | R-454B | 2.8333 | Residential & Commercial | Ducted CEE Tier 1
214671430 | Central HP <5.4 tons | LENNOX | HRCU-A-CB (Split System: Heat Pump with Remote Outdoor Unit-Air-Source) | SL25XPV-024-230A** | ADP |  | L*29/36U9 | SL280UH060NV36A* | 22400 | 22 | 9.2 | 19800 | 20000 | 101% | 1.84 | 0 | 14.5 |  |  |  | No | R-410A | 1.8667 | Residential & Commercial | Ducted CEE Tier 1
216487676 | Central HP <5.4 tons | BRYANT HEATING AND COOLING SYSTEMS | HRCU-A-CB (Split System: Heat Pump with Remote Outdoor Unit-Air-Source) | 293VAN048**AA* | ADP |  | CE(P,V)6021G48*+TXV | 88*TB60110C21*** | 45000 | 21 | 9.5 | 46000 | 35800 | 77.83% | 2 | 0 | 11 |  |  |  | No | R-454B | 3.75 | Residential & Commercial | Ducted CEE Tier 1
216487715 | Central HP <5.4 tons | BRYANT HEATING AND COOLING SYSTEMS | HRCU-A-CB (Split System: Heat Pump with Remote Outdoor Unit-Air-Source) | 293VAN048**AA* | ADP |  | CE(P,V)4821G1K*+TXV | 987MC60080C21*** | 43500 | 20 | 9.5 | 46000 | 36200 | 78.7% | 2 | 0 | 10.5 |  |  |  | No | R-454B | 3.625 | Residential & Commercial | Ducted CEE Tier 1
211206962 | Central HP <5.4 tons | FRASER-JOHNSTON | HRCU-A-CB (Split System: Heat Pump with Remote Outdoor Unit-Air-Source) | HL20B4821 |  |  | XAMC48HE3N1+CC | TMLV120C20MP12 | 43500 | 19 | 9 | 44500 | 36200 | 81.35% | 2.14 | 0 | 12 |  |  |  | No | R-410A | 3.625 | Residential & Commercial | Ducted CEE Tier 1
211206921 | Central HP <5.4 tons | FRASER-JOHNSTON | HRCU-A-CB (Split System: Heat Pump with Remote Outdoor Unit-Air-Source) | HL20B4821 |  |  | XAMC48HE3N1+CC | TP9C100C20MP13 | 43500 | 19 | 9 | 44500 | 36400 | 81.8% | 2.14 | 0 | 11.7 |  |  |  | No | R-410A | 3.625 | Residential & Commercial | Ducted CEE Tier 1
211010188 | Central HP <5.4 tons | CHAMPION HEATING AND COOLING | HRCU-A-CB (Split System: Heat Pump with Remote Outdoor Unit-Air-Source) | HL20B4821 |  |  | JHVVC48HE3C2N1+CC |  | 44500 | 19.5 | 8.5 | 44000 | 35200 | 80% | 2 | 0 | 12.4 |  |  |  | No | R-410A | 3.7083 | Residential & Commercial | Ducted CEE Tier 1
215675607 | Central HP <5.4 tons | ARCOAIRE | HRCU-A-CB (Split System: Heat Pump with Remote Outdoor Unit-Air-Source) | H5H0V48*K*AAA* |  |  | EVM5X49M21A*+WALLCON | *97CMN0602120B* | 47500 | 18.5 | 9 | 50000 | 37200 | 74.4% | 1.98 | 0 | 10 |  |  |  | No | R-454B | 3.9583 | Residential & Commercial | Ducted CEE Tier 1
216494143 | Central HP <5.4 tons | BRYANT HEATING AND COOLING SYSTEMS | HRCU-A-CB (Split System: Heat Pump with Remote Outdoor Unit-Air-Source) | 293VAN036**AA* | ADP |  | CE(P,V)3621G34*+TXV | 88*TB60070C21*** | 32800 | 20 | 9.5 | 33000 | 26000 | 78.79% | 2.04 | 0 | 11 |  |  |  | No | R-454B | 2.7333 | Residential & Commercial | Ducted CEE Tier 1
216494186 | Central HP <5.4 tons | BRYANT HEATING AND COOLING SYSTEMS | HRCU-A-CB (Split System: Heat Pump with Remote Outdoor Unit-Air-Source) | 293VAN036**AA* | ADP |  | CE(P,V)3621G34*+TXV | 986TD42080C17*** | 32600 | 20 | 9.5 | 33200 | 26200 | 78.92% | 2.02 | 0 | 10.5 |  |  |  | No | R-454B | 2.7167 | Residential & Commercial | Ducted CEE Tier 1
216487609 | Central HP <5.4 tons | BRYANT HEATING AND COOLING SYSTEMS | HRCU-A-CB (Split System: Heat Pump with Remote Outdoor Unit-Air-Source) | 293VAN036**AA* | ADP |  | CE(P,V)3614G34*+TXV | 987MC42060C17*** | 32400 | 19 | 9.5 | 32800 | 26000 | 79.27% | 2.04 | 0 | 10.5 |  |  |  | No | R-454B | 2.7 | Residential & Commercial | Ducted CEE Tier 1
216487624 | Central HP <5.4 tons | BRYANT HEATING AND COOLING SYSTEMS | HRCU-A-CB (Split System: Heat Pump with Remote Outdoor Unit-Air-Source) | 293VAN036**AA* | ADP |  | CE(P,V)3614G34*+TXV | 987MC66100C21*** | 32800 | 20 | 9.5 | 33200 | 26200 | 78.92% | 2 | 0 | 11.5 |  |  |  | No | R-454B | 2.7333 | Residential & Commercial | Ducted CEE Tier 1
215678347 | Central HP <5.4 tons | ARCOAIRE | HRCU-A-CB (Split System: Heat Pump with Remote Outdoor Unit-Air-Source) | H5H0V24*K*AAA* |  |  | EA*5X37M17A*+WALLCON | *80CSU0401712B* | 23800 | 17 | 9 | 23400 | 16400 | 70.09% | 2 | 0 | 10 |  |  |  | No | R-454B | 1.9833 | Residential & Commercial | Ducted CEE Tier 1
206133351 | Central HP <5.4 tons | KEEPRITE | HRCU-A-CB (Split System: Heat Pump with Remote Outdoor Unit-Air-Source) | CVH825GKA2* |  |  | EA*4X30L17A*+WALLCON | *80CSU0601716A* | 23400 | 16.5 | 8.1 | 21600 | 16700 | 77.31% | 1.92 | 11 | 10.5 |  |  |  | No | R-410A | 1.95 | Residential & Commercial | Ducted CEE Tier 1
206133421 | Central HP <5.4 tons | KEEPRITE | HRCU-A-CB (Split System: Heat Pump with Remote Outdoor Unit-Air-Source) | CVH825GKA2* |  |  | EA*4X37L17A*+WALLCON | *80CSU0401712A* | 24200 | 17 | 8.1 | 21400 | 16700 | 78.04% | 2 | 11.5 | 11 |  |  |  | No | R-410A | 2.0167 | Residential & Commercial | Ducted CEE Tier 1
206133989 | Central HP <5.4 tons | KEEPRITE | HRCU-A-CB (Split System: Heat Pump with Remote Outdoor Unit-Air-Source) | CVH825GKA2* |  |  | EHD4X36AAL+WALLCON | *95CSU0802120A* | 24000 | 16 | 8.1 | 21400 | 16600 | 77.57% | 1.98 | 11 | 10.5 |  |  |  | No | R-410A | 2 | Residential & Commercial | Ducted CEE Tier 1
216494185 | Central HP <5.4 tons | BRYANT HEATING AND COOLING SYSTEMS | HRCU-A-CB (Split System: Heat Pump with Remote Outdoor Unit-Air-Source) | 293VAN036**AA* | ADP |  | CE(P,V)3621G34*+TXV | 986TD42060C17*** | 32400 | 19 | 9.5 | 32600 | 26000 | 79.75% | 2.02 | 0 | 10.5 |  |  |  | No | R-454B | 2.7 | Residential & Commercial | Ducted CEE Tier 1
215675707 | Central HP <5.4 tons | ARCOAIRE | HRCU-A-CB (Split System: Heat Pump with Remote Outdoor Unit-Air-Source) | H5H0V48*K*AAA* |  |  | EVM5X60M21A*+WALLCON | *80CTL0701716B* | 48000 | 18.5 | 9 | 50000 | 37200 | 74.4% | 2 | 0 | 10 |  |  |  | No | R-454B | 4 | Residential & Commercial | Ducted CEE Tier 1
215682477 | Central HP <5.4 tons | ARCOAIRE | HRCU-A-CB (Split System: Heat Pump with Remote Outdoor Unit-Air-Source) | H5H0V48*K*AAA* |  |  | EVD5X61M21A*+WALLCON | *80CSU1002120B* | 48500 | 19 | 9 | 50000 | 36800 | 73.6% | 2.12 | 0 | 10 |  |  |  | No | R-454B | 4.0417 | Residential & Commercial | Ducted CEE Tier 1
216487642 | Central HP <5.4 tons | BRYANT HEATING AND COOLING SYSTEMS | HRCU-A-CB (Split System: Heat Pump with Remote Outdoor Unit-Air-Source) | 293VAN048**AA* | ADP |  | CE(P,V)4817G1K*+TXV | 88*TB36070C14*** | 43000 | 19 | 8.5 | 47000 | 35000 | 74.47% | 1.8 | 0 | 11 |  |  |  | No | R-454B | 3.5833 | Residential & Commercial | Ducted CEE Tier 1
216487656 | Central HP <5.4 tons | BRYANT HEATING AND COOLING SYSTEMS | HRCU-A-CB (Split System: Heat Pump with Remote Outdoor Unit-Air-Source) | 293VAN048**AA* | ADP |  | CE(P,V)4817G1K*+TXV | 88*TB48090C17*** | 43500 | 20 | 9 | 46500 | 35400 | 76.13% | 1.86 | 0 | 11 |  |  |  | No | R-454B | 3.625 | Residential & Commercial | Ducted CEE Tier 1
216487692 | Central HP <5.4 tons | BRYANT HEATING AND COOLING SYSTEMS | HRCU-A-CB (Split System: Heat Pump with Remote Outdoor Unit-Air-Source) | 293VAN048**AA* | ADP |  | CE(P,V)6021G48*+TXV | 987MC42080C17*** | 43000 | 20 | 9.5 | 47000 | 36200 | 77.02% | 2 | 0 | 10.5 |  |  |  | No | R-454B | 3.5833 | Residential & Commercial | Ducted CEE Tier 1
216487373 | Central HP <5.4 tons | BRYANT HEATING AND COOLING SYSTEMS | HRCU-A-CB (Split System: Heat Pump with Remote Outdoor Unit-Air-Source) | 290VAN024**AA* | ADP |  | CE(P,V)3614G34*+TXV | 987MC42080C17*** | 23000 | 17 | 9 | 22600 | 16300 | 72.12% | 1.98 | 0 | 10 |  |  |  | No | R-454B | 1.9167 | Residential & Commercial | Ducted CEE Tier 1
216487368 | Central HP <5.4 tons | BRYANT HEATING AND COOLING SYSTEMS | HRCU-A-CB (Split System: Heat Pump with Remote Outdoor Unit-Air-Source) | 290VAN024**AA* | ADP |  | CE(P,V)3617G34*+TXV | 987MC42060C17*** | 23000 | 17 | 9 | 22600 | 16300 | 72.12% | 1.98 | 0 | 10 |  |  |  | No | R-454B | 1.9167 | Residential & Commercial | Ducted CEE Tier 1
213386699 | Central HP <5.4 tons | Dettson | HRCU-A-C (Split System: Heat Pump with Remote Outdoor Unit with No Indoor Fan --Air Source) | EVD-24-O |  |  | MAC24H1418E |  | 24000 | 16.1 | 9.8 | 25000 | 20000 | 80% | 2 | 0 | 10.7 |  |  |  | No | R-410A | 2 | Residential & Commercial | Ducted CEE Tier 1
216591630 | Central HP <5.4 tons | KENMORE | HRCU-A-CB (Split System: Heat Pump with Remote Outdoor Unit-Air-Source) | HH836E2S11 |  |  | CTM48C5CFS1+JME16C2SN1 |  | 34400 | 19 | 9 | 31600 | 25200 | 79.75% | 2 | 0 | 11.7 |  |  |  | No | R-454B | 2.8667 | Residential & Commercial | Ducted CEE Tier 1
216487542 | Central HP <5.4 tons | BRYANT HEATING AND COOLING SYSTEMS | HRCU-A-CB (Split System: Heat Pump with Remote Outdoor Unit-Air-Source) | 290VAN048**AA* | ADP |  | CE(P,V)6021G48*+TXV | 987MC66120C24*** | 45000 | 18 | 9 | 45500 | 33200 | 72.97% | 2.06 | 0 | 10 |  |  |  | No | R-454B | 3.75 | Residential & Commercial | Ducted CEE Tier 1
216591628 | Central HP <5.4 tons | KENMORE | HRCU-A-CB (Split System: Heat Pump with Remote Outdoor Unit-Air-Source) | HH836E2S11 |  |  | CTF48C5CFS1 | Z8ES120C16SMPS1 | 34000 | 19 | 9 | 31600 | 25200 | 79.75% | 2 | 0 | 11.7 |  |  |  | No | R-454B | 2.8333 | Residential & Commercial | Ducted CEE Tier 1
216591783 | Central HP <5.4 tons | KENMORE | HRCU-A-CB (Split System: Heat Pump with Remote Outdoor Unit-Air-Source) | HH836E2S11 |  |  | CTM48C5CFS1 | Z8ES120C16SMPS1 | 34000 | 19 | 9 | 31400 | 25200 | 80.25% | 2 | 0 | 11.7 |  |  |  | No | R-454B | 2.8333 | Residential & Commercial | Ducted CEE Tier 1
216591910 | Central HP <5.4 tons | KENMORE | HRCU-A-CB (Split System: Heat Pump with Remote Outdoor Unit-Air-Source) | HH836E2S11 |  |  | CTM36C5CDS1 | Z9ET080C16SMPS1 | 33400 | 18 | 8.5 | 31000 | 23600 | 76.13% | 2 | 0 | 11 |  |  |  | No | R-454B | 2.7833 | Residential & Commercial | Ducted CEE Tier 1
214296069 | Central HP <5.4 tons | Econas | HRCU-A-C (Split System: Heat Pump with Remote Outdoor Unit with No Indoor Fan --Air Source) | EOD30-24HFN1-MW |  |  | EAC-24HWDN1-MN0 |  | 24000 | 16.5 | 9.5 | 25000 | 20000 | 80% | 1.95 | 11 | 10.7 |  |  |  | No | R-410A | 2 | Residential & Commercial | Ducted CEE Tier 1
215676257 | Central HP <5.4 tons | ARCOAIRE | HRCU-A-CB (Split System: Heat Pump with Remote Outdoor Unit-Air-Source) | H5H0V48*K*AAA* |  |  | EVD5X48M24A*+WALLCON | *97CMN0802120B* | 47000 | 18.5 | 9 | 50000 | 36400 | 72.8% | 2 | 0 | 10 |  |  |  | No | R-454B | 3.9167 | Residential & Commercial | Ducted CEE Tier 1
215676287 | Central HP <5.4 tons | ARCOAIRE | HRCU-A-CB (Split System: Heat Pump with Remote Outdoor Unit-Air-Source) | H5H0V48*K*AAA* |  |  | EVD5X49M24A*+WALLCON | *80CSU0802120A* | 48000 | 19 | 9 | 50000 | 36400 | 72.8% | 2.12 | 0 | 10 |  |  |  | No | R-454B | 4 | Residential & Commercial | Ducted CEE Tier 1
216487645 | Central HP <5.4 tons | BRYANT HEATING AND COOLING SYSTEMS | HRCU-A-CB (Split System: Heat Pump with Remote Outdoor Unit-Air-Source) | 293VAN048**AA* | ADP |  | CE(P,V)6021G48*+TXV | 88*TB48070C17*** | 43500 | 20 | 9 | 47000 | 37000 | 78.72% | 2 | 0 | 10.5 |  |  |  | No | R-454B | 3.625 | Residential & Commercial | Ducted CEE Tier 1
216487662 | Central HP <5.4 tons | BRYANT HEATING AND COOLING SYSTEMS | HRCU-A-CB (Split System: Heat Pump with Remote Outdoor Unit-Air-Source) | 293VAN048**AA* | ADP |  | CE(P,V)6024G48*+TXV | 88*TB60070C21*** | 44500 | 21 | 9.5 | 46500 | 36200 | 77.85% | 2 | 0 | 11 |  |  |  | No | R-454B | 3.7083 | Residential & Commercial | Ducted CEE Tier 1
215681517 | Central HP <5.4 tons | ARCOAIRE | HRCU-A-CB (Split System: Heat Pump with Remote Outdoor Unit-Air-Source) | H5H0V48*K*AAA* |  |  | EA*5X61M24A*+WALLCON | *96CTN0802120B* | 46000 | 18 | 9 | 48000 | 33800 | 70.42% | 2.08 | 0 | 10 |  |  |  | No | R-454B | 3.8333 | Residential & Commercial | Ducted CEE Tier 1
215676217 | Central HP <5.4 tons | ARCOAIRE | HRCU-A-CB (Split System: Heat Pump with Remote Outdoor Unit-Air-Source) | H5H0V48*K*AAA* |  |  | EVD5X48M24A*+WALLCON | *80CTL1102120B* | 47000 | 19 | 9 | 50000 | 36200 | 72.4% | 2 | 0 | 10 |  |  |  | No | R-454B | 3.9167 | Residential & Commercial | Ducted CEE Tier 1
215675867 | Central HP <5.4 tons | ARCOAIRE | HRCU-A-CB (Split System: Heat Pump with Remote Outdoor Unit-Air-Source) | H5H0V48*K*AAA* |  |  | EVM5X60M24A*+WALLCON | *80CTL0702120B* | 47500 | 19 | 9 | 50000 | 36800 | 73.6% | 2 | 0 | 10 |  |  |  | No | R-454B | 3.9583 | Residential & Commercial | Ducted CEE Tier 1
216591395 | Central HP <5.4 tons | KENMORE | HRCU-A-CB (Split System: Heat Pump with Remote Outdoor Unit-Air-Source) | HH860E2S11 |  |  | CTM60D5CGS1+JME18D2SN1 |  | 45000 | 19 | 9 | 44500 | 33000 | 74.16% | 2 | 0 | 12 |  |  |  | No | R-454B | 3.75 | Residential & Commercial | Ducted CEE Tier 1
216591447 | Central HP <5.4 tons | KENMORE | HRCU-A-CB (Split System: Heat Pump with Remote Outdoor Unit-Air-Source) | HH860E2S11 |  |  | CTU60C5XGS1+TXV | Z8ES080C20SMPS1 | 44000 | 18 | 9 | 44500 | 33400 | 75.06% | 2 | 0 | 12 |  |  |  | No | R-454B | 3.6667 | Residential & Commercial | Ducted CEE Tier 1
216591579 | Central HP <5.4 tons | KENMORE | HRCU-A-CB (Split System: Heat Pump with Remote Outdoor Unit-Air-Source) | HH860E2S11 |  |  | CTF60D5CJS1 | Z8ES120D20SMPS1 | 53000 | 18 | 9 | 54500 | 39500 | 72.48% | 2 | 0 | 11 |  |  |  | No | R-454B | 4.4167 | Residential & Commercial | Ducted CEE Tier 1
212361760 | Central HP <5.4 tons | MOOVAIR | HRCU-A-C (Split System: Heat Pump with Remote Outdoor Unit with No Indoor Fan --Air Source) | DMA30HOS20230E7 |  |  | CUB36HAC20CWT7A |  | 30000 | 15.5 | 9.7 | 33000 | 27000 | 81.82% | 1.85 | 10.7 | 10.5 |  |  |  | No | R-410A | 2.5 | Residential & Commercial | Ducted CEE Tier 1
215726298 | Central HP <5.4 tons | COLEMAN | HRCU-A-CB (Split System: Heat Pump with Remote Outdoor Unit-Air-Source) | HH860E2S11 | ADP |  | V,Y60H210P17*+TXV+AEFE5* |  | 46000 | 19 | 9 | 44000 | 33600 | 76.36% | 2.1 | 0 | 12 |  |  |  | No | R-454B | 3.8333 | Residential & Commercial | Ducted CEE Tier 1
216591568 | Central HP <5.4 tons | KENMORE | HRCU-A-CB (Split System: Heat Pump with Remote Outdoor Unit-Air-Source) | HH860E2S11 |  |  | JSE60D5CJ2SS1 |  | 53000 | 19 | 8.5 | 54000 | 39000 | 72.22% | 2 | 0 | 11 |  |  |  | No | R-454B | 4.4167 | Residential & Commercial | Ducted CEE Tier 1
216591591 | Central HP <5.4 tons | KENMORE | HRCU-A-CB (Split System: Heat Pump with Remote Outdoor Unit-Air-Source) | HH860E2S11 |  |  | CTF60C5CGS1 | Z8ES120C16SMPS1 | 44000 | 18 | 9 | 43500 | 33000 | 75.86% | 2 | 0 | 12 |  |  |  | No | R-454B | 3.6667 | Residential & Commercial | Ducted CEE Tier 1
215675597 | Central HP <5.4 tons | ARCOAIRE | HRCU-A-CB (Split System: Heat Pump with Remote Outdoor Unit-Air-Source) | H5H0V48*K*AAA* |  |  | EVM5X49M21A*+WALLCON | *95CSU1002122B* | 48000 | 19 | 9 | 50000 | 36600 | 73.2% | 2.02 | 0 | 10 |  |  |  | No | R-454B | 4 | Residential & Commercial | Ducted CEE Tier 1
215676127 | Central HP <5.4 tons | ARCOAIRE | HRCU-A-CB (Split System: Heat Pump with Remote Outdoor Unit-Air-Source) | H5H0V48*K*AAA* |  |  | EVD5X48M21A*+WALLCON | *80CTL1102120B* | 47000 | 18.5 | 9 | 50000 | 36400 | 72.8% | 2 | 0 | 10 |  |  |  | No | R-454B | 3.9167 | Residential & Commercial | Ducted CEE Tier 1
215675657 | Central HP <5.4 tons | ARCOAIRE | HRCU-A-CB (Split System: Heat Pump with Remote Outdoor Unit-Air-Source) | H5H0V48*K*AAA* |  |  | EVM5X49M21A*+WALLCON | *96CTN1002122B* | 48000 | 19 | 9 | 50000 | 36800 | 73.6% | 2 | 0 | 10.5 |  |  |  | No | R-454B | 4 | Residential & Commercial | Ducted CEE Tier 1
215676477 | Central HP <5.4 tons | ARCOAIRE | HRCU-A-CB (Split System: Heat Pump with Remote Outdoor Unit-Air-Source) | H5H0V48*K*AAA* |  |  | EVD5X60M21A*+WALLCON | *80CTL0902120B* | 48000 | 19 | 9.5 | 50000 | 36600 | 73.2% | 2.12 | 0 | 10.5 |  |  |  | No | R-454B | 4 | Residential & Commercial | Ducted CEE Tier 1
215676677 | Central HP <5.4 tons | ARCOAIRE | HRCU-A-CB (Split System: Heat Pump with Remote Outdoor Unit-Air-Source) | H5H0V48*K*AAA* |  |  | EVD5X60M24A*+WALLCON | *96CTN1202422B* | 48000 | 19 | 9 | 50000 | 36600 | 73.2% | 2 | 0 | 10.5 |  |  |  | No | R-454B | 4 | Residential & Commercial | Ducted CEE Tier 1
216494118 | Central HP <5.4 tons | BRYANT HEATING AND COOLING SYSTEMS | HRCU-A-CB (Split System: Heat Pump with Remote Outdoor Unit-Air-Source) | 290VAN036**AA* | ADP |  | CE(P,V)3621G34*+TXV | 88*TB60110C21*** | 33200 | 18 | 9 | 34200 | 25200 | 73.68% | 1.84 | 0 | 10 |  |  |  | No | R-454B | 2.7667 | Residential & Commercial | Ducted CEE Tier 1
211206887 | Central HP <5.4 tons | CHAMPION HEATING AND COOLING | HRCU-A-CB (Split System: Heat Pump with Remote Outdoor Unit-Air-Source) | HL20B3621 |  |  | XAMB36DE2N1+CC | TP9C080B12MP13 | 32200 | 18 | 8.5 | 34000 | 29400 | 86.47% | 1.92 | 0 | 11.7 |  |  |  | No | R-410A | 2.6833 | Residential & Commercial | Ducted CEE Tier 1
215667166 | Central HP <5.4 tons | ARCOAIRE | HRCU-A-CB (Split System: Heat Pump with Remote Outdoor Unit-Air-Source) | H5H0V24*K*AAA* |  |  | EA*5X25M17A*+WALLCON | *80CTL0451712B* | 23800 | 17 | 9 | 23400 | 16500 | 70.51% | 2 | 0 | 10 |  |  |  | No | R-454B | 1.9833 | Residential & Commercial | Ducted CEE Tier 1
215667293 | Central HP <5.4 tons | ARCOAIRE | HRCU-A-CB (Split System: Heat Pump with Remote Outdoor Unit-Air-Source) | H5H0V24*K*AAA* |  |  | EA*5X25M17A*+WALLCON | *96CTN0601714B* | 23800 | 17 | 9 | 23400 | 16500 | 70.51% | 2.02 | 0 | 10.5 |  |  |  | No | R-454B | 1.9833 | Residential & Commercial | Ducted CEE Tier 1
216494109 | Central HP <5.4 tons | BRYANT HEATING AND COOLING SYSTEMS | HRCU-A-CB (Split System: Heat Pump with Remote Outdoor Unit-Air-Source) | 290VAN024**AA* | ADP |  | CE(P,V)3621G34*+TXV | 987MC42080C17*** | 23000 | 17 | 9 | 22600 | 16300 | 72.12% | 1.98 | 0 | 10 |  |  |  | No | R-454B | 1.9167 | Residential & Commercial | Ducted CEE Tier 1
216487359 | Central HP <5.4 tons | BRYANT HEATING AND COOLING SYSTEMS | HRCU-A-CB (Split System: Heat Pump with Remote Outdoor Unit-Air-Source) | 290VAN024**AA* | ADP |  | CE(P,V)3617G34*+TXV | 88*TB66135C24*** | 23400 | 16 | 8.5 | 22400 | 16000 | 71.43% | 1.88 | 0 | 10 |  |  |  | No | R-454B | 1.95 | Residential & Commercial | Ducted CEE Tier 1
211206851 | Central HP <5.4 tons | FRASER-JOHNSTON | HRCU-A-CB (Split System: Heat Pump with Remote Outdoor Unit-Air-Source) | HL20B2421 |  |  | XAMB24DE1N1+CC | TPLC080B12MP13 | 22400 | 18 | 8.5 | 23600 | 18400 | 77.97% | 1.92 | 0 | 12 |  |  |  | No | R-410A | 1.8667 | Residential & Commercial | Ducted CEE Tier 1
211206839 | Central HP <5.4 tons | FRASER-JOHNSTON | HRCU-A-CB (Split System: Heat Pump with Remote Outdoor Unit-Air-Source) | HL20B2421 |  |  | XAMB24DE1N1+CC | TP9C060B12MP13 | 22600 | 17 | 8.5 | 23800 | 18500 | 77.73% | 1.92 | 0 | 12 |  |  |  | No | R-410A | 1.8833 | Residential & Commercial | Ducted CEE Tier 1
215224770 | Central HP <5.4 tons | CARRIER | HRCU-A-CB (Split System: Heat Pump with Remote Outdoor Unit-Air-Source) | 25VNA436A*031* | ADP |  | H,PG9J936 | 59MN7C060C17**14 | 33000 | 19 | 9.5 | 35400 | 25800 | 72.88% | 2.02 | 0 | 11.7 |  |  |  | No | R-410A | 2.75 | Residential & Commercial | Ducted CEE Tier 1
215821497 | Central HP <5.4 tons | COLEMAN | HRCU-A-CB (Split System: Heat Pump with Remote Outdoor Unit-Air-Source) | HH836E2S11 | ADP |  | A36VDA*+TXV+AEFE4B* |  | 33800 | 19 | 8.5 | 29400 | 24600 | 83.67% | 2 | 0 | 11.7 |  |  |  | No | R-454B | 2.8167 | Residential & Commercial | Ducted CEE Tier 1
214671454 | Central HP <5.4 tons | LENNOX | HRCU-A-CB (Split System: Heat Pump with Remote Outdoor Unit-Air-Source) | SL25XPV-036-230A** | ADP |  | L*25/37Z9 | SL280UH090V36B* | 34000 | 22 | 8.8 | 32800 | 25600 | 78.05% | 1.84 | 0 | 13.5 |  |  |  | No | R-410A | 2.8333 | Residential & Commercial | Ducted CEE Tier 1
214671463 | Central HP <5.4 tons | LENNOX | HRCU-A-CB (Split System: Heat Pump with Remote Outdoor Unit-Air-Source) | SL25XPV-036-230A** | ADP |  | L*25/37Z9 | SL297UH040NV36B* | 33800 | 21 | 8.8 | 33000 | 25800 | 78.18% | 1.84 | 0 | 13 |  |  |  | No | R-410A | 2.8167 | Residential & Commercial | Ducted CEE Tier 1
216591132 | Central HP <5.4 tons | KENMORE | HRCU-A-CB (Split System: Heat Pump with Remote Outdoor Unit-Air-Source) | HH824E2S11 |  |  | JHC24B5AC2SS1 |  | 24000 | 19 | 9.5 | 24000 | 17000 | 70.83% | 2.1 | 0 | 12 |  |  |  | No | R-454B | 2 | Residential & Commercial | Ducted CEE Tier 1
214671456 | Central HP <5.4 tons | LENNOX | HRCU-A-CB (Split System: Heat Pump with Remote Outdoor Unit-Air-Source) | SL25XPV-036-230A** | ADP |  | L*29/36U9 | SL280UH090V48B* | 34000 | 22 | 8.8 | 32800 | 25400 | 77.44% | 1.84 | 0 | 13.5 |  |  |  | No | R-410A | 2.8333 | Residential & Commercial | Ducted CEE Tier 1
216487948 | Central HP <5.4 tons | BRYANT HEATING AND COOLING SYSTEMS | HRCU-A-CB (Split System: Heat Pump with Remote Outdoor Unit-Air-Source) | 293VAN036**AA* | ADP |  | CE(P,V)3617G34*+TXV | 986TD66120C24*** | 32200 | 20 | 9.5 | 32400 | 25600 | 79.01% | 2.06 | 0 | 11 |  |  |  | No | R-454B | 2.6833 | Residential & Commercial | Ducted CEE Tier 1
216591243 | Central HP <5.4 tons | KENMORE | HRCU-A-CB (Split System: Heat Pump with Remote Outdoor Unit-Air-Source) | HH824E2S11 |  |  | CTF36B5ADS1 | Z8ET080B12LMPS1 | 23000 | 19 | 9.5 | 23000 | 18600 | 80.87% | 2 | 0 | 12 |  |  |  | No | R-454B | 1.9167 | Residential & Commercial | Ducted CEE Tier 1
216487902 | Central HP <5.4 tons | BRYANT HEATING AND COOLING SYSTEMS | HRCU-A-CB (Split System: Heat Pump with Remote Outdoor Unit-Air-Source) | 291VAN054**AA* | ADP |  | CE(P,V)4817G1K*+TXV | 986TD42080C17*** | 47000 | 18 | 9 | 48500 | 49500 | 102.1% | 1.96 | 0 | 11.7 |  |  |  | No | R-454B | 3.9167 | Residential & Commercial | Ducted CEE Tier 1
216487909 | Central HP <5.4 tons | BRYANT HEATING AND COOLING SYSTEMS | HRCU-A-CB (Split System: Heat Pump with Remote Outdoor Unit-Air-Source) | 291VAN054**AA* | ADP |  | CE(P,V)6021G48*+TXV | 986TD66100C21*** | 49000 | 19 | 10.5 | 50500 | 53000 | 105% | 1.96 | 0 | 11 |  |  |  | No | R-454B | 4.0833 | Residential & Commercial | Ducted CEE Tier 1
214053760 | Central HP <5.4 tons | LENNOX | HRCU-A-CB (Split System: Heat Pump with Remote Outdoor Unit-Air-Source) | SL25XPV-048-230A** | ADP |  | HG50960 | SL280UH110XV60C* | 46000 | 20 | 9.3 | 42000 | 35800 | 85.24% | 1.88 | 0 | 12.5 |  |  |  | No | R-410A | 3.8333 | Residential & Commercial | Ducted CEE Tier 1
215676107 | Central HP <5.4 tons | ARCOAIRE | HRCU-A-CB (Split System: Heat Pump with Remote Outdoor Unit-Air-Source) | H5H0V48*K*AAA* |  |  | EVD5X48M21A*+WALLCON | *80CSU0802120A* | 47000 | 18.5 | 9 | 50000 | 36400 | 72.8% | 2 | 0 | 10 |  |  |  | No | R-454B | 3.9167 | Residential & Commercial | Ducted CEE Tier 1
215679397 | Central HP <5.4 tons | ARCOAIRE | HRCU-A-CB (Split System: Heat Pump with Remote Outdoor Unit-Air-Source) | H5H0V36*K*AAA* |  |  | EA*5X42M21A*+WALLCON | *97CTN0802120A* | 33200 | 17.5 | 9 | 35800 | 25600 | 71.51% | 1.86 | 0 | 10 |  |  |  | No | R-454B | 2.7667 | Residential & Commercial | Ducted CEE Tier 1
215679547 | Central HP <5.4 tons | ARCOAIRE | HRCU-A-CB (Split System: Heat Pump with Remote Outdoor Unit-Air-Source) | H5H0V36*K*AAA* |  |  | EA*5X48M21A*+WALLCON | *97CTN1002122A* | 33800 | 18 | 9 | 35000 | 25000 | 71.43% | 1.9 | 0 | 10 |  |  |  | No | R-454B | 2.8167 | Residential & Commercial | Ducted CEE Tier 1
215679297 | Central HP <5.4 tons | ARCOAIRE | HRCU-A-CB (Split System: Heat Pump with Remote Outdoor Unit-Air-Source) | H5H0V36*K*AAA* |  |  | EA*5X37M21A*+WALLCON | *80CSU0601716B* | 34600 | 17.5 | 9 | 35200 | 25000 | 71.02% | 1.9 | 0 | 10 |  |  |  | No | R-454B | 2.8833 | Residential & Commercial | Ducted CEE Tier 1
215679347 | Central HP <5.4 tons | ARCOAIRE | HRCU-A-CB (Split System: Heat Pump with Remote Outdoor Unit-Air-Source) | H5H0V36*K*AAA* |  |  | EA*5X42M21A*+WALLCON | *96CTN0802120B* | 33200 | 17.5 | 9 | 35800 | 25600 | 71.51% | 1.86 | 0 | 10 |  |  |  | No | R-454B | 2.7667 | Residential & Commercial | Ducted CEE Tier 1
212479802 | Central HP <5.4 tons | CARRIER | HRCU-A-CB (Split System: Heat Pump with Remote Outdoor Unit-Air-Source) | 38MURAQ18AB3* | ADP |  | A36VCA+TXV | 58S(B,C)*A070E17**12 | 18000 | 16 | 8.5 | 17300 | 18300 | 105.8% | 2.26 | 0 | 11 |  |  |  | No | R-410A | 1.5 | Residential & Commercial | Ducted CEE Tier 1
215675807 | Central HP <5.4 tons | ARCOAIRE | HRCU-A-CB (Split System: Heat Pump with Remote Outdoor Unit-Air-Source) | H5H0V48*K*AAA* |  |  | EVM5X60M21A*+WALLCON | *97CMN0802120B* | 48000 | 19 | 9 | 50000 | 36800 | 73.6% | 2 | 0 | 10 |  |  |  | No | R-454B | 4 | Residential & Commercial | Ducted CEE Tier 1
215675857 | Central HP <5.4 tons | ARCOAIRE | HRCU-A-CB (Split System: Heat Pump with Remote Outdoor Unit-Air-Source) | H5H0V48*K*AAA* |  |  | EVM5X60M24A*+WALLCON | *80CSU1002120A* | 48000 | 18.5 | 9 | 50000 | 36600 | 73.2% | 2 | 0 | 10 |  |  |  | No | R-454B | 4 | Residential & Commercial | Ducted CEE Tier 1
215675977 | Central HP <5.4 tons | ARCOAIRE | HRCU-A-CB (Split System: Heat Pump with Remote Outdoor Unit-Air-Source) | H5H0V48*K*AAA* |  |  | EVM5X61M24A*+WALLCON | *80CTL0702120B* | 48500 | 19 | 9.5 | 50000 | 36800 | 73.6% | 2.1 | 0 | 10.5 |  |  |  | No | R-454B | 4.0417 | Residential & Commercial | Ducted CEE Tier 1
211206945 | Central HP <5.4 tons | FRASER-JOHNSTON | HRCU-A-CB (Split System: Heat Pump with Remote Outdoor Unit-Air-Source) | HL20B4821 |  |  | XAMC48HE3N1+CC | TP9C080C16MP13 | 43500 | 18 | 8.5 | 45500 | 36800 | 80.88% | 2.14 | 0 | 11 |  |  |  | No | R-410A | 3.625 | Residential & Commercial | Ducted CEE Tier 1
211206886 | Central HP <5.4 tons | FRASER-JOHNSTON | HRCU-A-CB (Split System: Heat Pump with Remote Outdoor Unit-Air-Source) | HL20B3621 |  |  | XAMB36DE2N1+CC | TP9C080B12MP13 | 32200 | 18 | 8.5 | 34000 | 29400 | 86.47% | 1.92 | 0 | 11.7 |  |  |  | No | R-410A | 2.6833 | Residential & Commercial | Ducted CEE Tier 1
216487414 | Central HP <5.4 tons | BRYANT HEATING AND COOLING SYSTEMS | HRCU-A-CB (Split System: Heat Pump with Remote Outdoor Unit-Air-Source) | 290VAN036**AA* | ADP |  | CE(P,V)3617G34*+TXV | 88*TB60090C21*** | 33200 | 18 | 9 | 34200 | 25200 | 73.68% | 1.86 | 0 | 10 |  |  |  | No | R-454B | 2.7667 | Residential & Commercial | Ducted CEE Tier 1
216487732 | Central HP <5.4 tons | BRYANT HEATING AND COOLING SYSTEMS | HRCU-A-CB (Split System: Heat Pump with Remote Outdoor Unit-Air-Source) | 293VAN060**AA* | ADP |  | CE(P,V)6021G48*+TXV | 88*TB48070C17*** | 54500 | 17 | 8.5 | 59000 | 45000 | 76.27% | 2.1 | 0 | 10.5 |  |  |  | No | R-454B | 4.5417 | Residential & Commercial | Ducted CEE Tier 1
216487734 | Central HP <5.4 tons | BRYANT HEATING AND COOLING SYSTEMS | HRCU-A-CB (Split System: Heat Pump with Remote Outdoor Unit-Air-Source) | 293VAN060**AA* | ADP |  | CE(P,V)6024G48*+TXV | 88*TB48070C17*** | 54500 | 17 | 8.5 | 59000 | 45000 | 76.27% | 2.1 | 0 | 10.5 |  |  |  | No | R-454B | 4.5417 | Residential & Commercial | Ducted CEE Tier 1
216494141 | Central HP <5.4 tons | BRYANT HEATING AND COOLING SYSTEMS | HRCU-A-CB (Split System: Heat Pump with Remote Outdoor Unit-Air-Source) | 293VAN036**AA* | ADP |  | CE(P,V)3621G34*+TXV | 88*TB48070C17*** | 32600 | 19 | 9.5 | 33600 | 26600 | 79.17% | 2 | 0 | 11 |  |  |  | No | R-454B | 2.7167 | Residential & Commercial | Ducted CEE Tier 1
216494150 | Central HP <5.4 tons | BRYANT HEATING AND COOLING SYSTEMS | HRCU-A-CB (Split System: Heat Pump with Remote Outdoor Unit-Air-Source) | 293VAN036**AA* | ADP |  | CE(P,V)3621G34*+TXV | 987MC60080C21*** | 32800 | 20 | 9.5 | 33000 | 26000 | 78.79% | 2.02 | 0 | 11 |  |  |  | No | R-454B | 2.7333 | Residential & Commercial | Ducted CEE Tier 1
216487623 | Central HP <5.4 tons | BRYANT HEATING AND COOLING SYSTEMS | HRCU-A-CB (Split System: Heat Pump with Remote Outdoor Unit-Air-Source) | 293VAN036**AA* | ADP |  | CE(P,V)3617G34*+TXV | 987MC60080C21*** | 32800 | 20 | 9.5 | 33000 | 26000 | 78.79% | 2.02 | 0 | 11 |  |  |  | No | R-454B | 2.7333 | Residential & Commercial | Ducted CEE Tier 1
214671319 | Central HP <5.4 tons | LENNOX | HRCU-A-CB (Split System: Heat Pump with Remote Outdoor Unit-Air-Source) | EL22XPV-024-230A** | ADP |  | L*29/36U9 | ML180UH045E36A* | 23400 | 21 | 8.5 | 21200 | 14900 | 70.28% | 1.86 | 0 | 13.5 |  |  |  | No | R-410A | 1.95 | Residential & Commercial | Ducted CEE Tier 1
214671336 | Central HP <5.4 tons | LENNOX | HRCU-A-CB (Split System: Heat Pump with Remote Outdoor Unit-Air-Source) | EL22XPV-024-230A** | ADP |  | L*24/36Z9 | SL297UH060NV36B* | 23800 | 20 | 8.5 | 22000 | 15400 | 70% | 1.9 | 0 | 13.5 |  |  |  | No | R-410A | 1.9833 | Residential & Commercial | Ducted CEE Tier 1
216487666 | Central HP <5.4 tons | BRYANT HEATING AND COOLING SYSTEMS | HRCU-A-CB (Split System: Heat Pump with Remote Outdoor Unit-Air-Source) | 293VAN048**AA* | ADP |  | CE(P,V)4821G1K*+TXV | 88*TB60070C21*** | 43500 | 21 | 9.5 | 46500 | 36200 | 77.85% | 2 | 0 | 10.5 |  |  |  | No | R-454B | 3.625 | Residential & Commercial | Ducted CEE Tier 1
216487672 | Central HP <5.4 tons | BRYANT HEATING AND COOLING SYSTEMS | HRCU-A-CB (Split System: Heat Pump with Remote Outdoor Unit-Air-Source) | 293VAN048**AA* | ADP |  | CE(P,V)4817G1K*+TXV | 88*TB60090C21*** | 44000 | 21 | 9.5 | 46000 | 35800 | 77.83% | 1.92 | 0 | 11 |  |  |  | No | R-454B | 3.6667 | Residential & Commercial | Ducted CEE Tier 1
216591879 | Central HP <5.4 tons | KENMORE | HRCU-A-CB (Split System: Heat Pump with Remote Outdoor Unit-Air-Source) | HH836E2S11 |  |  | CTM36C5CDS1 | Z8ES120C16SMPS1 | 34400 | 18 | 8.5 | 31600 | 25800 | 81.65% | 2 | 0 | 11.7 |  |  |  | No | R-454B | 2.8667 | Residential & Commercial | Ducted CEE Tier 1
216591883 | Central HP <5.4 tons | KENMORE | HRCU-A-CB (Split System: Heat Pump with Remote Outdoor Unit-Air-Source) | HH836E2S11 |  |  | CTF36C5CDS1 | Z9ET100C16SMPS1 | 33000 | 18 | 8.5 | 30200 | 23000 | 76.16% | 2 | 0 | 11.7 |  |  |  | No | R-454B | 2.75 | Residential & Commercial | Ducted CEE Tier 1
216591885 | Central HP <5.4 tons | KENMORE | HRCU-A-CB (Split System: Heat Pump with Remote Outdoor Unit-Air-Source) | HH836E2S11 |  |  | CTF36C5CDS1 | Z9ET100C20SMPS1 | 33600 | 17 | 8.5 | 31000 | 23600 | 76.13% | 2 | 0 | 11.7 |  |  |  | No | R-454B | 2.8 | Residential & Commercial | Ducted CEE Tier 1
215678377 | Central HP <5.4 tons | ARCOAIRE | HRCU-A-CB (Split System: Heat Pump with Remote Outdoor Unit-Air-Source) | H5H0V24*K*AAA* |  |  | EA*5X37M17A*+WALLCON | *97CTN0801716A* | 23800 | 17 | 9 | 23400 | 16500 | 70.51% | 2 | 0 | 10 |  |  |  | No | R-454B | 1.9833 | Residential & Commercial | Ducted CEE Tier 1
211206922 | Central HP <5.4 tons | CHAMPION HEATING AND COOLING | HRCU-A-CB (Split System: Heat Pump with Remote Outdoor Unit-Air-Source) | HL20B4821 |  |  | XAMC48HE3N1+CC | TP9C100C20MP13 | 43500 | 19 | 9 | 44500 | 36400 | 81.8% | 2.14 | 0 | 11.7 |  |  |  | No | R-410A | 3.625 | Residential & Commercial | Ducted CEE Tier 1
211206958 | Central HP <5.4 tons | CHAMPION HEATING AND COOLING | HRCU-A-CB (Split System: Heat Pump with Remote Outdoor Unit-Air-Source) | HL20B4821 |  |  | XAMC48HE3N1+CC | TM8V100C20MP12 | 43500 | 19 | 9 | 44500 | 36200 | 81.35% | 2.14 | 0 | 12 |  |  |  | No | R-410A | 3.625 | Residential & Commercial | Ducted CEE Tier 1
207455460 | Central HP <5.4 tons | LENNOX | HRCU-A-CB (Split System: Heat Pump with Remote Outdoor Unit-Air-Source) | SL25XPV-048-230A** | ADP |  | LH42/62W9 | SLP99UH110XV60C* | 46000 | 20 | 9.4 | 42000 | 35800 | 85.24% | 1.9 | 12.5 | 12.5 |  |  |  | No | R-410A | 3.8333 | Residential & Commercial | Ducted CEE Tier 1
215678317 | Central HP <5.4 tons | ARCOAIRE | HRCU-A-CB (Split System: Heat Pump with Remote Outdoor Unit-Air-Source) | H5H0V24*K*AAA* |  |  | EA*5X36M17A*+WALLCON | *80CSU0601716B* | 23200 | 17 | 8.5 | 23400 | 16500 | 70.51% | 1.98 | 0 | 10 |  |  |  | No | R-454B | 1.9333 | Residential & Commercial | Ducted CEE Tier 1
214671323 | Central HP <5.4 tons | LENNOX | HRCU-A-CB (Split System: Heat Pump with Remote Outdoor Unit-Air-Source) | EL22XPV-024-230A** | ADP |  | L*29/36U9 | ML180UH045XE36A* | 23400 | 21 | 8.5 | 21200 | 14900 | 70.28% | 1.86 | 0 | 13.5 |  |  |  | No | R-410A | 1.95 | Residential & Commercial | Ducted CEE Tier 1
216487583 | Central HP <5.4 tons | BRYANT HEATING AND COOLING SYSTEMS | HRCU-A-CB (Split System: Heat Pump with Remote Outdoor Unit-Air-Source) | 293VAN036**AA* | ADP |  | CE(P,V)3614G34*+TXV | 88*TB36070C14*** | 33000 | 19 | 9 | 33600 | 26600 | 79.17% | 1.92 | 0 | 10.5 |  |  |  | No | R-454B | 2.75 | Residential & Commercial | Ducted CEE Tier 1
216487615 | Central HP <5.4 tons | BRYANT HEATING AND COOLING SYSTEMS | HRCU-A-CB (Split System: Heat Pump with Remote Outdoor Unit-Air-Source) | 293VAN036**AA* | ADP |  | CE(P,V)3617G34*+TXV | 987MC42080C17*** | 32400 | 19 | 9.5 | 33800 | 26800 | 79.29% | 2 | 0 | 11 |  |  |  | No | R-454B | 2.7 | Residential & Commercial | Ducted CEE Tier 1
214671320 | Central HP <5.4 tons | LENNOX | HRCU-A-CB (Split System: Heat Pump with Remote Outdoor Unit-Air-Source) | EL22XPV-024-230A** | ADP |  | L*24/36Z9 | ML180UH045E36A* | 23400 | 21 | 8.5 | 21200 | 14900 | 70.28% | 1.86 | 0 | 13.5 |  |  |  | No | R-410A | 1.95 | Residential & Commercial | Ducted CEE Tier 1
212603150 | Central HP <5.4 tons | DAY & NIGHT | HRCU-A-CB (Split System: Heat Pump with Remote Outdoor Unit-Air-Source) | DLCURAH24ABK | ADP |  | FG33936 | *80VSL0701716A* | 23800 | 17 | 8.5 | 24400 | 22400 | 91.8% | 1.9 | 0 | 10 |  |  |  | No | R-410A | 1.9833 | Residential & Commercial | Ducted CEE Tier 1
212603151 | Central HP <5.4 tons | DAY & NIGHT | HRCU-A-CB (Split System: Heat Pump with Remote Outdoor Unit-Air-Source) | DLCURAH24ABK | ADP |  | PL36H175P159 | *80VSL0701716A* | 24000 | 17 | 8.5 | 24400 | 22400 | 91.8% | 1.9 | 0 | 10 |  |  |  | No | R-410A | 2 | Residential & Commercial | Ducted CEE Tier 1
212603167 | Central HP <5.4 tons | DAY & NIGHT | HRCU-A-CB (Split System: Heat Pump with Remote Outdoor Unit-Air-Source) | DLCURAH24ABK | ADP |  | FG81936 | *80VTL0701716A* | 24400 | 17 | 8.5 | 24000 | 21200 | 88.33% | 1.8 | 0 | 10.5 |  |  |  | No | R-410A | 2.0333 | Residential & Commercial | Ducted CEE Tier 1
212603168 | Central HP <5.4 tons | DAY & NIGHT | HRCU-A-CB (Split System: Heat Pump with Remote Outdoor Unit-Air-Source) | DLCURAH24ABK | ADP |  | FG80936 | *92ESN0401712A* | 23800 | 16 | 8.5 | 24400 | 22600 | 92.62% | 1.88 | 0 | 10 |  |  |  | No | R-410A | 1.9833 | Residential & Commercial | Ducted CEE Tier 1
213828545 | Central HP <5.4 tons | HISENSE | HRCU-A-C (Split System: Heat Pump with Remote Outdoor Unit with No Indoor Fan --Air Source) | AUWR-36U3SA | ASPEN |  | D(A,C,E)37D34+TDR |  | 29600 | 15.5 | 9.4 | 30000 | 24200 | 80.67% | 2.08 | 0 | 11.3 |  |  |  | No | R-410A | 2.4667 | Residential & Commercial | Ducted CEE Tier 1
216487876 | Central HP <5.4 tons | BRYANT HEATING AND COOLING SYSTEMS | HRCU-A-CB (Split System: Heat Pump with Remote Outdoor Unit-Air-Source) | 290VAN048**AA* | ADP |  | CE(P,V)6021G48*+TXV | 986TD66100C21*** | 45000 | 18 | 9 | 45500 | 33200 | 72.97% | 2.06 | 0 | 10 |  |  |  | No | R-454B | 3.75 | Residential & Commercial | Ducted CEE Tier 1
215731834 | Central HP <5.4 tons | YORK | HRCU-A-CB (Split System: Heat Pump with Remote Outdoor Unit-Air-Source) | HH836E2S11 | ADP |  | H,YG48*36+TXV-BLEED | Y81E120C20SMPS1 | 33600 | 19 | 8.5 | 30000 | 25000 | 83.33% | 2 | 0 | 11 |  |  |  | No | R-454B | 2.8 | Residential & Commercial | Ducted CEE Tier 1
211206846 | Central HP <5.4 tons | FRASER-JOHNSTON | HRCU-A-CB (Split System: Heat Pump with Remote Outdoor Unit-Air-Source) | HL20B2421 |  |  | XAMB24DE1N1+CC | TM8V080B12MP12 | 22400 | 18 | 8.5 | 23600 | 18400 | 77.97% | 1.92 | 0 | 12 |  |  |  | No | R-410A | 1.8667 | Residential & Commercial | Ducted CEE Tier 1
216487422 | Central HP <5.4 tons | BRYANT HEATING AND COOLING SYSTEMS | HRCU-A-CB (Split System: Heat Pump with Remote Outdoor Unit-Air-Source) | 290VAN036**AA* | ADP |  | CE(P,V)3617G34*+TXV | 88*TB66135C24*** | 32600 | 18 | 9 | 32600 | 24200 | 74.23% | 1.92 | 0 | 10 |  |  |  | No | R-454B | 2.7167 | Residential & Commercial | Ducted CEE Tier 1
214671329 | Central HP <5.4 tons | LENNOX | HRCU-A-CB (Split System: Heat Pump with Remote Outdoor Unit-Air-Source) | EL22XPV-024-230A** | ADP |  | L*29/36U9 | ML296UH045XV36B* | 23600 | 20 | 8.5 | 21600 | 15200 | 70.37% | 1.88 | 0 | 13 |  |  |  | No | R-410A | 1.9667 | Residential & Commercial | Ducted CEE Tier 1
214671442 | Central HP <5.4 tons | LENNOX | HRCU-A-CB (Split System: Heat Pump with Remote Outdoor Unit-Air-Source) | SL25XPV-036-230A** | ADP |  | L*29/36U9 | EL297UH070XV36B* | 33800 | 21 | 8.8 | 33000 | 25800 | 78.18% | 1.82 | 0 | 13 |  |  |  | No | R-410A | 2.8167 | Residential & Commercial | Ducted CEE Tier 1
214671443 | Central HP <5.4 tons | LENNOX | HRCU-A-CB (Split System: Heat Pump with Remote Outdoor Unit-Air-Source) | SL25XPV-036-230A** | ADP |  | LH23/37W9 | EL297UH070XV36B* | 34600 | 21 | 8.8 | 32800 | 26000 | 79.27% | 1.82 | 0 | 13 |  |  |  | No | R-410A | 2.8833 | Residential & Commercial | Ducted CEE Tier 1
214671460 | Central HP <5.4 tons | LENNOX | HRCU-A-CB (Split System: Heat Pump with Remote Outdoor Unit-Air-Source) | SL25XPV-036-230A** | ADP |  | L*25/37Z9 | SL280UH090XV48B* | 34000 | 22 | 8.8 | 32800 | 25400 | 77.44% | 1.84 | 0 | 13.5 |  |  |  | No | R-410A | 2.8333 | Residential & Commercial | Ducted CEE Tier 1
216591250 | Central HP <5.4 tons | KENMORE | HRCU-A-CB (Split System: Heat Pump with Remote Outdoor Unit-Air-Source) | HH824E2S11 |  |  | CTM36B5ADS1 | Z8ES060B12SMPS1 | 23000 | 17 | 9.5 | 23000 | 18600 | 80.87% | 2 | 0 | 12 |  |  |  | No | R-454B | 1.9167 | Residential & Commercial | Ducted CEE Tier 1
216591393 | Central HP <5.4 tons | KENMORE | HRCU-A-CB (Split System: Heat Pump with Remote Outdoor Unit-Air-Source) | HH824E2S11 |  |  | CTU30B5XCS1+TXV | Z8ES060B12SMPS1 | 23000 | 17 | 9.5 | 23000 | 19100 | 83.04% | 2 | 0 | 11.7 |  |  |  | No | R-454B | 1.9167 | Residential & Commercial | Ducted CEE Tier 1
214671438 | Central HP <5.4 tons | LENNOX | HRCU-A-CB (Split System: Heat Pump with Remote Outdoor Unit-Air-Source) | SL25XPV-036-230A** | ADP |  | L*29/36U9 | EL297UH045XV36B* | 33600 | 21 | 8.8 | 33200 | 25800 | 77.71% | 1.82 | 0 | 13 |  |  |  | No | R-410A | 2.8 | Residential & Commercial | Ducted CEE Tier 1
211206863 | Central HP <5.4 tons | CHAMPION HEATING AND COOLING | HRCU-A-CB (Split System: Heat Pump with Remote Outdoor Unit-Air-Source) | HL20B3621 |  |  | XAMC36DE2N1+CC | TP9C100C16MP13 | 33000 | 18 | 8.5 | 34000 | 29200 | 85.88% | 1.96 | 0 | 12 |  |  |  | No | R-410A | 2.75 | Residential & Commercial | Ducted CEE Tier 1
211206882 | Central HP <5.4 tons | CHAMPION HEATING AND COOLING | HRCU-A-CB (Split System: Heat Pump with Remote Outdoor Unit-Air-Source) | HL20B3621 |  |  | XAMB36DE2N1+CC | TM9V080B12MP12 | 32200 | 18 | 8.5 | 34000 | 29400 | 86.47% | 1.92 | 0 | 11.7 |  |  |  | No | R-410A | 2.6833 | Residential & Commercial | Ducted CEE Tier 1
215675767 | Central HP <5.4 tons | ARCOAIRE | HRCU-A-CB (Split System: Heat Pump with Remote Outdoor Unit-Air-Source) | H5H0V48*K*AAA* |  |  | EVM5X60M21A*+WALLCON | *95CSU0802120B* | 48000 | 18.5 | 9 | 50000 | 36800 | 73.6% | 2 | 0 | 10 |  |  |  | No | R-454B | 4 | Residential & Commercial | Ducted CEE Tier 1
215675397 | Central HP <5.4 tons | ARCOAIRE | HRCU-A-CB (Split System: Heat Pump with Remote Outdoor Unit-Air-Source) | H5H0V48*K*AAA* |  |  | EVM5X48M21A*+WALLCON | *80CTL1102120B* | 47000 | 18.5 | 9 | 50000 | 36400 | 72.8% | 2 | 0 | 10 |  |  |  | No | R-454B | 3.9167 | Residential & Commercial | Ducted CEE Tier 1
215676787 | Central HP <5.4 tons | ARCOAIRE | HRCU-A-CB (Split System: Heat Pump with Remote Outdoor Unit-Air-Source) | H5H0V48*K*AAA* |  |  | EVD5X61M21A*+WALLCON | *95CSU1002122B* | 48500 | 19 | 9 | 50000 | 36600 | 73.2% | 2.12 | 0 | 10.5 |  |  |  | No | R-454B | 4.0417 | Residential & Commercial | Ducted CEE Tier 1
215676837 | Central HP <5.4 tons | ARCOAIRE | HRCU-A-CB (Split System: Heat Pump with Remote Outdoor Unit-Air-Source) | H5H0V48*K*AAA* |  |  | EVD5X61M21A*+WALLCON | *96CTN1002122B* | 48500 | 19.5 | 9.5 | 50000 | 36800 | 73.6% | 2.12 | 0 | 10.5 |  |  |  | No | R-454B | 4.0417 | Residential & Commercial | Ducted CEE Tier 1
215676687 | Central HP <5.4 tons | ARCOAIRE | HRCU-A-CB (Split System: Heat Pump with Remote Outdoor Unit-Air-Source) | H5H0V48*K*AAA* |  |  | EVD5X61M21A*+WALLCON | *80CSU0601716A* | 48500 | 19 | 9 | 50000 | 36800 | 73.6% | 2 | 0 | 10 |  |  |  | No | R-454B | 4.0417 | Residential & Commercial | Ducted CEE Tier 1
215678337 | Central HP <5.4 tons | ARCOAIRE | HRCU-A-CB (Split System: Heat Pump with Remote Outdoor Unit-Air-Source) | H5H0V24*K*AAA* |  |  | EA*5X36M17A*+WALLCON | *97CTN0801716A* | 23000 | 17 | 9 | 23800 | 16700 | 70.17% | 1.98 | 0 | 10 |  |  |  | No | R-454B | 1.9167 | Residential & Commercial | Ducted CEE Tier 1
215678217 | Central HP <5.4 tons | ARCOAIRE | HRCU-A-CB (Split System: Heat Pump with Remote Outdoor Unit-Air-Source) | H5H0V24*K*AAA* |  |  | EA*5X24M17A*+WALLCON | *97CTN0801716A* | 22800 | 16.5 | 9 | 24000 | 16900 | 70.42% | 1.94 | 0 | 10 |  |  |  | No | R-454B | 1.9 | Residential & Commercial | Ducted CEE Tier 1
215678237 | Central HP <5.4 tons | ARCOAIRE | HRCU-A-CB (Split System: Heat Pump with Remote Outdoor Unit-Air-Source) | H5H0V24*K*AAA* |  |  | EA*5X25M17A*+WALLCON | *80CSU0601716B* | 24000 | 17 | 9 | 23200 | 16300 | 70.26% | 2.02 | 0 | 10.5 |  |  |  | No | R-454B | 2 | Residential & Commercial | Ducted CEE Tier 1
215678287 | Central HP <5.4 tons | ARCOAIRE | HRCU-A-CB (Split System: Heat Pump with Remote Outdoor Unit-Air-Source) | H5H0V24*K*AAA* |  |  | EA*5X30M17A*+WALLCON | *97CTN0601716A* | 23000 | 16.5 | 9 | 24000 | 16800 | 70% | 1.86 | 0 | 10 |  |  |  | No | R-454B | 1.9167 | Residential & Commercial | Ducted CEE Tier 1
215678187 | Central HP <5.4 tons | ARCOAIRE | HRCU-A-CB (Split System: Heat Pump with Remote Outdoor Unit-Air-Source) | H5H0V24*K*AAA* |  |  | EA*5X24M17A*+WALLCON | *80CSU0401712B* | 23000 | 16.5 | 8.5 | 24000 | 16800 | 70% | 1.98 | 0 | 10 |  |  |  | No | R-454B | 1.9167 | Residential & Commercial | Ducted CEE Tier 1
215667684 | Central HP <5.4 tons | ARCOAIRE | HRCU-A-CB (Split System: Heat Pump with Remote Outdoor Unit-Air-Source) | H5H0V24*K*AAA* |  |  | EA*5X36M17A*+WALLCON | *97CMN0801714B* | 23000 | 17 | 9 | 23800 | 16700 | 70.17% | 1.98 | 0 | 10 |  |  |  | No | R-454B | 1.9167 | Residential & Commercial | Ducted CEE Tier 1
215676587 | Central HP <5.4 tons | ARCOAIRE | HRCU-A-CB (Split System: Heat Pump with Remote Outdoor Unit-Air-Source) | H5H0V48*K*AAA* |  |  | EVD5X60M24A*+WALLCON | *80CSU0802120A* | 48000 | 19 | 9 | 50000 | 36400 | 72.8% | 2.12 | 0 | 10 |  |  |  | No | R-454B | 4 | Residential & Commercial | Ducted CEE Tier 1
215676317 | Central HP <5.4 tons | ARCOAIRE | HRCU-A-CB (Split System: Heat Pump with Remote Outdoor Unit-Air-Source) | H5H0V48*K*AAA* |  |  | EVD5X49M24A*+WALLCON | *80CTL1102120B* | 48000 | 19 | 9 | 50000 | 36400 | 72.8% | 2 | 0 | 10.5 |  |  |  | No | R-454B | 4 | Residential & Commercial | Ducted CEE Tier 1
215682417 | Central HP <5.4 tons | ARCOAIRE | HRCU-A-CB (Split System: Heat Pump with Remote Outdoor Unit-Air-Source) | H5H0V48*K*AAA* |  |  | EVD5X60M24A*+WALLCON | *97CTN1002122A* | 48000 | 19 | 9 | 50000 | 36600 | 73.2% | 2 | 0 | 10 |  |  |  | No | R-454B | 4 | Residential & Commercial | Ducted CEE Tier 1
215682217 | Central HP <5.4 tons | ARCOAIRE | HRCU-A-CB (Split System: Heat Pump with Remote Outdoor Unit-Air-Source) | H5H0V48*K*AAA* |  |  | EVD5X48M24A*+WALLCON | *97CTN1002122A* | 47000 | 19 | 9 | 50000 | 36400 | 72.8% | 1.98 | 0 | 10 |  |  |  | No | R-454B | 3.9167 | Residential & Commercial | Ducted CEE Tier 1
215682067 | Central HP <5.4 tons | ARCOAIRE | HRCU-A-CB (Split System: Heat Pump with Remote Outdoor Unit-Air-Source) | H5H0V48*K*AAA* |  |  | EVM5X61M24A*+WALLCON | *97CTN0802120A* | 48500 | 19 | 9.5 | 50000 | 36800 | 73.6% | 2.1 | 0 | 10.5 |  |  |  | No | R-454B | 4.0417 | Residential & Commercial | Ducted CEE Tier 1
215681817 | Central HP <5.4 tons | ARCOAIRE | HRCU-A-CB (Split System: Heat Pump with Remote Outdoor Unit-Air-Source) | H5H0V48*K*AAA* |  |  | EVM5X49M21A*+WALLCON | *96CTN0802120B* | 48000 | 19 | 9 | 50000 | 36800 | 73.6% | 2 | 0 | 10 |  |  |  | No | R-454B | 4 | Residential & Commercial | Ducted CEE Tier 1
215937862 | Central HP <5.4 tons | KENMORE | HRCU-A-CB (Split System: Heat Pump with Remote Outdoor Unit-Air-Source) | (C,H,T)5H3V48*K*AAA* |  |  | EVD5X48M21A*+WALLCON | *96CTN1002122B* | 44500 | 20 | 8.1 | 52000 | 38500 | 74.04% | 2 | 0 | 11 |  |  |  | No | R-454B | 3.7083 | Residential & Commercial | Ducted CEE Tier 1
216591754 | Central HP <5.4 tons | KENMORE | HRCU-A-CB (Split System: Heat Pump with Remote Outdoor Unit-Air-Source) | HH860E2S11 |  |  | CTM60D5CHS1 | Z9ET120D20SMPS1 | 54000 | 19 | 8.5 | 55000 | 40000 | 72.73% | 2 | 0 | 11 |  |  |  | No | R-454B | 4.5 | Residential & Commercial | Ducted CEE Tier 1
216591314 | Central HP <5.4 tons | KENMORE | HRCU-A-CB (Split System: Heat Pump with Remote Outdoor Unit-Air-Source) | HH860E2S11 |  |  | CTM60C5CHS1 | Z8ES100C20SMPS1 | 53000 | 19 | 8.5 | 54000 | 38500 | 71.3% | 2 | 0 | 11 |  |  |  | No | R-454B | 4.4167 | Residential & Commercial | Ducted CEE Tier 1
216591714 | Central HP <5.4 tons | KENMORE | HRCU-A-CB (Split System: Heat Pump with Remote Outdoor Unit-Air-Source) | HH860E2S11 |  |  | CTF60C5CGS1 | Z9ET080C16SMPS1 | 44000 | 18 | 9 | 45000 | 32800 | 72.89% | 2 | 0 | 11 |  |  |  | No | R-454B | 3.6667 | Residential & Commercial | Ducted CEE Tier 1
216591680 | Central HP <5.4 tons | KENMORE | HRCU-A-CB (Split System: Heat Pump with Remote Outdoor Unit-Air-Source) | HH860E2S11 |  |  | CTM60C5CHS1 | Z9ET100C20SMPS1 | 53500 | 19 | 8.5 | 54000 | 39000 | 72.22% | 2 | 0 | 11 |  |  |  | No | R-454B | 4.4583 | Residential & Commercial | Ducted CEE Tier 1
215678397 | Central HP <5.4 tons | ARCOAIRE | HRCU-A-CB (Split System: Heat Pump with Remote Outdoor Unit-Air-Source) | H5H0V24*K*AAA* |  |  | EA*5X37M21A*+WALLCON | *80CSU0601716B* | 24200 | 17.5 | 9 | 23200 | 16300 | 70.26% | 2.02 | 0 | 10.5 |  |  |  | No | R-454B | 2.0167 | Residential & Commercial | Ducted CEE Tier 1
215678417 | Central HP <5.4 tons | ARCOAIRE | HRCU-A-CB (Split System: Heat Pump with Remote Outdoor Unit-Air-Source) | H5H0V24*K*AAA* |  |  | EA*5X37M21A*+WALLCON | *97CTN0801716A* | 24000 | 17 | 9 | 23400 | 16400 | 70.09% | 2 | 0 | 10.5 |  |  |  | No | R-454B | 2 | Residential & Commercial | Ducted CEE Tier 1
215681417 | Central HP <5.4 tons | ARCOAIRE | HRCU-A-CB (Split System: Heat Pump with Remote Outdoor Unit-Air-Source) | H5H0V48*K*AAA* |  |  | EA*5X60M24A*+WALLCON | *97CTN1002122A* | 45000 | 18 | 9 | 47500 | 33600 | 70.74% | 2.06 | 0 | 10 |  |  |  | No | R-454B | 3.75 | Residential & Commercial | Ducted CEE Tier 1
216487691 | Central HP <5.4 tons | BRYANT HEATING AND COOLING SYSTEMS | HRCU-A-CB (Split System: Heat Pump with Remote Outdoor Unit-Air-Source) | 293VAN048**AA* | ADP |  | CE(P,V)4821G1K*+TXV | 88*TB66135C24*** | 44000 | 21 | 9.5 | 46000 | 35800 | 77.83% | 2 | 0 | 11 |  |  |  | No | R-454B | 3.6667 | Residential & Commercial | Ducted CEE Tier 1
216487709 | Central HP <5.4 tons | BRYANT HEATING AND COOLING SYSTEMS | HRCU-A-CB (Split System: Heat Pump with Remote Outdoor Unit-Air-Source) | 293VAN048**AA* | ADP |  | CE(P,V)6021G48*+TXV | 987MC60080C21*** | 44000 | 21 | 9.5 | 46500 | 36600 | 78.71% | 2 | 0 | 10.5 |  |  |  | No | R-454B | 3.6667 | Residential & Commercial | Ducted CEE Tier 1
215223123 | Central HP <5.4 tons | BRYANT HEATING AND COOLING SYSTEMS | HRCU-A-CB (Split System: Heat Pump with Remote Outdoor Unit-Air-Source) | 288BNV025*0**C* | ADP |  | H,PE7J936 | 987MB42060C17*** | 23400 | 16 | 8.1 | 20000 | 16400 | 82% | 1.92 | 0 | 10.5 |  |  |  | No | R-410A | 1.95 | Residential & Commercial | Ducted CEE Tier 1
215675837 | Central HP <5.4 tons | ARCOAIRE | HRCU-A-CB (Split System: Heat Pump with Remote Outdoor Unit-Air-Source) | H5H0V48*K*AAA* |  |  | EVM5X60M21A*+WALLCON | *96CTN1002122B* | 48000 | 19 | 9 | 50000 | 36800 | 73.6% | 2 | 0 | 10 |  |  |  | No | R-454B | 4 | Residential & Commercial | Ducted CEE Tier 1
215224768 | Central HP <5.4 tons | CARRIER | HRCU-A-CB (Split System: Heat Pump with Remote Outdoor Unit-Air-Source) | 25VNA448A*031* | ADP |  | H,PG48960 | 59MN7C120C24**22 | 44500 | 21 | 9.5 | 44000 | 35800 | 81.36% | 2.34 | 0 | 12 |  |  |  | No | R-410A | 3.7083 | Residential & Commercial | Ducted CEE Tier 1
216487953 | Central HP <5.4 tons | BRYANT HEATING AND COOLING SYSTEMS | HRCU-A-CB (Split System: Heat Pump with Remote Outdoor Unit-Air-Source) | 293VAN048**AA* | ADP |  | CE(P,V)6024G48*+TXV | 986TD42080C17*** | 42500 | 20 | 9 | 46500 | 34800 | 74.84% | 2 | 0 | 11 |  |  |  | No | R-454B | 3.5417 | Residential & Commercial | Ducted CEE Tier 1
215678407 | Central HP <5.4 tons | ARCOAIRE | HRCU-A-CB (Split System: Heat Pump with Remote Outdoor Unit-Air-Source) | H5H0V24*K*AAA* |  |  | EA*5X37M21A*+WALLCON | *97CTN0601716A* | 24000 | 17 | 9 | 23400 | 16400 | 70.09% | 2.02 | 0 | 10.5 |  |  |  | No | R-454B | 2 | Residential & Commercial | Ducted CEE Tier 1
216487658 | Central HP <5.4 tons | BRYANT HEATING AND COOLING SYSTEMS | HRCU-A-CB (Split System: Heat Pump with Remote Outdoor Unit-Air-Source) | 293VAN048**AA* | ADP |  | CE(P,V)4821G1K*+TXV | 88*TB48090C17*** | 43500 | 20 | 9 | 46500 | 35400 | 76.13% | 1.86 | 0 | 11 |  |  |  | No | R-454B | 3.625 | Residential & Commercial | Ducted CEE Tier 1
216487674 | Central HP <5.4 tons | BRYANT HEATING AND COOLING SYSTEMS | HRCU-A-CB (Split System: Heat Pump with Remote Outdoor Unit-Air-Source) | 293VAN048**AA* | ADP |  | CE(P,V)4821G1K*+TXV | 88*TB60090C21*** | 44000 | 21 | 9.5 | 46000 | 35800 | 77.83% | 1.92 | 0 | 11 |  |  |  | No | R-454B | 3.6667 | Residential & Commercial | Ducted CEE Tier 1
216487683 | Central HP <5.4 tons | BRYANT HEATING AND COOLING SYSTEMS | HRCU-A-CB (Split System: Heat Pump with Remote Outdoor Unit-Air-Source) | 293VAN048**AA* | ADP |  | CE(P,V)4821G1K*+TXV | 88*TB60110C21*** | 44000 | 21 | 9.5 | 46000 | 36000 | 78.26% | 1.92 | 0 | 11 |  |  |  | No | R-454B | 3.6667 | Residential & Commercial | Ducted CEE Tier 1
215676277 | Central HP <5.4 tons | ARCOAIRE | HRCU-A-CB (Split System: Heat Pump with Remote Outdoor Unit-Air-Source) | H5H0V48*K*AAA* |  |  | EVD5X48M24A*+WALLCON | *96CTN1202422B* | 47000 | 18.5 | 9 | 50000 | 36400 | 72.8% | 2 | 0 | 10 |  |  |  | No | R-454B | 3.9167 | Residential & Commercial | Ducted CEE Tier 1
215676327 | Central HP <5.4 tons | ARCOAIRE | HRCU-A-CB (Split System: Heat Pump with Remote Outdoor Unit-Air-Source) | H5H0V48*K*AAA* |  |  | EVD5X49M24A*+WALLCON | *80CTL1352422B* | 48000 | 19 | 9 | 50000 | 36400 | 72.8% | 2 | 0 | 10.5 |  |  |  | No | R-454B | 4 | Residential & Commercial | Ducted CEE Tier 1
215678207 | Central HP <5.4 tons | ARCOAIRE | HRCU-A-CB (Split System: Heat Pump with Remote Outdoor Unit-Air-Source) | H5H0V24*K*AAA* |  |  | EA*5X24M17A*+WALLCON | *97CTN0601716A* | 22800 | 16.5 | 9 | 24000 | 16900 | 70.42% | 1.94 | 0 | 10 |  |  |  | No | R-454B | 1.9 | Residential & Commercial | Ducted CEE Tier 1
211010180 | Central HP <5.4 tons | CHAMPION HEATING AND COOLING | HRCU-A-CB (Split System: Heat Pump with Remote Outdoor Unit-Air-Source) | HL20B3621 |  |  | JHVVB36DE2C2N1+CC |  | 32000 | 19.5 | 8.5 | 33600 | 26400 | 78.57% | 1.9 | 0 | 12.4 |  |  |  | No | R-410A | 2.6667 | Residential & Commercial | Ducted CEE Tier 1
215942424 | Central HP <5.4 tons | ARCOAIRE | HRCU-A-CB (Split System: Heat Pump with Remote Outdoor Unit-Air-Source) | H5H3V36*K*AAA* |  |  | EVM5X61M24A*+WALLCON | *80CSU1002120A* | 36000 | 22 | 8.5 | 37400 | 28200 | 75.4% | 2.04 | 0 | 12.5 |  |  |  | No | R-454B | 3 | Residential & Commercial | Ducted CEE Tier 1
210596674 | Central HP <5.4 tons | KEEPRITE | HRCU-A-CB (Split System: Heat Pump with Remote Outdoor Unit-Air-Source) | CVH825GKA2* |  |  | EA*4X42L21A*+WALLCON | *95CSU0601716A* | 23600 | 16.5 | 8.1 | 21400 | 16700 | 78.04% | 1.94 | 0 | 10.5 |  |  |  | No | R-410A | 1.9667 | Residential & Commercial | Ducted CEE Tier 1
210596715 | Central HP <5.4 tons | KEEPRITE | HRCU-A-CB (Split System: Heat Pump with Remote Outdoor Unit-Air-Source) | CVH825GKA2* |  |  | EA*4X42L24A*+WALLCON | *80CSU1002120A* | 23800 | 16.5 | 8.1 | 21400 | 16700 | 78.04% | 1.96 | 0 | 10.5 |  |  |  | No | R-410A | 1.9833 | Residential & Commercial | Ducted CEE Tier 1
210596765 | Central HP <5.4 tons | KEEPRITE | HRCU-A-CB (Split System: Heat Pump with Remote Outdoor Unit-Air-Source) | CVH825GKA2* |  |  | EA*4X43L21A*+WALLCON | *80CTL0451712A* | 24200 | 16.5 | 8.1 | 21600 | 16800 | 77.78% | 2 | 0 | 11 |  |  |  | No | R-410A | 2.0167 | Residential & Commercial | Ducted CEE Tier 1
210596774 | Central HP <5.4 tons | KEEPRITE | HRCU-A-CB (Split System: Heat Pump with Remote Outdoor Unit-Air-Source) | CVH825GKA2* |  |  | EA*4X43L21A*+WALLCON | *80CTL0901716A* | 24600 | 17.5 | 8.5 | 21000 | 16500 | 78.57% | 2.04 | 0 | 11.7 |  |  |  | No | R-410A | 2.05 | Residential & Commercial | Ducted CEE Tier 1
210596997 | Central HP <5.4 tons | KEEPRITE | HRCU-A-CB (Split System: Heat Pump with Remote Outdoor Unit-Air-Source) | CVH825GKA2* |  |  | EHD4X48AAL+WALLCON | *97CMN1002122A* | 24200 | 16 | 8.1 | 21200 | 16700 | 78.77% | 2.04 | 0 | 11 |  |  |  | No | R-410A | 2.0167 | Residential & Commercial | Ducted CEE Tier 1
214771711 | Central HP <5.4 tons | BOSCH | HRCU-A-CB (Split System: Heat Pump with Remote Outdoor Unit-Air-Source) | BOVA-36RTB-M20S |  |  | BIVA-36RCB-M20X |  | 34200 | 19 | 9.5 | 34200 | 24400 | 71.35% | 2 | 0 | 12 |  |  |  | No | R-454B | 2.85 | Residential & Commercial | Ducted CEE Tier 1
212603204 | Central HP <5.4 tons | DAY & NIGHT | HRCU-A-CB (Split System: Heat Pump with Remote Outdoor Unit-Air-Source) | DLCURAH24ABK | ADP |  | FG81936 | *95ESU0601716A* | 24600 | 17 | 8.5 | 24000 | 21000 | 87.5% | 1.8 | 0 | 10.5 |  |  |  | No | R-410A | 2.05 | Residential & Commercial | Ducted CEE Tier 1
212603211 | Central HP <5.4 tons | DAY & NIGHT | HRCU-A-CB (Split System: Heat Pump with Remote Outdoor Unit-Air-Source) | DLCURAH24ABK | ADP |  | FG32936 | *96VSN0801716A* | 23800 | 16 | 8.5 | 25200 | 23000 | 91.27% | 1.92 | 0 | 10 |  |  |  | No | R-410A | 1.9833 | Residential & Commercial | Ducted CEE Tier 1
212603231 | Central HP <5.4 tons | DAY & NIGHT | HRCU-A-CB (Split System: Heat Pump with Remote Outdoor Unit-Air-Source) | DLCURAH24ABK | ADP |  | FG80936 | *96VTN0801716A* | 24200 | 16 | 8.1 | 24600 | 22600 | 91.87% | 1.9 | 0 | 10.5 |  |  |  | No | R-410A | 2.0167 | Residential & Commercial | Ducted CEE Tier 1
210597415 | Central HP <5.4 tons | KEEPRITE | HRCU-A-CB (Split System: Heat Pump with Remote Outdoor Unit-Air-Source) | CVH837GKA** |  |  | EA*4X61L21A*+WALLCON | *80CSU1002120A* | 33200 | 17 | 8.1 | 32200 | 24800 | 77.02% | 1.98 | 0 | 11.5 |  |  |  | No | R-410A | 2.7667 | Residential & Commercial | Ducted CEE Tier 1
214522686 | Central HP <5.4 tons | FRIEDRICH | HRCU-A-C (Split System: Heat Pump with Remote Outdoor Unit with No Indoor Fan --Air Source) | WFPU18Z363C | ASPEN |  | DX30A44+TDR |  | 28000 | 15.4 | 9.2 | 29800 | 24200 | 81.21% | 2.08 | 0 | 11.1 |  |  |  | No | R-410A | 2.3333 | Residential & Commercial | Ducted CEE Tier 1
210597379 | Central HP <5.4 tons | KEEPRITE | HRCU-A-CB (Split System: Heat Pump with Remote Outdoor Unit-Air-Source) | CVH837GKA** |  |  | EA*4X60L24A*+WALLCON | *80CTL1352422A* | 32800 | 18 | 8.5 | 31800 | 24800 | 77.99% | 2 | 0 | 12 |  |  |  | No | R-410A | 2.7333 | Residential & Commercial | Ducted CEE Tier 1
215675507 | Central HP <5.4 tons | ARCOAIRE | HRCU-A-CB (Split System: Heat Pump with Remote Outdoor Unit-Air-Source) | H5H0V48*K*AAA* |  |  | EVM5X49M21A*+WALLCON | *80CSU0802120A* | 48000 | 19 | 9 | 50000 | 36600 | 73.2% | 2.12 | 0 | 10 |  |  |  | No | R-454B | 4 | Residential & Commercial | Ducted CEE Tier 1
216487956 | Central HP <5.4 tons | BRYANT HEATING AND COOLING SYSTEMS | HRCU-A-CB (Split System: Heat Pump with Remote Outdoor Unit-Air-Source) | 293VAN048**AA* | ADP |  | CE(P,V)4821G1K*+TXV | 986TD42080C17*** | 42500 | 20 | 9 | 46500 | 34800 | 74.84% | 2 | 0 | 11 |  |  |  | No | R-454B | 3.5417 | Residential & Commercial | Ducted CEE Tier 1
215681917 | Central HP <5.4 tons | ARCOAIRE | HRCU-A-CB (Split System: Heat Pump with Remote Outdoor Unit-Air-Source) | H5H0V48*K*AAA* |  |  | EVM5X60M21A*+WALLCON | *80CSU0601716B* | 48000 | 18.5 | 9 | 50000 | 36800 | 73.6% | 2 | 0 | 10 |  |  |  | No | R-454B | 4 | Residential & Commercial | Ducted CEE Tier 1
216591588 | Central HP <5.4 tons | KENMORE | HRCU-A-CB (Split System: Heat Pump with Remote Outdoor Unit-Air-Source) | HH824E2S11 |  |  | CTM36B5ADS1+JME08B2SN1 |  | 23000 | 19 | 9.5 | 23000 | 18000 | 78.26% | 2 | 0 | 12 |  |  |  | No | R-454B | 1.9167 | Residential & Commercial | Ducted CEE Tier 1
216591621 | Central HP <5.4 tons | KENMORE | HRCU-A-CB (Split System: Heat Pump with Remote Outdoor Unit-Air-Source) | HH824E2S11 |  |  | CTF36B5ADS1 | Z9ET060B12SMPS1 | 23000 | 18 | 9.5 | 23000 | 18300 | 79.57% | 2 | 0 | 12 |  |  |  | No | R-454B | 1.9167 | Residential & Commercial | Ducted CEE Tier 1
216591657 | Central HP <5.4 tons | KENMORE | HRCU-A-CB (Split System: Heat Pump with Remote Outdoor Unit-Air-Source) | HH824E2S11 |  |  | JHE24B5AC2SS1 |  | 23000 | 19 | 9.5 | 23000 | 18300 | 79.57% | 2 | 0 | 12 |  |  |  | No | R-454B | 1.9167 | Residential & Commercial | Ducted CEE Tier 1
216591789 | Central HP <5.4 tons | KENMORE | HRCU-A-CB (Split System: Heat Pump with Remote Outdoor Unit-Air-Source) | HH824E2S11 |  |  | CTU36B5XDS1+TXV | Z9ET080B12SMPS1 | 23000 | 18 | 9.5 | 23000 | 17500 | 76.09% | 2 | 0 | 12 |  |  |  | No | R-454B | 1.9167 | Residential & Commercial | Ducted CEE Tier 1
216487907 | Central HP <5.4 tons | BRYANT HEATING AND COOLING SYSTEMS | HRCU-A-CB (Split System: Heat Pump with Remote Outdoor Unit-Air-Source) | 291VAN054**AA* | ADP |  | CE(P,V)6024G48*+TXV | 986TD60080C21*** | 49000 | 19 | 10.5 | 50500 | 53000 | 105% | 1.94 | 0 | 11 |  |  |  | No | R-454B | 4.0833 | Residential & Commercial | Ducted CEE Tier 1
209843759 | Central HP <5.4 tons | TOSOT | HRCU-A-CB (Split System: Heat Pump with Remote Outdoor Unit-Air-Source) | TU60-24WADU |  |  | TUD60-24AH2ADU |  | 54000 | 16 | 9 | 54000 | 41000 | 75.93% | 1.8 | 10.5 | 10 |  |  |  | No | R-410A | 4.5 | Residential & Commercial | Ducted CEE Tier 1
210597009 | Central HP <5.4 tons | KEEPRITE | HRCU-A-CB (Split System: Heat Pump with Remote Outdoor Unit-Air-Source) | CVH825GKA2* |  |  | EN(A,D)4X48L24**+WALLCON | *95CSU0802120A* | 24200 | 17 | 8.1 | 21200 | 16600 | 78.3% | 2.02 | 0 | 11.5 |  |  |  | No | R-410A | 2.0167 | Residential & Commercial | Ducted CEE Tier 1
214671432 | Central HP <5.4 tons | LENNOX | HRCU-A-CB (Split System: Heat Pump with Remote Outdoor Unit-Air-Source) | SL25XPV-024-230A** | ADP |  | L*29/36U9 | SL297UH040NV36B* | 22200 | 22 | 9.2 | 19800 | 20000 | 101% | 1.84 | 0 | 14 |  |  |  | No | R-410A | 1.85 | Residential & Commercial | Ducted CEE Tier 1
211206834 | Central HP <5.4 tons | FRASER-JOHNSTON | HRCU-A-CB (Split System: Heat Pump with Remote Outdoor Unit-Air-Source) | HL20B2421 |  |  | XAMB24DE1N1+CC | TM9V060B12MP12 | 22600 | 17 | 8.5 | 23800 | 18500 | 77.73% | 1.92 | 0 | 12 |  |  |  | No | R-410A | 1.8833 | Residential & Commercial | Ducted CEE Tier 1
214651507 | Central HP <5.4 tons | FRASER-JOHNSTON | HRCU-A-CB (Split System: Heat Pump with Remote Outdoor Unit-Air-Source) | HH824E2S11 |  |  | CTU36B5XDS1+TXV | Z8ES100B12SMPS1 | 23000 | 19 | 9.5 | 23000 | 18800 | 81.74% | 2 | 0 | 12 |  |  |  | No | R-454B | 1.9167 | Residential & Commercial | Ducted CEE Tier 1
214584739 | Central HP <5.4 tons | CHAMPION HEATING AND COOLING | HRCU-A-CB (Split System: Heat Pump with Remote Outdoor Unit-Air-Source) | HH824E2S11 |  |  | CTM30B5ACS1 | Z8ES080B12SMPS1 | 23000 | 18 | 9.5 | 23000 | 19100 | 83.04% | 2 | 0 | 12 |  |  |  | No | R-454B | 1.9167 | Residential & Commercial | Ducted CEE Tier 1
214671444 | Central HP <5.4 tons | LENNOX | HRCU-A-CB (Split System: Heat Pump with Remote Outdoor Unit-Air-Source) | SL25XPV-036-230A** | ADP |  | L*25/37Z9 | EL297UH070XV36B* | 33800 | 21 | 8.8 | 34200 | 27400 | 80.12% | 1.8 | 0 | 13 |  |  |  | No | R-410A | 2.8167 | Residential & Commercial | Ducted CEE Tier 1
214671455 | Central HP <5.4 tons | LENNOX | HRCU-A-CB (Split System: Heat Pump with Remote Outdoor Unit-Air-Source) | SL25XPV-036-230A** | ADP |  | L*24/36Z9 | SL280UH090V36B* | 34000 | 22 | 8.8 | 32800 | 25600 | 78.05% | 1.84 | 0 | 13.5 |  |  |  | No | R-410A | 2.8333 | Residential & Commercial | Ducted CEE Tier 1
214671462 | Central HP <5.4 tons | LENNOX | HRCU-A-CB (Split System: Heat Pump with Remote Outdoor Unit-Air-Source) | SL25XPV-036-230A** | ADP |  | L*29/36U9 | SL297UH040NV36B* | 33800 | 21 | 8.8 | 34200 | 27400 | 80.12% | 1.8 | 0 | 13 |  |  |  | No | R-410A | 2.8167 | Residential & Commercial | Ducted CEE Tier 1
211206893 | Central HP <5.4 tons | FRASER-JOHNSTON | HRCU-A-CB (Split System: Heat Pump with Remote Outdoor Unit-Air-Source) | HL20B3621 |  |  | XAMB36DE2N1+CC | TM8V080B12MP12 | 32600 | 18 | 8.5 | 34400 | 29600 | 86.05% | 1.94 | 0 | 11.7 |  |  |  | No | R-410A | 2.7167 | Residential & Commercial | Ducted CEE Tier 1
216013468 | Central HP <5.4 tons | DUCANE | HRCU-A-CB (Split System: Heat Pump with Remote Outdoor Unit-Air-Source) | 7SCP18V24P-**A |  |  | 7AH1AV24PX-** |  | 24000 | 18 | 10 | 24000 | 23000 | 95.83% | 1.8 | 0 | 11.7 |  |  |  | No | R-454B | 2 | Residential & Commercial | Ducted CEE Tier 1
216591856 | Central HP <5.4 tons | KENMORE | HRCU-A-CB (Split System: Heat Pump with Remote Outdoor Unit-Air-Source) | HH836E2S11 |  |  | CTF48C5CFS1+JME12C2SN1 |  | 34000 | 19 | 9 | 31400 | 25200 | 80.25% | 2 | 0 | 11.7 |  |  |  | No | R-454B | 2.8333 | Residential & Commercial | Ducted CEE Tier 1
216591890 | Central HP <5.4 tons | KENMORE | HRCU-A-CB (Split System: Heat Pump with Remote Outdoor Unit-Air-Source) | HH836E2S11 |  |  | CTM48C5CFS1 | Z8ES100C20SMPS1 | 34400 | 19 | 9 | 32000 | 25400 | 79.38% | 2 | 0 | 11 |  |  |  | No | R-454B | 2.8667 | Residential & Commercial | Ducted CEE Tier 1
216591908 | Central HP <5.4 tons | KENMORE | HRCU-A-CB (Split System: Heat Pump with Remote Outdoor Unit-Air-Source) | HH836E2S11 |  |  | CTM36C5CDS1 | Z9ET100C16SMPS1 | 33800 | 19 | 8.5 | 31400 | 24000 | 76.43% | 2 | 0 | 11 |  |  |  | No | R-454B | 2.8167 | Residential & Commercial | Ducted CEE Tier 1
216591793 | Central HP <5.4 tons | KENMORE | HRCU-A-CB (Split System: Heat Pump with Remote Outdoor Unit-Air-Source) | HH836E2S11 |  |  | CTU48C5XFS1+TXV | Z8ES100C20SMPS1 | 34400 | 19 | 9 | 32000 | 25400 | 79.38% | 2 | 0 | 11 |  |  |  | No | R-454B | 2.8667 | Residential & Commercial | Ducted CEE Tier 1
211212528 | Central HP <5.4 tons | FRASER-JOHNSTON | HRCU-A-CB (Split System: Heat Pump with Remote Outdoor Unit-Air-Source) | HL20B6021 |  |  | JHVVC60HE4C2N1+CC |  | 52000 | 19 | 8.5 | 52500 | 40000 | 76.19% | 2 | 0 | 12 |  |  |  | No | R-410A | 4.3333 | Residential & Commercial | Ducted CEE Tier 1
216591626 | Central HP <5.4 tons | KENMORE | HRCU-A-CB (Split System: Heat Pump with Remote Outdoor Unit-Air-Source) | HH836E2S11 |  |  | JHC36C5CD2SS1 |  | 34000 | 19 | 9 | 32400 | 25200 | 77.78% | 2.1 | 0 | 11.7 |  |  |  | No | R-454B | 2.8333 | Residential & Commercial | Ducted CEE Tier 1
216591733 | Central HP <5.4 tons | KENMORE | HRCU-A-CB (Split System: Heat Pump with Remote Outdoor Unit-Air-Source) | HH836E2S11 |  |  | CTF48C5CFS1 | Z8ES080C16SMPS1 | 34400 | 19 | 9 | 32200 | 25400 | 78.88% | 2 | 0 | 11 |  |  |  | No | R-454B | 2.8667 | Residential & Commercial | Ducted CEE Tier 1
216591837 | Central HP <5.4 tons | KENMORE | HRCU-A-CB (Split System: Heat Pump with Remote Outdoor Unit-Air-Source) | HH836E2S11 |  |  | CTM48C5CFS1 | Z9ET080C16SMPS1 | 33800 | 19 | 9.5 | 32400 | 24200 | 74.69% | 2 | 0 | 11 |  |  |  | No | R-454B | 2.8167 | Residential & Commercial | Ducted CEE Tier 1
214671330 | Central HP <5.4 tons | LENNOX | HRCU-A-CB (Split System: Heat Pump with Remote Outdoor Unit-Air-Source) | EL22XPV-024-230A** | ADP |  | L*24/36Z9 | ML296UH045XV36B* | 23600 | 20 | 8.5 | 21600 | 15200 | 70.37% | 1.88 | 0 | 13 |  |  |  | No | R-410A | 1.9667 | Residential & Commercial | Ducted CEE Tier 1
216591326 | Central HP <5.4 tons | KENMORE | HRCU-A-CB (Split System: Heat Pump with Remote Outdoor Unit-Air-Source) | HH824E2S11 |  |  | CTF36B5ADS1+JME08B2SN1 |  | 23000 | 19 | 9.5 | 23000 | 18000 | 78.26% | 2 | 0 | 12 |  |  |  | No | R-454B | 1.9167 | Residential & Commercial | Ducted CEE Tier 1
216591544 | Central HP <5.4 tons | KENMORE | HRCU-A-CB (Split System: Heat Pump with Remote Outdoor Unit-Air-Source) | HH824E2S11 |  |  | CTM36B5ADS1 | Z9ET080B12SMPS1 | 23000 | 18 | 9 | 23000 | 17400 | 75.65% | 2 | 0 | 12 |  |  |  | No | R-454B | 1.9167 | Residential & Commercial | Ducted CEE Tier 1
216591678 | Central HP <5.4 tons | KENMORE | HRCU-A-CB (Split System: Heat Pump with Remote Outdoor Unit-Air-Source) | HH824E2S11 |  |  | CTM36B5ADS1 | Z8ES100B12SMPS1 | 23000 | 18 | 9.5 | 23000 | 18800 | 81.74% | 2 | 0 | 12 |  |  |  | No | R-454B | 1.9167 | Residential & Commercial | Ducted CEE Tier 1
214671439 | Central HP <5.4 tons | LENNOX | HRCU-A-CB (Split System: Heat Pump with Remote Outdoor Unit-Air-Source) | SL25XPV-036-230A** | ADP |  | LH23/37W9 | EL297UH045XV36B* | 33600 | 21 | 8.8 | 33200 | 25800 | 77.71% | 1.82 | 0 | 13 |  |  |  | No | R-410A | 2.8 | Residential & Commercial | Ducted CEE Tier 1
216494183 | Central HP <5.4 tons | BRYANT HEATING AND COOLING SYSTEMS | HRCU-A-CB (Split System: Heat Pump with Remote Outdoor Unit-Air-Source) | 291VAN054**AA* | ADP |  | CE(P,V)4824G1K*+TXV | 986TD42080C17*** | 47000 | 18 | 9 | 48500 | 49500 | 102.1% | 1.96 | 0 | 11.7 |  |  |  | No | R-454B | 3.9167 | Residential & Commercial | Ducted CEE Tier 1
215681547 | Central HP <5.4 tons | ARCOAIRE | HRCU-A-CB (Split System: Heat Pump with Remote Outdoor Unit-Air-Source) | H5H0V48*K*AAA* |  |  | EA*5X61M24A*+WALLCON | *97CTN0802120A* | 46000 | 18 | 9 | 48000 | 33800 | 70.42% | 2.08 | 0 | 10 |  |  |  | No | R-454B | 3.8333 | Residential & Commercial | Ducted CEE Tier 1
211206928 | Central HP <5.4 tons | FRASER-JOHNSTON | HRCU-A-CB (Split System: Heat Pump with Remote Outdoor Unit-Air-Source) | HL20B4821 |  |  | XAMC48HE3N1+CC | TM9V100C16MP12 | 43500 | 19 | 9 | 44000 | 36200 | 82.27% | 2.14 | 0 | 12 |  |  |  | No | R-410A | 3.625 | Residential & Commercial | Ducted CEE Tier 1
215225111 | Central HP <5.4 tons | BOSCH | HRCU-A-CB (Split System: Heat Pump with Remote Outdoor Unit-Air-Source) | BOVA-60RXB-M15S |  |  | BMAC4248BBTA | BGH96M080B3C | 43000 | 16 | 8.5 | 44000 | 31000 | 70.45% | 1.85 | 0 | 10.5 |  |  |  | No | R-454B | 3.5833 | Residential & Commercial | Ducted CEE Tier 1
216487323 | Central HP <5.4 tons | BRYANT HEATING AND COOLING SYSTEMS | HRCU-A-CB (Split System: Heat Pump with Remote Outdoor Unit-Air-Source) | 290VAN024**AA* | ADP |  | CE(P,V)3617G34*+TXV | 88*TB48070C17*** | 23200 | 17 | 9 | 22600 | 16200 | 71.68% | 1.98 | 0 | 10 |  |  |  | No | R-454B | 1.9333 | Residential & Commercial | Ducted CEE Tier 1
215223126 | Central HP <5.4 tons | BRYANT HEATING AND COOLING SYSTEMS | HRCU-A-CB (Split System: Heat Pump with Remote Outdoor Unit-Air-Source) | 288BNV025*0**C* | ADP |  | H,PE7J936 | 987MB42080C17*** | 23600 | 16 | 8.1 | 20000 | 16300 | 81.5% | 1.92 | 0 | 11 |  |  |  | No | R-410A | 1.9667 | Residential & Commercial | Ducted CEE Tier 1
215731745 | Central HP <5.4 tons | YORK | HRCU-A-CB (Split System: Heat Pump with Remote Outdoor Unit-Air-Source) | HH860E2S11 | ADP |  | H,YG54*60+TXV-BLEED | Y81E120C20SMPS1 | 52500 | 19 | 8.5 | 51500 | 38000 | 73.79% | 2 | 0 | 11.7 |  |  |  | No | R-454B | 4.375 | Residential & Commercial | Ducted CEE Tier 1
216591015 | Central HP <5.4 tons | KENMORE | HRCU-A-CB (Split System: Heat Pump with Remote Outdoor Unit-Air-Source) | HH860E2S11 |  |  | CTM60D5CGS1 | Z8ES130D20SMPS1 | 45000 | 18 | 9 | 45000 | 33600 | 74.67% | 2 | 0 | 12 |  |  |  | No | R-454B | 3.75 | Residential & Commercial | Ducted CEE Tier 1
216591042 | Central HP <5.4 tons | KENMORE | HRCU-A-CB (Split System: Heat Pump with Remote Outdoor Unit-Air-Source) | HH860E2S11 |  |  | CTF60D5CGS1+JME18D2SN1 |  | 46000 | 19 | 9.5 | 45500 | 33800 | 74.29% | 2 | 0 | 12 |  |  |  | No | R-454B | 3.8333 | Residential & Commercial | Ducted CEE Tier 1
215225095 | Central HP <5.4 tons | BOSCH | HRCU-A-CB (Split System: Heat Pump with Remote Outdoor Unit-Air-Source) | BOVA-36RXB-M15S |  |  | BIVA-24RXB-M15X |  | 24000 | 15.2 | 8.5 | 24000 | 17500 | 72.92% | 1.8 | 0 | 11.7 |  |  |  | No | R-454B | 2 | Residential & Commercial | Ducted CEE Tier 1
214584704 | Central HP <5.4 tons | CHAMPION HEATING AND COOLING | HRCU-A-CB (Split System: Heat Pump with Remote Outdoor Unit-Air-Source) | HH860E2S11 |  |  | CTM60D5CGS1 | Z8ES130D20SMPS1 | 45000 | 18 | 9 | 45000 | 33600 | 74.67% | 2 | 0 | 12 |  |  |  | No | R-454B | 3.75 | Residential & Commercial | Ducted CEE Tier 1
216591038 | Central HP <5.4 tons | KENMORE | HRCU-A-CB (Split System: Heat Pump with Remote Outdoor Unit-Air-Source) | HH860E2S11 |  |  | CTM60C5CGS1 | Z9ET100C20SMPS1 | 45000 | 18 | 9 | 46500 | 33800 | 72.69% | 2 | 0 | 11 |  |  |  | No | R-454B | 3.75 | Residential & Commercial | Ducted CEE Tier 1
216591256 | Central HP <5.4 tons | KENMORE | HRCU-A-CB (Split System: Heat Pump with Remote Outdoor Unit-Air-Source) | HH860E2S11 |  |  | CTU60D5XHS1+TXV | Z9ET120D20SMPS1 | 54000 | 19 | 9 | 55000 | 40000 | 72.73% | 2 | 0 | 11 |  |  |  | No | R-454B | 4.5 | Residential & Commercial | Ducted CEE Tier 1
214671426 | Central HP <5.4 tons | LENNOX | HRCU-A-CB (Split System: Heat Pump with Remote Outdoor Unit-Air-Source) | SL25XPV-024-230A** | ADP |  | L*29/36U9 | EL297UH045XV36B* | 22200 | 22 | 9.1 | 20000 | 20200 | 101% | 1.84 | 0 | 14 |  |  |  | No | R-410A | 1.85 | Residential & Commercial | Ducted CEE Tier 1
216487906 | Central HP <5.4 tons | BRYANT HEATING AND COOLING SYSTEMS | HRCU-A-CB (Split System: Heat Pump with Remote Outdoor Unit-Air-Source) | 291VAN054**AA* | ADP |  | CE(P,V)6021G48*+TXV | 986TD60080C21*** | 49000 | 19 | 10.5 | 50500 | 53000 | 105% | 1.94 | 0 | 11 |  |  |  | No | R-454B | 4.0833 | Residential & Commercial | Ducted CEE Tier 1
214671441 | Central HP <5.4 tons | LENNOX | HRCU-A-CB (Split System: Heat Pump with Remote Outdoor Unit-Air-Source) | SL25XPV-036-230A** | ADP |  | L*24/36Z9 | EL297UH045XV36B* | 33600 | 21 | 8.8 | 33200 | 25800 | 77.71% | 1.82 | 0 | 13 |  |  |  | No | R-410A | 2.8 | Residential & Commercial | Ducted CEE Tier 1
214671445 | Central HP <5.4 tons | LENNOX | HRCU-A-CB (Split System: Heat Pump with Remote Outdoor Unit-Air-Source) | SL25XPV-036-230A** | ADP |  | L*24/36Z9 | EL297UH070XV36B* | 33800 | 21 | 8.8 | 33000 | 25800 | 78.18% | 1.82 | 0 | 13 |  |  |  | No | R-410A | 2.8167 | Residential & Commercial | Ducted CEE Tier 1
214671458 | Central HP <5.4 tons | LENNOX | HRCU-A-CB (Split System: Heat Pump with Remote Outdoor Unit-Air-Source) | SL25XPV-036-230A** | ADP |  | L*24/36Z9 | SL280UH090V48B* | 34000 | 22 | 8.8 | 32800 | 25400 | 77.44% | 1.84 | 0 | 13.5 |  |  |  | No | R-410A | 2.8333 | Residential & Commercial | Ducted CEE Tier 1
214671459 | Central HP <5.4 tons | LENNOX | HRCU-A-CB (Split System: Heat Pump with Remote Outdoor Unit-Air-Source) | SL25XPV-036-230A** | ADP |  | L*29/36U9 | SL280UH090XV48B* | 34000 | 22 | 8.8 | 32800 | 25400 | 77.44% | 1.84 | 0 | 13.5 |  |  |  | No | R-410A | 2.8333 | Residential & Commercial | Ducted CEE Tier 1
214671461 | Central HP <5.4 tons | LENNOX | HRCU-A-CB (Split System: Heat Pump with Remote Outdoor Unit-Air-Source) | SL25XPV-036-230A** | ADP |  | L*24/36Z9 | SL280UH090XV48B* | 34000 | 22 | 8.8 | 32800 | 25400 | 77.44% | 1.84 | 0 | 13.5 |  |  |  | No | R-410A | 2.8333 | Residential & Commercial | Ducted CEE Tier 1
213738542 | Central HP <5.4 tons | DAY & NIGHT | HRCU-A-CB (Split System: Heat Pump with Remote Outdoor Unit-Air-Source) | DLCURAH36ABK | ADP |  | FG82936 | *92MSN0601714A* | 35600 | 16 | 8.5 | 36200 | 34400 | 95.03% | 2.02 | 0 | 10 |  |  |  | No | R-410A | 2.9667 | Residential & Commercial | Ducted CEE Tier 1
214848931 | Central HP <5.4 tons | YORK | HRCU-A-CB (Split System: Heat Pump with Remote Outdoor Unit-Air-Source) | HH860E2S11 | ADP |  | H,YG48*60+TXV | TM9E100C16MP12 | 44500 | 18 | 8.5 | 44000 | 34000 | 77.27% | 2 | 0 | 11 |  |  |  | No | R-454B | 3.7083 | Residential & Commercial | Ducted CEE Tier 1
214848995 | Central HP <5.4 tons | YORK | HRCU-A-CB (Split System: Heat Pump with Remote Outdoor Unit-Air-Source) | HH860E2S11 | ADP |  | H,YG84*60+TXV-BLEED | TM9Y100C16MP11 | 44000 | 17 | 8.5 | 42500 | 33400 | 78.59% | 2 | 0 | 11 |  |  |  | No | R-454B | 3.6667 | Residential & Commercial | Ducted CEE Tier 1
216591104 | Central HP <5.4 tons | KENMORE | HRCU-A-CB (Split System: Heat Pump with Remote Outdoor Unit-Air-Source) | HH860E2S11 |  |  | JHE60C5CH2SS1 |  | 54000 | 19 | 9 | 53500 | 38500 | 71.96% | 2 | 0 | 11.7 |  |  |  | No | R-454B | 4.5 | Residential & Commercial | Ducted CEE Tier 1
216591320 | Central HP <5.4 tons | KENMORE | HRCU-A-CB (Split System: Heat Pump with Remote Outdoor Unit-Air-Source) | HH860E2S11 |  |  | CTU60D5XHS1+TXV | Z8ES130D20SMPS1 | 54000 | 19 | 9 | 53500 | 38500 | 71.96% | 2 | 0 | 12 |  |  |  | No | R-454B | 4.5 | Residential & Commercial | Ducted CEE Tier 1
216591503 | Central HP <5.4 tons | KENMORE | HRCU-A-CB (Split System: Heat Pump with Remote Outdoor Unit-Air-Source) | HH860E2S11 |  |  | CTM60D5CGS1 | Z8ES120D20SMPS1 | 46000 | 18 | 9 | 47000 | 34200 | 72.77% | 2 | 0 | 11.7 |  |  |  | No | R-454B | 3.8333 | Residential & Commercial | Ducted CEE Tier 1
216591522 | Central HP <5.4 tons | KENMORE | HRCU-A-CB (Split System: Heat Pump with Remote Outdoor Unit-Air-Source) | HH860E2S11 |  |  | CTF60C5CHS1 | Z8ES100C20SMPS1 | 53000 | 19 | 8.5 | 54000 | 38500 | 71.3% | 2 | 0 | 11 |  |  |  | No | R-454B | 4.4167 | Residential & Commercial | Ducted CEE Tier 1
215224759 | Central HP <5.4 tons | CARRIER | HRCU-A-CB (Split System: Heat Pump with Remote Outdoor Unit-Air-Source) | 25VNA424A*031* | ADP |  | H,PG31930 | 59MN7C100C21**22 | 22600 | 20 | 10.5 | 25000 | 19300 | 77.2% | 2.48 | 0 | 12.5 |  |  |  | No | R-410A | 1.8833 | Residential & Commercial | Ducted CEE Tier 1
210597580 | Central HP <5.4 tons | KEEPRITE | HRCU-A-CB (Split System: Heat Pump with Remote Outdoor Unit-Air-Source) | CVH837GKA** |  |  | EN(A,D)4X48L24**+WALLCON | *95CSU0802120A* | 32400 | 17.5 | 8.1 | 32800 | 24800 | 75.61% | 1.96 | 0 | 11.7 |  |  |  | No | R-410A | 2.7 | Residential & Commercial | Ducted CEE Tier 1
213076349 | Central HP <5.4 tons | KEEPRITE | HRCU-A-CB (Split System: Heat Pump with Remote Outdoor Unit-Air-Source) | DLCURAH24ABK |  |  | EA*4X36L21A* | *95MSU1002122A* | 23600 | 17.5 | 8.5 | 26200 | 23800 | 90.84% | 1.98 | 0 | 10 |  |  |  | No | R-410A | 1.9667 | Residential & Commercial | Ducted CEE Tier 1
212603108 | Central HP <5.4 tons | DAY & NIGHT | HRCU-A-CB (Split System: Heat Pump with Remote Outdoor Unit-Air-Source) | DLCURAH24ABK | ADP |  | PL36H175P159 | *80ES(N,L)0701716A* | 24800 | 16 | 8.1 | 25200 | 21800 | 86.51% | 1.82 | 0 | 10.5 |  |  |  | No | R-410A | 2.0667 | Residential & Commercial | Ducted CEE Tier 1
216487986 | Central HP <5.4 tons | BRYANT HEATING AND COOLING SYSTEMS | HRCU-A-CB (Split System: Heat Pump with Remote Outdoor Unit-Air-Source) | 293VAN060**AA* | ADP |  | CE(P,V)6024G48*+TXV | 986TD66120C24*** | 56000 | 18 | 8.5 | 58500 | 45500 | 77.78% | 2.06 | 0 | 11 |  |  |  | No | R-454B | 4.6667 | Residential & Commercial | Ducted CEE Tier 1
212480055 | Central HP <5.4 tons | CARRIER | HRCU-A-CB (Split System: Heat Pump with Remote Outdoor Unit-Air-Source) | 38MURAQ24AB3* | ADP |  | A36VCA+TXV | 59SC5B060E17**14 | 24600 | 16 | 8.1 | 25000 | 22000 | 88% | 1.84 | 0 | 10.5 |  |  |  | No | R-410A | 2.05 | Residential & Commercial | Ducted CEE Tier 1
212480088 | Central HP <5.4 tons | CARRIER | HRCU-A-CB (Split System: Heat Pump with Remote Outdoor Unit-Air-Source) | 38MURAQ24AB3* | ADP |  | A36VCA+TXV | 59SP6A060V17**14 | 23800 | 16 | 8.5 | 25200 | 23600 | 93.65% | 1.98 | 0 | 10 |  |  |  | No | R-410A | 1.9833 | Residential & Commercial | Ducted CEE Tier 1
212480156 | Central HP <5.4 tons | CARRIER | HRCU-A-CB (Split System: Heat Pump with Remote Outdoor Unit-Air-Source) | 38MURAQ24AB3* | ADP |  | C36A***L139 | 59TP6B080V17**16 | 24000 | 16 | 8.1 | 24600 | 22600 | 91.87% | 1.9 | 0 | 10.5 |  |  |  | No | R-410A | 2 | Residential & Commercial | Ducted CEE Tier 1
214671427 | Central HP <5.4 tons | LENNOX | HRCU-A-CB (Split System: Heat Pump with Remote Outdoor Unit-Air-Source) | SL25XPV-024-230A** | ADP |  | LH23/37W9 | EL297UH045XV36B* | 22800 | 22 | 9.5 | 19600 | 19600 | 100% | 1.96 | 0 | 14.5 |  |  |  | No | R-410A | 1.9 | Residential & Commercial | Ducted CEE Tier 1
215225088 | Central HP <5.4 tons | BOSCH | HRCU-A-CB (Split System: Heat Pump with Remote Outdoor Unit-Air-Source) | BOVA-24RXB-M15S |  |  | BIVA-24RXB-M15X |  | 24000 | 15.2 | 8.5 | 24000 | 17000 | 70.83% | 1.8 | 0 | 10.6 |  |  |  | No | R-454B | 2 | Residential & Commercial | Ducted CEE Tier 1
210473902 | Central HP <5.4 tons | KENMORE | HRCU-A-CB (Split System: Heat Pump with Remote Outdoor Unit-Air-Source) | (C,H,T)VH825GKA3* |  |  | EN(A,D,W)4X48L21**+WALLCON | *95CSU0802120A* | 24200 | 17 | 8.1 | 21200 | 16600 | 78.3% | 2.02 | 0 | 11.5 |  |  |  | No | R-410A | 2.0167 | Residential & Commercial | Ducted CEE Tier 1
210472993 | Central HP <5.4 tons | KENMORE | HRCU-A-CB (Split System: Heat Pump with Remote Outdoor Unit-Air-Source) | (C,H,T)VH825GKA3* |  |  | EA*4X42L24A*+WALLCON | *95CSU0802120A* | 23800 | 17 | 8.1 | 21400 | 16600 | 77.57% | 1.96 | 0 | 11 |  |  |  | No | R-410A | 1.9833 | Residential & Commercial | Ducted CEE Tier 1
215934371 | Central HP <5.4 tons | KEEPRITE | HRCU-A-CB (Split System: Heat Pump with Remote Outdoor Unit-Air-Source) | C5H3V48*K*AAA* |  |  | EA*5X61M24A*+WALLCON | *97CMN0602120B* | 44500 | 20.5 | 9.5 | 48500 | 37400 | 77.11% | 2 | 0 | 10.5 |  |  |  | No | R-454B | 3.7083 | Residential & Commercial | Ducted CEE Tier 1
210474523 | Central HP <5.4 tons | KENMORE | HRCU-A-CB (Split System: Heat Pump with Remote Outdoor Unit-Air-Source) | (C,H,T)VH825GKA3* |  |  | EHD4X48AAL+WALLCON | *80CTL0701716A* | 24200 | 16.5 | 8.1 | 21200 | 16600 | 78.3% | 2.02 | 0 | 10.5 |  |  |  | No | R-410A | 2.0167 | Residential & Commercial | Ducted CEE Tier 1
216487904 | Central HP <5.4 tons | BRYANT HEATING AND COOLING SYSTEMS | HRCU-A-CB (Split System: Heat Pump with Remote Outdoor Unit-Air-Source) | 291VAN054**AA* | ADP |  | CE(P,V)4821G1K*+TXV | 986TD42080C17*** | 47000 | 18 | 9 | 48500 | 49500 | 102.1% | 1.96 | 0 | 11.7 |  |  |  | No | R-454B | 3.9167 | Residential & Commercial | Ducted CEE Tier 1
216591388 | Central HP <5.4 tons | KENMORE | HRCU-A-CB (Split System: Heat Pump with Remote Outdoor Unit-Air-Source) | HH824E2S11 |  |  | CTU30B5XCS1+TXV | Z8ET080B12LMPS1 | 23000 | 18 | 9.5 | 23000 | 18400 | 80% | 2 | 0 | 12 |  |  |  | No | R-454B | 1.9167 | Residential & Commercial | Ducted CEE Tier 1
216494144 | Central HP <5.4 tons | BRYANT HEATING AND COOLING SYSTEMS | HRCU-A-CB (Split System: Heat Pump with Remote Outdoor Unit-Air-Source) | 293VAN036**AA* | ADP |  | CE(P,V)3621G34*+TXV | 88*TB60090C21*** | 32800 | 20 | 9.5 | 33000 | 26000 | 78.79% | 2.04 | 0 | 11.5 |  |  |  | No | R-454B | 2.7333 | Residential & Commercial | Ducted CEE Tier 1
216487581 | Central HP <5.4 tons | BRYANT HEATING AND COOLING SYSTEMS | HRCU-A-CB (Split System: Heat Pump with Remote Outdoor Unit-Air-Source) | 293VAN036**AA* | ADP |  | CE(P,V)3617G34*+TXV | 88*TB36045C17*** | 32200 | 19 | 9 | 34200 | 27200 | 79.53% | 1.88 | 0 | 10.5 |  |  |  | No | R-454B | 2.6833 | Residential & Commercial | Ducted CEE Tier 1
216487592 | Central HP <5.4 tons | BRYANT HEATING AND COOLING SYSTEMS | HRCU-A-CB (Split System: Heat Pump with Remote Outdoor Unit-Air-Source) | 293VAN036**AA* | ADP |  | CE(P,V)3617G34*+TXV | 88*TB48090C17*** | 32800 | 20 | 9.5 | 33000 | 26000 | 78.79% | 2.04 | 0 | 11 |  |  |  | No | R-454B | 2.7333 | Residential & Commercial | Ducted CEE Tier 1
216487924 | Central HP <5.4 tons | BRYANT HEATING AND COOLING SYSTEMS | HRCU-A-CB (Split System: Heat Pump with Remote Outdoor Unit-Air-Source) | 293VAN036**AA* | ADP |  | CE(P,V)3617G34*+TXV | 986TD42060C17*** | 32400 | 19 | 9.5 | 32600 | 26000 | 79.75% | 2.02 | 0 | 10.5 |  |  |  | No | R-454B | 2.7 | Residential & Commercial | Ducted CEE Tier 1
216487926 | Central HP <5.4 tons | BRYANT HEATING AND COOLING SYSTEMS | HRCU-A-CB (Split System: Heat Pump with Remote Outdoor Unit-Air-Source) | 293VAN036**AA* | ADP |  | H,PG53*36+TXV | 986TD42060C17*** | 33400 | 20 | 9.4 | 32200 | 25200 | 78.26% | 2.05 | 0 | 10.5 |  |  |  | No | R-454B | 2.7833 | Residential & Commercial | Ducted CEE Tier 1
215682097 | Central HP <5.4 tons | ARCOAIRE | HRCU-A-CB (Split System: Heat Pump with Remote Outdoor Unit-Air-Source) | H5H0V48*K*AAA* |  |  | EVD5X48M21A*+WALLCON | *96CTN0802120B* | 47000 | 18.5 | 9 | 50000 | 36600 | 73.2% | 1.98 | 0 | 10 |  |  |  | No | R-454B | 3.9167 | Residential & Commercial | Ducted CEE Tier 1
215676527 | Central HP <5.4 tons | ARCOAIRE | HRCU-A-CB (Split System: Heat Pump with Remote Outdoor Unit-Air-Source) | H5H0V48*K*AAA* |  |  | EVD5X60M21A*+WALLCON | *97CMN0602120B* | 47500 | 18.5 | 9 | 50000 | 37200 | 74.4% | 1.98 | 0 | 10 |  |  |  | No | R-454B | 3.9583 | Residential & Commercial | Ducted CEE Tier 1
215676727 | Central HP <5.4 tons | ARCOAIRE | HRCU-A-CB (Split System: Heat Pump with Remote Outdoor Unit-Air-Source) | H5H0V48*K*AAA* |  |  | EVD5X61M21A*+WALLCON | *80CTL0702120B* | 48500 | 19 | 9 | 50000 | 37000 | 74% | 2 | 0 | 10.5 |  |  |  | No | R-454B | 4.0417 | Residential & Commercial | Ducted CEE Tier 1
215682047 | Central HP <5.4 tons | ARCOAIRE | HRCU-A-CB (Split System: Heat Pump with Remote Outdoor Unit-Air-Source) | H5H0V48*K*AAA* |  |  | EVM5X61M24A*+WALLCON | *80CSU0802120B* | 49000 | 19 | 9 | 50000 | 36400 | 72.8% | 2.12 | 0 | 10.5 |  |  |  | No | R-454B | 4.0833 | Residential & Commercial | Ducted CEE Tier 1
215681997 | Central HP <5.4 tons | ARCOAIRE | HRCU-A-CB (Split System: Heat Pump with Remote Outdoor Unit-Air-Source) | H5H0V48*K*AAA* |  |  | EVM5X60M24A*+WALLCON | *80CSU1002120B* | 48000 | 18.5 | 9 | 50000 | 36600 | 73.2% | 2 | 0 | 10 |  |  |  | No | R-454B | 4 | Residential & Commercial | Ducted CEE Tier 1
215681877 | Central HP <5.4 tons | ARCOAIRE | HRCU-A-CB (Split System: Heat Pump with Remote Outdoor Unit-Air-Source) | H5H0V48*K*AAA* |  |  | EVM5X49M21A*+WALLCON | *97CTN0802120A* | 48000 | 19 | 9 | 50000 | 36800 | 73.6% | 2 | 0 | 10 |  |  |  | No | R-454B | 4 | Residential & Commercial | Ducted CEE Tier 1
216487705 | Central HP <5.4 tons | BRYANT HEATING AND COOLING SYSTEMS | HRCU-A-CB (Split System: Heat Pump with Remote Outdoor Unit-Air-Source) | 293VAN048**AA* | ADP |  | CE(P,V)4817G1K*+TXV | 987MC60060C21*** | 43000 | 20 | 9.5 | 46500 | 36800 | 79.14% | 1.88 | 0 | 10 |  |  |  | No | R-454B | 3.5833 | Residential & Commercial | Ducted CEE Tier 1
211206981 | Central HP <5.4 tons | CHAMPION HEATING AND COOLING | HRCU-A-CB (Split System: Heat Pump with Remote Outdoor Unit-Air-Source) | HL20B4821 |  |  | XAMC48HE3N1+CC | TM8V100C16MP12 | 43500 | 19 | 9 | 44500 | 36200 | 81.35% | 2.14 | 0 | 12 |  |  |  | No | R-410A | 3.625 | Residential & Commercial | Ducted CEE Tier 1
215676427 | Central HP <5.4 tons | ARCOAIRE | HRCU-A-CB (Split System: Heat Pump with Remote Outdoor Unit-Air-Source) | H5H0V48*K*AAA* |  |  | EVD5X60M21A*+WALLCON | *80CSU1002120A* | 48000 | 18.5 | 9 | 50000 | 36800 | 73.6% | 2 | 0 | 10 |  |  |  | No | R-454B | 4 | Residential & Commercial | Ducted CEE Tier 1
215675847 | Central HP <5.4 tons | ARCOAIRE | HRCU-A-CB (Split System: Heat Pump with Remote Outdoor Unit-Air-Source) | H5H0V48*K*AAA* |  |  | EVM5X60M24A*+WALLCON | *80CSU0802120A* | 48000 | 19 | 9 | 50000 | 36400 | 72.8% | 2.12 | 0 | 10 |  |  |  | No | R-454B | 4 | Residential & Commercial | Ducted CEE Tier 1
215675897 | Central HP <5.4 tons | ARCOAIRE | HRCU-A-CB (Split System: Heat Pump with Remote Outdoor Unit-Air-Source) | H5H0V48*K*AAA* |  |  | EVM5X60M24A*+WALLCON | *80CTL1352422B* | 48000 | 19 | 9 | 50000 | 36400 | 72.8% | 2 | 0 | 10.5 |  |  |  | No | R-454B | 4 | Residential & Commercial | Ducted CEE Tier 1
216487503 | Central HP <5.4 tons | BRYANT HEATING AND COOLING SYSTEMS | HRCU-A-CB (Split System: Heat Pump with Remote Outdoor Unit-Air-Source) | 290VAN048**AA* | ADP |  | CE(P,V)6021G48*+TXV | 88*TB66135C24*** | 45000 | 18 | 9 | 45500 | 33000 | 72.53% | 2.08 | 0 | 10 |  |  |  | No | R-454B | 3.75 | Residential & Commercial | Ducted CEE Tier 1
215224774 | Central HP <5.4 tons | CARRIER | HRCU-A-CB (Split System: Heat Pump with Remote Outdoor Unit-Air-Source) | 25VNA436A*031* | ADP |  | H,PG9J936 | 59MN7C100C21**22 | 32800 | 20 | 9 | 34800 | 27200 | 78.16% | 2.04 | 0 | 12 |  |  |  | No | R-410A | 2.7333 | Residential & Commercial | Ducted CEE Tier 1
215679557 | Central HP <5.4 tons | ARCOAIRE | HRCU-A-CB (Split System: Heat Pump with Remote Outdoor Unit-Air-Source) | H5H0V36*K*AAA* |  |  | EA*5X60M24A*+WALLCON | *96CTN0802120B* | 34400 | 18 | 9 | 34200 | 24800 | 72.51% | 1.9 | 0 | 10 |  |  |  | No | R-454B | 2.8667 | Residential & Commercial | Ducted CEE Tier 1
215679287 | Central HP <5.4 tons | ARCOAIRE | HRCU-A-CB (Split System: Heat Pump with Remote Outdoor Unit-Air-Source) | H5H0V36*K*AAA* |  |  | EA*5X37M21A*+WALLCON | *80CSU0401712B* | 34600 | 17.5 | 9 | 35200 | 25000 | 71.02% | 1.9 | 0 | 10 |  |  |  | No | R-454B | 2.8833 | Residential & Commercial | Ducted CEE Tier 1
216487638 | Central HP <5.4 tons | BRYANT HEATING AND COOLING SYSTEMS | HRCU-A-CB (Split System: Heat Pump with Remote Outdoor Unit-Air-Source) | 293VAN048**AA* | ADP |  | CE(P,V)6021G48*+TXV | 88*TB36070C14*** | 43500 | 19 | 9 | 47500 | 35200 | 74.11% | 1.9 | 0 | 11 |  |  |  | No | R-454B | 3.625 | Residential & Commercial | Ducted CEE Tier 1
216487719 | Central HP <5.4 tons | BRYANT HEATING AND COOLING SYSTEMS | HRCU-A-CB (Split System: Heat Pump with Remote Outdoor Unit-Air-Source) | 293VAN048**AA* | ADP |  | CE(P,V)6024G48*+TXV | 987MC66100C21*** | 44500 | 21 | 9.5 | 46500 | 36400 | 78.28% | 2 | 0 | 10.5 |  |  |  | No | R-454B | 3.7083 | Residential & Commercial | Ducted CEE Tier 1
216487955 | Central HP <5.4 tons | BRYANT HEATING AND COOLING SYSTEMS | HRCU-A-CB (Split System: Heat Pump with Remote Outdoor Unit-Air-Source) | 293VAN048**AA* | ADP |  | CE(P,V)4817G1K*+TXV | 986TD42080C17*** | 42500 | 20 | 9 | 46500 | 34800 | 74.84% | 2 | 0 | 11 |  |  |  | No | R-454B | 3.5417 | Residential & Commercial | Ducted CEE Tier 1
215681777 | Central HP <5.4 tons | ARCOAIRE | HRCU-A-CB (Split System: Heat Pump with Remote Outdoor Unit-Air-Source) | H5H0V48*K*AAA* |  |  | EVM5X48M21A*+WALLCON | *80CSU0802120B* | 47000 | 18.5 | 9 | 50000 | 36200 | 72.4% | 2 | 0 | 10 |  |  |  | No | R-454B | 3.9167 | Residential & Commercial | Ducted CEE Tier 1
211206916 | Central HP <5.4 tons | FRASER-JOHNSTON | HRCU-A-CB (Split System: Heat Pump with Remote Outdoor Unit-Air-Source) | HL20B4821 |  |  | XAMC48HE3N1+CC | TM9V100C20MP12 | 43500 | 19 | 9 | 44500 | 36400 | 81.8% | 2.14 | 0 | 11.7 |  |  |  | No | R-410A | 3.625 | Residential & Commercial | Ducted CEE Tier 1
211206980 | Central HP <5.4 tons | FRASER-JOHNSTON | HRCU-A-CB (Split System: Heat Pump with Remote Outdoor Unit-Air-Source) | HL20B4821 |  |  | XAMC48HE3N1+CC | TM8V100C16MP12 | 43500 | 19 | 9 | 44500 | 36200 | 81.35% | 2.14 | 0 | 12 |  |  |  | No | R-410A | 3.625 | Residential & Commercial | Ducted CEE Tier 1
211227244 | Central HP <5.4 tons | KEEPRITE | HRCU-A-CB (Split System: Heat Pump with Remote Outdoor Unit-Air-Source) | DLCURAH36ABK |  |  | EA*4X37L21A* | OMV112K14A | 36200 | 15.5 | 8.5 | 38500 | 34800 | 90.39% | 2.06 | 0 | 10 |  |  |  | No | R-410A | 3.0167 | Residential & Commercial | Ducted CEE Tier 1
215675647 | Central HP <5.4 tons | ARCOAIRE | HRCU-A-CB (Split System: Heat Pump with Remote Outdoor Unit-Air-Source) | H5H0V48*K*AAA* |  |  | EVM5X49M21A*+WALLCON | *96CTN0801714B* | 48000 | 18.5 | 9 | 50000 | 36200 | 72.4% | 2.02 | 0 | 10 |  |  |  | No | R-454B | 4 | Residential & Commercial | Ducted CEE Tier 1
215679587 | Central HP <5.4 tons | ARCOAIRE | HRCU-A-CB (Split System: Heat Pump with Remote Outdoor Unit-Air-Source) | H5H0V36*K*AAA* |  |  | EA*5X60M24A*+WALLCON | *97CTN1202422A* | 34400 | 18.5 | 9 | 34200 | 24800 | 72.51% | 1.9 | 0 | 10.5 |  |  |  | No | R-454B | 2.8667 | Residential & Commercial | Ducted CEE Tier 1
216487938 | Central HP <5.4 tons | BRYANT HEATING AND COOLING SYSTEMS | HRCU-A-CB (Split System: Heat Pump with Remote Outdoor Unit-Air-Source) | 293VAN036**AA* | ADP |  | H,PG53*36+TXV | 986TD60080C21*** | 34000 | 20 | 9.5 | 32600 | 25600 | 78.53% | 2.06 | 0 | 11.7 |  |  |  | No | R-454B | 2.8333 | Residential & Commercial | Ducted CEE Tier 1
216494140 | Central HP <5.4 tons | BRYANT HEATING AND COOLING SYSTEMS | HRCU-A-CB (Split System: Heat Pump with Remote Outdoor Unit-Air-Source) | 293VAN036**AA* | ADP |  | CE(P,V)3621G34*+TXV | 88*TB36070C14*** | 33000 | 19 | 9 | 33600 | 26600 | 79.17% | 1.92 | 0 | 10.5 |  |  |  | No | R-454B | 2.75 | Residential & Commercial | Ducted CEE Tier 1
216494187 | Central HP <5.4 tons | BRYANT HEATING AND COOLING SYSTEMS | HRCU-A-CB (Split System: Heat Pump with Remote Outdoor Unit-Air-Source) | 293VAN036**AA* | ADP |  | CE(P,V)3621G34*+TXV | 986TD60080C21*** | 32800 | 20 | 9.5 | 33000 | 26000 | 78.79% | 2.04 | 0 | 11 |  |  |  | No | R-454B | 2.7333 | Residential & Commercial | Ducted CEE Tier 1
216487940 | Central HP <5.4 tons | BRYANT HEATING AND COOLING SYSTEMS | HRCU-A-CB (Split System: Heat Pump with Remote Outdoor Unit-Air-Source) | 293VAN036**AA* | ADP |  | CE(P,V)3614G34*+TXV | 986TD66100C21*** | 32800 | 20 | 9.5 | 33200 | 26200 | 78.92% | 2 | 0 | 11.5 |  |  |  | No | R-454B | 2.7333 | Residential & Commercial | Ducted CEE Tier 1
215726294 | Central HP <5.4 tons | COLEMAN | HRCU-A-CB (Split System: Heat Pump with Remote Outdoor Unit-Air-Source) | HH836E2S11 | ADP |  | FE*TT3*37+TXV |  | 33400 | 19 | 9 | 29400 | 24800 | 84.35% | 2 | 0 | 11.7 |  |  |  | No | R-454B | 2.7833 | Residential & Commercial | Ducted CEE Tier 1
216591690 | Central HP <5.4 tons | KENMORE | HRCU-A-CB (Split System: Heat Pump with Remote Outdoor Unit-Air-Source) | HH836E2S11 |  |  | CTF36C5CDS1 | Z8ES100C16SMPS1 | 34600 | 17 | 8.5 | 32800 | 27000 | 82.32% | 2 | 0 | 11 |  |  |  | No | R-454B | 2.8833 | Residential & Commercial | Ducted CEE Tier 1
216591857 | Central HP <5.4 tons | KENMORE | HRCU-A-CB (Split System: Heat Pump with Remote Outdoor Unit-Air-Source) | HH836E2S11 |  |  | CTU48C5XFS1+JME12C2SN1+TXV |  | 34000 | 19 | 9 | 31400 | 25200 | 80.25% | 2 | 0 | 11.7 |  |  |  | No | R-454B | 2.8333 | Residential & Commercial | Ducted CEE Tier 1
215679637 | Central HP <5.4 tons | ARCOAIRE | HRCU-A-CB (Split System: Heat Pump with Remote Outdoor Unit-Air-Source) | H5H0V36*K*AAA* |  |  | EA*5X61M21A*+WALLCON | *97CTN0801716A* | 34600 | 18 | 9 | 34600 | 25000 | 72.25% | 1.92 | 0 | 10 |  |  |  | No | R-454B | 2.8833 | Residential & Commercial | Ducted CEE Tier 1
215679667 | Central HP <5.4 tons | ARCOAIRE | HRCU-A-CB (Split System: Heat Pump with Remote Outdoor Unit-Air-Source) | H5H0V36*K*AAA* |  |  | EA*5X61M24A*+WALLCON | *96CTN0802120B* | 34800 | 18 | 9 | 34400 | 24800 | 72.09% | 1.92 | 0 | 10.5 |  |  |  | No | R-454B | 2.9 | Residential & Commercial | Ducted CEE Tier 1
215223199 | Central HP <5.4 tons | BRYANT HEATING AND COOLING SYSTEMS | HRCU-A-CB (Split System: Heat Pump with Remote Outdoor Unit-Air-Source) | 288BNV037*0**B* | ADP |  | H,PE9J936 | 987MB66120C24*** | 31800 | 17 | 8.5 | 31000 | 24600 | 79.35% | 1.98 | 0 | 11.5 |  |  |  | No | R-410A | 2.65 | Residential & Commercial | Ducted CEE Tier 1
216030978 | Central HP <5.4 tons | MOOVAIR | HRCU-A-CB (Split System: Heat Pump with Remote Outdoor Unit-Air-Source) | MSHMB36R2AN1 |  |  | MAHHA36R4AS1 |  | 36000 | 18 | 10 | 37000 | 37400 | 101.1% | 1.9 | 0 | 12 |  |  |  | No | R-454B | 3 | Residential & Commercial | Ducted CEE Tier 1
216487742 | Central HP <5.4 tons | BRYANT HEATING AND COOLING SYSTEMS | HRCU-A-CB (Split System: Heat Pump with Remote Outdoor Unit-Air-Source) | 293VAN060**AA* | ADP |  | CE(P,V)6021G48*+TXV | 88*TB60110C21*** | 55500 | 19 | 8.5 | 58500 | 46000 | 78.63% | 2.02 | 0 | 11 |  |  |  | No | R-454B | 4.625 | Residential & Commercial | Ducted CEE Tier 1
213738463 | Central HP <5.4 tons | DAY & NIGHT | HRCU-A-CB (Split System: Heat Pump with Remote Outdoor Unit-Air-Source) | DLCURAH36ABK | ADP |  | PL36H175P789 | *80MS(N,L)0701412A* | 35400 | 16 | 8.1 | 36800 | 34600 | 94.02% | 1.94 | 0 | 10 |  |  |  | No | R-410A | 2.95 | Residential & Commercial | Ducted CEE Tier 1
213738476 | Central HP <5.4 tons | DAY & NIGHT | HRCU-A-CB (Split System: Heat Pump with Remote Outdoor Unit-Air-Source) | DLCURAH36ABK | ADP |  | PL36H210P179 | *80MS(N,L)0701712A* | 35600 | 16 | 8.1 | 36800 | 34600 | 94.02% | 1.94 | 0 | 10 |  |  |  | No | R-410A | 2.9667 | Residential & Commercial | Ducted CEE Tier 1
216494147 | Central HP <5.4 tons | BRYANT HEATING AND COOLING SYSTEMS | HRCU-A-CB (Split System: Heat Pump with Remote Outdoor Unit-Air-Source) | 293VAN036**AA* | ADP |  | CE(P,V)3621G34*+TXV | 987MC42060C17*** | 32400 | 19 | 9.5 | 32800 | 26000 | 79.27% | 2.04 | 0 | 10.5 |  |  |  | No | R-454B | 2.7 | Residential & Commercial | Ducted CEE Tier 1
216487594 | Central HP <5.4 tons | BRYANT HEATING AND COOLING SYSTEMS | HRCU-A-CB (Split System: Heat Pump with Remote Outdoor Unit-Air-Source) | 293VAN036**AA* | ADP |  | CE(P,V)3614G34*+TXV | 88*TB60070C21*** | 32800 | 20 | 9.5 | 33000 | 26000 | 78.79% | 2.04 | 0 | 11 |  |  |  | No | R-454B | 2.7333 | Residential & Commercial | Ducted CEE Tier 1
212603109 | Central HP <5.4 tons | DAY & NIGHT | HRCU-A-CB (Split System: Heat Pump with Remote Outdoor Unit-Air-Source) | DLCURAH24ABK | ADP |  | V,G36H175P159 | *80ES(N,L)0701716A* | 24800 | 16 | 8.1 | 25200 | 21800 | 86.51% | 1.82 | 0 | 10.5 |  |  |  | No | R-410A | 2.0667 | Residential & Commercial | Ducted CEE Tier 1
212603160 | Central HP <5.4 tons | DAY & NIGHT | HRCU-A-CB (Split System: Heat Pump with Remote Outdoor Unit-Air-Source) | DLCURAH24ABK | ADP |  | FG32936 | *80VTL0701716A* | 23600 | 17 | 8.1 | 24600 | 22600 | 91.87% | 1.9 | 0 | 10 |  |  |  | No | R-410A | 1.9667 | Residential & Commercial | Ducted CEE Tier 1
212603173 | Central HP <5.4 tons | DAY & NIGHT | HRCU-A-CB (Split System: Heat Pump with Remote Outdoor Unit-Air-Source) | DLCURAH24ABK | ADP |  | FG32936 | *92ESN0801716A* | 24000 | 17 | 8.5 | 25200 | 23400 | 92.86% | 1.96 | 0 | 10 |  |  |  | No | R-410A | 2 | Residential & Commercial | Ducted CEE Tier 1
212603207 | Central HP <5.4 tons | DAY & NIGHT | HRCU-A-CB (Split System: Heat Pump with Remote Outdoor Unit-Air-Source) | DLCURAH24ABK | ADP |  | FG80936 | *96VSN0601412A* | 23600 | 16 | 8.5 | 24200 | 23000 | 95.04% | 1.94 | 0 | 10 |  |  |  | No | R-410A | 1.9667 | Residential & Commercial | Ducted CEE Tier 1
212603225 | Central HP <5.4 tons | DAY & NIGHT | HRCU-A-CB (Split System: Heat Pump with Remote Outdoor Unit-Air-Source) | DLCURAH24ABK | ADP |  | FG32936 | *96VTN0801716A* | 23800 | 16 | 8.5 | 25200 | 23000 | 91.27% | 1.92 | 0 | 10 |  |  |  | No | R-410A | 1.9833 | Residential & Commercial | Ducted CEE Tier 1
206135659 | Central HP <5.4 tons | KEEPRITE | HRCU-A-CB (Split System: Heat Pump with Remote Outdoor Unit-Air-Source) | CVH837GKA** |  |  | EA*4X37L21A*+WALLCON | *80CSU0401712A* | 32800 | 17.5 | 8.5 | 33000 | 25200 | 76.36% | 1.98 | 12 | 11 |  |  |  | No | R-410A | 2.7333 | Residential & Commercial | Ducted CEE Tier 1
213621238 | Central HP <5.4 tons | GE | HRCU-A-CB (Split System: Heat Pump with Remote Outdoor Unit-Air-Source) | NS22H24MA4-**A | ADP |  | H,TG81936 | NF97X060V3B | 23800 | 21 | 8.5 | 21600 | 15200 | 70.37% | 1.9 | 0 | 13.5 |  |  |  | No | R-410A | 1.9833 | Residential & Commercial | Ducted CEE Tier 1
216494163 | Central HP <5.4 tons | BRYANT HEATING AND COOLING SYSTEMS | HRCU-A-CB (Split System: Heat Pump with Remote Outdoor Unit-Air-Source) | 293VAN048**AA* | ADP |  | CE(P,V)4824G1K*+TXV | 987MC60080C21*** | 43500 | 20 | 9.5 | 46000 | 36200 | 78.7% | 2 | 0 | 10.5 |  |  |  | No | R-454B | 3.625 | Residential & Commercial | Ducted CEE Tier 1
216487713 | Central HP <5.4 tons | BRYANT HEATING AND COOLING SYSTEMS | HRCU-A-CB (Split System: Heat Pump with Remote Outdoor Unit-Air-Source) | 293VAN048**AA* | ADP |  | CE(P,V)4817G1K*+TXV | 987MC60080C21*** | 43500 | 20 | 9.5 | 46000 | 36200 | 78.7% | 2 | 0 | 10.5 |  |  |  | No | R-454B | 3.625 | Residential & Commercial | Ducted CEE Tier 1
215676757 | Central HP <5.4 tons | ARCOAIRE | HRCU-A-CB (Split System: Heat Pump with Remote Outdoor Unit-Air-Source) | H5H0V48*K*AAA* |  |  | EVD5X61M21A*+WALLCON | *80CTL1102120B* | 48500 | 19.5 | 9.5 | 50000 | 36600 | 73.2% | 2.12 | 0 | 10.5 |  |  |  | No | R-454B | 4.0417 | Residential & Commercial | Ducted CEE Tier 1
215676407 | Central HP <5.4 tons | ARCOAIRE | HRCU-A-CB (Split System: Heat Pump with Remote Outdoor Unit-Air-Source) | H5H0V48*K*AAA* |  |  | EVD5X60M21A*+WALLCON | *80CSU0601716A* | 48000 | 19 | 9 | 50000 | 36800 | 73.6% | 2 | 0 | 10 |  |  |  | No | R-454B | 4 | Residential & Commercial | Ducted CEE Tier 1
216487820 | Central HP <5.4 tons | BRYANT HEATING AND COOLING SYSTEMS | HRCU-A-CB (Split System: Heat Pump with Remote Outdoor Unit-Air-Source) | 290VAN024**AA* | ADP |  | CE(P,V)3614G34*+TXV | 986TD66120C24*** | 23400 | 16 | 8.5 | 22400 | 16100 | 71.88% | 1.88 | 0 | 10 |  |  |  | No | R-454B | 1.95 | Residential & Commercial | Ducted CEE Tier 1
216487822 | Central HP <5.4 tons | BRYANT HEATING AND COOLING SYSTEMS | HRCU-A-CB (Split System: Heat Pump with Remote Outdoor Unit-Air-Source) | 290VAN024**AA* | ADP |  | CE(P,V)3617G34*+TXV | 986TD66120C24*** | 23400 | 16 | 8.5 | 22400 | 16100 | 71.88% | 1.88 | 0 | 10 |  |  |  | No | R-454B | 1.95 | Residential & Commercial | Ducted CEE Tier 1
216013471 | Central HP <5.4 tons | DUCANE | HRCU-A-CB (Split System: Heat Pump with Remote Outdoor Unit-Air-Source) | 7SCP18V60P-**A |  |  | 7AH1AV60PX-** |  | 55000 | 16 | 9.4 | 55000 | 43000 | 78.18% | 1.75 | 0 | 10 |  |  |  | No | R-454B | 4.5833 | Residential & Commercial | Ducted CEE Tier 1
211206881 | Central HP <5.4 tons | FRASER-JOHNSTON | HRCU-A-CB (Split System: Heat Pump with Remote Outdoor Unit-Air-Source) | HL20B3621 |  |  | XAMB36DE2N1+CC | TM9V080B12MP12 | 32200 | 18 | 8.5 | 34000 | 29400 | 86.47% | 1.92 | 0 | 11.7 |  |  |  | No | R-410A | 2.6833 | Residential & Commercial | Ducted CEE Tier 1
216497964 | Central HP <5.4 tons | AC PRO | HRCU-A-CB (Split System: Heat Pump with Remote Outdoor Unit-Air-Source) | SPHP-Z-V030BB |  |  | AIRH-Z-V030V10C |  | 30000 | 17.2 | 10.8 | 33000 | 33200 | 100.6% | 1.97 | 0 | 12 |  |  |  | No | R-454B | 2.5 | Residential & Commercial | Ducted CEE Tier 1
214862353 | Central HP <5.4 tons | BRYANT HEATING AND COOLING SYSTEMS | HRCU-A-CB (Split System: Heat Pump with Remote Outdoor Unit-Air-Source) | 288BNV037*0**A* | ADP |  | H,PG83936 | 987MC42060C17*** | 31200 | 18 | 8.1 | 31600 | 24200 | 76.58% | 1.84 | 0 | 10.5 |  |  |  | No | R-410A | 2.6 | Residential & Commercial | Ducted CEE Tier 1