216411144 | Central HP <5.4 tons | CHAMPION HEATING AND COOLING | HRCU-A-CB (Split System: Heat Pump with Remote Outdoor Unit-Air-Source) | HMH72B341 |  |  | XAFC36DBCN1 | Z9ET100C20SMPS1 | 34000 | 17 | 8.5 | 32400 | 22800 | 70.37% | 2.02 | 0 | 10 |  |  |  | No | R-410A | 2.8333 | Residential & Commercial | Ducted CEE Tier 1
211242342 | Central HP <5.4 tons | AIRQUEST | HRCU-A-CB (Split System: Heat Pump with Remote Outdoor Unit-Air-Source) | DLCURAH24ABK |  |  | EA*4X36L21A* | *96VTN1002122A* | 23800 | 17 | 8.5 | 25800 | 23200 | 89.92% | 1.92 | 0 | 10 |  |  |  | No | R-410A | 1.9833 | Residential & Commercial | Ducted CEE Tier 1
211243042 | Central HP <5.4 tons | AIRQUEST | HRCU-A-CB (Split System: Heat Pump with Remote Outdoor Unit-Air-Source) | DLCURAH24ABK |  |  | EA*4X37L17A* | *80ES(N,L)0701712A* | 24800 | 16.5 | 8.5 | 25800 | 21400 | 82.95% | 1.78 | 0 | 10 |  |  |  | No | R-410A | 2.0667 | Residential & Commercial | Ducted CEE Tier 1
211242934 | Central HP <5.4 tons | AIRQUEST | HRCU-A-CB (Split System: Heat Pump with Remote Outdoor Unit-Air-Source) | DLCURAH24ABK |  |  | EA*4X37L17A* | *80VTL0701716A* | 24600 | 17 | 8.5 | 25600 | 21600 | 84.38% | 1.8 | 0 | 10.5 |  |  |  | No | R-410A | 2.05 | Residential & Commercial | Ducted CEE Tier 1
211242448 | Central HP <5.4 tons | AIRQUEST | HRCU-A-CB (Split System: Heat Pump with Remote Outdoor Unit-Air-Source) | DLCURAH24ABK |  |  | EA*4X36L21A* | *80VTL0902120A* | 24200 | 17 | 8.5 | 26000 | 22800 | 87.69% | 1.88 | 0 | 10 |  |  |  | No | R-410A | 2.0167 | Residential & Commercial | Ducted CEE Tier 1
211243143 | Central HP <5.4 tons | AIRQUEST | HRCU-A-CB (Split System: Heat Pump with Remote Outdoor Unit-Air-Source) | DLCURAH24ABK |  |  | EA*4X37L17A* | *80ES(N,L)0701412A* | 24800 | 17 | 8.5 | 25800 | 21400 | 82.95% | 1.8 | 0 | 10.5 |  |  |  | No | R-410A | 2.0667 | Residential & Commercial | Ducted CEE Tier 1
211245226 | Central HP <5.4 tons | COMFORTMAKER | HRCU-A-CB (Split System: Heat Pump with Remote Outdoor Unit-Air-Source) | DLCURAH24ABK |  |  | EN(A,D,W)4X36L17** | *92ESN0401712A* | 23600 | 15.5 | 8.1 | 26200 | 23400 | 89.31% | 1.92 | 0 | 10 |  |  |  | No | R-410A | 1.9667 | Residential & Commercial | Ducted CEE Tier 1
211244832 | Central HP <5.4 tons | COMFORTMAKER | HRCU-A-CB (Split System: Heat Pump with Remote Outdoor Unit-Air-Source) | DLCURAH24ABK |  |  | EN(A,D)4X30L17** | OLV098A12* | 23400 | 16.5 | 8.1 | 25800 | 24200 | 93.8% | 2 | 0 | 10 |  |  |  | No | R-410A | 1.95 | Residential & Commercial | Ducted CEE Tier 1
211241915 | Central HP <5.4 tons | AIRQUEST | HRCU-A-CB (Split System: Heat Pump with Remote Outdoor Unit-Air-Source) | DLCURAH24ABK |  |  | EA*4X36L17A* | *80VSL0451716A* | 24200 | 16.5 | 8.5 | 26200 | 22600 | 86.26% | 1.86 | 0 | 10 |  |  |  | No | R-410A | 2.0167 | Residential & Commercial | Ducted CEE Tier 1
211241956 | Central HP <5.4 tons | AIRQUEST | HRCU-A-CB (Split System: Heat Pump with Remote Outdoor Unit-Air-Source) | DLCURAH24ABK |  |  | EA*4X36L17A* | *80VTL0451412A* | 24200 | 16.5 | 8.5 | 26200 | 22400 | 85.5% | 1.86 | 0 | 10 |  |  |  | No | R-410A | 2.0167 | Residential & Commercial | Ducted CEE Tier 1
211245259 | Central HP <5.4 tons | COMFORTMAKER | HRCU-A-CB (Split System: Heat Pump with Remote Outdoor Unit-Air-Source) | DLCURAH24ABK |  |  | EN(A,D,W)4X36L17** | OMV098J12* | 23600 | 16.5 | 8.1 | 26000 | 23600 | 90.77% | 1.96 | 0 | 10 |  |  |  | No | R-410A | 1.9667 | Residential & Commercial | Ducted CEE Tier 1
212978203 | Central HP <5.4 tons | COMFORTMAKER | HRCU-A-CB (Split System: Heat Pump with Remote Outdoor Unit-Air-Source) | DLCURAH24ABK |  |  | EN(A,D)4X30L17** | *80MS(N,L)0701412A* | 23600 | 17 | 8.1 | 26000 | 24000 | 92.31% | 2 | 0 | 10.5 |  |  |  | No | R-410A | 1.9667 | Residential & Commercial | Ducted CEE Tier 1
212978702 | Central HP <5.4 tons | COMFORTMAKER | HRCU-A-CB (Split System: Heat Pump with Remote Outdoor Unit-Air-Source) | DLCURAH24ABK |  |  | EN(A,D)4X24L17** | *80MS(N,L)0701712A* | 23400 | 17 | 8.5 | 27000 | 24800 | 91.85% | 2.08 | 0 | 10 |  |  |  | No | R-410A | 1.95 | Residential & Commercial | Ducted CEE Tier 1
210532953 | Central HP <5.4 tons | BRYANT HEATING AND COOLING SYSTEMS | HRCU-A-CB (Split System: Heat Pump with Remote Outdoor Unit-Air-Source) | 284ANV024*0**B* |  |  | CAP**2517AL*+UI | 83*CA36040C17*** | 24000 | 20.5 | 10.5 | 26400 | 19700 | 74.62% | 2.52 | 0 | 13 |  |  |  | No | R-410A | 2 | Residential & Commercial | Ducted CEE Tier 1
210532983 | Central HP <5.4 tons | BRYANT HEATING AND COOLING SYSTEMS | HRCU-A-CB (Split System: Heat Pump with Remote Outdoor Unit-Air-Source) | 284ANV024*0**B* |  |  | CAP**3017AL*+UI | 986TC42080C17*** | 23200 | 20 | 10 | 26800 | 20000 | 74.63% | 2.36 | 0 | 13 |  |  |  | No | R-410A | 1.9333 | Residential & Commercial | Ducted CEE Tier 1
210532987 | Central HP <5.4 tons | BRYANT HEATING AND COOLING SYSTEMS | HRCU-A-CB (Split System: Heat Pump with Remote Outdoor Unit-Air-Source) | 284ANV024*0**B* |  |  | CAP**3017AL*+UI | 88*TA36070C14*** | 23200 | 21 | 10 | 26600 | 19900 | 74.81% | 2.38 | 0 | 13.5 |  |  |  | No | R-410A | 1.9333 | Residential & Commercial | Ducted CEE Tier 1
210533001 | Central HP <5.4 tons | BRYANT HEATING AND COOLING SYSTEMS | HRCU-A-CB (Split System: Heat Pump with Remote Outdoor Unit-Air-Source) | 284ANV024*0**B* |  |  | CAP**3721AL*+UI | 88*TA48070C17*** | 24200 | 20.5 | 10.5 | 26400 | 19700 | 74.62% | 2.54 | 0 | 13.5 |  |  |  | No | R-410A | 2.0167 | Residential & Commercial | Ducted CEE Tier 1
210533035 | Central HP <5.4 tons | BRYANT HEATING AND COOLING SYSTEMS | HRCU-A-CB (Split System: Heat Pump with Remote Outdoor Unit-Air-Source) | 284ANV024*0**B* |  |  | CAP**4321AL*+UI | 83*CA48060C17*** | 24200 | 20.5 | 10.5 | 26400 | 19700 | 74.62% | 2.54 | 0 | 13 |  |  |  | No | R-410A | 2.0167 | Residential & Commercial | Ducted CEE Tier 1
210474120 | Central HP <5.4 tons | DAY & NIGHT | HRCU-A-CB (Split System: Heat Pump with Remote Outdoor Unit-Air-Source) | CVH825GKA3* |  |  | EN(A,D)4X48L24**+WALLCON | *97CMN1002122A* | 24200 | 17 | 8.1 | 21400 | 16600 | 77.57% | 2.02 | 0 | 11.5 |  |  |  | No | R-410A | 2.0167 | Residential & Commercial | Ducted CEE Tier 1
210473156 | Central HP <5.4 tons | DAY & NIGHT | HRCU-A-CB (Split System: Heat Pump with Remote Outdoor Unit-Air-Source) | CVH825GKA3* |  |  | EA*4X43L21A*+WALLCON | *80CTL0451712A* | 24200 | 16.5 | 8.1 | 21600 | 16800 | 77.78% | 2 | 0 | 11 |  |  |  | No | R-410A | 2.0167 | Residential & Commercial | Ducted CEE Tier 1
210473354 | Central HP <5.4 tons | DAY & NIGHT | HRCU-A-CB (Split System: Heat Pump with Remote Outdoor Unit-Air-Source) | CVH825GKA3* |  |  | EA*4X48L21A*+WALLCON | *96CTN0601714A* | 24000 | 16.5 | 8.1 | 21000 | 16600 | 79.05% | 2 | 0 | 11 |  |  |  | No | R-410A | 2 | Residential & Commercial | Ducted CEE Tier 1
210473691 | Central HP <5.4 tons | DAY & NIGHT | HRCU-A-CB (Split System: Heat Pump with Remote Outdoor Unit-Air-Source) | CVH825GKA3* |  |  | END4X42L17**+WALLCON | *80CTL0701412A* | 24000 | 17 | 8.1 | 21400 | 16600 | 77.57% | 2 | 0 | 11 |  |  |  | No | R-410A | 2 | Residential & Commercial | Ducted CEE Tier 1
211227560 | Central HP <5.4 tons | TEMPSTAR | HRCU-A-CB (Split System: Heat Pump with Remote Outdoor Unit-Air-Source) | DLCURAH36ABK |  |  | EA*4X42L21A* | *92ESN1002122A* | 36600 | 15.2 | 8.5 | 40000 | 35200 | 88% | 1.94 | 0 | 10 |  |  |  | No | R-410A | 3.05 | Residential & Commercial | Ducted CEE Tier 1
212383444 | Central HP <5.4 tons | TEMPSTAR | HRCU-A-CB (Split System: Heat Pump with Remote Outdoor Unit-Air-Source) | DLCURAH36ABK |  |  | EA*4X37L21A* | *92ESN1002120A* | 37200 | 16 | 8.5 | 39000 | 34800 | 89.23% | 2.12 | 0 | 10 |  |  |  | No | R-410A | 3.1 | Residential & Commercial | Ducted CEE Tier 1
214573723 | Central HP <5.4 tons | COMFORTMAKER | HRCU-A-CB (Split System: Heat Pump with Remote Outdoor Unit-Air-Source) | CVH837GKA2* |  |  | EA*4X37L21A*+WALLCON | *96CTN0802120B* | 33000 | 17.5 | 8.5 | 32600 | 25000 | 76.69% | 2 | 0 | 11.5 |  |  |  | No | R-410A | 2.75 | Residential & Commercial | Ducted CEE Tier 1
211226382 | Central HP <5.4 tons | COMFORTMAKER | HRCU-A-CB (Split System: Heat Pump with Remote Outdoor Unit-Air-Source) | DLCURAH36ABK |  |  | EA*4X36L21A* | *95ESN1002122A* | 36400 | 15.2 | 8.1 | 40000 | 35400 | 88.5% | 1.88 | 0 | 10 |  |  |  | No | R-410A | 3.0333 | Residential & Commercial | Ducted CEE Tier 1
211226616 | Central HP <5.4 tons | COMFORTMAKER | HRCU-A-CB (Split System: Heat Pump with Remote Outdoor Unit-Air-Source) | DLCURAH36ABK |  |  | EA*4X37L17A* | *92ESN0601412A* | 36200 | 15.2 | 8.5 | 38500 | 35000 | 90.91% | 2.02 | 0 | 10 |  |  |  | No | R-410A | 3.0167 | Residential & Commercial | Ducted CEE Tier 1
210532887 | Central HP <5.4 tons | BRYANT HEATING AND COOLING SYSTEMS | HRCU-A-CB (Split System: Heat Pump with Remote Outdoor Unit-Air-Source) | 284ANV048*0**B* |  |  | CNPV*4821AL*+UI | 935CA60080C21*** | 44000 | 21 | 8.5 | 46500 | 36400 | 78.28% | 2.18 | 0 | 12 |  |  |  | No | R-410A | 3.6667 | Residential & Commercial | Ducted CEE Tier 1
210473056 | Central HP <5.4 tons | COMFORTMAKER | HRCU-A-CB (Split System: Heat Pump with Remote Outdoor Unit-Air-Source) | CVH825GKA3* |  |  | EA*4X42L24A*+WALLCON | *97CMN1202422A* | 23800 | 16.5 | 8.1 | 21400 | 16700 | 78.04% | 1.96 | 0 | 11 |  |  |  | No | R-410A | 1.9833 | Residential & Commercial | Ducted CEE Tier 1
210473089 | Central HP <5.4 tons | COMFORTMAKER | HRCU-A-CB (Split System: Heat Pump with Remote Outdoor Unit-Air-Source) | CVH825GKA3* |  |  | EA*4X43L21A*+WALLCON | *95CSU0601716A* | 24400 | 16.5 | 8.1 | 21200 | 16700 | 78.77% | 2.02 | 0 | 10.5 |  |  |  | No | R-410A | 2.0333 | Residential & Commercial | Ducted CEE Tier 1
214570695 | Central HP <5.4 tons | KEEPRITE | HRCU-A-CB (Split System: Heat Pump with Remote Outdoor Unit-Air-Source) | CVH825GKA3* |  |  | EA*4X48L21A*+WALLCON | *95CSU1002122B* | 24000 | 17 | 8.5 | 21000 | 16500 | 78.57% | 2.02 | 0 | 11 |  |  |  | No | R-410A | 2 | Residential & Commercial | Ducted CEE Tier 1
214570495 | Central HP <5.4 tons | KEEPRITE | HRCU-A-CB (Split System: Heat Pump with Remote Outdoor Unit-Air-Source) | CVH825GKA3* |  |  | EA*4X42L21A*+WALLCON | *80CTL0702120B* | 23800 | 16.5 | 8.1 | 21400 | 16600 | 77.57% | 1.96 | 0 | 10.5 |  |  |  | No | R-410A | 1.9833 | Residential & Commercial | Ducted CEE Tier 1
210472892 | Central HP <5.4 tons | DAY & NIGHT | HRCU-A-CB (Split System: Heat Pump with Remote Outdoor Unit-Air-Source) | CVH825GKA3* |  |  | EA*4X42L21A*+WALLCON | *80CTL0701716A* | 23800 | 16.5 | 8.1 | 21400 | 16600 | 77.57% | 1.96 | 0 | 11 |  |  |  | No | R-410A | 1.9833 | Residential & Commercial | Ducted CEE Tier 1
210474389 | Central HP <5.4 tons | DAY & NIGHT | HRCU-A-CB (Split System: Heat Pump with Remote Outdoor Unit-Air-Source) | CVH825GKA3* |  |  | EHD4X42AAL+WALLCON | *97CMN1202422A* | 24200 | 16 | 8.1 | 21400 | 16700 | 78.04% | 2 | 0 | 10.5 |  |  |  | No | R-410A | 2.0167 | Residential & Commercial | Ducted CEE Tier 1
214570483 | Central HP <5.4 tons | COMFORTMAKER | HRCU-A-CB (Split System: Heat Pump with Remote Outdoor Unit-Air-Source) | CVH825GKA3* |  |  | EA*4X37L21A*+WALLCON | *96CTN0802120B* | 24400 | 17 | 8.5 | 21200 | 16600 | 78.3% | 2.04 | 0 | 11 |  |  |  | No | R-410A | 2.0333 | Residential & Commercial | Ducted CEE Tier 1
214570633 | Central HP <5.4 tons | COMFORTMAKER | HRCU-A-CB (Split System: Heat Pump with Remote Outdoor Unit-Air-Source) | CVH825GKA3* |  |  | EA*4X43L21A*+WALLCON | *95CSU1002122B* | 24400 | 17 | 8.5 | 21200 | 16600 | 78.3% | 2.04 | 0 | 11 |  |  |  | No | R-410A | 2.0333 | Residential & Commercial | Ducted CEE Tier 1
214571133 | Central HP <5.4 tons | COMFORTMAKER | HRCU-A-CB (Split System: Heat Pump with Remote Outdoor Unit-Air-Source) | CVH825GKA3* |  |  | EN(A,D)4X36L21**+WALLCON | *97CMN0802120B* | 23400 | 16.5 | 8.1 | 21600 | 16700 | 77.31% | 1.92 | 0 | 11 |  |  |  | No | R-410A | 1.95 | Residential & Commercial | Ducted CEE Tier 1
214570605 | Central HP <5.4 tons | KEEPRITE | HRCU-A-CB (Split System: Heat Pump with Remote Outdoor Unit-Air-Source) | CVH825GKA3* |  |  | EA*4X42L24A*+WALLCON | *96CTN0802120B* | 23800 | 17 | 8.5 | 21400 | 16600 | 77.57% | 1.96 | 0 | 11 |  |  |  | No | R-410A | 1.9833 | Residential & Commercial | Ducted CEE Tier 1
214570655 | Central HP <5.4 tons | KEEPRITE | HRCU-A-CB (Split System: Heat Pump with Remote Outdoor Unit-Air-Source) | CVH825GKA3* |  |  | EA*4X43L21A*+WALLCON | *97CMN0802120B* | 24400 | 16.5 | 8.5 | 21200 | 16600 | 78.3% | 2.04 | 0 | 11 |  |  |  | No | R-410A | 2.0333 | Residential & Commercial | Ducted CEE Tier 1
214571255 | Central HP <5.4 tons | KEEPRITE | HRCU-A-CB (Split System: Heat Pump with Remote Outdoor Unit-Air-Source) | CVH825GKA3* |  |  | EN(A,D,W)4X48L21**+WALLCON | *97CMN0802120B* | 24200 | 17 | 8.1 | 21200 | 16600 | 78.3% | 2.02 | 0 | 11.5 |  |  |  | No | R-410A | 2.0167 | Residential & Commercial | Ducted CEE Tier 1
214572975 | Central HP <5.4 tons | KEEPRITE | HRCU-A-CB (Split System: Heat Pump with Remote Outdoor Unit-Air-Source) | CVH837GKA** |  |  | EA*4X61L21A*+WALLCON | *95CSU1002122B* | 33200 | 18.5 | 8.5 | 31800 | 24800 | 77.99% | 2 | 0 | 11.5 |  |  |  | No | R-410A | 2.7667 | Residential & Commercial | Ducted CEE Tier 1
214572873 | Central HP <5.4 tons | COMFORTMAKER | HRCU-A-CB (Split System: Heat Pump with Remote Outdoor Unit-Air-Source) | CVH837GKA** |  |  | EA*4X48L24A*+WALLCON | *97CMN0802120B* | 32400 | 17.5 | 8.5 | 32400 | 25000 | 77.16% | 1.98 | 0 | 11 |  |  |  | No | R-410A | 2.7 | Residential & Commercial | Ducted CEE Tier 1
214572923 | Central HP <5.4 tons | COMFORTMAKER | HRCU-A-CB (Split System: Heat Pump with Remote Outdoor Unit-Air-Source) | CVH837GKA** |  |  | EA*4X60L24A*+WALLCON | *97CMN0602120B* | 32600 | 17.5 | 8.5 | 31800 | 25000 | 78.62% | 1.96 | 0 | 11 |  |  |  | No | R-410A | 2.7167 | Residential & Commercial | Ducted CEE Tier 1
211243219 | Central HP <5.4 tons | AIRQUEST | HRCU-A-CB (Split System: Heat Pump with Remote Outdoor Unit-Air-Source) | DLCURAH24ABK |  |  | EA*4X37L21A* | *96VSN0601714A* | 24800 | 16.5 | 8.5 | 25600 | 21000 | 82.03% | 1.76 | 0 | 10 |  |  |  | No | R-410A | 2.0667 | Residential & Commercial | Ducted CEE Tier 1
211243530 | Central HP <5.4 tons | AIRQUEST | HRCU-A-CB (Split System: Heat Pump with Remote Outdoor Unit-Air-Source) | DLCURAH24ABK |  |  | EA*4X37L21A* | *80ES(N,L)0901714A* | 25400 | 17 | 8.5 | 25800 | 20600 | 79.84% | 1.76 | 0 | 10.5 |  |  |  | No | R-410A | 2.1167 | Residential & Commercial | Ducted CEE Tier 1
214570413 | Central HP <5.4 tons | COMFORTMAKER | HRCU-A-CB (Split System: Heat Pump with Remote Outdoor Unit-Air-Source) | CVH825GKA3* |  |  | EA*4X36L21A*+WALLCON | *97CMN0802120B* | 23600 | 16.5 | 8.1 | 21400 | 16600 | 77.57% | 1.94 | 0 | 10.5 |  |  |  | No | R-410A | 1.9667 | Residential & Commercial | Ducted CEE Tier 1
214570513 | Central HP <5.4 tons | COMFORTMAKER | HRCU-A-CB (Split System: Heat Pump with Remote Outdoor Unit-Air-Source) | CVH825GKA3* |  |  | EA*4X42L21A*+WALLCON | *95CSU1002122B* | 23800 | 16.5 | 8.1 | 21400 | 16600 | 77.57% | 1.96 | 0 | 11 |  |  |  | No | R-410A | 1.9833 | Residential & Commercial | Ducted CEE Tier 1
214570503 | Central HP <5.4 tons | COMFORTMAKER | HRCU-A-CB (Split System: Heat Pump with Remote Outdoor Unit-Air-Source) | CVH825GKA3* |  |  | EA*4X42L21A*+WALLCON | *95CSU0802120B* | 23800 | 16.5 | 8.1 | 21400 | 16700 | 78.04% | 1.96 | 0 | 10.5 |  |  |  | No | R-410A | 1.9833 | Residential & Commercial | Ducted CEE Tier 1
210473035 | Central HP <5.4 tons | DAY & NIGHT | HRCU-A-CB (Split System: Heat Pump with Remote Outdoor Unit-Air-Source) | CVH825GKA3* |  |  | EA*4X42L24A*+WALLCON | *96CTN1202422A* | 23800 | 17 | 8.1 | 21400 | 16600 | 77.57% | 1.96 | 0 | 11 |  |  |  | No | R-410A | 1.9833 | Residential & Commercial | Ducted CEE Tier 1
210473376 | Central HP <5.4 tons | DAY & NIGHT | HRCU-A-CB (Split System: Heat Pump with Remote Outdoor Unit-Air-Source) | CVH825GKA3* |  |  | EA*4X48L21A*+WALLCON | *97CMN0601714A* | 24000 | 16.5 | 8.1 | 21000 | 16700 | 79.52% | 2 | 0 | 11 |  |  |  | No | R-410A | 2 | Residential & Commercial | Ducted CEE Tier 1
210473442 | Central HP <5.4 tons | DAY & NIGHT | HRCU-A-CB (Split System: Heat Pump with Remote Outdoor Unit-Air-Source) | CVH825GKA3* |  |  | EA*4X48L24A*+WALLCON | *95CSU0802120A* | 24200 | 17 | 8.1 | 21000 | 16500 | 78.57% | 2.02 | 0 | 11 |  |  |  | No | R-410A | 2.0167 | Residential & Commercial | Ducted CEE Tier 1
210474010 | Central HP <5.4 tons | DAY & NIGHT | HRCU-A-CB (Split System: Heat Pump with Remote Outdoor Unit-Air-Source) | CVH825GKA3* |  |  | EN(A,D,W)4X48L21**+WALLCON | *97CMN0801714A* | 24000 | 16.5 | 8.1 | 21400 | 16700 | 78.04% | 2 | 0 | 11 |  |  |  | No | R-410A | 2 | Residential & Commercial | Ducted CEE Tier 1
210474235 | Central HP <5.4 tons | DAY & NIGHT | HRCU-A-CB (Split System: Heat Pump with Remote Outdoor Unit-Air-Source) | CVH825GKA3* |  |  | EHD4X42AAL+WALLCON | *95CSU0802120A* | 24200 | 16 | 8.1 | 21400 | 16600 | 77.57% | 2 | 0 | 11 |  |  |  | No | R-410A | 2.0167 | Residential & Commercial | Ducted CEE Tier 1
210474312 | Central HP <5.4 tons | DAY & NIGHT | HRCU-A-CB (Split System: Heat Pump with Remote Outdoor Unit-Air-Source) | CVH825GKA3* |  |  | EHD4X42AAL+WALLCON | *80CTL1352422A* | 24200 | 16 | 8.1 | 21400 | 16600 | 77.57% | 2 | 0 | 10.5 |  |  |  | No | R-410A | 2.0167 | Residential & Commercial | Ducted CEE Tier 1
210474378 | Central HP <5.4 tons | DAY & NIGHT | HRCU-A-CB (Split System: Heat Pump with Remote Outdoor Unit-Air-Source) | CVH825GKA3* |  |  | EHD4X42AAL+WALLCON | *97CMN1002122A* | 24200 | 16 | 8.1 | 21400 | 16600 | 77.57% | 2 | 0 | 10.5 |  |  |  | No | R-410A | 2.0167 | Residential & Commercial | Ducted CEE Tier 1
211244256 | Central HP <5.4 tons | AIRQUEST | HRCU-A-CB (Split System: Heat Pump with Remote Outdoor Unit-Air-Source) | DLCURAH24ABK |  |  | EN(A,D)4X24L17** | OLV098A12* | 23000 | 16 | 8.5 | 26400 | 24600 | 93.18% | 2.04 | 0 | 10 |  |  |  | No | R-410A | 1.9167 | Residential & Commercial | Ducted CEE Tier 1
211244379 | Central HP <5.4 tons | AIRQUEST | HRCU-A-CB (Split System: Heat Pump with Remote Outdoor Unit-Air-Source) | DLCURAH24ABK |  |  | EN(A,D)4X30L14** | *92ESN0601412A* | 23400 | 16.5 | 8.1 | 25800 | 24200 | 93.8% | 2.02 | 0 | 10 |  |  |  | No | R-410A | 1.95 | Residential & Commercial | Ducted CEE Tier 1
211244624 | Central HP <5.4 tons | COMFORTMAKER | HRCU-A-CB (Split System: Heat Pump with Remote Outdoor Unit-Air-Source) | DLCURAH24ABK |  |  | EN(A,D)4X30L17** | *95ESN0601412A* | 24400 | 15.5 | 8.1 | 26600 | 22600 | 84.96% | 1.86 | 0 | 10 |  |  |  | No | R-410A | 2.0333 | Residential & Commercial | Ducted CEE Tier 1
211244983 | Central HP <5.4 tons | COMFORTMAKER | HRCU-A-CB (Split System: Heat Pump with Remote Outdoor Unit-Air-Source) | DLCURAH24ABK |  |  | EN(A,D,W)4X36L17** | *80ESU0401712A* | 24000 | 17 | 8.1 | 26000 | 23200 | 89.23% | 1.94 | 0 | 10.5 |  |  |  | No | R-410A | 2 | Residential & Commercial | Ducted CEE Tier 1
211245081 | Central HP <5.4 tons | COMFORTMAKER | HRCU-A-CB (Split System: Heat Pump with Remote Outdoor Unit-Air-Source) | DLCURAH24ABK |  |  | EN(A,D,W)4X36L17** | *96VTN0601412A* | 23600 | 16.5 | 8.1 | 25800 | 23800 | 92.25% | 1.98 | 0 | 10 |  |  |  | No | R-410A | 1.9667 | Residential & Commercial | Ducted CEE Tier 1
210532973 | Central HP <5.4 tons | BRYANT HEATING AND COOLING SYSTEMS | HRCU-A-CB (Split System: Heat Pump with Remote Outdoor Unit-Air-Source) | 284ANV024*0**B* |  |  | CAP**3017AL*+UI | 83*CA36040C17*** | 23200 | 20 | 10 | 26600 | 19900 | 74.81% | 2.38 | 0 | 12.5 |  |  |  | No | R-410A | 1.9333 | Residential & Commercial | Ducted CEE Tier 1
210532989 | Central HP <5.4 tons | BRYANT HEATING AND COOLING SYSTEMS | HRCU-A-CB (Split System: Heat Pump with Remote Outdoor Unit-Air-Source) | 284ANV024*0**B* |  |  | CAP**3017AL*+UI | 88*TA48090C17*** | 23200 | 21 | 10 | 26600 | 19800 | 74.44% | 2.4 | 0 | 13.5 |  |  |  | No | R-410A | 1.9333 | Residential & Commercial | Ducted CEE Tier 1
210532991 | Central HP <5.4 tons | BRYANT HEATING AND COOLING SYSTEMS | HRCU-A-CB (Split System: Heat Pump with Remote Outdoor Unit-Air-Source) | 284ANV024*0**B* |  |  | CAP**3721AL*+UI | 935CA48060C17*** | 24000 | 20 | 10.5 | 26600 | 19800 | 74.44% | 2.52 | 0 | 13 |  |  |  | No | R-410A | 2 | Residential & Commercial | Ducted CEE Tier 1
210533023 | Central HP <5.4 tons | BRYANT HEATING AND COOLING SYSTEMS | HRCU-A-CB (Split System: Heat Pump with Remote Outdoor Unit-Air-Source) | 284ANV024*0**B* |  |  | CAP**4224AL*+UI | 935CA60080C21*** | 23600 | 20.5 | 10.5 | 26600 | 19700 | 74.06% | 2.48 | 0 | 13.5 |  |  |  | No | R-410A | 1.9667 | Residential & Commercial | Ducted CEE Tier 1
210533073 | Central HP <5.4 tons | BRYANT HEATING AND COOLING SYSTEMS | HRCU-A-CB (Split System: Heat Pump with Remote Outdoor Unit-Air-Source) | 284ANV024*0**B* |  |  | CNPV*4221AL*+UI | 935CA48060C17*** | 23400 | 20 | 10 | 26800 | 20000 | 74.63% | 2.42 | 0 | 13 |  |  |  | No | R-410A | 1.95 | Residential & Commercial | Ducted CEE Tier 1
210533089 | Central HP <5.4 tons | BRYANT HEATING AND COOLING SYSTEMS | HRCU-A-CB (Split System: Heat Pump with Remote Outdoor Unit-Air-Source) | 284ANV024*0**B* |  |  | CSPH*3012AL*+UI | 83*CA36040C17*** | 23400 | 19 | 9 | 27000 | 19900 | 73.7% | 2.44 | 0 | 12.5 |  |  |  | No | R-410A | 1.95 | Residential & Commercial | Ducted CEE Tier 1
210533019 | Central HP <5.4 tons | BRYANT HEATING AND COOLING SYSTEMS | HRCU-A-CB (Split System: Heat Pump with Remote Outdoor Unit-Air-Source) | 284ANV024*0**B* |  |  | CAP**4221AL*+UI | 83*CA36040C17*** | 23400 | 20.5 | 10 | 26600 | 19800 | 74.44% | 2.46 | 0 | 13 |  |  |  | No | R-410A | 1.95 | Residential & Commercial | Ducted CEE Tier 1
215936665 | Central HP <5.4 tons | BRYANT HEATING AND COOLING SYSTEMS | HRCU-A-CB (Split System: Heat Pump with Remote Outdoor Unit-Air-Source) | 293VAN036**AA* |  |  | CVAVA6021XMA*+UI | 935CB66100C21*** | 35600 | 22 | 9 | 38000 | 28400 | 74.74% | 2.14 | 0 | 12.5 |  |  |  | No | R-454B | 2.9667 | Residential & Commercial | Ducted CEE Tier 1
211245124 | Central HP <5.4 tons | COMFORTMAKER | HRCU-A-CB (Split System: Heat Pump with Remote Outdoor Unit-Air-Source) | DLCURAH24ABK |  |  | EN(A,D,W)4X36L17** | *80ES(N,L)0451712A* | 24000 | 16.5 | 8.1 | 26200 | 23000 | 87.79% | 1.9 | 0 | 10.5 |  |  |  | No | R-410A | 2 | Residential & Commercial | Ducted CEE Tier 1
211242598 | Central HP <5.4 tons | AIRQUEST | HRCU-A-CB (Split System: Heat Pump with Remote Outdoor Unit-Air-Source) | DLCURAH24ABK |  |  | EA*4X36L21A* | *80ES(N,L)0902120A* | 24800 | 17 | 8.5 | 26600 | 22000 | 82.71% | 1.82 | 0 | 10 |  |  |  | No | R-410A | 2.0667 | Residential & Commercial | Ducted CEE Tier 1
211244868 | Central HP <5.4 tons | COMFORTMAKER | HRCU-A-CB (Split System: Heat Pump with Remote Outdoor Unit-Air-Source) | DLCURAH24ABK |  |  | EN(A,D,W)4X36L17** | *96VSN0601714A* | 23400 | 16.5 | 8.1 | 25800 | 24000 | 93.02% | 2 | 0 | 10 |  |  |  | No | R-410A | 1.95 | Residential & Commercial | Ducted CEE Tier 1
211244886 | Central HP <5.4 tons | COMFORTMAKER | HRCU-A-CB (Split System: Heat Pump with Remote Outdoor Unit-Air-Source) | DLCURAH24ABK |  |  | EN(A,D,W)4X36L17** | *96VSN0401712A* | 23400 | 16 | 8.1 | 25800 | 24000 | 93.02% | 1.98 | 0 | 10 |  |  |  | No | R-410A | 1.95 | Residential & Commercial | Ducted CEE Tier 1
211244953 | Central HP <5.4 tons | COMFORTMAKER | HRCU-A-CB (Split System: Heat Pump with Remote Outdoor Unit-Air-Source) | DLCURAH24ABK |  |  | EN(A,D,W)4X36L17** | *80VSL0451716A* | 24200 | 16 | 8.1 | 26400 | 22800 | 86.36% | 1.88 | 0 | 10.5 |  |  |  | No | R-410A | 2.0167 | Residential & Commercial | Ducted CEE Tier 1
211242239 | Central HP <5.4 tons | AIRQUEST | HRCU-A-CB (Split System: Heat Pump with Remote Outdoor Unit-Air-Source) | DLCURAH24ABK |  |  | EA*4X36L17A* | OMV112K14A | 24200 | 16 | 8.5 | 26200 | 22600 | 86.26% | 1.86 | 0 | 10 |  |  |  | No | R-410A | 2.0167 | Residential & Commercial | Ducted CEE Tier 1
211242655 | Central HP <5.4 tons | AIRQUEST | HRCU-A-CB (Split System: Heat Pump with Remote Outdoor Unit-Air-Source) | DLCURAH24ABK |  |  | EA*4X36L21A* | *92ESN1002120A* | 25000 | 17 | 8.5 | 26600 | 21800 | 81.95% | 1.82 | 0 | 10.5 |  |  |  | No | R-410A | 2.0833 | Residential & Commercial | Ducted CEE Tier 1
214239851 | Central HP <5.4 tons | KENMORE | HRCU-A-CB (Split System: Heat Pump with Remote Outdoor Unit-Air-Source) | (C,H,T)VH837GKA** |  |  | EN(A,D,W)4X48L21**+WALLCON | *80CTL0451712B* | 32200 | 16.5 | 8.1 | 33200 | 25000 | 75.3% | 1.9 | 0 | 11 |  |  |  | No | R-410A | 2.6833 | Residential & Commercial | Ducted CEE Tier 1
215931510 | Central HP <5.4 tons | DAY & NIGHT | HRCU-A-CB (Split System: Heat Pump with Remote Outdoor Unit-Air-Source) | C5H3V48*K*AAA* |  |  | FCMA5B60L0D*+WALLCON |  | 46500 | 23 | 9.5 | 48000 | 35600 | 74.17% | 1.98 | 0 | 12.5 |  |  |  | No | R-454B | 3.875 | Residential & Commercial | Ducted CEE Tier 1
210533087 | Central HP <5.4 tons | BRYANT HEATING AND COOLING SYSTEMS | HRCU-A-CB (Split System: Heat Pump with Remote Outdoor Unit-Air-Source) | 284ANV024*0**B* |  |  | CSPH*3012AL*+UI | 935CA66100C21*** | 23400 | 19.5 | 9 | 27000 | 19900 | 73.7% | 2.46 | 0 | 12.5 |  |  |  | No | R-410A | 1.95 | Residential & Commercial | Ducted CEE Tier 1
214397231 | Central HP <5.4 tons | FRASER-JOHNSTON | HRCU-A-CB (Split System: Heat Pump with Remote Outdoor Unit-Air-Source) | HH836E2S11 |  |  | CTM36C5CDS1 | TM8Y100C20MP11 | 33400 | 17 | 8.5 | 30800 | 25200 | 81.82% | 2 | 0 | 11.7 |  |  |  | No | R-454B | 2.7833 | Residential & Commercial | Ducted CEE Tier 1
210532957 | Central HP <5.4 tons | BRYANT HEATING AND COOLING SYSTEMS | HRCU-A-CB (Split System: Heat Pump with Remote Outdoor Unit-Air-Source) | 284ANV024*0**B* |  |  | CAP**2517AL*+UI | 88*TA48070C17*** | 24000 | 20.5 | 10.5 | 26400 | 19800 | 75% | 2.52 | 0 | 13.5 |  |  |  | No | R-410A | 2 | Residential & Commercial | Ducted CEE Tier 1
210533007 | Central HP <5.4 tons | BRYANT HEATING AND COOLING SYSTEMS | HRCU-A-CB (Split System: Heat Pump with Remote Outdoor Unit-Air-Source) | 284ANV024*0**B* |  |  | CAP**3721AL*+UI | 987MB42080C17*** | 24000 | 20 | 10.5 | 26400 | 19800 | 75% | 2.52 | 0 | 13.5 |  |  |  | No | R-410A | 2 | Residential & Commercial | Ducted CEE Tier 1
211229590 | Central HP <5.4 tons | TEMPSTAR | HRCU-A-CB (Split System: Heat Pump with Remote Outdoor Unit-Air-Source) | DLCURAH36ABK |  |  | EA*4X48L24A* | *95ESU1002122A* | 37200 | 15.5 | 8.5 | 38500 | 35000 | 90.91% | 2.12 | 0 | 10 |  |  |  | No | R-410A | 3.1 | Residential & Commercial | Ducted CEE Tier 1
211230006 | Central HP <5.4 tons | TEMPSTAR | HRCU-A-CB (Split System: Heat Pump with Remote Outdoor Unit-Air-Source) | DLCURAH36ABK |  |  | EN(A,D,W)4X48L21** | *80VSL0702120A* | 36000 | 16 | 8.1 | 38500 | 34800 | 90.39% | 2.02 | 0 | 10 |  |  |  | No | R-410A | 3 | Residential & Commercial | Ducted CEE Tier 1
211230081 | Central HP <5.4 tons | TEMPSTAR | HRCU-A-CB (Split System: Heat Pump with Remote Outdoor Unit-Air-Source) | DLCURAH36ABK |  |  | EN(A,D,W)4X48L21** | *80VTL0902120A* | 35800 | 16.5 | 8.1 | 38500 | 34800 | 90.39% | 2 | 0 | 10 |  |  |  | No | R-410A | 2.9833 | Residential & Commercial | Ducted CEE Tier 1
211230192 | Central HP <5.4 tons | TEMPSTAR | HRCU-A-CB (Split System: Heat Pump with Remote Outdoor Unit-Air-Source) | DLCURAH36ABK |  |  | EN(A,D,W)4X48L21** | *95ESN0802120A* | 36800 | 15.5 | 8.1 | 39500 | 35000 | 88.61% | 2.06 | 0 | 10.5 |  |  |  | No | R-410A | 3.0667 | Residential & Commercial | Ducted CEE Tier 1
211230258 | Central HP <5.4 tons | TEMPSTAR | HRCU-A-CB (Split System: Heat Pump with Remote Outdoor Unit-Air-Source) | DLCURAH36ABK |  |  | EN(A,D,W)4X48L21** | *96VSN1002120A* | 36200 | 16 | 8.1 | 38500 | 34800 | 90.39% | 2.02 | 0 | 10 |  |  |  | No | R-410A | 3.0167 | Residential & Commercial | Ducted CEE Tier 1
211230485 | Central HP <5.4 tons | TEMPSTAR | HRCU-A-CB (Split System: Heat Pump with Remote Outdoor Unit-Air-Source) | DLCURAH36ABK |  |  | EN(A,D)4X48L24** | *80ES(N,L)1352420A* | 36200 | 16 | 8.1 | 38500 | 34800 | 90.39% | 2.02 | 0 | 10 |  |  |  | No | R-410A | 3.0167 | Residential & Commercial | Ducted CEE Tier 1
211230524 | Central HP <5.4 tons | TEMPSTAR | HRCU-A-CB (Split System: Heat Pump with Remote Outdoor Unit-Air-Source) | DLCURAH36ABK |  |  | EN(A,D)4X48L24** | *80VSL0902420A* | 35800 | 16.5 | 8.1 | 38500 | 34800 | 90.39% | 2 | 0 | 10 |  |  |  | No | R-410A | 2.9833 | Residential & Commercial | Ducted CEE Tier 1
214572739 | Central HP <5.4 tons | BRYANT HEATING AND COOLING SYSTEMS | HRCU-A-CB (Split System: Heat Pump with Remote Outdoor Unit-Air-Source) | 288BNV037*0**A* |  |  | CAP**4321AL*+UI | 987MC60060C21*** | 32800 | 17 | 8.5 | 33000 | 25400 | 76.97% | 1.98 | 0 | 11 |  |  |  | No | R-410A | 2.7333 | Residential & Commercial | Ducted CEE Tier 1
214573509 | Central HP <5.4 tons | BRYANT HEATING AND COOLING SYSTEMS | HRCU-A-CB (Split System: Heat Pump with Remote Outdoor Unit-Air-Source) | 288BNV037*0**A* |  |  | CNPV*4824AL*+UI | 935CB66100C21*** | 32400 | 17.5 | 8.5 | 32600 | 24800 | 76.07% | 1.98 | 0 | 11.5 |  |  |  | No | R-410A | 2.7 | Residential & Commercial | Ducted CEE Tier 1
211230708 | Central HP <5.4 tons | TEMPSTAR | HRCU-A-CB (Split System: Heat Pump with Remote Outdoor Unit-Air-Source) | DLCURAH36ABK |  |  | EN(A,D)4X48L24** | *96VSN1002120A* | 36200 | 16 | 8.1 | 38500 | 34800 | 90.39% | 2.02 | 0 | 10 |  |  |  | No | R-410A | 3.0167 | Residential & Commercial | Ducted CEE Tier 1
211230758 | Central HP <5.4 tons | TEMPSTAR | HRCU-A-CB (Split System: Heat Pump with Remote Outdoor Unit-Air-Source) | DLCURAH36ABK |  |  | EN(A,D)4X48L24** | *96VTN0802120A* | 35600 | 16 | 8.1 | 38500 | 34800 | 90.39% | 2 | 0 | 10 |  |  |  | No | R-410A | 2.9667 | Residential & Commercial | Ducted CEE Tier 1
211226806 | Central HP <5.4 tons | COMFORTMAKER | HRCU-A-CB (Split System: Heat Pump with Remote Outdoor Unit-Air-Source) | DLCURAH36ABK |  |  | EA*4X37L21A* | *80ES(N,L)0702116A* | 37200 | 15.5 | 8.5 | 38500 | 35000 | 90.91% | 2.12 | 0 | 10 |  |  |  | No | R-410A | 3.1 | Residential & Commercial | Ducted CEE Tier 1
211226818 | Central HP <5.4 tons | COMFORTMAKER | HRCU-A-CB (Split System: Heat Pump with Remote Outdoor Unit-Air-Source) | DLCURAH36ABK |  |  | EA*4X37L21A* | *80ES(N,L)0901714A* | 36800 | 16 | 8.5 | 38500 | 34800 | 90.39% | 2.1 | 0 | 10 |  |  |  | No | R-410A | 3.0667 | Residential & Commercial | Ducted CEE Tier 1
211244459 | Central HP <5.4 tons | COMFORTMAKER | HRCU-A-CB (Split System: Heat Pump with Remote Outdoor Unit-Air-Source) | DLCURAH24ABK |  |  | EN(A,D)4X30L17** | *96VSN0601412A* | 23600 | 16.5 | 8.1 | 25800 | 23800 | 92.25% | 1.98 | 0 | 10 |  |  |  | No | R-410A | 1.9667 | Residential & Commercial | Ducted CEE Tier 1
211242955 | Central HP <5.4 tons | AIRQUEST | HRCU-A-CB (Split System: Heat Pump with Remote Outdoor Unit-Air-Source) | DLCURAH24ABK |  |  | EA*4X37L17A* | *95ESN0401712A* | 24400 | 15.2 | 8.5 | 26000 | 21600 | 83.08% | 1.78 | 0 | 10 |  |  |  | No | R-410A | 2.0333 | Residential & Commercial | Ducted CEE Tier 1
211245249 | Central HP <5.4 tons | COMFORTMAKER | HRCU-A-CB (Split System: Heat Pump with Remote Outdoor Unit-Air-Source) | DLCURAH24ABK |  |  | EN(A,D,W)4X36L17** | *80ESU0601716A | 24800 | 16.5 | 8.5 | 26600 | 22200 | 83.46% | 1.84 | 0 | 10.5 |  |  |  | No | R-410A | 2.0667 | Residential & Commercial | Ducted CEE Tier 1
212982243 | Central HP <5.4 tons | AIRQUEST | HRCU-A-CB (Split System: Heat Pump with Remote Outdoor Unit-Air-Source) | DLCURAH24ABK |  |  | EA*4X24L17A* | *80MSU0401712A* | 23400 | 16.5 | 8.5 | 26400 | 25400 | 96.21% | 2.14 | 0 | 10 |  |  |  | No | R-410A | 1.95 | Residential & Commercial | Ducted CEE Tier 1
211243379 | Central HP <5.4 tons | AIRQUEST | HRCU-A-CB (Split System: Heat Pump with Remote Outdoor Unit-Air-Source) | DLCURAH24ABK |  |  | EA*4X37L21A* | *80ESU0401712A* | 24600 | 17.5 | 8.5 | 25200 | 21000 | 83.33% | 1.78 | 0 | 10.5 |  |  |  | No | R-410A | 2.05 | Residential & Commercial | Ducted CEE Tier 1
211244556 | Central HP <5.4 tons | AIRQUEST | HRCU-A-CB (Split System: Heat Pump with Remote Outdoor Unit-Air-Source) | DLCURAH24ABK |  |  | EN(A,D)4X30L17** | *80VTL0451412A* | 24200 | 16.5 | 8.1 | 26200 | 22800 | 87.02% | 1.88 | 0 | 10.5 |  |  |  | No | R-410A | 2.0167 | Residential & Commercial | Ducted CEE Tier 1
211244622 | Central HP <5.4 tons | AIRQUEST | HRCU-A-CB (Split System: Heat Pump with Remote Outdoor Unit-Air-Source) | DLCURAH24ABK |  |  | EN(A,D)4X30L17** | *95ESN0601412A* | 24400 | 15.5 | 8.1 | 26600 | 22600 | 84.96% | 1.86 | 0 | 10 |  |  |  | No | R-410A | 2.0333 | Residential & Commercial | Ducted CEE Tier 1
212988830 | Central HP <5.4 tons | BRYANT HEATING AND COOLING SYSTEMS | HRCU-A-CB (Split System: Heat Pump with Remote Outdoor Unit-Air-Source) | 38MURAQ18AB3* |  |  | CNPV*3017AL* | 935SB36040M17*** | 17500 | 16 | 8.1 | 18000 | 18700 | 103.9% | 2.24 | 0 | 11 |  |  |  | No | R-410A | 1.4583 | Residential & Commercial | Ducted CEE Tier 1
212975397 | Central HP <5.4 tons | CARRIER | HRCU-A-CB (Split System: Heat Pump with Remote Outdoor Unit-Air-Source) | 38MURAQ18AB3* |  |  | CAP**2417AL* | 59TP6C060V14**12 | 17300 | 16 | 8.5 | 18200 | 19400 | 106.6% | 2.34 | 0 | 10.5 |  |  |  | No | R-410A | 1.4417 | Residential & Commercial | Ducted CEE Tier 1
212978320 | Central HP <5.4 tons | CARRIER | HRCU-A-CB (Split System: Heat Pump with Remote Outdoor Unit-Air-Source) | 38MURAQ18AB3* |  |  | CNPV*2417AL* | 58S(B,C)*B070M14**12 | 17600 | 16.5 | 8.5 | 18500 | 19100 | 103.2% | 2.3 | 0 | 11 |  |  |  | No | R-410A | 1.4667 | Residential & Commercial | Ducted CEE Tier 1
212979406 | Central HP <5.4 tons | COMFORTMAKER | HRCU-A-CB (Split System: Heat Pump with Remote Outdoor Unit-Air-Source) | DLCURAH36ABK |  |  | EA*4X48L21A* | *80MS(N,L)0702116A* | 35400 | 16.5 | 8.1 | 37800 | 34600 | 91.53% | 2 | 0 | 10 |  |  |  | No | R-410A | 2.95 | Residential & Commercial | Ducted CEE Tier 1
212980491 | Central HP <5.4 tons | COMFORTMAKER | HRCU-A-CB (Split System: Heat Pump with Remote Outdoor Unit-Air-Source) | DLCURAH36ABK |  |  | EA*4X48L24A* | *80MS(N,L)0902120A* | 36000 | 16.5 | 8.5 | 37800 | 34600 | 91.53% | 2.04 | 0 | 10 |  |  |  | No | R-410A | 3 | Residential & Commercial | Ducted CEE Tier 1
212980692 | Central HP <5.4 tons | COMFORTMAKER | HRCU-A-CB (Split System: Heat Pump with Remote Outdoor Unit-Air-Source) | DLCURAH36ABK |  |  | EA*4X48L24A* | *80MS(N,L)0902420A* | 36000 | 16.5 | 8.5 | 37800 | 34600 | 91.53% | 2.04 | 0 | 10 |  |  |  | No | R-410A | 3 | Residential & Commercial | Ducted CEE Tier 1
214573803 | Central HP <5.4 tons | COMFORTMAKER | HRCU-A-CB (Split System: Heat Pump with Remote Outdoor Unit-Air-Source) | CVH837GKA2* |  |  | EA*4X42L24A*+WALLCON | *95CSU0802120B* | 31800 | 17 | 8.5 | 33000 | 24400 | 73.94% | 1.9 | 0 | 11 |  |  |  | No | R-410A | 2.65 | Residential & Commercial | Ducted CEE Tier 1
215939624 | Central HP <5.4 tons | CARRIER | HRCU-A-CB (Split System: Heat Pump with Remote Outdoor Unit-Air-Source) | 27VNA336A*030* |  |  | CAA**3617AM*+UI | 59TN7A060C17**16 | 32000 | 18.5 | 9 | 35800 | 27600 | 77.09% | 1.88 | 0 | 10.5 |  |  |  | No | R-454B | 2.6667 | Residential & Commercial | Ducted CEE Tier 1
215939654 | Central HP <5.4 tons | CARRIER | HRCU-A-CB (Split System: Heat Pump with Remote Outdoor Unit-Air-Source) | 27VNA336A*030* |  |  | CAA**4221AM*+UI | 58CU*B040C17**12 | 32800 | 20 | 9.5 | 34800 | 26600 | 76.44% | 2.02 | 0 | 11.5 |  |  |  | No | R-454B | 2.7333 | Residential & Commercial | Ducted CEE Tier 1
214574023 | Central HP <5.4 tons | COMFORTMAKER | HRCU-A-CB (Split System: Heat Pump with Remote Outdoor Unit-Air-Source) | CVH837GKA2* |  |  | EA*4X48L24A*+WALLCON | *96CTN0802120B* | 32400 | 17.5 | 8.5 | 32200 | 24800 | 77.02% | 2 | 0 | 11.5 |  |  |  | No | R-410A | 2.7 | Residential & Commercial | Ducted CEE Tier 1
215938384 | Central HP <5.4 tons | CARRIER | HRCU-A-CB (Split System: Heat Pump with Remote Outdoor Unit-Air-Source) | 27VNA348A*030* |  |  | CVAVA6024XMA*+UI | 59TN6C100C21**22 | 45500 | 20.5 | 8.1 | 52500 | 38000 | 72.38% | 1.9 | 0 | 11.5 |  |  |  | No | R-454B | 3.7917 | Residential & Commercial | Ducted CEE Tier 1
214573673 | Central HP <5.4 tons | COMFORTMAKER | HRCU-A-CB (Split System: Heat Pump with Remote Outdoor Unit-Air-Source) | CVH837GKA2* |  |  | EA*4X37L21A*+WALLCON | *80CTL0702120B* | 32800 | 17.5 | 8.5 | 32800 | 25200 | 76.83% | 2 | 0 | 11 |  |  |  | No | R-410A | 2.7333 | Residential & Commercial | Ducted CEE Tier 1
214573743 | Central HP <5.4 tons | COMFORTMAKER | HRCU-A-CB (Split System: Heat Pump with Remote Outdoor Unit-Air-Source) | CVH837GKA2* |  |  | EA*4X42L21A*+WALLCON | *95CSU0802120B* | 31800 | 17 | 8.5 | 33000 | 24400 | 73.94% | 1.9 | 0 | 11 |  |  |  | No | R-410A | 2.65 | Residential & Commercial | Ducted CEE Tier 1
214573993 | Central HP <5.4 tons | COMFORTMAKER | HRCU-A-CB (Split System: Heat Pump with Remote Outdoor Unit-Air-Source) | CVH837GKA2* |  |  | EA*4X48L24A*+WALLCON | *95CSU1002122B* | 32400 | 17.5 | 8.5 | 32200 | 24800 | 77.02% | 2 | 0 | 11.5 |  |  |  | No | R-410A | 2.7 | Residential & Commercial | Ducted CEE Tier 1
211244674 | Central HP <5.4 tons | AIRQUEST | HRCU-A-CB (Split System: Heat Pump with Remote Outdoor Unit-Air-Source) | DLCURAH24ABK |  |  | EN(A,D)4X30L17** | *80ES(N,L)0451412A* | 24600 | 16 | 8.1 | 26600 | 22400 | 84.21% | 1.84 | 0 | 10.5 |  |  |  | No | R-410A | 2.05 | Residential & Commercial | Ducted CEE Tier 1
211240594 | Central HP <5.4 tons | TEMPSTAR | HRCU-A-CB (Split System: Heat Pump with Remote Outdoor Unit-Air-Source) | DLCURAH24ABK |  |  | EA*4X24L17A* | *96VTN0401410A* | 23400 | 15.5 | 8.5 | 26800 | 24800 | 92.54% | 2.04 | 0 | 10 |  |  |  | No | R-410A | 1.95 | Residential & Commercial | Ducted CEE Tier 1
211244582 | Central HP <5.4 tons | COMFORTMAKER | HRCU-A-CB (Split System: Heat Pump with Remote Outdoor Unit-Air-Source) | DLCURAH24ABK |  |  | EN(A,D)4X30L17** | *96VTN0801716A* | 24200 | 16.5 | 8.1 | 26200 | 23000 | 87.79% | 1.9 | 0 | 10.5 |  |  |  | No | R-410A | 2.0167 | Residential & Commercial | Ducted CEE Tier 1
211244666 | Central HP <5.4 tons | COMFORTMAKER | HRCU-A-CB (Split System: Heat Pump with Remote Outdoor Unit-Air-Source) | DLCURAH24ABK |  |  | EN(A,D)4X30L17** | *96VTN0601714A* | 24000 | 16.5 | 8.1 | 26200 | 23200 | 88.55% | 1.92 | 0 | 10 |  |  |  | No | R-410A | 2 | Residential & Commercial | Ducted CEE Tier 1
211244841 | Central HP <5.4 tons | COMFORTMAKER | HRCU-A-CB (Split System: Heat Pump with Remote Outdoor Unit-Air-Source) | DLCURAH24ABK |  |  | EN(A,D)4X30L17** | OMV112K14A | 24000 | 16 | 8.1 | 26400 | 23000 | 87.12% | 1.88 | 0 | 10 |  |  |  | No | R-410A | 2 | Residential & Commercial | Ducted CEE Tier 1
211245182 | Central HP <5.4 tons | COMFORTMAKER | HRCU-A-CB (Split System: Heat Pump with Remote Outdoor Unit-Air-Source) | DLCURAH24ABK |  |  | EN(A,D,W)4X36L17** | *92ESN0801716A* | 24200 | 17 | 8.1 | 26200 | 22800 | 87.02% | 1.88 | 0 | 10.5 |  |  |  | No | R-410A | 2.0167 | Residential & Commercial | Ducted CEE Tier 1
212978691 | Central HP <5.4 tons | COMFORTMAKER | HRCU-A-CB (Split System: Heat Pump with Remote Outdoor Unit-Air-Source) | DLCURAH24ABK |  |  | EA*4X37L21A* | *80MS(N,L)0701712A* | 24400 | 17.5 | 8.5 | 25200 | 21200 | 84.13% | 1.8 | 0 | 10.5 |  |  |  | No | R-410A | 2.0333 | Residential & Commercial | Ducted CEE Tier 1
214242993 | Central HP <5.4 tons | KENMORE | HRCU-A-CB (Split System: Heat Pump with Remote Outdoor Unit-Air-Source) | (C,H,T)VH825GKA2* |  |  | EN(A,D,W)4X42L21**+WALLCON | *80CTL0902120B* | 23800 | 16.5 | 8.1 | 21400 | 16700 | 78.04% | 1.96 | 0 | 11 |  |  |  | No | R-410A | 1.9833 | Residential & Commercial | Ducted CEE Tier 1
214242793 | Central HP <5.4 tons | KENMORE | HRCU-A-CB (Split System: Heat Pump with Remote Outdoor Unit-Air-Source) | (C,H,T)VH825GKA2* |  |  | EN(A,D)4X36L21**+WALLCON | *95CSU0601716B* | 23400 | 16.5 | 8.1 | 21600 | 16700 | 77.31% | 1.92 | 0 | 10.5 |  |  |  | No | R-410A | 1.95 | Residential & Commercial | Ducted CEE Tier 1
212976386 | Central HP <5.4 tons | CARRIER | HRCU-A-CB (Split System: Heat Pump with Remote Outdoor Unit-Air-Source) | 38MURAQ24AB3* |  |  | CAP**3621AL* | 59TP6C080V21**20 | 24000 | 17 | 8.5 | 26400 | 23400 | 88.64% | 1.94 | 0 | 10 |  |  |  | No | R-410A | 2 | Residential & Commercial | Ducted CEE Tier 1
212977670 | Central HP <5.4 tons | CARRIER | HRCU-A-CB (Split System: Heat Pump with Remote Outdoor Unit-Air-Source) | 38MURAQ24AB3* |  |  | CNPV*3014AL* | 58S(B,C)*B045M14**12 | 23600 | 17 | 8.1 | 26000 | 24000 | 92.31% | 2 | 0 | 10 |  |  |  | No | R-410A | 1.9667 | Residential & Commercial | Ducted CEE Tier 1
212970888 | Central HP <5.4 tons | DAY & NIGHT | HRCU-A-CB (Split System: Heat Pump with Remote Outdoor Unit-Air-Source) | DLCURAH18ABK |  |  | EA*4X25L17A* | *80VTL0451412B* | 18300 | 16.5 | 8.5 | 18100 | 17600 | 97.24% | 2.14 | 0 | 11 |  |  |  | No | R-410A | 1.525 | Residential & Commercial | Ducted CEE Tier 1
212972767 | Central HP <5.4 tons | DAY & NIGHT | HRCU-A-CB (Split System: Heat Pump with Remote Outdoor Unit-Air-Source) | DLCURAH18ABK |  |  | EN(A,D)4X30L17** | *96VSN0401410B* | 17400 | 16 | 8.1 | 18000 | 18700 | 103.9% | 2.24 | 0 | 10.5 |  |  |  | No | R-410A | 1.45 | Residential & Commercial | Ducted CEE Tier 1
212971440 | Central HP <5.4 tons | DAY & NIGHT | HRCU-A-CB (Split System: Heat Pump with Remote Outdoor Unit-Air-Source) | DLCURAH18ABK |  |  | EA*4X19L17A* | *80VTL0701716B* | 18000 | 16.5 | 8.5 | 18000 | 17800 | 98.89% | 2.14 | 0 | 10.5 |  |  |  | No | R-410A | 1.5 | Residential & Commercial | Ducted CEE Tier 1
212971495 | Central HP <5.4 tons | DAY & NIGHT | HRCU-A-CB (Split System: Heat Pump with Remote Outdoor Unit-Air-Source) | DLCURAH18ABK |  |  | EN(A,D)4X30L17** | *80VTL0701716B* | 17700 | 16 | 8.1 | 18200 | 18600 | 102.2% | 2.24 | 0 | 11 |  |  |  | No | R-410A | 1.475 | Residential & Commercial | Ducted CEE Tier 1
212972667 | Central HP <5.4 tons | DAY & NIGHT | HRCU-A-CB (Split System: Heat Pump with Remote Outdoor Unit-Air-Source) | DLCURAH18ABK |  |  | EA*4X19L17A* | *96VSN0401410B* | 17700 | 16 | 8.1 | 17800 | 17900 | 100.6% | 2.16 | 0 | 10.5 |  |  |  | No | R-410A | 1.475 | Residential & Commercial | Ducted CEE Tier 1
214397087 | Central HP <5.4 tons | FRASER-JOHNSTON | HRCU-A-CB (Split System: Heat Pump with Remote Outdoor Unit-Air-Source) | HH860E2S11 |  |  | CTM60C5CGS1 | TMLE100C16MP11 | 44500 | 18 | 9 | 45500 | 34200 | 75.16% | 2 | 0 | 11 |  |  |  | No | R-454B | 3.7083 | Residential & Commercial | Ducted CEE Tier 1
214396621 | Central HP <5.4 tons | FRASER-JOHNSTON | HRCU-A-CB (Split System: Heat Pump with Remote Outdoor Unit-Air-Source) | HH860E2S11 |  |  | CTF60D5CGS1 | TM8E130D20MP11 | 46000 | 18 | 9 | 47500 | 35200 | 74.11% | 2 | 0 | 11 |  |  |  | No | R-454B | 3.8333 | Residential & Commercial | Ducted CEE Tier 1
214719771 | Central HP <5.4 tons | YORK | HRCU-A-CB (Split System: Heat Pump with Remote Outdoor Unit-Air-Source) | HH860E2S11 |  |  | CTU60C5XGS1+TXV | TM9Y100C16MP11 | 43500 | 17 | 9 | 44500 | 33800 | 75.96% | 2 | 0 | 11 |  |  |  | No | R-454B | 3.625 | Residential & Commercial | Ducted CEE Tier 1
214719762 | Central HP <5.4 tons | YORK | HRCU-A-CB (Split System: Heat Pump with Remote Outdoor Unit-Air-Source) | HH860E2S11 |  |  | CTU60C5XGS1+TXV | TM8E100C20MP11 | 44500 | 17 | 9 | 45000 | 33800 | 75.11% | 2 | 0 | 11.7 |  |  |  | No | R-454B | 3.7083 | Residential & Commercial | Ducted CEE Tier 1
214719764 | Central HP <5.4 tons | YORK | HRCU-A-CB (Split System: Heat Pump with Remote Outdoor Unit-Air-Source) | HH860E2S11 |  |  | CTU60C5XGS1+TXV | TM8E120C20MP11 | 44500 | 17 | 9 | 45000 | 33600 | 74.67% | 2 | 0 | 11.7 |  |  |  | No | R-454B | 3.7083 | Residential & Commercial | Ducted CEE Tier 1
214719823 | Central HP <5.4 tons | YORK | HRCU-A-CB (Split System: Heat Pump with Remote Outdoor Unit-Air-Source) | HH860E2S11 |  |  | CTU60C5XGS1+TXV | Y91E100C16SMPS1 | 45500 | 18 | 9 | 46500 | 34200 | 73.55% | 2 | 0 | 11 |  |  |  | No | R-454B | 3.7917 | Residential & Commercial | Ducted CEE Tier 1
214719773 | Central HP <5.4 tons | YORK | HRCU-A-CB (Split System: Heat Pump with Remote Outdoor Unit-Air-Source) | HH860E2S11 |  |  | CTU60C5XGS1+TXV | TMLE100C16MP11 | 44500 | 18 | 9 | 45500 | 34200 | 75.16% | 2 | 0 | 11 |  |  |  | No | R-454B | 3.7083 | Residential & Commercial | Ducted CEE Tier 1
215939724 | Central HP <5.4 tons | CARRIER | HRCU-A-CB (Split System: Heat Pump with Remote Outdoor Unit-Air-Source) | 27VNA336A*030* |  |  | CAA**4821AM*+UI | 58CU*B040C17**12 | 33400 | 20.5 | 9.5 | 34400 | 26200 | 76.16% | 2.04 | 0 | 11.7 |  |  |  | No | R-454B | 2.7833 | Residential & Commercial | Ducted CEE Tier 1
215939874 | Central HP <5.4 tons | CARRIER | HRCU-A-CB (Split System: Heat Pump with Remote Outdoor Unit-Air-Source) | 27VNA336A*030* |  |  | CAA**6121AM*+UI | 59TN7A080C21**20 | 34400 | 20 | 9 | 34400 | 26200 | 76.16% | 1.96 | 0 | 11.7 |  |  |  | No | R-454B | 2.8667 | Residential & Commercial | Ducted CEE Tier 1
215939924 | Central HP <5.4 tons | CARRIER | HRCU-A-CB (Split System: Heat Pump with Remote Outdoor Unit-Air-Source) | 27VNA336A*030* |  |  | CAA**6124AM*+UI | 59TN7A120C24**22 | 34400 | 20.5 | 9.5 | 34200 | 26000 | 76.02% | 2.08 | 0 | 12 |  |  |  | No | R-454B | 2.8667 | Residential & Commercial | Ducted CEE Tier 1
215940324 | Central HP <5.4 tons | CARRIER | HRCU-A-CB (Split System: Heat Pump with Remote Outdoor Unit-Air-Source) | 27VNA336A*030* |  |  | CVAMA4921XMA*+UI | 59TN6C080C21**20 | 35600 | 21.5 | 8.5 | 38000 | 28600 | 75.26% | 2.04 | 0 | 12 |  |  |  | No | R-454B | 2.9667 | Residential & Commercial | Ducted CEE Tier 1
215936595 | Central HP <5.4 tons | BRYANT HEATING AND COOLING SYSTEMS | HRCU-A-CB (Split System: Heat Pump with Remote Outdoor Unit-Air-Source) | 293VAN036**AA* |  |  | CVAVA6021XMA*+UI | 88*TB48070C17*** | 35400 | 21.5 | 8.5 | 38000 | 28800 | 75.79% | 2.02 | 0 | 12 |  |  |  | No | R-454B | 2.95 | Residential & Commercial | Ducted CEE Tier 1
214573833 | Central HP <5.4 tons | COMFORTMAKER | HRCU-A-CB (Split System: Heat Pump with Remote Outdoor Unit-Air-Source) | CVH837GKA2* |  |  | EA*4X42L24A*+WALLCON | *97CMN0802120B* | 31800 | 17 | 8.5 | 32800 | 24400 | 74.39% | 1.9 | 0 | 11 |  |  |  | No | R-410A | 2.65 | Residential & Commercial | Ducted CEE Tier 1
214573933 | Central HP <5.4 tons | COMFORTMAKER | HRCU-A-CB (Split System: Heat Pump with Remote Outdoor Unit-Air-Source) | CVH837GKA2* |  |  | EA*4X48L21A*+WALLCON | *95CSU1002122B* | 32400 | 17.5 | 8.5 | 32400 | 24800 | 76.54% | 2 | 0 | 11.5 |  |  |  | No | R-410A | 2.7 | Residential & Commercial | Ducted CEE Tier 1
214574083 | Central HP <5.4 tons | COMFORTMAKER | HRCU-A-CB (Split System: Heat Pump with Remote Outdoor Unit-Air-Source) | CVH837GKA2* |  |  | EA*4X60L24A*+WALLCON | *96CTN0802120B* | 32800 | 18 | 8.5 | 31600 | 24600 | 77.85% | 2 | 0 | 11.5 |  |  |  | No | R-410A | 2.7333 | Residential & Commercial | Ducted CEE Tier 1
210470282 | Central HP <5.4 tons | DAY & NIGHT | HRCU-A-CB (Split System: Heat Pump with Remote Outdoor Unit-Air-Source) | CVH837GKA2* |  |  | EA*4X60L24A*+WALLCON | *80CTL1352422A* | 32800 | 18 | 8.5 | 31800 | 24800 | 77.99% | 2 | 0 | 12 |  |  |  | No | R-410A | 2.7333 | Residential & Commercial | Ducted CEE Tier 1
210470568 | Central HP <5.4 tons | DAY & NIGHT | HRCU-A-CB (Split System: Heat Pump with Remote Outdoor Unit-Air-Source) | CVH837GKA2* |  |  | EA*4X61L24A*+WALLCON | *80CTL1352422A* | 33200 | 18 | 8.5 | 32000 | 24800 | 77.5% | 2.02 | 0 | 12 |  |  |  | No | R-410A | 2.7667 | Residential & Commercial | Ducted CEE Tier 1
210470904 | Central HP <5.4 tons | DAY & NIGHT | HRCU-A-CB (Split System: Heat Pump with Remote Outdoor Unit-Air-Source) | CVH837GKA2* |  |  | EN(A,D,W)4X60L24**+WALLCON | *80CSU1002120A* | 32800 | 17.5 | 8.1 | 32200 | 24600 | 76.4% | 1.96 | 0 | 11.7 |  |  |  | No | R-410A | 2.7333 | Residential & Commercial | Ducted CEE Tier 1
210471283 | Central HP <5.4 tons | DAY & NIGHT | HRCU-A-CB (Split System: Heat Pump with Remote Outdoor Unit-Air-Source) | CVH837GKA2* |  |  | EHD4X60AAL+WALLCON | *96CTN1002122A* | 33000 | 17 | 8.1 | 32200 | 24800 | 77.02% | 2.02 | 0 | 11.5 |  |  |  | No | R-410A | 2.75 | Residential & Commercial | Ducted CEE Tier 1
212989215 | Central HP <5.4 tons | PAYNE HEATING AND COOLING | HRCU-A-CB (Split System: Heat Pump with Remote Outdoor Unit-Air-Source) | 38MURAQ24AB3* |  |  | CNPV*2417AL* | PG95MSUA48060B** | 23200 | 16.5 | 8.5 | 26800 | 25400 | 94.78% | 2.14 | 0 | 10 |  |  |  | No | R-410A | 1.9333 | Residential & Commercial | Ducted CEE Tier 1
214570431 | Central HP <5.4 tons | AIRQUEST | HRCU-A-CB (Split System: Heat Pump with Remote Outdoor Unit-Air-Source) | HVH825GKA3* |  |  | EA*4X37L21A*+WALLCON | *80CTL0702120B* | 24400 | 16.5 | 8.5 | 21200 | 16600 | 78.3% | 2.02 | 0 | 11 |  |  |  | No | R-410A | 2.0333 | Residential & Commercial | Ducted CEE Tier 1
214570601 | Central HP <5.4 tons | AIRQUEST | HRCU-A-CB (Split System: Heat Pump with Remote Outdoor Unit-Air-Source) | HVH825GKA3* |  |  | EA*4X42L24A*+WALLCON | *96CTN0802120B* | 23800 | 17 | 8.5 | 21400 | 16600 | 77.57% | 1.96 | 0 | 11 |  |  |  | No | R-410A | 1.9833 | Residential & Commercial | Ducted CEE Tier 1
214570751 | Central HP <5.4 tons | AIRQUEST | HRCU-A-CB (Split System: Heat Pump with Remote Outdoor Unit-Air-Source) | HVH825GKA3* |  |  | EA*4X48L24A*+WALLCON | *95CSU1002122B* | 24000 | 17 | 8.5 | 20800 | 16500 | 79.33% | 2.02 | 0 | 11 |  |  |  | No | R-410A | 2 | Residential & Commercial | Ducted CEE Tier 1
214571201 | Central HP <5.4 tons | AIRQUEST | HRCU-A-CB (Split System: Heat Pump with Remote Outdoor Unit-Air-Source) | HVH825GKA3* |  |  | EN(A,D,W)4X42L21**+WALLCON | *96CTN0802120B* | 23800 | 16.5 | 8.1 | 21400 | 16600 | 77.57% | 1.96 | 0 | 11 |  |  |  | No | R-410A | 1.9833 | Residential & Commercial | Ducted CEE Tier 1
210472819 | Central HP <5.4 tons | CARRIER | HRCU-A-CB (Split System: Heat Pump with Remote Outdoor Unit-Air-Source) | 25VNA825A*032* |  |  | CAP**4221AL*+UI | 59CU5A080C21**20 | 23800 | 16.5 | 8.1 | 21400 | 16600 | 77.57% | 1.96 | 0 | 11 |  |  |  | No | R-410A | 1.9833 | Residential & Commercial | Ducted CEE Tier 1
214097640 | Central HP <5.4 tons | RHEEM | HRCU-A-CB (Split System: Heat Pump with Remote Outdoor Unit-Air-Source) | RD17AZ48AJ3N |  |  | RCFZ6024SEANM | R962V0855A21M4S | 45500 | 16 | 8.1 | 45500 | 40500 | 89.01% | 2.1 | 0 | 10 |  |  |  | No | R-410A | 3.7917 | Residential & Commercial | Ducted CEE Tier 1
214097665 | Central HP <5.4 tons | RHEEM | HRCU-A-CB (Split System: Heat Pump with Remote Outdoor Unit-Air-Source) | RD17AZ48AJ3N |  |  | RCFZ6024SEANM | R802VA100521M | 45500 | 17 | 8.1 | 45500 | 40000 | 87.91% | 2.1 | 0 | 10 |  |  |  | No | R-410A | 3.7917 | Residential & Commercial | Ducted CEE Tier 1
210533039 | Central HP <5.4 tons | BRYANT HEATING AND COOLING SYSTEMS | HRCU-A-CB (Split System: Heat Pump with Remote Outdoor Unit-Air-Source) | 284ANV024*0**B* |  |  | CAP**4321AL*+UI | 986TC42060C17*** | 24000 | 20 | 10.5 | 26600 | 19900 | 74.81% | 2.52 | 0 | 13 |  |  |  | No | R-410A | 2 | Residential & Commercial | Ducted CEE Tier 1
210533071 | Central HP <5.4 tons | BRYANT HEATING AND COOLING SYSTEMS | HRCU-A-CB (Split System: Heat Pump with Remote Outdoor Unit-Air-Source) | 284ANV024*0**B* |  |  | CNPV*4217AL*+UI | 83*CA48060C17*** | 23600 | 20 | 10 | 26600 | 19800 | 74.44% | 2.48 | 0 | 13.5 |  |  |  | No | R-410A | 1.9667 | Residential & Commercial | Ducted CEE Tier 1
210533091 | Central HP <5.4 tons | BRYANT HEATING AND COOLING SYSTEMS | HRCU-A-CB (Split System: Heat Pump with Remote Outdoor Unit-Air-Source) | 284ANV024*0**B* |  |  | CSPH*3012AL*+UI | 83*CA48060C17*** | 23400 | 19 | 9 | 27000 | 20000 | 74.07% | 2.44 | 0 | 12.5 |  |  |  | No | R-410A | 1.95 | Residential & Commercial | Ducted CEE Tier 1
214719723 | Central HP <5.4 tons | YORK | HRCU-A-CB (Split System: Heat Pump with Remote Outdoor Unit-Air-Source) | HH836E2S11 |  |  | CTU36B5XDS1+TXV | TMLE080B12MP11 | 33600 | 18 | 8.5 | 31800 | 26000 | 81.76% | 2 | 0 | 11 |  |  |  | No | R-454B | 2.8 | Residential & Commercial | Ducted CEE Tier 1
215864534 | Central HP <5.4 tons | AMERICAN STANDARD | HRCU-A-CB (Split System: Heat Pump with Remote Outdoor Unit-Air-Source) | 5A6V8X36A1 |  |  | 5PX*C005AS3 | S9V2C080U5PSC+LRP | 32000 | 18.1 | 8.5 | 32800 | 25400 | 77.44% | 2.1 | 0 | 10 |  |  |  | No | R-454B | 2.6667 | Residential & Commercial | Ducted CEE Tier 1
215864602 | Central HP <5.4 tons | AMERICAN STANDARD | HRCU-A-CB (Split System: Heat Pump with Remote Outdoor Unit-Air-Source) | 5A6V8X36A1 |  |  | 5TXCB006AS3 | S9V2B080U4PSC+LRP | 32600 | 18.1 | 8.5 | 33400 | 25600 | 76.65% | 2.1 | 0 | 10 |  |  |  | No | R-454B | 2.7167 | Residential & Commercial | Ducted CEE Tier 1
215864632 | Central HP <5.4 tons | AMERICAN STANDARD | HRCU-A-CB (Split System: Heat Pump with Remote Outdoor Unit-Air-Source) | 5A6V8X36A1 |  |  | 5TXCC005AS3 | S9V2C100U4VSB+LRP | 32000 | 18.1 | 8.5 | 32800 | 25600 | 78.05% | 2.1 | 0 | 10 |  |  |  | No | R-454B | 2.6667 | Residential & Commercial | Ducted CEE Tier 1
215864716 | Central HP <5.4 tons | AMERICAN STANDARD | HRCU-A-CB (Split System: Heat Pump with Remote Outdoor Unit-Air-Source) | 5A6V8X60A1 |  |  | 5TXCC009AS3 | S8V2C100M5PDB | 54000 | 18.1 | 8.5 | 55500 | 40000 | 72.07% | 2 | 0 | 10 |  |  |  | No | R-454B | 4.5 | Residential & Commercial | Ducted CEE Tier 1
215864750 | Central HP <5.4 tons | AMERICAN STANDARD | HRCU-A-CB (Split System: Heat Pump with Remote Outdoor Unit-Air-Source) | 5A6V8X60A1 |  |  | 5TXCD008AS3 | S8V2C080M5PCB | 53000 | 18.1 | 8.5 | 55500 | 40000 | 72.07% | 2 | 0 | 10 |  |  |  | No | R-454B | 4.4167 | Residential & Commercial | Ducted CEE Tier 1
215864852 | Central HP <5.4 tons | AMERICAN STANDARD | HRCU-A-CB (Split System: Heat Pump with Remote Outdoor Unit-Air-Source) | 5A6V8X48A1 |  |  | 5PX*CD09AS3 | S8V2C080M5PDB | 46000 | 18.1 | 8.5 | 45000 | 34800 | 77.33% | 2.1 | 0 | 10.5 |  |  |  | No | R-454B | 3.8333 | Residential & Commercial | Ducted CEE Tier 1
215864936 | Central HP <5.4 tons | AMERICAN STANDARD | HRCU-A-CB (Split System: Heat Pump with Remote Outdoor Unit-Air-Source) | 5A6V8X48A1 |  |  | 5TXCC007AS3 | S8V2C080M5PCB | 45000 | 18.1 | 8.5 | 45500 | 35200 | 77.36% | 2.1 | 0 | 10 |  |  |  | No | R-454B | 3.75 | Residential & Commercial | Ducted CEE Tier 1
215864968 | Central HP <5.4 tons | AMERICAN STANDARD | HRCU-A-CB (Split System: Heat Pump with Remote Outdoor Unit-Air-Source) | 5A6V8X48A1 |  |  | 5TXCD008AS3 | S8V2C100M5PDB | 45500 | 18.1 | 8.5 | 45500 | 35200 | 77.36% | 2.1 | 0 | 10 |  |  |  | No | R-454B | 3.7917 | Residential & Commercial | Ducted CEE Tier 1
210474444 | Central HP <5.4 tons | DAY & NIGHT | HRCU-A-CB (Split System: Heat Pump with Remote Outdoor Unit-Air-Source) | CVH825GKA3* |  |  | EHD4X48AAL+WALLCON | *95CSU0601716A* | 24200 | 16 | 8.1 | 21400 | 16700 | 78.04% | 2 | 0 | 10.5 |  |  |  | No | R-410A | 2.0167 | Residential & Commercial | Ducted CEE Tier 1
210474554 | Central HP <5.4 tons | DAY & NIGHT | HRCU-A-CB (Split System: Heat Pump with Remote Outdoor Unit-Air-Source) | CVH825GKA3* |  |  | EHD4X48AAL+WALLCON | *96CTN0801714A* | 24200 | 16 | 8.1 | 21400 | 16700 | 78.04% | 2 | 0 | 10.5 |  |  |  | No | R-410A | 2.0167 | Residential & Commercial | Ducted CEE Tier 1
210473057 | Central HP <5.4 tons | DAY & NIGHT | HRCU-A-CB (Split System: Heat Pump with Remote Outdoor Unit-Air-Source) | CVH825GKA3* |  |  | EA*4X42L24A*+WALLCON | *97CMN1202422A* | 23800 | 16.5 | 8.1 | 21400 | 16700 | 78.04% | 1.96 | 0 | 11 |  |  |  | No | R-410A | 1.9833 | Residential & Commercial | Ducted CEE Tier 1
210473266 | Central HP <5.4 tons | DAY & NIGHT | HRCU-A-CB (Split System: Heat Pump with Remote Outdoor Unit-Air-Source) | CVH825GKA3* |  |  | EA*4X48L21A*+WALLCON | *95CSU0601716A* | 24000 | 16.5 | 8.1 | 21000 | 16600 | 79.05% | 2 | 0 | 10.5 |  |  |  | No | R-410A | 2 | Residential & Commercial | Ducted CEE Tier 1
214570653 | Central HP <5.4 tons | COMFORTMAKER | HRCU-A-CB (Split System: Heat Pump with Remote Outdoor Unit-Air-Source) | CVH825GKA3* |  |  | EA*4X43L21A*+WALLCON | *97CMN0802120B* | 24400 | 16.5 | 8.5 | 21200 | 16600 | 78.3% | 2.04 | 0 | 11 |  |  |  | No | R-410A | 2.0333 | Residential & Commercial | Ducted CEE Tier 1
214570763 | Central HP <5.4 tons | COMFORTMAKER | HRCU-A-CB (Split System: Heat Pump with Remote Outdoor Unit-Air-Source) | CVH825GKA3* |  |  | EA*4X48L24A*+WALLCON | *97CMN0602120B* | 24000 | 16.5 | 8.5 | 21000 | 16600 | 79.05% | 2 | 0 | 10.5 |  |  |  | No | R-410A | 2 | Residential & Commercial | Ducted CEE Tier 1
214571113 | Central HP <5.4 tons | COMFORTMAKER | HRCU-A-CB (Split System: Heat Pump with Remote Outdoor Unit-Air-Source) | CVH825GKA3* |  |  | EN(A,D)4X36L21**+WALLCON | *95CSU1002122B* | 23400 | 16.5 | 8.1 | 21600 | 16700 | 77.31% | 1.92 | 0 | 11 |  |  |  | No | R-410A | 1.95 | Residential & Commercial | Ducted CEE Tier 1
214571163 | Central HP <5.4 tons | COMFORTMAKER | HRCU-A-CB (Split System: Heat Pump with Remote Outdoor Unit-Air-Source) | CVH825GKA3* |  |  | EN(A,D,W)4X42L21**+WALLCON | *95CSU0802120B* | 23800 | 16.5 | 8.1 | 21400 | 16700 | 78.04% | 1.96 | 0 | 11 |  |  |  | No | R-410A | 1.9833 | Residential & Commercial | Ducted CEE Tier 1
214242071 | Central HP <5.4 tons | DAY & NIGHT | HRCU-A-CB (Split System: Heat Pump with Remote Outdoor Unit-Air-Source) | CVH825GKA3* |  |  | END4X42L17**+WALLCON | *96CTN0601714B* | 23800 | 16.5 | 8.1 | 21400 | 16700 | 78.04% | 1.96 | 0 | 11 |  |  |  | No | R-410A | 1.9833 | Residential & Commercial | Ducted CEE Tier 1
214242371 | Central HP <5.4 tons | DAY & NIGHT | HRCU-A-CB (Split System: Heat Pump with Remote Outdoor Unit-Air-Source) | CVH825GKA3* |  |  | EN(A,D)4X48L24**+WALLCON | *97CMN1202422B* | 24200 | 17 | 8.1 | 21200 | 16600 | 78.3% | 2 | 0 | 11 |  |  |  | No | R-410A | 2.0167 | Residential & Commercial | Ducted CEE Tier 1
214570453 | Central HP <5.4 tons | COMFORTMAKER | HRCU-A-CB (Split System: Heat Pump with Remote Outdoor Unit-Air-Source) | CVH825GKA3* |  |  | EA*4X37L21A*+WALLCON | *95CSU1002122B* | 24400 | 16.5 | 8.5 | 21200 | 16600 | 78.3% | 2.04 | 0 | 11 |  |  |  | No | R-410A | 2.0333 | Residential & Commercial | Ducted CEE Tier 1
214570423 | Central HP <5.4 tons | COMFORTMAKER | HRCU-A-CB (Split System: Heat Pump with Remote Outdoor Unit-Air-Source) | CVH825GKA3* |  |  | EA*4X36L21A*+WALLCON | *96CTN0802120B* | 23600 | 16.5 | 8.1 | 21400 | 16600 | 77.57% | 1.94 | 0 | 11 |  |  |  | No | R-410A | 1.9667 | Residential & Commercial | Ducted CEE Tier 1
214570543 | Central HP <5.4 tons | COMFORTMAKER | HRCU-A-CB (Split System: Heat Pump with Remote Outdoor Unit-Air-Source) | CVH825GKA3* |  |  | EA*4X42L21A*+WALLCON | *96CTN0802120B* | 23800 | 16.5 | 8.1 | 21400 | 16600 | 77.57% | 1.96 | 0 | 11 |  |  |  | No | R-410A | 1.9833 | Residential & Commercial | Ducted CEE Tier 1
214571093 | Central HP <5.4 tons | COMFORTMAKER | HRCU-A-CB (Split System: Heat Pump with Remote Outdoor Unit-Air-Source) | CVH825GKA3* |  |  | EN(A,D)4X36L21**+WALLCON | *80CTL0702120B* | 23400 | 16.5 | 8.1 | 21600 | 16700 | 77.31% | 1.92 | 0 | 11 |  |  |  | No | R-410A | 1.95 | Residential & Commercial | Ducted CEE Tier 1
212979220 | Central HP <5.4 tons | COMFORTMAKER | HRCU-A-CB (Split System: Heat Pump with Remote Outdoor Unit-Air-Source) | DLCURAH24ABK |  |  | EN(A,D)4X30L17** | *80MS(N,L)0701716A* | 23600 | 17 | 8.5 | 26400 | 24400 | 92.42% | 2.02 | 0 | 10.5 |  |  |  | No | R-410A | 1.9667 | Residential & Commercial | Ducted CEE Tier 1
212981765 | Central HP <5.4 tons | COMFORTMAKER | HRCU-A-CB (Split System: Heat Pump with Remote Outdoor Unit-Air-Source) | DLCURAH24ABK |  |  | EA*4X37L21A* | *80MSU1002120A* | 24400 | 17 | 8.5 | 25200 | 21400 | 84.92% | 1.78 | 0 | 10 |  |  |  | No | R-410A | 2.0333 | Residential & Commercial | Ducted CEE Tier 1
212982701 | Central HP <5.4 tons | COMFORTMAKER | HRCU-A-CB (Split System: Heat Pump with Remote Outdoor Unit-Air-Source) | DLCURAH24ABK |  |  | EA*4X36L21A* | *80MSU0601716A* | 23800 | 17.5 | 8.5 | 25600 | 23400 | 91.41% | 1.96 | 0 | 10 |  |  |  | No | R-410A | 1.9833 | Residential & Commercial | Ducted CEE Tier 1
211243454 | Central HP <5.4 tons | AIRQUEST | HRCU-A-CB (Split System: Heat Pump with Remote Outdoor Unit-Air-Source) | DLCURAH24ABK |  |  | EA*4X37L21A* | *96VTN0601714A* | 24600 | 16.5 | 8.5 | 25400 | 21000 | 82.68% | 1.78 | 0 | 10 |  |  |  | No | R-410A | 2.05 | Residential & Commercial | Ducted CEE Tier 1
211243827 | Central HP <5.4 tons | AIRQUEST | HRCU-A-CB (Split System: Heat Pump with Remote Outdoor Unit-Air-Source) | DLCURAH24ABK |  |  | EN(A,D)4X24L14** | *80ES(N,L)0701412A* | 23800 | 16 | 8.5 | 26800 | 23200 | 86.57% | 1.92 | 0 | 10 |  |  |  | No | R-410A | 1.9833 | Residential & Commercial | Ducted CEE Tier 1
211244170 | Central HP <5.4 tons | AIRQUEST | HRCU-A-CB (Split System: Heat Pump with Remote Outdoor Unit-Air-Source) | DLCURAH24ABK |  |  | EN(A,D)4X24L17** | *92ESN0801716A* | 23800 | 16.5 | 8.5 | 26800 | 23200 | 86.57% | 1.92 | 0 | 10 |  |  |  | No | R-410A | 1.9833 | Residential & Commercial | Ducted CEE Tier 1
211244181 | Central HP <5.4 tons | AIRQUEST | HRCU-A-CB (Split System: Heat Pump with Remote Outdoor Unit-Air-Source) | DLCURAH24ABK |  |  | EN(A,D)4X24L17** | *95ESN0601714A* | 24200 | 15.5 | 8.5 | 27200 | 22800 | 83.82% | 1.86 | 0 | 10 |  |  |  | No | R-410A | 2.0167 | Residential & Commercial | Ducted CEE Tier 1
214572533 | Central HP <5.4 tons | COMFORTMAKER | HRCU-A-CB (Split System: Heat Pump with Remote Outdoor Unit-Air-Source) | CVH837GKA** |  |  | EA*4X37L21A*+WALLCON | *80CTL0702120B* | 32800 | 17.5 | 8.5 | 32800 | 25200 | 76.83% | 2 | 0 | 11 |  |  |  | No | R-410A | 2.7333 | Residential & Commercial | Ducted CEE Tier 1
214572603 | Central HP <5.4 tons | COMFORTMAKER | HRCU-A-CB (Split System: Heat Pump with Remote Outdoor Unit-Air-Source) | CVH837GKA** |  |  | EA*4X42L21A*+WALLCON | *95CSU0802120B* | 31800 | 17 | 8.5 | 33000 | 24400 | 73.94% | 1.9 | 0 | 11 |  |  |  | No | R-410A | 2.65 | Residential & Commercial | Ducted CEE Tier 1
214572653 | Central HP <5.4 tons | COMFORTMAKER | HRCU-A-CB (Split System: Heat Pump with Remote Outdoor Unit-Air-Source) | CVH837GKA** |  |  | EA*4X42L24A*+WALLCON | *80CTL0702120B* | 31800 | 18 | 8.5 | 33000 | 24400 | 73.94% | 1.9 | 0 | 11 |  |  |  | No | R-410A | 2.65 | Residential & Commercial | Ducted CEE Tier 1
214572733 | Central HP <5.4 tons | COMFORTMAKER | HRCU-A-CB (Split System: Heat Pump with Remote Outdoor Unit-Air-Source) | CVH837GKA** |  |  | EA*4X43L21A*+WALLCON | *95CSU1002122B* | 33000 | 17.5 | 8.5 | 32600 | 25000 | 76.69% | 2 | 0 | 11.5 |  |  |  | No | R-410A | 2.75 | Residential & Commercial | Ducted CEE Tier 1
211245018 | Central HP <5.4 tons | COMFORTMAKER | HRCU-A-CB (Split System: Heat Pump with Remote Outdoor Unit-Air-Source) | DLCURAH24ABK |  |  | EN(A,D,W)4X36L17** | *96VTN0801716A* | 24200 | 16.5 | 8.1 | 26200 | 23000 | 87.79% | 1.9 | 0 | 10.5 |  |  |  | No | R-410A | 2.0167 | Residential & Commercial | Ducted CEE Tier 1
211245204 | Central HP <5.4 tons | COMFORTMAKER | HRCU-A-CB (Split System: Heat Pump with Remote Outdoor Unit-Air-Source) | DLCURAH24ABK |  |  | EN(A,D,W)4X36L17** | *95ESN0801716A* | 24600 | 15.5 | 8.1 | 26800 | 22200 | 82.84% | 1.82 | 0 | 10 |  |  |  | No | R-410A | 2.05 | Residential & Commercial | Ducted CEE Tier 1
211242914 | Central HP <5.4 tons | AIRQUEST | HRCU-A-CB (Split System: Heat Pump with Remote Outdoor Unit-Air-Source) | DLCURAH24ABK |  |  | EA*4X37L17A* | *96VTN0401712A* | 24600 | 15.5 | 8.5 | 25800 | 21600 | 83.72% | 1.78 | 0 | 10 |  |  |  | No | R-410A | 2.05 | Residential & Commercial | Ducted CEE Tier 1
211242966 | Central HP <5.4 tons | AIRQUEST | HRCU-A-CB (Split System: Heat Pump with Remote Outdoor Unit-Air-Source) | DLCURAH24ABK |  |  | EA*4X37L17A* | *95ESN0601412A* | 25000 | 16 | 8.5 | 26000 | 21200 | 81.54% | 1.76 | 0 | 10 |  |  |  | No | R-410A | 2.0833 | Residential & Commercial | Ducted CEE Tier 1
212973556 | Central HP <5.4 tons | COMFORTMAKER | HRCU-A-CB (Split System: Heat Pump with Remote Outdoor Unit-Air-Source) | DLCURAH24ABK |  |  | EA*4X30L14A* | *96VSN0601412B* | 23400 | 16.5 | 8.5 | 26200 | 25000 | 95.42% | 2.08 | 0 | 10 |  |  |  | No | R-410A | 1.95 | Residential & Commercial | Ducted CEE Tier 1
210470312 | Central HP <5.4 tons | AIRQUEST | HRCU-A-CB (Split System: Heat Pump with Remote Outdoor Unit-Air-Source) | HVH837GKA2* |  |  | EA*4X60L24A*+WALLCON | *97CMN1002122A* | 32800 | 17.5 | 8.5 | 31800 | 24800 | 77.99% | 2 | 0 | 11.7 |  |  |  | No | R-410A | 2.7333 | Residential & Commercial | Ducted CEE Tier 1
210470813 | Central HP <5.4 tons | AIRQUEST | HRCU-A-CB (Split System: Heat Pump with Remote Outdoor Unit-Air-Source) | HVH837GKA2* |  |  | EN(A,D,W)4X48L21**+WALLCON | *80CSU0601716A* | 32400 | 17 | 8.1 | 33000 | 24800 | 75.15% | 1.94 | 0 | 11.7 |  |  |  | No | R-410A | 2.7 | Residential & Commercial | Ducted CEE Tier 1
210470967 | Central HP <5.4 tons | AIRQUEST | HRCU-A-CB (Split System: Heat Pump with Remote Outdoor Unit-Air-Source) | HVH837GKA2* |  |  | EN(A,D,W)4X60L24**+WALLCON | *97CMN1202422A* | 32800 | 17.5 | 8.1 | 32200 | 24800 | 77.02% | 1.96 | 0 | 11.7 |  |  |  | No | R-410A | 2.7333 | Residential & Commercial | Ducted CEE Tier 1
211244214 | Central HP <5.4 tons | AIRQUEST | HRCU-A-CB (Split System: Heat Pump with Remote Outdoor Unit-Air-Source) | DLCURAH24ABK |  |  | EN(A,D)4X24L17** | *92ESN0401712A* | 23200 | 15.5 | 8.5 | 26600 | 24200 | 90.98% | 1.98 | 0 | 10 |  |  |  | No | R-410A | 1.9333 | Residential & Commercial | Ducted CEE Tier 1
211244439 | Central HP <5.4 tons | AIRQUEST | HRCU-A-CB (Split System: Heat Pump with Remote Outdoor Unit-Air-Source) | DLCURAH24ABK |  |  | EN(A,D)4X30L17** | *96VSN0401410A* | 23400 | 16 | 8.1 | 25800 | 24000 | 93.02% | 2 | 0 | 10 |  |  |  | No | R-410A | 1.95 | Residential & Commercial | Ducted CEE Tier 1
215940424 | Central HP <5.4 tons | CARRIER | HRCU-A-CB (Split System: Heat Pump with Remote Outdoor Unit-Air-Source) | 27VNA336A*030* |  |  | CVAMA6021XMA*+UI | 59TN7A060C17**16 | 35200 | 21 | 8.5 | 38500 | 29400 | 76.36% | 2.02 | 0 | 11.7 |  |  |  | No | R-454B | 2.9333 | Residential & Commercial | Ducted CEE Tier 1
215940524 | Central HP <5.4 tons | CARRIER | HRCU-A-CB (Split System: Heat Pump with Remote Outdoor Unit-Air-Source) | 27VNA336A*030* |  |  | CVAVA3621XMA*+UI | 58CU*B060C17**16 | 34400 | 21 | 8.5 | 38500 | 28000 | 72.73% | 2.04 | 0 | 12 |  |  |  | No | R-454B | 2.8667 | Residential & Commercial | Ducted CEE Tier 1
215940744 | Central HP <5.4 tons | CARRIER | HRCU-A-CB (Split System: Heat Pump with Remote Outdoor Unit-Air-Source) | 27VNA336A*030* |  |  | CVAVA4824XMA*+UI | 59TN7A100C21**22 | 35000 | 21.5 | 8.5 | 38000 | 28200 | 74.21% | 2.02 | 0 | 12 |  |  |  | No | R-454B | 2.9167 | Residential & Commercial | Ducted CEE Tier 1
215940774 | Central HP <5.4 tons | CARRIER | HRCU-A-CB (Split System: Heat Pump with Remote Outdoor Unit-Air-Source) | 27VNA336A*030* |  |  | CVAVA4924XMA*+UI | 59TN7A080C21**20 | 35400 | 21.5 | 8.5 | 38000 | 28600 | 75.26% | 2.04 | 0 | 12 |  |  |  | No | R-454B | 2.95 | Residential & Commercial | Ducted CEE Tier 1
214572493 | Central HP <5.4 tons | COMFORTMAKER | HRCU-A-CB (Split System: Heat Pump with Remote Outdoor Unit-Air-Source) | CVH837GKA** |  |  | EA*4X36L21A*+WALLCON | *95CSU1002122B* | 31600 | 17 | 8.1 | 32800 | 24200 | 73.78% | 1.86 | 0 | 11 |  |  |  | No | R-410A | 2.6333 | Residential & Commercial | Ducted CEE Tier 1
211242977 | Central HP <5.4 tons | AIRQUEST | HRCU-A-CB (Split System: Heat Pump with Remote Outdoor Unit-Air-Source) | DLCURAH24ABK |  |  | EA*4X37L17A* | *96VTN0401410A* | 24200 | 16 | 8.5 | 25600 | 21800 | 85.16% | 1.8 | 0 | 10 |  |  |  | No | R-410A | 2.0167 | Residential & Commercial | Ducted CEE Tier 1
211243018 | Central HP <5.4 tons | AIRQUEST | HRCU-A-CB (Split System: Heat Pump with Remote Outdoor Unit-Air-Source) | DLCURAH24ABK |  |  | EA*4X37L17A* | *80ES(N,L)0451412A* | 25200 | 16 | 8.5 | 26200 | 21000 | 80.15% | 1.76 | 0 | 10 |  |  |  | No | R-410A | 2.1 | Residential & Commercial | Ducted CEE Tier 1
211245008 | Central HP <5.4 tons | COMFORTMAKER | HRCU-A-CB (Split System: Heat Pump with Remote Outdoor Unit-Air-Source) | DLCURAH24ABK |  |  | EN(A,D,W)4X36L17** | *96VTN0401712A* | 23400 | 16 | 8.1 | 25800 | 24000 | 93.02% | 1.98 | 0 | 10 |  |  |  | No | R-410A | 1.95 | Residential & Commercial | Ducted CEE Tier 1
211243286 | Central HP <5.4 tons | AIRQUEST | HRCU-A-CB (Split System: Heat Pump with Remote Outdoor Unit-Air-Source) | DLCURAH24ABK |  |  | EA*4X37L21A* | *96VTN1002122A* | 24200 | 17 | 8.1 | 25000 | 21400 | 85.6% | 1.8 | 0 | 10 |  |  |  | No | R-410A | 2.0167 | Residential & Commercial | Ducted CEE Tier 1
211240694 | Central HP <5.4 tons | TEMPSTAR | HRCU-A-CB (Split System: Heat Pump with Remote Outdoor Unit-Air-Source) | DLCURAH24ABK |  |  | EA*4X24L17A* | *92ESN0601714A* | 24000 | 16.5 | 8.5 | 26800 | 23800 | 88.81% | 1.96 | 0 | 10 |  |  |  | No | R-410A | 2 | Residential & Commercial | Ducted CEE Tier 1
211240921 | Central HP <5.4 tons | TEMPSTAR | HRCU-A-CB (Split System: Heat Pump with Remote Outdoor Unit-Air-Source) | DLCURAH24ABK |  |  | EA*4X25L17A* | *80VSL0701716A* | 24400 | 17 | 8.5 | 25400 | 21400 | 84.25% | 1.8 | 0 | 10 |  |  |  | No | R-410A | 2.0333 | Residential & Commercial | Ducted CEE Tier 1
211244788 | Central HP <5.4 tons | AIRQUEST | HRCU-A-CB (Split System: Heat Pump with Remote Outdoor Unit-Air-Source) | DLCURAH24ABK |  |  | EN(A,D)4X30L17** | *92ESN0401712A* | 23600 | 15.5 | 8.1 | 26200 | 23400 | 89.31% | 1.92 | 0 | 10 |  |  |  | No | R-410A | 1.9667 | Residential & Commercial | Ducted CEE Tier 1
211244799 | Central HP <5.4 tons | AIRQUEST | HRCU-A-CB (Split System: Heat Pump with Remote Outdoor Unit-Air-Source) | DLCURAH24ABK |  |  | EN(A,D)4X30L17** | *80ES(N,L)0701412A* | 24200 | 16.5 | 8.1 | 26400 | 22800 | 86.36% | 1.88 | 0 | 10.5 |  |  |  | No | R-410A | 2.0167 | Residential & Commercial | Ducted CEE Tier 1
214572753 | Central HP <5.4 tons | COMFORTMAKER | HRCU-A-CB (Split System: Heat Pump with Remote Outdoor Unit-Air-Source) | CVH837GKA** |  |  | EA*4X43L21A*+WALLCON | *97CMN0802120B* | 32800 | 17.5 | 8.5 | 32800 | 25200 | 76.83% | 2 | 0 | 11.5 |  |  |  | No | R-410A | 2.7333 | Residential & Commercial | Ducted CEE Tier 1
214572783 | Central HP <5.4 tons | COMFORTMAKER | HRCU-A-CB (Split System: Heat Pump with Remote Outdoor Unit-Air-Source) | CVH837GKA** |  |  | EA*4X48L21A*+WALLCON | *95CSU0802120B* | 32200 | 17.5 | 8.5 | 32400 | 25000 | 77.16% | 1.98 | 0 | 11 |  |  |  | No | R-410A | 2.6833 | Residential & Commercial | Ducted CEE Tier 1
214573253 | Central HP <5.4 tons | COMFORTMAKER | HRCU-A-CB (Split System: Heat Pump with Remote Outdoor Unit-Air-Source) | CVH837GKA** |  |  | EHD4X60AAL+WALLCON | *80CTL0702120B* | 33000 | 17 | 8.5 | 32200 | 25000 | 77.64% | 2 | 0 | 11 |  |  |  | No | R-410A | 2.75 | Residential & Commercial | Ducted CEE Tier 1
214573303 | Central HP <5.4 tons | COMFORTMAKER | HRCU-A-CB (Split System: Heat Pump with Remote Outdoor Unit-Air-Source) | CVH837GKA** |  |  | EHD4X60AAL+WALLCON | *96CTN0802120B* | 33000 | 18 | 8.5 | 32000 | 24800 | 77.5% | 2.02 | 0 | 11.5 |  |  |  | No | R-410A | 2.75 | Residential & Commercial | Ducted CEE Tier 1
214570613 | Central HP <5.4 tons | COMFORTMAKER | HRCU-A-CB (Split System: Heat Pump with Remote Outdoor Unit-Air-Source) | CVH825GKA3* |  |  | EA*4X43L21A*+WALLCON | *80CTL0702120B* | 24400 | 16.5 | 8.5 | 21200 | 16600 | 78.3% | 2.02 | 0 | 11 |  |  |  | No | R-410A | 2.0333 | Residential & Commercial | Ducted CEE Tier 1
214570663 | Central HP <5.4 tons | COMFORTMAKER | HRCU-A-CB (Split System: Heat Pump with Remote Outdoor Unit-Air-Source) | CVH825GKA3* |  |  | EA*4X43L21A*+WALLCON | *96CTN0802120B* | 24400 | 17 | 8.5 | 21200 | 16600 | 78.3% | 2.04 | 0 | 11 |  |  |  | No | R-410A | 2.0333 | Residential & Commercial | Ducted CEE Tier 1
214570713 | Central HP <5.4 tons | COMFORTMAKER | HRCU-A-CB (Split System: Heat Pump with Remote Outdoor Unit-Air-Source) | CVH825GKA3* |  |  | EA*4X48L21A*+WALLCON | *97CMN0802120B* | 24000 | 16.5 | 8.5 | 21000 | 16500 | 78.57% | 2.02 | 0 | 11 |  |  |  | No | R-410A | 2 | Residential & Commercial | Ducted CEE Tier 1
210532997 | Central HP <5.4 tons | BRYANT HEATING AND COOLING SYSTEMS | HRCU-A-CB (Split System: Heat Pump with Remote Outdoor Unit-Air-Source) | 284ANV024*0**B* |  |  | CAP**3721AL*+UI | 83*CA36040C17*** | 24200 | 20.5 | 10.5 | 26400 | 19700 | 74.62% | 2.54 | 0 | 13 |  |  |  | No | R-410A | 2.0167 | Residential & Commercial | Ducted CEE Tier 1
210533047 | Central HP <5.4 tons | BRYANT HEATING AND COOLING SYSTEMS | HRCU-A-CB (Split System: Heat Pump with Remote Outdoor Unit-Air-Source) | 284ANV024*0**B* |  |  | CAP**4321AL*+UI | 987MB60060C21*** | 24000 | 20 | 10.5 | 26400 | 19800 | 75% | 2.52 | 0 | 13.5 |  |  |  | No | R-410A | 2 | Residential & Commercial | Ducted CEE Tier 1
212978251 | Central HP <5.4 tons | COMFORTMAKER | HRCU-A-CB (Split System: Heat Pump with Remote Outdoor Unit-Air-Source) | DLCURAH18ABK |  |  | EA*4X24L17A* | *80MS(N,L)0701412A* | 17600 | 16.5 | 8.5 | 18500 | 19400 | 104.9% | 2.34 | 0 | 10.5 |  |  |  | No | R-410A | 1.4667 | Residential & Commercial | Ducted CEE Tier 1
212978288 | Central HP <5.4 tons | COMFORTMAKER | HRCU-A-CB (Split System: Heat Pump with Remote Outdoor Unit-Air-Source) | DLCURAH18ABK |  |  | EA*4X30L17A* | *80MS(N,L)0701412A* | 17400 | 16.5 | 8.5 | 17900 | 18700 | 104.5% | 2.24 | 0 | 10.5 |  |  |  | No | R-410A | 1.45 | Residential & Commercial | Ducted CEE Tier 1
212980006 | Central HP <5.4 tons | COMFORTMAKER | HRCU-A-CB (Split System: Heat Pump with Remote Outdoor Unit-Air-Source) | DLCURAH18ABK |  |  | EN(A,D)4X30L17** | *80MS(N,L)0901714A* | 17700 | 16.5 | 8.1 | 18300 | 18600 | 101.6% | 2.24 | 0 | 11 |  |  |  | No | R-410A | 1.475 | Residential & Commercial | Ducted CEE Tier 1
212983299 | Central HP <5.4 tons | COMFORTMAKER | HRCU-A-CB (Split System: Heat Pump with Remote Outdoor Unit-Air-Source) | DLCURAH18ABK |  |  | EN(A,D)4X24L17** | *92MSN0401712A* | 17200 | 15.5 | 8.1 | 18300 | 19300 | 105.5% | 2.3 | 0 | 10.5 |  |  |  | No | R-410A | 1.4333 | Residential & Commercial | Ducted CEE Tier 1
211260384 | Central HP <5.4 tons | TEMPSTAR | HRCU-A-CB (Split System: Heat Pump with Remote Outdoor Unit-Air-Source) | DLCURAH18ABK |  |  | EA*4X24L17A* | *80ESU0401712A* | 18400 | 16.5 | 9 | 19200 | 18700 | 97.4% | 2.26 | 0 | 11 |  |  |  | No | R-410A | 1.5333 | Residential & Commercial | Ducted CEE Tier 1
211259805 | Central HP <5.4 tons | TEMPSTAR | HRCU-A-CB (Split System: Heat Pump with Remote Outdoor Unit-Air-Source) | DLCURAH18ABK |  |  | EA*4X19L17A* | *95ESN0401410A* | 18300 | 16 | 8.5 | 18300 | 17600 | 96.17% | 2.12 | 0 | 10.5 |  |  |  | No | R-410A | 1.525 | Residential & Commercial | Ducted CEE Tier 1
211243030 | Central HP <5.4 tons | AIRQUEST | HRCU-A-CB (Split System: Heat Pump with Remote Outdoor Unit-Air-Source) | DLCURAH24ABK |  |  | EA*4X37L17A* | *80ES(N,L)0451712A* | 24600 | 16.5 | 8.5 | 25600 | 21600 | 84.38% | 1.8 | 0 | 10 |  |  |  | No | R-410A | 2.05 | Residential & Commercial | Ducted CEE Tier 1
211243265 | Central HP <5.4 tons | AIRQUEST | HRCU-A-CB (Split System: Heat Pump with Remote Outdoor Unit-Air-Source) | DLCURAH24ABK |  |  | EA*4X37L21A* | *95ESU0401712A* | 24400 | 17 | 8.5 | 25200 | 21200 | 84.13% | 1.78 | 0 | 10 |  |  |  | No | R-410A | 2.0333 | Residential & Commercial | Ducted CEE Tier 1
211243464 | Central HP <5.4 tons | AIRQUEST | HRCU-A-CB (Split System: Heat Pump with Remote Outdoor Unit-Air-Source) | DLCURAH24ABK |  |  | EA*4X37L21A* | *96VTN0802120A* | 24200 | 17 | 8.1 | 25000 | 21400 | 85.6% | 1.8 | 0 | 10 |  |  |  | No | R-410A | 2.0167 | Residential & Commercial | Ducted CEE Tier 1
214573403 | Central HP <5.4 tons | COMFORTMAKER | HRCU-A-CB (Split System: Heat Pump with Remote Outdoor Unit-Air-Source) | CVH837GKA** |  |  | EN(A,D,W)4X42L21**+WALLCON | *97CMN0602120B* | 31600 | 16.5 | 8.1 | 33200 | 24600 | 74.1% | 1.86 | 0 | 11 |  |  |  | No | R-410A | 2.6333 | Residential & Commercial | Ducted CEE Tier 1
212971638 | Central HP <5.4 tons | DAY & NIGHT | HRCU-A-CB (Split System: Heat Pump with Remote Outdoor Unit-Air-Source) | DLCURAH24ABK |  |  | EA*4X25L17A* | *80VTL0701716B* | 24200 | 17 | 8.5 | 25200 | 21600 | 85.71% | 1.82 | 0 | 10 |  |  |  | No | R-410A | 2.0167 | Residential & Commercial | Ducted CEE Tier 1
211244992 | Central HP <5.4 tons | AIRQUEST | HRCU-A-CB (Split System: Heat Pump with Remote Outdoor Unit-Air-Source) | DLCURAH24ABK |  |  | EN(A,D,W)4X36L17** | *80VTL0451412A* | 24200 | 16.5 | 8.1 | 26200 | 22800 | 87.02% | 1.88 | 0 | 10.5 |  |  |  | No | R-410A | 2.0167 | Residential & Commercial | Ducted CEE Tier 1
215434261 | Central HP <5.4 tons | DAIKIN | HRCU-A-CB (Split System: Heat Pump with Remote Outdoor Unit-Air-Source) | DH7VSA4210A* |  |  | CHPEA6030*3A* | D*96SC0805CUA* | 40500 | 16.5 | 8.6 | 41000 | 31000 | 75.61% | 2 | 0 | 10 |  |  |  | No | R-32 | 3.375 | Residential & Commercial | Ducted CEE Tier 1
215433893 | Central HP <5.4 tons | DAIKIN | HRCU-A-CB (Split System: Heat Pump with Remote Outdoor Unit-Air-Source) | DH7VSA2410A* |  |  | CA*EA3022*3A*+MBVK12BP1X00A* |  | 23200 | 19 | 8.6 | 23200 | 17000 | 73.28% | 2 | 0 | 11 |  |  |  | No | R-32 | 1.9333 | Residential & Commercial | Ducted CEE Tier 1
215433897 | Central HP <5.4 tons | DAIKIN | HRCU-A-CB (Split System: Heat Pump with Remote Outdoor Unit-Air-Source) | DH7VSA2410A* |  |  | CHPEA3026*3A*+MBVK12BP1X00A* |  | 23200 | 19 | 8.6 | 23200 | 17000 | 73.28% | 2 | 0 | 11 |  |  |  | No | R-32 | 1.9333 | Residential & Commercial | Ducted CEE Tier 1
215433972 | Central HP <5.4 tons | DAIKIN | HRCU-A-CB (Split System: Heat Pump with Remote Outdoor Unit-Air-Source) | DH7VSA2410A* |  |  | CA*EA3022*3A* | D*80SC0805CUA* | 23200 | 19 | 8.6 | 23200 | 17000 | 73.28% | 2 | 0 | 11 |  |  |  | No | R-32 | 1.9333 | Residential & Commercial | Ducted CEE Tier 1
213077174 | Central HP <5.4 tons | TEMPSTAR | HRCU-A-CB (Split System: Heat Pump with Remote Outdoor Unit-Air-Source) | DLCURAH36ABK |  |  | EA*4X42L24A* | *96VSN1002120B* | 35400 | 16 | 8.1 | 38500 | 34800 | 90.39% | 2.04 | 0 | 10 |  |  |  | No | R-410A | 2.95 | Residential & Commercial | Ducted CEE Tier 1
213077407 | Central HP <5.4 tons | TEMPSTAR | HRCU-A-CB (Split System: Heat Pump with Remote Outdoor Unit-Air-Source) | DLCURAH36ABK |  |  | EA*4X43L21A* | *96VTN0801716B* | 36600 | 15.5 | 8.5 | 38500 | 35000 | 90.91% | 2.06 | 0 | 10 |  |  |  | No | R-410A | 3.05 | Residential & Commercial | Ducted CEE Tier 1
213079613 | Central HP <5.4 tons | TEMPSTAR | HRCU-A-CB (Split System: Heat Pump with Remote Outdoor Unit-Air-Source) | DLCURAH36ABK |  |  | END4X42L17** | *92MSN0801716A* | 35600 | 16 | 8.1 | 38500 | 35000 | 90.91% | 1.94 | 0 | 10 |  |  |  | No | R-410A | 2.9667 | Residential & Commercial | Ducted CEE Tier 1
214574073 | Central HP <5.4 tons | COMFORTMAKER | HRCU-A-CB (Split System: Heat Pump with Remote Outdoor Unit-Air-Source) | CVH837GKA2* |  |  | EA*4X60L24A*+WALLCON | *97CMN0802120B* | 32800 | 17.5 | 8.5 | 31600 | 24800 | 78.48% | 2 | 0 | 11.5 |  |  |  | No | R-410A | 2.7333 | Residential & Commercial | Ducted CEE Tier 1
212972247 | Central HP <5.4 tons | DAY & NIGHT | HRCU-A-CB (Split System: Heat Pump with Remote Outdoor Unit-Air-Source) | DLCURAH36ABK |  |  | EA*4X48L24A* | *80VTL0902120B* | 35800 | 16.5 | 8.5 | 37800 | 34600 | 91.53% | 2.02 | 0 | 10 |  |  |  | No | R-410A | 2.9833 | Residential & Commercial | Ducted CEE Tier 1
212973367 | Central HP <5.4 tons | DAY & NIGHT | HRCU-A-CB (Split System: Heat Pump with Remote Outdoor Unit-Air-Source) | DLCURAH18ABK |  |  | EN(A,D)4X24L14** | *96VSN0601412B* | 17500 | 16 | 8.5 | 18500 | 19200 | 103.8% | 2.3 | 0 | 10.5 |  |  |  | No | R-410A | 1.4583 | Residential & Commercial | Ducted CEE Tier 1
214570761 | Central HP <5.4 tons | AIRQUEST | HRCU-A-CB (Split System: Heat Pump with Remote Outdoor Unit-Air-Source) | HVH825GKA3* |  |  | EA*4X48L24A*+WALLCON | *97CMN0602120B* | 24000 | 16.5 | 8.5 | 21000 | 16600 | 79.05% | 2 | 0 | 10.5 |  |  |  | No | R-410A | 2 | Residential & Commercial | Ducted CEE Tier 1
214571181 | Central HP <5.4 tons | AIRQUEST | HRCU-A-CB (Split System: Heat Pump with Remote Outdoor Unit-Air-Source) | HVH825GKA3* |  |  | EN(A,D,W)4X42L21**+WALLCON | *97CMN0602120B* | 23600 | 16 | 8.1 | 21600 | 16700 | 77.31% | 1.94 | 0 | 11 |  |  |  | No | R-410A | 1.9667 | Residential & Commercial | Ducted CEE Tier 1
214572551 | Central HP <5.4 tons | AIRQUEST | HRCU-A-CB (Split System: Heat Pump with Remote Outdoor Unit-Air-Source) | HVH837GKA** |  |  | EA*4X37L21A*+WALLCON | *95CSU1002122B* | 33000 | 17.5 | 8.5 | 32600 | 25000 | 76.69% | 2 | 0 | 11.5 |  |  |  | No | R-410A | 2.75 | Residential & Commercial | Ducted CEE Tier 1
214572651 | Central HP <5.4 tons | AIRQUEST | HRCU-A-CB (Split System: Heat Pump with Remote Outdoor Unit-Air-Source) | HVH837GKA** |  |  | EA*4X42L24A*+WALLCON | *80CTL0702120B* | 31800 | 18 | 8.5 | 33000 | 24400 | 73.94% | 1.9 | 0 | 11 |  |  |  | No | R-410A | 2.65 | Residential & Commercial | Ducted CEE Tier 1
214572751 | Central HP <5.4 tons | AIRQUEST | HRCU-A-CB (Split System: Heat Pump with Remote Outdoor Unit-Air-Source) | HVH837GKA** |  |  | EA*4X43L21A*+WALLCON | *97CMN0802120B* | 32800 | 17.5 | 8.5 | 32800 | 25200 | 76.83% | 2 | 0 | 11.5 |  |  |  | No | R-410A | 2.7333 | Residential & Commercial | Ducted CEE Tier 1
214572801 | Central HP <5.4 tons | AIRQUEST | HRCU-A-CB (Split System: Heat Pump with Remote Outdoor Unit-Air-Source) | HVH837GKA** |  |  | EA*4X48L21A*+WALLCON | *97CMN0602120B* | 32200 | 17 | 8.5 | 32600 | 25200 | 77.3% | 1.96 | 0 | 11 |  |  |  | No | R-410A | 2.6833 | Residential & Commercial | Ducted CEE Tier 1
211245058 | Central HP <5.4 tons | AIRQUEST | HRCU-A-CB (Split System: Heat Pump with Remote Outdoor Unit-Air-Source) | DLCURAH24ABK |  |  | EN(A,D,W)4X36L17** | *95ESN0601412A* | 24400 | 15.5 | 8.1 | 26600 | 22600 | 84.96% | 1.86 | 0 | 10 |  |  |  | No | R-410A | 2.0333 | Residential & Commercial | Ducted CEE Tier 1
211241001 | Central HP <5.4 tons | AIRQUEST | HRCU-A-CB (Split System: Heat Pump with Remote Outdoor Unit-Air-Source) | DLCURAH24ABK |  |  | EA*4X25L17A* | *95ESN0401712A* | 24600 | 15.2 | 8.5 | 25800 | 21200 | 82.17% | 1.76 | 0 | 10 |  |  |  | No | R-410A | 2.05 | Residential & Commercial | Ducted CEE Tier 1
211241201 | Central HP <5.4 tons | AIRQUEST | HRCU-A-CB (Split System: Heat Pump with Remote Outdoor Unit-Air-Source) | DLCURAH24ABK |  |  | EA*4X25L17A* | *80ESU0601716A | 25600 | 17 | 8.5 | 26000 | 20600 | 79.23% | 1.76 | 0 | 10.5 |  |  |  | No | R-410A | 2.1333 | Residential & Commercial | Ducted CEE Tier 1
210692328 | Central HP <5.4 tons | DAIKIN | HRCU-A-CB (Split System: Heat Pump with Remote Outdoor Unit-Air-Source) | DZ9VCA3610A* |  |  | CHPF3642C6C*+TXV | D*80VC1005C*A* | 33400 | 18 | 8.2 | 34000 | 24400 | 71.76% | 1.8 | 0 | 11 |  |  |  | No | R-410A | 2.7833 | Residential & Commercial | Ducted CEE Tier 1
210692348 | Central HP <5.4 tons | DAIKIN | HRCU-A-CB (Split System: Heat Pump with Remote Outdoor Unit-Air-Source) | DZ9VCA3610A* |  |  | CHPF3743C6B*+TXV | D*96VC0403BNA* | 33400 | 18 | 8.2 | 34000 | 24400 | 71.76% | 1.8 | 0 | 11 |  |  |  | No | R-410A | 2.7833 | Residential & Commercial | Ducted CEE Tier 1
211242458 | Central HP <5.4 tons | AIRQUEST | HRCU-A-CB (Split System: Heat Pump with Remote Outdoor Unit-Air-Source) | DLCURAH24ABK |  |  | EA*4X36L21A* | *96VTN0401712A* | 23400 | 16 | 8.5 | 25800 | 23600 | 91.47% | 1.94 | 0 | 10 |  |  |  | No | R-410A | 1.95 | Residential & Commercial | Ducted CEE Tier 1
210692343 | Central HP <5.4 tons | DAIKIN | HRCU-A-CB (Split System: Heat Pump with Remote Outdoor Unit-Air-Source) | DZ9VCA3610A* |  |  | CHPF3743C6B*+TXV | D*80VC0604B*A* | 33400 | 18 | 8.2 | 34000 | 24400 | 71.76% | 1.8 | 0 | 11 |  |  |  | No | R-410A | 2.7833 | Residential & Commercial | Ducted CEE Tier 1
214572851 | Central HP <5.4 tons | AIRQUEST | HRCU-A-CB (Split System: Heat Pump with Remote Outdoor Unit-Air-Source) | HVH837GKA** |  |  | EA*4X48L24A*+WALLCON | *95CSU1002122B* | 32400 | 17.5 | 8.5 | 32200 | 24800 | 77.02% | 2 | 0 | 11.5 |  |  |  | No | R-410A | 2.7 | Residential & Commercial | Ducted CEE Tier 1
214572901 | Central HP <5.4 tons | AIRQUEST | HRCU-A-CB (Split System: Heat Pump with Remote Outdoor Unit-Air-Source) | HVH837GKA** |  |  | EA*4X60L24A*+WALLCON | *95CSU0802120B* | 32800 | 17.5 | 8.5 | 31600 | 24800 | 78.48% | 1.98 | 0 | 11.5 |  |  |  | No | R-410A | 2.7333 | Residential & Commercial | Ducted CEE Tier 1
214573321 | Central HP <5.4 tons | AIRQUEST | HRCU-A-CB (Split System: Heat Pump with Remote Outdoor Unit-Air-Source) | HVH837GKA** |  |  | EN(A,D)4X36L21**+WALLCON | *95CSU0802120B* | 31400 | 16.5 | 8.1 | 33200 | 24200 | 72.89% | 1.82 | 0 | 11 |  |  |  | No | R-410A | 2.6167 | Residential & Commercial | Ducted CEE Tier 1
212972922 | Central HP <5.4 tons | CARRIER | HRCU-A-CB (Split System: Heat Pump with Remote Outdoor Unit-Air-Source) | 38MURAQ24AB3* |  |  | CAP**3014AL* | 59SP6B040V14**10 | 23400 | 16 | 8.5 | 26400 | 24800 | 93.94% | 2.06 | 0 | 10 |  |  |  | No | R-410A | 1.95 | Residential & Commercial | Ducted CEE Tier 1
212974092 | Central HP <5.4 tons | CARRIER | HRCU-A-CB (Split System: Heat Pump with Remote Outdoor Unit-Air-Source) | 38MURAQ24AB3* |  |  | CAP**3621AL* | 59SP6B080V21**20 | 24000 | 17 | 8.5 | 26400 | 23400 | 88.64% | 1.94 | 0 | 10 |  |  |  | No | R-410A | 2 | Residential & Commercial | Ducted CEE Tier 1
212979958 | Central HP <5.4 tons | COMFORTMAKER | HRCU-A-CB (Split System: Heat Pump with Remote Outdoor Unit-Air-Source) | DLCURAH18ABK |  |  | EA*4X24L17A* | *80MS(N,L)0901714A* | 17500 | 16 | 8.5 | 18500 | 19400 | 104.9% | 2.34 | 0 | 10.5 |  |  |  | No | R-410A | 1.4583 | Residential & Commercial | Ducted CEE Tier 1
212972737 | Central HP <5.4 tons | DAY & NIGHT | HRCU-A-CB (Split System: Heat Pump with Remote Outdoor Unit-Air-Source) | DLCURAH18ABK |  |  | EN(A,D)4X24L14** | *96VSN0401410B* | 17400 | 15.5 | 8.5 | 18500 | 19200 | 103.8% | 2.3 | 0 | 10.5 |  |  |  | No | R-410A | 1.45 | Residential & Commercial | Ducted CEE Tier 1
215932200 | Central HP <5.4 tons | DAY & NIGHT | HRCU-A-CB (Split System: Heat Pump with Remote Outdoor Unit-Air-Source) | C5H3V36*K*AAA* |  |  | EA*5X42M21A*+WALLCON | *80CSU0601716A* | 32600 | 20 | 9.5 | 34800 | 26800 | 77.01% | 2 | 0 | 11 |  |  |  | No | R-454B | 2.7167 | Residential & Commercial | Ducted CEE Tier 1
214719757 | Central HP <5.4 tons | YORK | HRCU-A-CB (Split System: Heat Pump with Remote Outdoor Unit-Air-Source) | HH836E2S11 |  |  | CTU48C5XFS1+TXV | TP9C100C20MP13 | 34200 | 18 | 9 | 32600 | 25800 | 79.14% | 2 | 0 | 11 |  |  |  | No | R-454B | 2.85 | Residential & Commercial | Ducted CEE Tier 1
215434004 | Central HP <5.4 tons | DAIKIN | HRCU-A-CB (Split System: Heat Pump with Remote Outdoor Unit-Air-Source) | DH7VSA2410A* |  |  | CHPEA3026*3A* | D*97MC0603BNA* | 23200 | 19 | 8.6 | 23200 | 17000 | 73.28% | 2 | 0 | 11 |  |  |  | No | R-32 | 1.9333 | Residential & Commercial | Ducted CEE Tier 1
215434011 | Central HP <5.4 tons | DAIKIN | HRCU-A-CB (Split System: Heat Pump with Remote Outdoor Unit-Air-Source) | DH7VSA2410A* |  |  | CHPEA3026*3A* | D*96SC0805CUA* | 23200 | 19 | 8.6 | 23200 | 17000 | 73.28% | 2 | 0 | 11 |  |  |  | No | R-32 | 1.9333 | Residential & Commercial | Ducted CEE Tier 1
211226686 | Central HP <5.4 tons | AIRQUEST | HRCU-A-CB (Split System: Heat Pump with Remote Outdoor Unit-Air-Source) | DLCURAH36ABK |  |  | EA*4X37L17A* | *96VSN0801716A* | 36200 | 15.2 | 8.5 | 39500 | 35000 | 88.61% | 2.02 | 0 | 10 |  |  |  | No | R-410A | 3.0167 | Residential & Commercial | Ducted CEE Tier 1
211226852 | Central HP <5.4 tons | AIRQUEST | HRCU-A-CB (Split System: Heat Pump with Remote Outdoor Unit-Air-Source) | DLCURAH36ABK |  |  | EA*4X37L21A* | *80ES(N,L)1102120A* | 37000 | 15.5 | 8.5 | 38500 | 34800 | 90.39% | 2.12 | 0 | 10 |  |  |  | No | R-410A | 3.0833 | Residential & Commercial | Ducted CEE Tier 1
212972236 | Central HP <5.4 tons | DAY & NIGHT | HRCU-A-CB (Split System: Heat Pump with Remote Outdoor Unit-Air-Source) | DLCURAH36ABK |  |  | EA*4X48L21A* | *80VTL0902120B* | 35600 | 16.5 | 8.5 | 37800 | 34600 | 91.53% | 2.02 | 0 | 10 |  |  |  | No | R-410A | 2.9667 | Residential & Commercial | Ducted CEE Tier 1
211228256 | Central HP <5.4 tons | TEMPSTAR | HRCU-A-CB (Split System: Heat Pump with Remote Outdoor Unit-Air-Source) | DLCURAH36ABK |  |  | EA*4X43L21A* | *80ES(N,L)0901714A* | 37000 | 16 | 8.5 | 38500 | 34800 | 90.39% | 2.1 | 0 | 10 |  |  |  | No | R-410A | 3.0833 | Residential & Commercial | Ducted CEE Tier 1
211228910 | Central HP <5.4 tons | TEMPSTAR | HRCU-A-CB (Split System: Heat Pump with Remote Outdoor Unit-Air-Source) | DLCURAH36ABK |  |  | EA*4X48L21A* | *80VTL0701716A* | 35800 | 16 | 8.5 | 38500 | 34600 | 89.87% | 2.04 | 0 | 10 |  |  |  | No | R-410A | 2.9833 | Residential & Commercial | Ducted CEE Tier 1
211228991 | Central HP <5.4 tons | TEMPSTAR | HRCU-A-CB (Split System: Heat Pump with Remote Outdoor Unit-Air-Source) | DLCURAH36ABK |  |  | EA*4X48L21A* | *92ESN0802120A* | 35600 | 16.5 | 8.5 | 37800 | 34600 | 91.53% | 2.04 | 0 | 10 |  |  |  | No | R-410A | 2.9667 | Residential & Commercial | Ducted CEE Tier 1
210692359 | Central HP <5.4 tons | DAIKIN | HRCU-A-CB (Split System: Heat Pump with Remote Outdoor Unit-Air-Source) | DZ9VCA3610A* |  |  | CSCF3642N6D*+MBVC1200**-1A*+TXV |  | 33800 | 18.5 | 8.2 | 34000 | 24400 | 71.76% | 1.8 | 0 | 11.5 |  |  |  | No | R-410A | 2.8167 | Residential & Commercial | Ducted CEE Tier 1
211244338 | Central HP <5.4 tons | COMFORTMAKER | HRCU-A-CB (Split System: Heat Pump with Remote Outdoor Unit-Air-Source) | DLCURAH24ABK |  |  | EN(A,D)4X30L14** | *96VTN0401410A* | 23600 | 15.5 | 8.1 | 26200 | 23600 | 90.08% | 1.92 | 0 | 10 |  |  |  | No | R-410A | 1.9667 | Residential & Commercial | Ducted CEE Tier 1
211242868 | Central HP <5.4 tons | AIRQUEST | HRCU-A-CB (Split System: Heat Pump with Remote Outdoor Unit-Air-Source) | DLCURAH24ABK |  |  | EA*4X37L17A* | *80VSL0701716A* | 24200 | 16.5 | 8.5 | 25400 | 21800 | 85.83% | 1.82 | 0 | 10 |  |  |  | No | R-410A | 2.0167 | Residential & Commercial | Ducted CEE Tier 1
211244572 | Central HP <5.4 tons | COMFORTMAKER | HRCU-A-CB (Split System: Heat Pump with Remote Outdoor Unit-Air-Source) | DLCURAH24ABK |  |  | EN(A,D)4X30L17** | *96VTN0401712A* | 23400 | 16 | 8.1 | 25800 | 24000 | 93.02% | 1.98 | 0 | 10 |  |  |  | No | R-410A | 1.95 | Residential & Commercial | Ducted CEE Tier 1
211244724 | Central HP <5.4 tons | COMFORTMAKER | HRCU-A-CB (Split System: Heat Pump with Remote Outdoor Unit-Air-Source) | DLCURAH24ABK |  |  | EN(A,D)4X30L17** | *92ESN0601412A* | 23400 | 17 | 8.1 | 25800 | 24000 | 93.02% | 2 | 0 | 10 |  |  |  | No | R-410A | 1.95 | Residential & Commercial | Ducted CEE Tier 1
211244823 | Central HP <5.4 tons | COMFORTMAKER | HRCU-A-CB (Split System: Heat Pump with Remote Outdoor Unit-Air-Source) | DLCURAH24ABK |  |  | EN(A,D)4X30L17** | OMV098J12* | 23600 | 16.5 | 8.1 | 26000 | 23600 | 90.77% | 1.96 | 0 | 10 |  |  |  | No | R-410A | 1.9667 | Residential & Commercial | Ducted CEE Tier 1
211245091 | Central HP <5.4 tons | COMFORTMAKER | HRCU-A-CB (Split System: Heat Pump with Remote Outdoor Unit-Air-Source) | DLCURAH24ABK |  |  | EN(A,D,W)4X36L17** | *95ESN0261410A* | 23400 | 16 | 8.1 | 25800 | 24200 | 93.8% | 2 | 0 | 10 |  |  |  | No | R-410A | 1.95 | Residential & Commercial | Ducted CEE Tier 1
213893310 | Central HP <5.4 tons | DAY & NIGHT | HRCU-A-CB (Split System: Heat Pump with Remote Outdoor Unit-Air-Source) | CVH825GKA3* |  |  | EA*4X25L17A*+WALLCON | *96CTN0401410B* | 24000 | 15.5 | 8.1 | 21600 | 17000 | 78.7% | 1.96 | 0 | 10 |  |  |  | No | R-410A | 2 | Residential & Commercial | Ducted CEE Tier 1
210473889 | Central HP <5.4 tons | DAY & NIGHT | HRCU-A-CB (Split System: Heat Pump with Remote Outdoor Unit-Air-Source) | CVH825GKA3* |  |  | EN(A,D,W)4X48L21**+WALLCON | *95CSU0601716A* | 24000 | 16.5 | 8.1 | 21400 | 16700 | 78.04% | 2 | 0 | 11 |  |  |  | No | R-410A | 2 | Residential & Commercial | Ducted CEE Tier 1
211229110 | Central HP <5.4 tons | TEMPSTAR | HRCU-A-CB (Split System: Heat Pump with Remote Outdoor Unit-Air-Source) | DLCURAH36ABK |  |  | EA*4X48L21A* | *96VSN1002120A* | 36000 | 16 | 8.5 | 38500 | 34600 | 89.87% | 2.06 | 0 | 10 |  |  |  | No | R-410A | 3 | Residential & Commercial | Ducted CEE Tier 1
212974417 | Central HP <5.4 tons | DAY & NIGHT | HRCU-A-CB (Split System: Heat Pump with Remote Outdoor Unit-Air-Source) | DLCURAH36ABK |  |  | EA*4X48L21A* | *96VSN1002120B* | 35800 | 16 | 8.5 | 37800 | 34800 | 92.06% | 2.02 | 0 | 10 |  |  |  | No | R-410A | 2.9833 | Residential & Commercial | Ducted CEE Tier 1
210532893 | Central HP <5.4 tons | BRYANT HEATING AND COOLING SYSTEMS | HRCU-A-CB (Split System: Heat Pump with Remote Outdoor Unit-Air-Source) | 284ANV048*0**B* |  |  | CNPV*4821AL*+UI | 88*TA60090C21*** | 44000 | 21 | 8.5 | 46500 | 36400 | 78.28% | 2.18 | 0 | 12 |  |  |  | No | R-410A | 3.6667 | Residential & Commercial | Ducted CEE Tier 1
210532927 | Central HP <5.4 tons | BRYANT HEATING AND COOLING SYSTEMS | HRCU-A-CB (Split System: Heat Pump with Remote Outdoor Unit-Air-Source) | 284ANV048*0**B* |  |  | CSPH*4812AL*+UI | 987MB66100C21*** | 44500 | 20 | 9 | 46500 | 36600 | 78.71% | 2.22 | 0 | 11.7 |  |  |  | No | R-410A | 3.7083 | Residential & Commercial | Ducted CEE Tier 1
212970876 | Central HP <5.4 tons | DAY & NIGHT | HRCU-A-CB (Split System: Heat Pump with Remote Outdoor Unit-Air-Source) | DLCURAH18ABK |  |  | EA*4X24L17A* | *80VTL0451412B* | 17700 | 16.5 | 8.5 | 18600 | 19300 | 103.8% | 2.32 | 0 | 10.5 |  |  |  | No | R-410A | 1.475 | Residential & Commercial | Ducted CEE Tier 1
212973047 | Central HP <5.4 tons | DAY & NIGHT | HRCU-A-CB (Split System: Heat Pump with Remote Outdoor Unit-Air-Source) | DLCURAH18ABK |  |  | EA*4X30L17A* | *96VSN0401712B* | 17400 | 16 | 8.5 | 18000 | 18800 | 104.4% | 2.24 | 0 | 10.5 |  |  |  | No | R-410A | 1.45 | Residential & Commercial | Ducted CEE Tier 1
212973297 | Central HP <5.4 tons | DAY & NIGHT | HRCU-A-CB (Split System: Heat Pump with Remote Outdoor Unit-Air-Source) | DLCURAH18ABK |  |  | EA*4X19L17A* | *96VSN0601412B* | 17700 | 16.5 | 8.1 | 17700 | 17900 | 101.1% | 2.16 | 0 | 10.5 |  |  |  | No | R-410A | 1.475 | Residential & Commercial | Ducted CEE Tier 1
214571211 | Central HP <5.4 tons | AIRQUEST | HRCU-A-CB (Split System: Heat Pump with Remote Outdoor Unit-Air-Source) | HVH825GKA3* |  |  | EN(A,D,W)4X48L21**+WALLCON | *80CTL0702120B* | 24200 | 17 | 8.1 | 21200 | 16600 | 78.3% | 2.02 | 0 | 11 |  |  |  | No | R-410A | 2.0167 | Residential & Commercial | Ducted CEE Tier 1
214572831 | Central HP <5.4 tons | AIRQUEST | HRCU-A-CB (Split System: Heat Pump with Remote Outdoor Unit-Air-Source) | HVH837GKA** |  |  | EA*4X48L24A*+WALLCON | *80CTL0702120B* | 32400 | 17.5 | 8.5 | 32400 | 25000 | 77.16% | 1.98 | 0 | 11 |  |  |  | No | R-410A | 2.7 | Residential & Commercial | Ducted CEE Tier 1
214572981 | Central HP <5.4 tons | AIRQUEST | HRCU-A-CB (Split System: Heat Pump with Remote Outdoor Unit-Air-Source) | HVH837GKA** |  |  | EA*4X61L21A*+WALLCON | *97CMN0602120B* | 33000 | 17.5 | 8.5 | 32200 | 25000 | 77.64% | 1.98 | 0 | 11 |  |  |  | No | R-410A | 2.75 | Residential & Commercial | Ducted CEE Tier 1
210532961 | Central HP <5.4 tons | BRYANT HEATING AND COOLING SYSTEMS | HRCU-A-CB (Split System: Heat Pump with Remote Outdoor Unit-Air-Source) | 284ANV024*0**B* |  |  | CAP**2517AL*+UI | 986TC42080C17*** | 24000 | 20 | 10.5 | 26600 | 19800 | 74.44% | 2.52 | 0 | 13 |  |  |  | No | R-410A | 2 | Residential & Commercial | Ducted CEE Tier 1
210533025 | Central HP <5.4 tons | BRYANT HEATING AND COOLING SYSTEMS | HRCU-A-CB (Split System: Heat Pump with Remote Outdoor Unit-Air-Source) | 284ANV024*0**B* |  |  | CAP**4224AL*+UI | 935CA66100C21*** | 23600 | 20.5 | 10.5 | 26600 | 19700 | 74.06% | 2.48 | 0 | 13.5 |  |  |  | No | R-410A | 1.9667 | Residential & Commercial | Ducted CEE Tier 1
211242435 | Central HP <5.4 tons | AIRQUEST | HRCU-A-CB (Split System: Heat Pump with Remote Outdoor Unit-Air-Source) | DLCURAH24ABK |  |  | EA*4X36L21A* | *80ESU0401712A* | 24200 | 17.5 | 8.5 | 26000 | 22800 | 87.69% | 1.9 | 0 | 10 |  |  |  | No | R-410A | 2.0167 | Residential & Commercial | Ducted CEE Tier 1
211242774 | Central HP <5.4 tons | AIRQUEST | HRCU-A-CB (Split System: Heat Pump with Remote Outdoor Unit-Air-Source) | DLCURAH24ABK |  |  | EA*4X37L17A* | *96VSN0601714A* | 24600 | 16.5 | 8.5 | 25600 | 21600 | 84.38% | 1.8 | 0 | 10 |  |  |  | No | R-410A | 2.05 | Residential & Commercial | Ducted CEE Tier 1
211245122 | Central HP <5.4 tons | AIRQUEST | HRCU-A-CB (Split System: Heat Pump with Remote Outdoor Unit-Air-Source) | DLCURAH24ABK |  |  | EN(A,D,W)4X36L17** | *80ES(N,L)0451712A* | 24000 | 16.5 | 8.1 | 26200 | 23000 | 87.79% | 1.9 | 0 | 10.5 |  |  |  | No | R-410A | 2 | Residential & Commercial | Ducted CEE Tier 1
212969741 | Central HP <5.4 tons | DAY & NIGHT | HRCU-A-CB (Split System: Heat Pump with Remote Outdoor Unit-Air-Source) | DLCURAH24ABK |  |  | EA*4X24L17A* | *80VSL0451412B* | 23200 | 17 | 8.5 | 26800 | 27000 | 100.7% | 2.3 | 0 | 10 |  |  |  | No | R-410A | 1.9333 | Residential & Commercial | Ducted CEE Tier 1
212971188 | Central HP <5.4 tons | DAY & NIGHT | HRCU-A-CB (Split System: Heat Pump with Remote Outdoor Unit-Air-Source) | DLCURAH24ABK |  |  | EA*4X37L17A* | *80VTL0451412B* | 24200 | 17 | 8.5 | 25200 | 22000 | 87.3% | 1.84 | 0 | 10 |  |  |  | No | R-410A | 2.0167 | Residential & Commercial | Ducted CEE Tier 1
211244367 | Central HP <5.4 tons | AIRQUEST | HRCU-A-CB (Split System: Heat Pump with Remote Outdoor Unit-Air-Source) | DLCURAH24ABK |  |  | EN(A,D)4X30L14** | *80ES(N,L)0451412A* | 24400 | 16 | 8.1 | 26600 | 22600 | 84.96% | 1.84 | 0 | 10 |  |  |  | No | R-410A | 2.0333 | Residential & Commercial | Ducted CEE Tier 1
210533059 | Central HP <5.4 tons | BRYANT HEATING AND COOLING SYSTEMS | HRCU-A-CB (Split System: Heat Pump with Remote Outdoor Unit-Air-Source) | 284ANV024*0**B* |  |  | CNPV*3017AL*+UI | 986TC42080C17*** | 23200 | 20 | 9.5 | 26800 | 20000 | 74.63% | 2.38 | 0 | 13 |  |  |  | No | R-410A | 1.9333 | Residential & Commercial | Ducted CEE Tier 1
212979172 | Central HP <5.4 tons | COMFORTMAKER | HRCU-A-CB (Split System: Heat Pump with Remote Outdoor Unit-Air-Source) | DLCURAH24ABK |  |  | EA*4X36L21A* | *80MS(N,L)0701716A* | 23800 | 17.5 | 8.5 | 26200 | 23600 | 90.08% | 1.98 | 0 | 10 |  |  |  | No | R-410A | 1.9833 | Residential & Commercial | Ducted CEE Tier 1
212979874 | Central HP <5.4 tons | COMFORTMAKER | HRCU-A-CB (Split System: Heat Pump with Remote Outdoor Unit-Air-Source) | DLCURAH24ABK |  |  | EA*4X37L17A* | *80MS(N,L)0901714A* | 24000 | 17 | 8.1 | 25200 | 22400 | 88.89% | 1.86 | 0 | 10 |  |  |  | No | R-410A | 2 | Residential & Commercial | Ducted CEE Tier 1
211245102 | Central HP <5.4 tons | COMFORTMAKER | HRCU-A-CB (Split System: Heat Pump with Remote Outdoor Unit-Air-Source) | DLCURAH24ABK |  |  | EN(A,D,W)4X36L17** | *96VTN0601714A* | 24000 | 16.5 | 8.1 | 26200 | 23200 | 88.55% | 1.92 | 0 | 10 |  |  |  | No | R-410A | 2 | Residential & Commercial | Ducted CEE Tier 1
210471247 | Central HP <5.4 tons | AIRQUEST | HRCU-A-CB (Split System: Heat Pump with Remote Outdoor Unit-Air-Source) | HVH837GKA2* |  |  | EHD4X60AAL+WALLCON | *97CMN1002122A* | 33000 | 17 | 8.1 | 32200 | 24800 | 77.02% | 2.02 | 0 | 11.5 |  |  |  | No | R-410A | 2.75 | Residential & Commercial | Ducted CEE Tier 1
212973856 | Central HP <5.4 tons | COMFORTMAKER | HRCU-A-CB (Split System: Heat Pump with Remote Outdoor Unit-Air-Source) | DLCURAH24ABK |  |  | EA*4X36L17A* | *96VSN0801716B* | 23600 | 17 | 8.5 | 26000 | 24200 | 93.08% | 2.02 | 0 | 10 |  |  |  | No | R-410A | 1.9667 | Residential & Commercial | Ducted CEE Tier 1
212974943 | Central HP <5.4 tons | COMFORTMAKER | HRCU-A-CB (Split System: Heat Pump with Remote Outdoor Unit-Air-Source) | DLCURAH24ABK |  |  | EA*4X25L17A* | *96VTN0401410B* | 24000 | 16 | 8.1 | 25200 | 22000 | 87.3% | 1.82 | 0 | 10 |  |  |  | No | R-410A | 2 | Residential & Commercial | Ducted CEE Tier 1
212976115 | Central HP <5.4 tons | COMFORTMAKER | HRCU-A-CB (Split System: Heat Pump with Remote Outdoor Unit-Air-Source) | DLCURAH24ABK |  |  | EN(A,D,W)4X36L17** | *96VTN0801716B* | 23400 | 16.5 | 8.1 | 25800 | 24200 | 93.8% | 2 | 0 | 10 |  |  |  | No | R-410A | 1.95 | Residential & Commercial | Ducted CEE Tier 1
215939674 | Central HP <5.4 tons | CARRIER | HRCU-A-CB (Split System: Heat Pump with Remote Outdoor Unit-Air-Source) | 27VNA336A*030* |  |  | CAA**4221AM*+UI | 59TN7A060C17**16 | 32400 | 19 | 9 | 35600 | 27400 | 76.97% | 1.88 | 0 | 10.5 |  |  |  | No | R-454B | 2.7 | Residential & Commercial | Ducted CEE Tier 1
215940474 | Central HP <5.4 tons | CARRIER | HRCU-A-CB (Split System: Heat Pump with Remote Outdoor Unit-Air-Source) | 27VNA336A*030* |  |  | CVAMA6024XMA*+UI | 59TN7A080C21**20 | 35400 | 21.5 | 8.5 | 38000 | 28600 | 75.26% | 2.04 | 0 | 12 |  |  |  | No | R-454B | 2.95 | Residential & Commercial | Ducted CEE Tier 1
215940724 | Central HP <5.4 tons | CARRIER | HRCU-A-CB (Split System: Heat Pump with Remote Outdoor Unit-Air-Source) | 27VNA336A*030* |  |  | CVAVA4824XMA*+UI | 59TN6C080C21**20 | 35000 | 21 | 8.5 | 38500 | 28400 | 73.77% | 2.04 | 0 | 12 |  |  |  | No | R-454B | 2.9167 | Residential & Commercial | Ducted CEE Tier 1
215942580 | Central HP <5.4 tons | CARRIER | HRCU-A-CB (Split System: Heat Pump with Remote Outdoor Unit-Air-Source) | 27VNA336A*030* |  |  | CVAVA6124XMA*+UI | 59MN7C080C21**20 | 36000 | 22 | 8.5 | 37400 | 28200 | 75.4% | 2.04 | 0 | 12.5 |  |  |  | No | R-454B | 3 | Residential & Commercial | Ducted CEE Tier 1
215433894 | Central HP <5.4 tons | DAIKIN | HRCU-A-CB (Split System: Heat Pump with Remote Outdoor Unit-Air-Source) | DH7VSA2410A* |  |  | CA*EA3022*3A*+MBVK16CP1X00A* |  | 23200 | 19 | 8.6 | 23200 | 17000 | 73.28% | 2 | 0 | 11 |  |  |  | No | R-32 | 1.9333 | Residential & Commercial | Ducted CEE Tier 1
210692331 | Central HP <5.4 tons | DAIKIN | HRCU-A-CB (Split System: Heat Pump with Remote Outdoor Unit-Air-Source) | DZ9VCA3610A* |  |  | CHPF3642C6C*+TXV | D*96VC0603BNA* | 33400 | 18 | 8.2 | 34000 | 24400 | 71.76% | 1.8 | 0 | 11 |  |  |  | No | R-410A | 2.7833 | Residential & Commercial | Ducted CEE Tier 1
210692379 | Central HP <5.4 tons | DAIKIN | HRCU-A-CB (Split System: Heat Pump with Remote Outdoor Unit-Air-Source) | DZ9VCA3610A* |  |  | CSCF3642N6D*+TXV | D*97MC1205DNA* | 33800 | 18.5 | 8.2 | 34000 | 24400 | 71.76% | 1.8 | 0 | 11.5 |  |  |  | No | R-410A | 2.8167 | Residential & Commercial | Ducted CEE Tier 1
214572613 | Central HP <5.4 tons | COMFORTMAKER | HRCU-A-CB (Split System: Heat Pump with Remote Outdoor Unit-Air-Source) | CVH837GKA** |  |  | EA*4X42L21A*+WALLCON | *95CSU1002122B* | 31800 | 17.5 | 8.5 | 32800 | 24400 | 74.39% | 1.9 | 0 | 11 |  |  |  | No | R-410A | 2.65 | Residential & Commercial | Ducted CEE Tier 1
214572713 | Central HP <5.4 tons | COMFORTMAKER | HRCU-A-CB (Split System: Heat Pump with Remote Outdoor Unit-Air-Source) | CVH837GKA** |  |  | EA*4X43L21A*+WALLCON | *80CTL0702120B* | 32800 | 17.5 | 8.5 | 32800 | 25200 | 76.83% | 2 | 0 | 11 |  |  |  | No | R-410A | 2.7333 | Residential & Commercial | Ducted CEE Tier 1
210692317 | Central HP <5.4 tons | DAIKIN | HRCU-A-CB (Split System: Heat Pump with Remote Outdoor Unit-Air-Source) | DZ9VCA3610A* |  |  | CA*F3743*6D*+TXV | D*97MC0803BNA* | 33600 | 18.5 | 8.2 | 34000 | 24400 | 71.76% | 1.8 | 0 | 12 |  |  |  | No | R-410A | 2.8 | Residential & Commercial | Ducted CEE Tier 1
210692344 | Central HP <5.4 tons | DAIKIN | HRCU-A-CB (Split System: Heat Pump with Remote Outdoor Unit-Air-Source) | DZ9VCA3610A* |  |  | CHPF3743C6B*+TXV | D*80VC0804C*A* | 33400 | 18 | 8.2 | 34000 | 24400 | 71.76% | 1.8 | 0 | 11 |  |  |  | No | R-410A | 2.7833 | Residential & Commercial | Ducted CEE Tier 1
210692351 | Central HP <5.4 tons | DAIKIN | HRCU-A-CB (Split System: Heat Pump with Remote Outdoor Unit-Air-Source) | DZ9VCA3610A* |  |  | CHPF3743C6B*+TXV | D*96VC0803BNA* | 33400 | 18 | 8.2 | 34000 | 24400 | 71.76% | 1.8 | 0 | 11 |  |  |  | No | R-410A | 2.7833 | Residential & Commercial | Ducted CEE Tier 1
210692369 | Central HP <5.4 tons | DAIKIN | HRCU-A-CB (Split System: Heat Pump with Remote Outdoor Unit-Air-Source) | DZ9VCA3610A* |  |  | CSCF3642N6D*+TXV | D*96VC0603BNA* | 33800 | 18.5 | 8.2 | 34000 | 24400 | 71.76% | 1.8 | 0 | 11.5 |  |  |  | No | R-410A | 2.8167 | Residential & Commercial | Ducted CEE Tier 1
212975386 | Central HP <5.4 tons | CARRIER | HRCU-A-CB (Split System: Heat Pump with Remote Outdoor Unit-Air-Source) | 38MURAQ18AB3* |  |  | CAP**2414AL* | 59TP6C060V14**12 | 17200 | 16 | 8.5 | 18100 | 19400 | 107.2% | 2.34 | 0 | 10.5 |  |  |  | No | R-410A | 1.4333 | Residential & Commercial | Ducted CEE Tier 1
212978105 | Central HP <5.4 tons | AIRQUEST | HRCU-A-CB (Split System: Heat Pump with Remote Outdoor Unit-Air-Source) | DLCURAH24ABK |  |  | EA*4X25L17A* | *80MS(N,L)0701412A* | 24200 | 17.5 | 8.5 | 25200 | 21800 | 86.51% | 1.82 | 0 | 10.5 |  |  |  | No | R-410A | 2.0167 | Residential & Commercial | Ducted CEE Tier 1
212983178 | Central HP <5.4 tons | COMFORTMAKER | HRCU-A-CB (Split System: Heat Pump with Remote Outdoor Unit-Air-Source) | DLCURAH24ABK |  |  | EA*4X36L21A* | *92MSN0401712A* | 23600 | 16 | 8.5 | 26400 | 24000 | 90.91% | 1.96 | 0 | 10 |  |  |  | No | R-410A | 1.9667 | Residential & Commercial | Ducted CEE Tier 1
212983621 | Central HP <5.4 tons | COMFORTMAKER | HRCU-A-CB (Split System: Heat Pump with Remote Outdoor Unit-Air-Source) | DLCURAH24ABK |  |  | EN(A,D,W)4X36L17** | *92MSN0601412A* | 23800 | 17 | 8.5 | 26400 | 23800 | 90.15% | 1.98 | 0 | 10.5 |  |  |  | No | R-410A | 1.9833 | Residential & Commercial | Ducted CEE Tier 1
214572543 | Central HP <5.4 tons | COMFORTMAKER | HRCU-A-CB (Split System: Heat Pump with Remote Outdoor Unit-Air-Source) | CVH837GKA** |  |  | EA*4X37L21A*+WALLCON | *95CSU0802120B* | 32800 | 17.5 | 8.5 | 32800 | 25200 | 76.83% | 2 | 0 | 11 |  |  |  | No | R-410A | 2.7333 | Residential & Commercial | Ducted CEE Tier 1
211240551 | Central HP <5.4 tons | TEMPSTAR | HRCU-A-CB (Split System: Heat Pump with Remote Outdoor Unit-Air-Source) | DLCURAH24ABK |  |  | EA*4X24L17A* | *80VTL0701716A* | 23800 | 16.5 | 8.5 | 26800 | 24000 | 89.55% | 2 | 0 | 10 |  |  |  | No | R-410A | 1.9833 | Residential & Commercial | Ducted CEE Tier 1
211240583 | Central HP <5.4 tons | TEMPSTAR | HRCU-A-CB (Split System: Heat Pump with Remote Outdoor Unit-Air-Source) | DLCURAH24ABK |  |  | EA*4X24L17A* | *95ESN0601412A* | 24000 | 15.5 | 8.5 | 27200 | 23600 | 86.76% | 1.92 | 0 | 10 |  |  |  | No | R-410A | 2 | Residential & Commercial | Ducted CEE Tier 1
215670588 | Central HP <5.4 tons | HEIL | HRCU-A-CB (Split System: Heat Pump with Remote Outdoor Unit-Air-Source) | H5H0V36*K*AAA* |  |  | ESH5X60M12A*+WALLCON | *96CTN1002122B* | 34600 | 17 | 8.5 | 34600 | 24800 | 71.68% | 1.92 | 0 | 10 |  |  |  | No | R-454B | 2.8833 | Residential & Commercial | Ducted CEE Tier 1
214573963 | Central HP <5.4 tons | COMFORTMAKER | HRCU-A-CB (Split System: Heat Pump with Remote Outdoor Unit-Air-Source) | CVH837GKA2* |  |  | EA*4X48L21A*+WALLCON | *96CTN0802120B* | 32400 | 17.5 | 8.5 | 32400 | 24800 | 76.54% | 2 | 0 | 11.5 |  |  |  | No | R-410A | 2.7 | Residential & Commercial | Ducted CEE Tier 1
210470140 | Central HP <5.4 tons | DAY & NIGHT | HRCU-A-CB (Split System: Heat Pump with Remote Outdoor Unit-Air-Source) | CVH837GKA2* |  |  | EA*4X42L21A*+WALLCON | *95CSU0802120A* | 31800 | 17.5 | 8.1 | 33000 | 24400 | 73.94% | 1.9 | 0 | 11 |  |  |  | No | R-410A | 2.65 | Residential & Commercial | Ducted CEE Tier 1
212980170 | Central HP <5.4 tons | AIRQUEST | HRCU-A-CB (Split System: Heat Pump with Remote Outdoor Unit-Air-Source) | DLCURAH36ABK |  |  | EA*4X48L24A* | *80MS(N,L)0902116A* | 35600 | 16.5 | 8.5 | 37800 | 34600 | 91.53% | 2.02 | 0 | 10 |  |  |  | No | R-410A | 2.9667 | Residential & Commercial | Ducted CEE Tier 1
211226595 | Central HP <5.4 tons | COMFORTMAKER | HRCU-A-CB (Split System: Heat Pump with Remote Outdoor Unit-Air-Source) | DLCURAH36ABK |  |  | EA*4X37L17A* | *80VTL0701716A* | 36400 | 15.5 | 8.5 | 39500 | 35000 | 88.61% | 2.04 | 0 | 10 |  |  |  | No | R-410A | 3.0333 | Residential & Commercial | Ducted CEE Tier 1
211229905 | Central HP <5.4 tons | TEMPSTAR | HRCU-A-CB (Split System: Heat Pump with Remote Outdoor Unit-Air-Source) | DLCURAH36ABK |  |  | EN(A,D,W)4X48L21** | *80ES(N,L)0451712A* | 35800 | 15.5 | 8.1 | 38500 | 35000 | 90.91% | 2 | 0 | 10 |  |  |  | No | R-410A | 2.9833 | Residential & Commercial | Ducted CEE Tier 1
211229953 | Central HP <5.4 tons | TEMPSTAR | HRCU-A-CB (Split System: Heat Pump with Remote Outdoor Unit-Air-Source) | DLCURAH36ABK |  |  | EN(A,D,W)4X48L21** | *80ES(N,L)0902116A* | 36400 | 16 | 8.1 | 38500 | 34800 | 90.39% | 2.04 | 0 | 10.5 |  |  |  | No | R-410A | 3.0333 | Residential & Commercial | Ducted CEE Tier 1
211230738 | Central HP <5.4 tons | TEMPSTAR | HRCU-A-CB (Split System: Heat Pump with Remote Outdoor Unit-Air-Source) | DLCURAH36ABK |  |  | EN(A,D)4X48L24** | *95ESU1002120A* | 36400 | 16 | 8.1 | 38500 | 34800 | 90.39% | 2.04 | 0 | 10.5 |  |  |  | No | R-410A | 3.0333 | Residential & Commercial | Ducted CEE Tier 1
212974192 | Central HP <5.4 tons | CARRIER | HRCU-A-CB (Split System: Heat Pump with Remote Outdoor Unit-Air-Source) | 38MURAQ36AB3* |  |  | CAP**4824AL* | 59SP6B080V21**20 | 35400 | 16.5 | 8.1 | 37800 | 34600 | 91.53% | 2 | 0 | 10 |  |  |  | No | R-410A | 2.95 | Residential & Commercial | Ducted CEE Tier 1
211230824 | Central HP <5.4 tons | TEMPSTAR | HRCU-A-CB (Split System: Heat Pump with Remote Outdoor Unit-Air-Source) | DLCURAH36ABK |  |  | FEM4P42**AL |  | 37000 | 16 | 8.1 | 38500 | 34800 | 90.39% | 2 | 0 | 10 |  |  |  | No | R-410A | 3.0833 | Residential & Commercial | Ducted CEE Tier 1
211230924 | Central HP <5.4 tons | TEMPSTAR | HRCU-A-CB (Split System: Heat Pump with Remote Outdoor Unit-Air-Source) | DLCURAH36ABK |  |  | FXM4X42**AL |  | 36000 | 16 | 8.1 | 38500 | 34800 | 90.39% | 1.94 | 0 | 10 |  |  |  | No | R-410A | 3 | Residential & Commercial | Ducted CEE Tier 1
211229303 | Central HP <5.4 tons | TEMPSTAR | HRCU-A-CB (Split System: Heat Pump with Remote Outdoor Unit-Air-Source) | DLCURAH36ABK |  |  | EA*4X48L24A* | *80ES(N,L)1102120A* | 36000 | 16.5 | 8.5 | 38500 | 34600 | 89.87% | 2.06 | 0 | 10 |  |  |  | No | R-410A | 3 | Residential & Commercial | Ducted CEE Tier 1
211229500 | Central HP <5.4 tons | TEMPSTAR | HRCU-A-CB (Split System: Heat Pump with Remote Outdoor Unit-Air-Source) | DLCURAH36ABK |  |  | EA*4X48L24A* | *95ESN1002120A* | 36600 | 16 | 8.5 | 38500 | 34800 | 90.39% | 2.08 | 0 | 10 |  |  |  | No | R-410A | 3.05 | Residential & Commercial | Ducted CEE Tier 1
211229520 | Central HP <5.4 tons | TEMPSTAR | HRCU-A-CB (Split System: Heat Pump with Remote Outdoor Unit-Air-Source) | DLCURAH36ABK |  |  | EA*4X48L24A* | *95ESN1202422A* | 37200 | 15.5 | 8.5 | 38500 | 35000 | 90.91% | 2.12 | 0 | 10 |  |  |  | No | R-410A | 3.1 | Residential & Commercial | Ducted CEE Tier 1
211228899 | Central HP <5.4 tons | TEMPSTAR | HRCU-A-CB (Split System: Heat Pump with Remote Outdoor Unit-Air-Source) | DLCURAH36ABK |  |  | EA*4X48L21A* | *80ESU1002120A* | 36000 | 16 | 8.5 | 38500 | 34600 | 89.87% | 2.06 | 0 | 10 |  |  |  | No | R-410A | 3 | Residential & Commercial | Ducted CEE Tier 1
211228932 | Central HP <5.4 tons | TEMPSTAR | HRCU-A-CB (Split System: Heat Pump with Remote Outdoor Unit-Air-Source) | DLCURAH36ABK |  |  | EA*4X48L21A* | *80VTL1102122A* | 36800 | 16 | 8.5 | 38500 | 34800 | 90.39% | 2.1 | 0 | 10 |  |  |  | No | R-410A | 3.0667 | Residential & Commercial | Ducted CEE Tier 1
214573351 | Central HP <5.4 tons | AIRQUEST | HRCU-A-CB (Split System: Heat Pump with Remote Outdoor Unit-Air-Source) | HVH837GKA** |  |  | EN(A,D)4X36L21**+WALLCON | *97CMN0802120B* | 31400 | 17 | 8.1 | 33200 | 24200 | 72.89% | 1.82 | 0 | 11 |  |  |  | No | R-410A | 2.6167 | Residential & Commercial | Ducted CEE Tier 1
212973832 | Central HP <5.4 tons | CARRIER | HRCU-A-CB (Split System: Heat Pump with Remote Outdoor Unit-Air-Source) | 38MURAQ24AB3* |  |  | CAP**2517AL* | 59SP6B080V17**16 | 24400 | 17 | 8.5 | 25400 | 21600 | 85.04% | 1.8 | 0 | 10 |  |  |  | No | R-410A | 2.0333 | Residential & Commercial | Ducted CEE Tier 1
211260118 | Central HP <5.4 tons | TEMPSTAR | HRCU-A-CB (Split System: Heat Pump with Remote Outdoor Unit-Air-Source) | DLCURAH18ABK |  |  | EA*4X24L14A* | *80VTL0451412A* | 17600 | 16 | 8.5 | 18400 | 19100 | 103.8% | 2.3 | 0 | 10.5 |  |  |  | No | R-410A | 1.4667 | Residential & Commercial | Ducted CEE Tier 1
211260372 | Central HP <5.4 tons | TEMPSTAR | HRCU-A-CB (Split System: Heat Pump with Remote Outdoor Unit-Air-Source) | DLCURAH18ABK |  |  | EA*4X24L17A* | *80VSL0701716A* | 17400 | 16 | 8.5 | 18300 | 19200 | 104.9% | 2.32 | 0 | 10.5 |  |  |  | No | R-410A | 1.45 | Residential & Commercial | Ducted CEE Tier 1
211260452 | Central HP <5.4 tons | TEMPSTAR | HRCU-A-CB (Split System: Heat Pump with Remote Outdoor Unit-Air-Source) | DLCURAH18ABK |  |  | EA*4X24L17A* | *95ESN0401410A* | 17700 | 15.5 | 8.5 | 18700 | 19000 | 101.6% | 2.28 | 0 | 10.5 |  |  |  | No | R-410A | 1.475 | Residential & Commercial | Ducted CEE Tier 1
211260504 | Central HP <5.4 tons | TEMPSTAR | HRCU-A-CB (Split System: Heat Pump with Remote Outdoor Unit-Air-Source) | DLCURAH18ABK |  |  | EA*4X24L17A* | *96VTN0601412A* | 17900 | 16 | 8.5 | 18800 | 19000 | 101.1% | 2.28 | 0 | 10.5 |  |  |  | No | R-410A | 1.4917 | Residential & Commercial | Ducted CEE Tier 1
211261257 | Central HP <5.4 tons | TEMPSTAR | HRCU-A-CB (Split System: Heat Pump with Remote Outdoor Unit-Air-Source) | DLCURAH18ABK |  |  | EA*4X30L14A* | *80VSL0451412A* | 17800 | 16 | 8.5 | 18400 | 18500 | 100.5% | 2.22 | 0 | 10.5 |  |  |  | No | R-410A | 1.4833 | Residential & Commercial | Ducted CEE Tier 1
210720656 | Central HP <5.4 tons | BRYANT HEATING AND COOLING SYSTEMS | HRCU-A-CB (Split System: Heat Pump with Remote Outdoor Unit-Air-Source) | 284ANV036*0**B* |  |  | CAP**6121AL*+UI | 935CA60080C21*** | 34800 | 20 | 9 | 34400 | 25000 | 72.67% | 2.02 | 0 | 12.5 |  |  |  | No | R-410A | 2.9 | Residential & Commercial | Ducted CEE Tier 1
210720690 | Central HP <5.4 tons | BRYANT HEATING AND COOLING SYSTEMS | HRCU-A-CB (Split System: Heat Pump with Remote Outdoor Unit-Air-Source) | 284ANV036*0**B* |  |  | CSPH*6012AL*+UI | 83*CA36040C17*** | 34400 | 19 | 9 | 34600 | 25400 | 73.41% | 2.02 | 0 | 12 |  |  |  | No | R-410A | 2.8667 | Residential & Commercial | Ducted CEE Tier 1
215674166 | Central HP <5.4 tons | HEIL | HRCU-A-CB (Split System: Heat Pump with Remote Outdoor Unit-Air-Source) | H5H0V48*K*AAA* |  |  | EA*5X60M24A*+WALLCON | *80CSU1002120A* | 45000 | 17.5 | 9 | 47500 | 33600 | 70.74% | 2.06 | 0 | 10 |  |  |  | No | R-454B | 3.75 | Residential & Commercial | Ducted CEE Tier 1
214572843 | Central HP <5.4 tons | COMFORTMAKER | HRCU-A-CB (Split System: Heat Pump with Remote Outdoor Unit-Air-Source) | CVH837GKA** |  |  | EA*4X48L24A*+WALLCON | *95CSU0802120B* | 32200 | 17.5 | 8.5 | 32400 | 25000 | 77.16% | 1.98 | 0 | 11 |  |  |  | No | R-410A | 2.6833 | Residential & Commercial | Ducted CEE Tier 1
214573293 | Central HP <5.4 tons | COMFORTMAKER | HRCU-A-CB (Split System: Heat Pump with Remote Outdoor Unit-Air-Source) | CVH837GKA** |  |  | EHD4X60AAL+WALLCON | *97CMN0802120B* | 33000 | 17 | 8.5 | 32200 | 24800 | 77.02% | 2 | 0 | 11.5 |  |  |  | No | R-410A | 2.75 | Residential & Commercial | Ducted CEE Tier 1
214573313 | Central HP <5.4 tons | COMFORTMAKER | HRCU-A-CB (Split System: Heat Pump with Remote Outdoor Unit-Air-Source) | CVH837GKA** |  |  | EN(A,D)4X36L21**+WALLCON | *80CTL0702120B* | 31400 | 17 | 8.1 | 33200 | 24200 | 72.89% | 1.82 | 0 | 11 |  |  |  | No | R-410A | 2.6167 | Residential & Commercial | Ducted CEE Tier 1
211244830 | Central HP <5.4 tons | AIRQUEST | HRCU-A-CB (Split System: Heat Pump with Remote Outdoor Unit-Air-Source) | DLCURAH24ABK |  |  | EN(A,D)4X30L17** | OLV098A12* | 23400 | 16.5 | 8.1 | 25800 | 24200 | 93.8% | 2 | 0 | 10 |  |  |  | No | R-410A | 1.95 | Residential & Commercial | Ducted CEE Tier 1
210692366 | Central HP <5.4 tons | DAIKIN | HRCU-A-CB (Split System: Heat Pump with Remote Outdoor Unit-Air-Source) | DZ9VCA3610A* |  |  | CSCF3642N6D*+TXV | D*80VC1005C*A* | 33800 | 18.5 | 8.2 | 34000 | 24400 | 71.76% | 1.8 | 0 | 11.5 |  |  |  | No | R-410A | 2.8167 | Residential & Commercial | Ducted CEE Tier 1
211242644 | Central HP <5.4 tons | AIRQUEST | HRCU-A-CB (Split System: Heat Pump with Remote Outdoor Unit-Air-Source) | DLCURAH24ABK |  |  | EA*4X36L21A* | *92ESN0802120A* | 25000 | 17 | 8.5 | 26600 | 21800 | 81.95% | 1.82 | 0 | 10.5 |  |  |  | No | R-410A | 2.0833 | Residential & Commercial | Ducted CEE Tier 1
211228888 | Central HP <5.4 tons | TEMPSTAR | HRCU-A-CB (Split System: Heat Pump with Remote Outdoor Unit-Air-Source) | DLCURAH36ABK |  |  | EA*4X48L21A* | *80ESU0802120A | 37400 | 15.5 | 8.5 | 38500 | 35000 | 90.91% | 2.14 | 0 | 10 |  |  |  | No | R-410A | 3.1167 | Residential & Commercial | Ducted CEE Tier 1
211229279 | Central HP <5.4 tons | TEMPSTAR | HRCU-A-CB (Split System: Heat Pump with Remote Outdoor Unit-Air-Source) | DLCURAH36ABK |  |  | EA*4X48L24A* | *80ES(N,L)0902120A* | 36600 | 16 | 8.5 | 38500 | 34800 | 90.39% | 2.08 | 0 | 10 |  |  |  | No | R-410A | 3.05 | Residential & Commercial | Ducted CEE Tier 1
214573813 | Central HP <5.4 tons | COMFORTMAKER | HRCU-A-CB (Split System: Heat Pump with Remote Outdoor Unit-Air-Source) | CVH837GKA2* |  |  | EA*4X42L24A*+WALLCON | *95CSU1002122B* | 31800 | 17.5 | 8.5 | 32800 | 24400 | 74.39% | 1.9 | 0 | 11 |  |  |  | No | R-410A | 2.65 | Residential & Commercial | Ducted CEE Tier 1
211228682 | Central HP <5.4 tons | TEMPSTAR | HRCU-A-CB (Split System: Heat Pump with Remote Outdoor Unit-Air-Source) | DLCURAH36ABK |  |  | EA*4X43L21A* | OLV112A16A | 36600 | 15.2 | 8.5 | 38500 | 35000 | 90.91% | 2.08 | 0 | 10 |  |  |  | No | R-410A | 3.05 | Residential & Commercial | Ducted CEE Tier 1
211228782 | Central HP <5.4 tons | TEMPSTAR | HRCU-A-CB (Split System: Heat Pump with Remote Outdoor Unit-Air-Source) | DLCURAH36ABK |  |  | EA*4X48L21A* | *80ES(N,L)0901714A* | 36400 | 16 | 8.5 | 38500 | 34800 | 90.39% | 2.08 | 0 | 10 |  |  |  | No | R-410A | 3.0333 | Residential & Commercial | Ducted CEE Tier 1
211227130 | Central HP <5.4 tons | TEMPSTAR | HRCU-A-CB (Split System: Heat Pump with Remote Outdoor Unit-Air-Source) | DLCURAH36ABK |  |  | EA*4X37L21A* | *96VSN1002120A* | 36400 | 16 | 8.5 | 38500 | 34800 | 90.39% | 2.08 | 0 | 10 |  |  |  | No | R-410A | 3.0333 | Residential & Commercial | Ducted CEE Tier 1
211227161 | Central HP <5.4 tons | TEMPSTAR | HRCU-A-CB (Split System: Heat Pump with Remote Outdoor Unit-Air-Source) | DLCURAH36ABK |  |  | EA*4X37L21A* | *95ESU1002122A* | 37600 | 15.5 | 8.5 | 39500 | 35000 | 88.61% | 2.14 | 0 | 10 |  |  |  | No | R-410A | 3.1333 | Residential & Commercial | Ducted CEE Tier 1
211242783 | Central HP <5.4 tons | AIRQUEST | HRCU-A-CB (Split System: Heat Pump with Remote Outdoor Unit-Air-Source) | DLCURAH24ABK |  |  | EA*4X37L17A* | *96VSN0401410A* | 24200 | 16 | 8.5 | 25600 | 21800 | 85.16% | 1.8 | 0 | 10 |  |  |  | No | R-410A | 2.0167 | Residential & Commercial | Ducted CEE Tier 1
211242810 | Central HP <5.4 tons | AIRQUEST | HRCU-A-CB (Split System: Heat Pump with Remote Outdoor Unit-Air-Source) | DLCURAH24ABK |  |  | EA*4X37L17A* | *96VSN0801716A* | 24600 | 16.5 | 8.5 | 25600 | 21400 | 83.59% | 1.8 | 0 | 10 |  |  |  | No | R-410A | 2.05 | Residential & Commercial | Ducted CEE Tier 1
211243518 | Central HP <5.4 tons | AIRQUEST | HRCU-A-CB (Split System: Heat Pump with Remote Outdoor Unit-Air-Source) | DLCURAH24ABK |  |  | EA*4X37L21A* | *80ES(N,L)0702116A* | 25000 | 17 | 8.5 | 25600 | 20800 | 81.25% | 1.76 | 0 | 10.5 |  |  |  | No | R-410A | 2.0833 | Residential & Commercial | Ducted CEE Tier 1
211243772 | Central HP <5.4 tons | AIRQUEST | HRCU-A-CB (Split System: Heat Pump with Remote Outdoor Unit-Air-Source) | DLCURAH24ABK |  |  | EN(A,D)4X24L14** | *96VTN0601412A* | 23200 | 16 | 8.5 | 26400 | 24600 | 93.18% | 2.04 | 0 | 10 |  |  |  | No | R-410A | 1.9333 | Residential & Commercial | Ducted CEE Tier 1
211244265 | Central HP <5.4 tons | AIRQUEST | HRCU-A-CB (Split System: Heat Pump with Remote Outdoor Unit-Air-Source) | DLCURAH24ABK |  |  | EN(A,D)4X24L17** | OMV112K14A | 23800 | 15.2 | 8.5 | 27000 | 23200 | 85.93% | 1.9 | 0 | 10 |  |  |  | No | R-410A | 1.9833 | Residential & Commercial | Ducted CEE Tier 1
211244515 | Central HP <5.4 tons | AIRQUEST | HRCU-A-CB (Split System: Heat Pump with Remote Outdoor Unit-Air-Source) | DLCURAH24ABK |  |  | EN(A,D)4X30L17** | *80VSL0451716A* | 24200 | 16 | 8.1 | 26400 | 22800 | 86.36% | 1.88 | 0 | 10.5 |  |  |  | No | R-410A | 2.0167 | Residential & Commercial | Ducted CEE Tier 1
214573603 | Central HP <5.4 tons | COMFORTMAKER | HRCU-A-CB (Split System: Heat Pump with Remote Outdoor Unit-Air-Source) | CVH837GKA** |  |  | EN(A,D,W)4X60L24**+WALLCON | *96CTN0802120B* | 32800 | 19 | 8.5 | 32200 | 24600 | 76.4% | 1.98 | 0 | 12 |  |  |  | No | R-410A | 2.7333 | Residential & Commercial | Ducted CEE Tier 1
213080410 | Central HP <5.4 tons | TEMPSTAR | HRCU-A-CB (Split System: Heat Pump with Remote Outdoor Unit-Air-Source) | DLCURAH36ABK |  |  | EA*4X42L24A* | *96MSN1002122A* | 35400 | 16 | 8.5 | 38500 | 35000 | 90.91% | 1.88 | 0 | 10 |  |  |  | No | R-410A | 2.95 | Residential & Commercial | Ducted CEE Tier 1
213080419 | Central HP <5.4 tons | TEMPSTAR | HRCU-A-CB (Split System: Heat Pump with Remote Outdoor Unit-Air-Source) | DLCURAH36ABK |  |  | EA*4X43L21A* | *96MSN1002122A* | 36800 | 16 | 8.5 | 38500 | 34800 | 90.39% | 2.1 | 0 | 10 |  |  |  | No | R-410A | 3.0667 | Residential & Commercial | Ducted CEE Tier 1
210470326 | Central HP <5.4 tons | DAY & NIGHT | HRCU-A-CB (Split System: Heat Pump with Remote Outdoor Unit-Air-Source) | CVH837GKA2* |  |  | EA*4X60L24A*+WALLCON | *97CMN1202422A* | 32800 | 17.5 | 8.5 | 32000 | 24800 | 77.5% | 1.98 | 0 | 11.7 |  |  |  | No | R-410A | 2.7333 | Residential & Commercial | Ducted CEE Tier 1
210471162 | Central HP <5.4 tons | DAY & NIGHT | HRCU-A-CB (Split System: Heat Pump with Remote Outdoor Unit-Air-Source) | CVH837GKA2* |  |  | EHD4X60AAL+WALLCON | *80CSU1002120A* | 32800 | 16.5 | 8.1 | 32200 | 24800 | 77.02% | 1.98 | 0 | 11 |  |  |  | No | R-410A | 2.7333 | Residential & Commercial | Ducted CEE Tier 1
211226840 | Central HP <5.4 tons | AIRQUEST | HRCU-A-CB (Split System: Heat Pump with Remote Outdoor Unit-Air-Source) | DLCURAH36ABK |  |  | EA*4X37L21A* | *80ES(N,L)0902120A* | 36800 | 16 | 8.5 | 38500 | 34800 | 90.39% | 2.1 | 0 | 10 |  |  |  | No | R-410A | 3.0667 | Residential & Commercial | Ducted CEE Tier 1
211227935 | Central HP <5.4 tons | TEMPSTAR | HRCU-A-CB (Split System: Heat Pump with Remote Outdoor Unit-Air-Source) | DLCURAH36ABK |  |  | EA*4X42L24A* | *80VTL1102122A* | 36200 | 15.5 | 8.1 | 39500 | 35200 | 89.11% | 1.92 | 0 | 10 |  |  |  | No | R-410A | 3.0167 | Residential & Commercial | Ducted CEE Tier 1
211228244 | Central HP <5.4 tons | TEMPSTAR | HRCU-A-CB (Split System: Heat Pump with Remote Outdoor Unit-Air-Source) | DLCURAH36ABK |  |  | EA*4X43L21A* | *80ES(N,L)0702116A* | 37200 | 15.5 | 8.5 | 38500 | 35000 | 90.91% | 2.12 | 0 | 10 |  |  |  | No | R-410A | 3.1 | Residential & Commercial | Ducted CEE Tier 1
212971236 | Central HP <5.4 tons | DAY & NIGHT | HRCU-A-CB (Split System: Heat Pump with Remote Outdoor Unit-Air-Source) | DLCURAH24ABK |  |  | EN(A,D)4X30L17** | *80VTL0451412B* | 23600 | 17 | 8.5 | 26200 | 24600 | 93.89% | 2.04 | 0 | 10.5 |  |  |  | No | R-410A | 1.9667 | Residential & Commercial | Ducted CEE Tier 1
212971715 | Central HP <5.4 tons | DAY & NIGHT | HRCU-A-CB (Split System: Heat Pump with Remote Outdoor Unit-Air-Source) | DLCURAH24ABK |  |  | EN(A,D)4X30L17** | *80VTL0701716B* | 23600 | 17 | 8.5 | 26400 | 24200 | 91.67% | 2.02 | 0 | 10.5 |  |  |  | No | R-410A | 1.9667 | Residential & Commercial | Ducted CEE Tier 1
211241544 | Central HP <5.4 tons | AIRQUEST | HRCU-A-CB (Split System: Heat Pump with Remote Outdoor Unit-Air-Source) | DLCURAH24ABK |  |  | EA*4X30L17A* | *96VTN0801716A* | 24200 | 16.5 | 8.5 | 26400 | 23000 | 87.12% | 1.9 | 0 | 10 |  |  |  | No | R-410A | 2.0167 | Residential & Commercial | Ducted CEE Tier 1
211244635 | Central HP <5.4 tons | COMFORTMAKER | HRCU-A-CB (Split System: Heat Pump with Remote Outdoor Unit-Air-Source) | DLCURAH24ABK |  |  | EN(A,D)4X30L17** | *96VTN0401410A* | 23400 | 16 | 8.1 | 25800 | 24000 | 93.02% | 2 | 0 | 10 |  |  |  | No | R-410A | 1.95 | Residential & Commercial | Ducted CEE Tier 1
211244700 | Central HP <5.4 tons | COMFORTMAKER | HRCU-A-CB (Split System: Heat Pump with Remote Outdoor Unit-Air-Source) | DLCURAH24ABK |  |  | EN(A,D)4X30L17** | *80ES(N,L)0701712A* | 24400 | 16.5 | 8.1 | 26400 | 22600 | 85.61% | 1.88 | 0 | 10.5 |  |  |  | No | R-410A | 2.0333 | Residential & Commercial | Ducted CEE Tier 1
211242801 | Central HP <5.4 tons | AIRQUEST | HRCU-A-CB (Split System: Heat Pump with Remote Outdoor Unit-Air-Source) | DLCURAH24ABK |  |  | EA*4X37L17A* | *96VSN0601412A* | 24000 | 16.5 | 8.5 | 25200 | 22000 | 87.3% | 1.84 | 0 | 10 |  |  |  | No | R-410A | 2 | Residential & Commercial | Ducted CEE Tier 1
211228321 | Central HP <5.4 tons | TEMPSTAR | HRCU-A-CB (Split System: Heat Pump with Remote Outdoor Unit-Air-Source) | DLCURAH36ABK |  |  | EA*4X43L21A* | *80VSL0702120A* | 36200 | 16 | 8.5 | 38500 | 34800 | 90.39% | 2.06 | 0 | 10 |  |  |  | No | R-410A | 3.0167 | Residential & Commercial | Ducted CEE Tier 1
211228362 | Central HP <5.4 tons | TEMPSTAR | HRCU-A-CB (Split System: Heat Pump with Remote Outdoor Unit-Air-Source) | DLCURAH36ABK |  |  | EA*4X43L21A* | *80ESU0802120A | 38000 | 15.5 | 8.5 | 39000 | 35000 | 89.74% | 2.16 | 0 | 10 |  |  |  | No | R-410A | 3.1667 | Residential & Commercial | Ducted CEE Tier 1
211228528 | Central HP <5.4 tons | TEMPSTAR | HRCU-A-CB (Split System: Heat Pump with Remote Outdoor Unit-Air-Source) | DLCURAH36ABK |  |  | EA*4X43L21A* | *95ESN1002122A* | 37400 | 15.5 | 8.5 | 39000 | 35000 | 89.74% | 2.16 | 0 | 10 |  |  |  | No | R-410A | 3.1167 | Residential & Commercial | Ducted CEE Tier 1
211228555 | Central HP <5.4 tons | TEMPSTAR | HRCU-A-CB (Split System: Heat Pump with Remote Outdoor Unit-Air-Source) | DLCURAH36ABK |  |  | EA*4X43L21A* | *96VSN0801716A* | 36800 | 15.5 | 8.5 | 38500 | 35000 | 90.91% | 2.1 | 0 | 10 |  |  |  | No | R-410A | 3.0667 | Residential & Commercial | Ducted CEE Tier 1
211229182 | Central HP <5.4 tons | TEMPSTAR | HRCU-A-CB (Split System: Heat Pump with Remote Outdoor Unit-Air-Source) | DLCURAH36ABK |  |  | EA*4X48L21A* | *96VTN1002120A* | 36200 | 15.5 | 8.5 | 38500 | 34800 | 90.39% | 2.08 | 0 | 10 |  |  |  | No | R-410A | 3.0167 | Residential & Commercial | Ducted CEE Tier 1
211229255 | Central HP <5.4 tons | TEMPSTAR | HRCU-A-CB (Split System: Heat Pump with Remote Outdoor Unit-Air-Source) | DLCURAH36ABK |  |  | EA*4X48L24A* | *80ES(N,L)0702116A* | 35800 | 16.5 | 8.5 | 37800 | 34600 | 91.53% | 2.04 | 0 | 10 |  |  |  | No | R-410A | 2.9833 | Residential & Commercial | Ducted CEE Tier 1
211229366 | Central HP <5.4 tons | TEMPSTAR | HRCU-A-CB (Split System: Heat Pump with Remote Outdoor Unit-Air-Source) | DLCURAH36ABK |  |  | EA*4X48L24A* | *80VSL0902420A* | 35800 | 16.5 | 8.5 | 37800 | 34600 | 91.53% | 2.04 | 0 | 10 |  |  |  | No | R-410A | 2.9833 | Residential & Commercial | Ducted CEE Tier 1
211230300 | Central HP <5.4 tons | TEMPSTAR | HRCU-A-CB (Split System: Heat Pump with Remote Outdoor Unit-Air-Source) | DLCURAH36ABK |  |  | EN(A,D,W)4X48L21** | *95ESU1002122A* | 37400 | 15.5 | 8.5 | 39500 | 35000 | 88.61% | 2.08 | 0 | 10.5 |  |  |  | No | R-410A | 3.1167 | Residential & Commercial | Ducted CEE Tier 1
215865002 | Central HP <5.4 tons | AMERICAN STANDARD | HRCU-A-CB (Split System: Heat Pump with Remote Outdoor Unit-Air-Source) | 5A6V8X60A1 |  |  | 5PX*C009AS3 | S8V2C100M5PDB | 54000 | 18.1 | 8.5 | 55500 | 40000 | 72.07% | 2 | 0 | 10 |  |  |  | No | R-454B | 4.5 | Residential & Commercial | Ducted CEE Tier 1
215865020 | Central HP <5.4 tons | AMERICAN STANDARD | HRCU-A-CB (Split System: Heat Pump with Remote Outdoor Unit-Air-Source) | 5A6V8X60A1 |  |  | 5PX*D010AS3 | S9V2C080U5PSC+LRP | 54000 | 18.1 | 8.5 | 55500 | 39500 | 71.17% | 2 | 0 | 10 |  |  |  | No | R-454B | 4.5 | Residential & Commercial | Ducted CEE Tier 1
214719778 | Central HP <5.4 tons | YORK | HRCU-A-CB (Split System: Heat Pump with Remote Outdoor Unit-Air-Source) | HH836E2S11 |  |  | CTU48C5XFS1+TXV | TM8E100C16MP11 | 33400 | 19 | 9 | 31400 | 25400 | 80.89% | 2 | 0 | 11 |  |  |  | No | R-454B | 2.7833 | Residential & Commercial | Ducted CEE Tier 1
215434363 | Central HP <5.4 tons | DAIKIN | HRCU-A-CB (Split System: Heat Pump with Remote Outdoor Unit-Air-Source) | DH7VSA4810A* |  |  | CHPEA4830*3A* | D*80TC0805C*A* | 45500 | 16.5 | 8.5 | 46000 | 33600 | 73.04% | 2 | 0 | 10 |  |  |  | No | R-32 | 3.7917 | Residential & Commercial | Ducted CEE Tier 1
211243228 | Central HP <5.4 tons | AIRQUEST | HRCU-A-CB (Split System: Heat Pump with Remote Outdoor Unit-Air-Source) | DLCURAH24ABK |  |  | EA*4X37L21A* | *96VSN0802120A* | 24600 | 17 | 8.5 | 25200 | 21000 | 83.33% | 1.78 | 0 | 10.5 |  |  |  | No | R-410A | 2.05 | Residential & Commercial | Ducted CEE Tier 1
211243237 | Central HP <5.4 tons | AIRQUEST | HRCU-A-CB (Split System: Heat Pump with Remote Outdoor Unit-Air-Source) | DLCURAH24ABK |  |  | EA*4X37L21A* | *96VSN1002120A* | 24400 | 17 | 8.5 | 25200 | 21200 | 84.13% | 1.78 | 0 | 10.5 |  |  |  | No | R-410A | 2.0333 | Residential & Commercial | Ducted CEE Tier 1
211243728 | Central HP <5.4 tons | AIRQUEST | HRCU-A-CB (Split System: Heat Pump with Remote Outdoor Unit-Air-Source) | DLCURAH24ABK |  |  | EN(A,D)4X24L14** | *80VTL0451412A* | 23800 | 16 | 8.5 | 26800 | 23200 | 86.57% | 1.92 | 0 | 10 |  |  |  | No | R-410A | 1.9833 | Residential & Commercial | Ducted CEE Tier 1
211242053 | Central HP <5.4 tons | AIRQUEST | HRCU-A-CB (Split System: Heat Pump with Remote Outdoor Unit-Air-Source) | DLCURAH24ABK |  |  | EA*4X36L17A* | *95ESN0261410A* | 23400 | 16.5 | 8.5 | 25600 | 23600 | 92.19% | 1.96 | 0 | 10 |  |  |  | No | R-410A | 1.95 | Residential & Commercial | Ducted CEE Tier 1
211242387 | Central HP <5.4 tons | AIRQUEST | HRCU-A-CB (Split System: Heat Pump with Remote Outdoor Unit-Air-Source) | DLCURAH24ABK |  |  | EA*4X36L21A* | *80VSL0451716A* | 23400 | 17 | 8.5 | 25600 | 23600 | 92.19% | 1.96 | 0 | 10 |  |  |  | No | R-410A | 1.95 | Residential & Commercial | Ducted CEE Tier 1
211242688 | Central HP <5.4 tons | AIRQUEST | HRCU-A-CB (Split System: Heat Pump with Remote Outdoor Unit-Air-Source) | DLCURAH24ABK |  |  | EA*4X36L21A* | *92ESN0401712A* | 23800 | 16 | 8.5 | 26000 | 23000 | 88.46% | 1.88 | 0 | 10 |  |  |  | No | R-410A | 1.9833 | Residential & Commercial | Ducted CEE Tier 1
211244592 | Central HP <5.4 tons | COMFORTMAKER | HRCU-A-CB (Split System: Heat Pump with Remote Outdoor Unit-Air-Source) | DLCURAH24ABK |  |  | EN(A,D)4X30L17** | *80VTL0701716A* | 24200 | 17 | 8.1 | 26200 | 23000 | 87.79% | 1.9 | 0 | 10.5 |  |  |  | No | R-410A | 2.0167 | Residential & Commercial | Ducted CEE Tier 1
211243088 | Central HP <5.4 tons | AIRQUEST | HRCU-A-CB (Split System: Heat Pump with Remote Outdoor Unit-Air-Source) | DLCURAH24ABK |  |  | EA*4X37L17A* | *92ESN0801716A* | 24800 | 17 | 8.5 | 25600 | 21400 | 83.59% | 1.8 | 0 | 10.5 |  |  |  | No | R-410A | 2.0667 | Residential & Commercial | Ducted CEE Tier 1
215433985 | Central HP <5.4 tons | DAIKIN | HRCU-A-CB (Split System: Heat Pump with Remote Outdoor Unit-Air-Source) | DH7VSA2410A* |  |  | CA*EA3626*3A* | D*97MC0603BNA* | 23200 | 19 | 8.6 | 23200 | 17000 | 73.28% | 2 | 0 | 11 |  |  |  | No | R-32 | 1.9333 | Residential & Commercial | Ducted CEE Tier 1
215434003 | Central HP <5.4 tons | DAIKIN | HRCU-A-CB (Split System: Heat Pump with Remote Outdoor Unit-Air-Source) | DH7VSA2410A* |  |  | CA*EA3626*3A* | D*96TC1005CNA* | 23200 | 19 | 8.6 | 23200 | 17000 | 73.28% | 2 | 0 | 11 |  |  |  | No | R-32 | 1.9333 | Residential & Commercial | Ducted CEE Tier 1
215434010 | Central HP <5.4 tons | DAIKIN | HRCU-A-CB (Split System: Heat Pump with Remote Outdoor Unit-Air-Source) | DH7VSA2410A* |  |  | CHPEA3026*3A* | D*96SC0603BUA* | 23200 | 19 | 8.6 | 23200 | 17000 | 73.28% | 2 | 0 | 11 |  |  |  | No | R-32 | 1.9333 | Residential & Commercial | Ducted CEE Tier 1
215434012 | Central HP <5.4 tons | DAIKIN | HRCU-A-CB (Split System: Heat Pump with Remote Outdoor Unit-Air-Source) | DH7VSA2410A* |  |  | CHPEA3026*3A* | D*80TC0603B*A* | 23200 | 19 | 8.6 | 23200 | 17000 | 73.28% | 2 | 0 | 11 |  |  |  | No | R-32 | 1.9333 | Residential & Commercial | Ducted CEE Tier 1
215433929 | Central HP <5.4 tons | DAIKIN | HRCU-A-CB (Split System: Heat Pump with Remote Outdoor Unit-Air-Source) | DH7VSA4210A* |  |  | CA*EA6030*3A*+MBVK16CP1X00A* |  | 40500 | 17.5 | 8.8 | 41000 | 31000 | 75.61% | 2 | 0 | 10 |  |  |  | No | R-32 | 3.375 | Residential & Commercial | Ducted CEE Tier 1
215434013 | Central HP <5.4 tons | DAIKIN | HRCU-A-CB (Split System: Heat Pump with Remote Outdoor Unit-Air-Source) | DH7VSA2410A* |  |  | CHPEA3026*3A* | D*80TC0604B*A* | 23200 | 19 | 8.6 | 23200 | 17000 | 73.28% | 2 | 0 | 11 |  |  |  | No | R-32 | 1.9333 | Residential & Commercial | Ducted CEE Tier 1
215434231 | Central HP <5.4 tons | DAIKIN | HRCU-A-CB (Split System: Heat Pump with Remote Outdoor Unit-Air-Source) | DH7VSA4210A* |  |  | CA*EA6030*3A* | D*97MC0804CNA* | 40500 | 16.5 | 8.8 | 41000 | 31000 | 75.61% | 2 | 0 | 10 |  |  |  | No | R-32 | 3.375 | Residential & Commercial | Ducted CEE Tier 1
215434245 | Central HP <5.4 tons | DAIKIN | HRCU-A-CB (Split System: Heat Pump with Remote Outdoor Unit-Air-Source) | DH7VSA4210A* |  |  | CHPEA4830*3A* | D*97MC1005CNA* | 40500 | 16.5 | 8.6 | 41000 | 31000 | 75.61% | 2 | 0 | 10 |  |  |  | No | R-32 | 3.375 | Residential & Commercial | Ducted CEE Tier 1
215433898 | Central HP <5.4 tons | DAIKIN | HRCU-A-CB (Split System: Heat Pump with Remote Outdoor Unit-Air-Source) | DH7VSA2410A* |  |  | CHPEA3026*3A*+MBVK16CP1X00A* |  | 23200 | 19 | 8.6 | 23200 | 17000 | 73.28% | 2 | 0 | 11 |  |  |  | No | R-32 | 1.9333 | Residential & Commercial | Ducted CEE Tier 1
215433932 | Central HP <5.4 tons | DAIKIN | HRCU-A-CB (Split System: Heat Pump with Remote Outdoor Unit-Air-Source) | DH7VSA4210A* |  |  | CHPEA4830*3A*+MBVK20DP1X00A* |  | 41000 | 17.5 | 8.8 | 41000 | 31000 | 75.61% | 2 | 0 | 10 |  |  |  | No | R-32 | 3.4167 | Residential & Commercial | Ducted CEE Tier 1
215433983 | Central HP <5.4 tons | DAIKIN | HRCU-A-CB (Split System: Heat Pump with Remote Outdoor Unit-Air-Source) | DH7VSA2410A* |  |  | CA*EA3022*3A* | D*96TC0804CNA* | 23200 | 19 | 8.6 | 23200 | 17000 | 73.28% | 2 | 0 | 11 |  |  |  | No | R-32 | 1.9333 | Residential & Commercial | Ducted CEE Tier 1
215434001 | Central HP <5.4 tons | DAIKIN | HRCU-A-CB (Split System: Heat Pump with Remote Outdoor Unit-Air-Source) | DH7VSA2410A* |  |  | CA*EA3626*3A* | D*96TC0803BNA* | 23200 | 19 | 8.6 | 23200 | 17000 | 73.28% | 2 | 0 | 11 |  |  |  | No | R-32 | 1.9333 | Residential & Commercial | Ducted CEE Tier 1
215434235 | Central HP <5.4 tons | DAIKIN | HRCU-A-CB (Split System: Heat Pump with Remote Outdoor Unit-Air-Source) | DH7VSA4210A* |  |  | CA*EA6030*3A* | D*96SC0805CUA* | 40500 | 16.5 | 8.8 | 41000 | 31000 | 75.61% | 2 | 0 | 10 |  |  |  | No | R-32 | 3.375 | Residential & Commercial | Ducted CEE Tier 1
215434248 | Central HP <5.4 tons | DAIKIN | HRCU-A-CB (Split System: Heat Pump with Remote Outdoor Unit-Air-Source) | DH7VSA4210A* |  |  | CHPEA4830*3A* | D*96SC0805CUA* | 40500 | 16.5 | 8.6 | 41000 | 31000 | 75.61% | 2 | 0 | 10 |  |  |  | No | R-32 | 3.375 | Residential & Commercial | Ducted CEE Tier 1
211261422 | Central HP <5.4 tons | TEMPSTAR | HRCU-A-CB (Split System: Heat Pump with Remote Outdoor Unit-Air-Source) | DLCURAH18ABK |  |  | EA*4X30L14A* | *95ESN0261410A* | 18100 | 15.5 | 8.5 | 18800 | 18500 | 98.4% | 2.22 | 0 | 10.5 |  |  |  | No | R-410A | 1.5083 | Residential & Commercial | Ducted CEE Tier 1
212970960 | Central HP <5.4 tons | DAY & NIGHT | HRCU-A-CB (Split System: Heat Pump with Remote Outdoor Unit-Air-Source) | DLCURAH18ABK |  |  | EN(A,D)4X30L17** | *80VTL0451412B* | 17400 | 16.5 | 8.1 | 17900 | 18600 | 103.9% | 2.24 | 0 | 11 |  |  |  | No | R-410A | 1.45 | Residential & Commercial | Ducted CEE Tier 1
212984743 | Central HP <5.4 tons | TEMPSTAR | HRCU-A-CB (Split System: Heat Pump with Remote Outdoor Unit-Air-Source) | DLCURAH18ABK |  |  | EA*4X30L17A* | *92MSN0801716A* | 17900 | 16.5 | 8.5 | 18500 | 18700 | 101.1% | 2.26 | 0 | 10.5 |  |  |  | No | R-410A | 1.4917 | Residential & Commercial | Ducted CEE Tier 1
212985952 | Central HP <5.4 tons | TEMPSTAR | HRCU-A-CB (Split System: Heat Pump with Remote Outdoor Unit-Air-Source) | DLCURAH18ABK |  |  | EN(A,D)4X24L14** | *96MSN0261410A* | 17300 | 20 | 8.1 | 18300 | 19200 | 104.9% | 2.3 | 0 | 10.5 |  |  |  | No | R-410A | 1.4417 | Residential & Commercial | Ducted CEE Tier 1
212986329 | Central HP <5.4 tons | TEMPSTAR | HRCU-A-CB (Split System: Heat Pump with Remote Outdoor Unit-Air-Source) | DLCURAH18ABK |  |  | EA*4X30L17A* | *96MSN0401410A* | 17600 | 16 | 8.5 | 18300 | 18800 | 102.7% | 2.26 | 0 | 10.5 |  |  |  | No | R-410A | 1.4667 | Residential & Commercial | Ducted CEE Tier 1
214572521 | Central HP <5.4 tons | AIRQUEST | HRCU-A-CB (Split System: Heat Pump with Remote Outdoor Unit-Air-Source) | HVH837GKA** |  |  | EA*4X36L21A*+WALLCON | *96CTN0802120B* | 31600 | 17.5 | 8.1 | 32800 | 24200 | 73.78% | 1.86 | 0 | 11 |  |  |  | No | R-410A | 2.6333 | Residential & Commercial | Ducted CEE Tier 1
214572671 | Central HP <5.4 tons | AIRQUEST | HRCU-A-CB (Split System: Heat Pump with Remote Outdoor Unit-Air-Source) | HVH837GKA** |  |  | EA*4X42L24A*+WALLCON | *95CSU1002122B* | 31800 | 17.5 | 8.5 | 32800 | 24400 | 74.39% | 1.9 | 0 | 11 |  |  |  | No | R-410A | 2.65 | Residential & Commercial | Ducted CEE Tier 1
212979196 | Central HP <5.4 tons | COMFORTMAKER | HRCU-A-CB (Split System: Heat Pump with Remote Outdoor Unit-Air-Source) | DLCURAH24ABK |  |  | EA*4X37L21A* | *80MS(N,L)0701716A* | 24200 | 17.5 | 8.5 | 25200 | 21600 | 85.71% | 1.82 | 0 | 10.5 |  |  |  | No | R-410A | 2.0167 | Residential & Commercial | Ducted CEE Tier 1
211243340 | Central HP <5.4 tons | AIRQUEST | HRCU-A-CB (Split System: Heat Pump with Remote Outdoor Unit-Air-Source) | DLCURAH24ABK |  |  | EA*4X37L21A* | *80VSL0701716A* | 24600 | 17 | 8.5 | 25400 | 21200 | 83.46% | 1.78 | 0 | 10.5 |  |  |  | No | R-410A | 2.05 | Residential & Commercial | Ducted CEE Tier 1
211243474 | Central HP <5.4 tons | AIRQUEST | HRCU-A-CB (Split System: Heat Pump with Remote Outdoor Unit-Air-Source) | DLCURAH24ABK |  |  | EA*4X37L21A* | *96VTN1002120A* | 24400 | 17 | 8.5 | 25200 | 21200 | 84.13% | 1.78 | 0 | 10.5 |  |  |  | No | R-410A | 2.0333 | Residential & Commercial | Ducted CEE Tier 1
211243484 | Central HP <5.4 tons | AIRQUEST | HRCU-A-CB (Split System: Heat Pump with Remote Outdoor Unit-Air-Source) | DLCURAH24ABK |  |  | EA*4X37L21A* | *80VTL1102122A* | 24400 | 17 | 8.5 | 25200 | 21200 | 84.13% | 1.8 | 0 | 10.5 |  |  |  | No | R-410A | 2.0333 | Residential & Commercial | Ducted CEE Tier 1
211243865 | Central HP <5.4 tons | AIRQUEST | HRCU-A-CB (Split System: Heat Pump with Remote Outdoor Unit-Air-Source) | DLCURAH24ABK |  |  | EN(A,D)4X24L17** | *96VSN0401410A* | 23400 | 15.5 | 8.5 | 26600 | 24000 | 90.23% | 1.96 | 0 | 10 |  |  |  | No | R-410A | 1.95 | Residential & Commercial | Ducted CEE Tier 1
211243950 | Central HP <5.4 tons | AIRQUEST | HRCU-A-CB (Split System: Heat Pump with Remote Outdoor Unit-Air-Source) | DLCURAH24ABK |  |  | EN(A,D)4X24L17** | *80VSL0701716A* | 23400 | 16 | 8.5 | 26600 | 24000 | 90.23% | 1.98 | 0 | 10 |  |  |  | No | R-410A | 1.95 | Residential & Commercial | Ducted CEE Tier 1
211243982 | Central HP <5.4 tons | AIRQUEST | HRCU-A-CB (Split System: Heat Pump with Remote Outdoor Unit-Air-Source) | DLCURAH24ABK |  |  | EN(A,D)4X24L17** | *80VTL0451412A* | 23800 | 16 | 8.5 | 26800 | 23200 | 86.57% | 1.92 | 0 | 10 |  |  |  | No | R-410A | 1.9833 | Residential & Commercial | Ducted CEE Tier 1
215936861 | Central HP <5.4 tons | KEEPRITE | HRCU-A-CB (Split System: Heat Pump with Remote Outdoor Unit-Air-Source) | C5H3V36*K*AAA* |  |  | EVD5X60M24A*+WALLCON | *96CTN1202422B* | 35600 | 22 | 8.5 | 38000 | 28400 | 74.74% | 2.04 | 0 | 12.5 |  |  |  | No | R-454B | 2.9667 | Residential & Commercial | Ducted CEE Tier 1
215434163 | Central HP <5.4 tons | DAIKIN | HRCU-A-CB (Split System: Heat Pump with Remote Outdoor Unit-Air-Source) | DH7VSA3610A* |  |  | CHPEA4830*3A* | D*80SC0805CUA* | 35000 | 18.5 | 8.1 | 35000 | 28400 | 81.14% | 2 | 0 | 10.5 |  |  |  | No | R-32 | 2.9167 | Residential & Commercial | Ducted CEE Tier 1
215864496 | Central HP <5.4 tons | AMERICAN STANDARD | HRCU-A-CB (Split System: Heat Pump with Remote Outdoor Unit-Air-Source) | 5A6V8X36A1 |  |  | 5PX*B004AS3 | S8V2B060M4PCB | 31600 | 18.1 | 8.5 | 32800 | 25400 | 77.44% | 2 | 0 | 10 |  |  |  | No | R-454B | 2.6333 | Residential & Commercial | Ducted CEE Tier 1
215864530 | Central HP <5.4 tons | AMERICAN STANDARD | HRCU-A-CB (Split System: Heat Pump with Remote Outdoor Unit-Air-Source) | 5A6V8X36A1 |  |  | 5PX*C005AS3 | S8V2C100M5PCB | 31800 | 18.1 | 8.5 | 32800 | 25400 | 77.44% | 2.1 | 0 | 10 |  |  |  | No | R-454B | 2.65 | Residential & Commercial | Ducted CEE Tier 1
215864546 | Central HP <5.4 tons | AMERICAN STANDARD | HRCU-A-CB (Split System: Heat Pump with Remote Outdoor Unit-Air-Source) | 5A6V8X36A1 |  |  | 5PX*C007AS3 | S9V2C100U4VSB+LRP | 33000 | 18.1 | 8.5 | 33200 | 25400 | 76.51% | 2.1 | 0 | 10.5 |  |  |  | No | R-454B | 2.75 | Residential & Commercial | Ducted CEE Tier 1
214572693 | Central HP <5.4 tons | COMFORTMAKER | HRCU-A-CB (Split System: Heat Pump with Remote Outdoor Unit-Air-Source) | CVH837GKA** |  |  | EA*4X42L24A*+WALLCON | *97CMN0802120B* | 31800 | 17 | 8.5 | 32800 | 24400 | 74.39% | 1.9 | 0 | 11 |  |  |  | No | R-410A | 2.65 | Residential & Commercial | Ducted CEE Tier 1
214572793 | Central HP <5.4 tons | COMFORTMAKER | HRCU-A-CB (Split System: Heat Pump with Remote Outdoor Unit-Air-Source) | CVH837GKA** |  |  | EA*4X48L21A*+WALLCON | *95CSU1002122B* | 32400 | 17.5 | 8.5 | 32400 | 24800 | 76.54% | 2 | 0 | 11.5 |  |  |  | No | R-410A | 2.7 | Residential & Commercial | Ducted CEE Tier 1
214572993 | Central HP <5.4 tons | COMFORTMAKER | HRCU-A-CB (Split System: Heat Pump with Remote Outdoor Unit-Air-Source) | CVH837GKA** |  |  | EA*4X61L21A*+WALLCON | *97CMN0802120B* | 33200 | 17.5 | 8.5 | 32000 | 24800 | 77.5% | 2 | 0 | 11.5 |  |  |  | No | R-410A | 2.7667 | Residential & Commercial | Ducted CEE Tier 1
214573263 | Central HP <5.4 tons | COMFORTMAKER | HRCU-A-CB (Split System: Heat Pump with Remote Outdoor Unit-Air-Source) | CVH837GKA** |  |  | EHD4X60AAL+WALLCON | *95CSU0802120B* | 33000 | 17 | 8.5 | 32200 | 25000 | 77.64% | 2 | 0 | 11 |  |  |  | No | R-410A | 2.75 | Residential & Commercial | Ducted CEE Tier 1
211243077 | Central HP <5.4 tons | AIRQUEST | HRCU-A-CB (Split System: Heat Pump with Remote Outdoor Unit-Air-Source) | DLCURAH24ABK |  |  | EA*4X37L17A* | *92ESN0601714A* | 24800 | 17 | 8.5 | 25600 | 21400 | 83.59% | 1.8 | 0 | 10.5 |  |  |  | No | R-410A | 2.0667 | Residential & Commercial | Ducted CEE Tier 1
211243402 | Central HP <5.4 tons | AIRQUEST | HRCU-A-CB (Split System: Heat Pump with Remote Outdoor Unit-Air-Source) | DLCURAH24ABK |  |  | EA*4X37L21A* | *96VTN0401712A* | 24000 | 16 | 8.1 | 25000 | 21600 | 86.4% | 1.8 | 0 | 10 |  |  |  | No | R-410A | 2 | Residential & Commercial | Ducted CEE Tier 1
214572633 | Central HP <5.4 tons | COMFORTMAKER | HRCU-A-CB (Split System: Heat Pump with Remote Outdoor Unit-Air-Source) | CVH837GKA** |  |  | EA*4X42L21A*+WALLCON | *97CMN0802120B* | 31800 | 17 | 8.5 | 32800 | 24400 | 74.39% | 1.9 | 0 | 11 |  |  |  | No | R-410A | 2.65 | Residential & Commercial | Ducted CEE Tier 1
211230616 | Central HP <5.4 tons | TEMPSTAR | HRCU-A-CB (Split System: Heat Pump with Remote Outdoor Unit-Air-Source) | DLCURAH36ABK |  |  | EN(A,D)4X48L24** | *92ESN1002120A* | 35800 | 16.5 | 8.1 | 38500 | 34800 | 90.39% | 2 | 0 | 10 |  |  |  | No | R-410A | 2.9833 | Residential & Commercial | Ducted CEE Tier 1
211228969 | Central HP <5.4 tons | TEMPSTAR | HRCU-A-CB (Split System: Heat Pump with Remote Outdoor Unit-Air-Source) | DLCURAH36ABK |  |  | EA*4X48L21A* | *92ESN0601714A* | 36000 | 16 | 8.5 | 38500 | 34600 | 89.87% | 2.06 | 0 | 10 |  |  |  | No | R-410A | 3 | Residential & Commercial | Ducted CEE Tier 1
211229101 | Central HP <5.4 tons | TEMPSTAR | HRCU-A-CB (Split System: Heat Pump with Remote Outdoor Unit-Air-Source) | DLCURAH36ABK |  |  | EA*4X48L21A* | *96VSN0802120A* | 36000 | 16 | 8.5 | 38500 | 34600 | 89.87% | 2.06 | 0 | 10 |  |  |  | No | R-410A | 3 | Residential & Commercial | Ducted CEE Tier 1
211229988 | Central HP <5.4 tons | TEMPSTAR | HRCU-A-CB (Split System: Heat Pump with Remote Outdoor Unit-Air-Source) | DLCURAH36ABK |  |  | EN(A,D,W)4X48L21** | *80VSL0451716A* | 35800 | 15.5 | 8.1 | 38500 | 35000 | 90.91% | 2 | 0 | 10 |  |  |  | No | R-410A | 2.9833 | Residential & Commercial | Ducted CEE Tier 1
211226560 | Central HP <5.4 tons | AIRQUEST | HRCU-A-CB (Split System: Heat Pump with Remote Outdoor Unit-Air-Source) | DLCURAH36ABK |  |  | EA*4X37L17A* | *80VSL0701716A* | 36200 | 15.2 | 8.1 | 38500 | 35000 | 90.91% | 2.02 | 0 | 10 |  |  |  | No | R-410A | 3.0167 | Residential & Commercial | Ducted CEE Tier 1
211230437 | Central HP <5.4 tons | TEMPSTAR | HRCU-A-CB (Split System: Heat Pump with Remote Outdoor Unit-Air-Source) | DLCURAH36ABK |  |  | EN(A,D)4X48L24** | *80ES(N,L)0902120A* | 36600 | 16 | 8.1 | 39500 | 34800 | 88.1% | 2.04 | 0 | 10.5 |  |  |  | No | R-410A | 3.05 | Residential & Commercial | Ducted CEE Tier 1
211230473 | Central HP <5.4 tons | TEMPSTAR | HRCU-A-CB (Split System: Heat Pump with Remote Outdoor Unit-Air-Source) | DLCURAH36ABK |  |  | EN(A,D)4X48L24** | *80ES(N,L)1102420A* | 36000 | 16.5 | 8.1 | 38500 | 34800 | 90.39% | 2.02 | 0 | 10.5 |  |  |  | No | R-410A | 3 | Residential & Commercial | Ducted CEE Tier 1
214397325 | Central HP <5.4 tons | FRASER-JOHNSTON | HRCU-A-CB (Split System: Heat Pump with Remote Outdoor Unit-Air-Source) | HH836E2S11 |  |  | CTF48C5CFS1 | TM9E100C16MP12 | 33400 | 19 | 9 | 31400 | 25400 | 80.89% | 2 | 0 | 11 |  |  |  | No | R-454B | 2.7833 | Residential & Commercial | Ducted CEE Tier 1
214396874 | Central HP <5.4 tons | FRASER-JOHNSTON | HRCU-A-CB (Split System: Heat Pump with Remote Outdoor Unit-Air-Source) | HH836E2S11 |  |  | CTM36C5CDS1 | TPLC080C16MP13 | 34000 | 18 | 8.5 | 32000 | 26200 | 81.88% | 2 | 0 | 11 |  |  |  | No | R-454B | 2.8333 | Residential & Commercial | Ducted CEE Tier 1
211243577 | Central HP <5.4 tons | AIRQUEST | HRCU-A-CB (Split System: Heat Pump with Remote Outdoor Unit-Air-Source) | DLCURAH24ABK |  |  | EA*4X37L21A* | *92ESN0801716A* | 25000 | 17.5 | 8.5 | 25600 | 20800 | 81.25% | 1.76 | 0 | 10.5 |  |  |  | No | R-410A | 2.0833 | Residential & Commercial | Ducted CEE Tier 1
211243762 | Central HP <5.4 tons | AIRQUEST | HRCU-A-CB (Split System: Heat Pump with Remote Outdoor Unit-Air-Source) | DLCURAH24ABK |  |  | EN(A,D)4X24L14** | *96VTN0401410A* | 23400 | 15.5 | 8.5 | 26600 | 24000 | 90.23% | 1.96 | 0 | 10 |  |  |  | No | R-410A | 1.95 | Residential & Commercial | Ducted CEE Tier 1
211244580 | Central HP <5.4 tons | AIRQUEST | HRCU-A-CB (Split System: Heat Pump with Remote Outdoor Unit-Air-Source) | DLCURAH24ABK |  |  | EN(A,D)4X30L17** | *96VTN0801716A* | 24200 | 16.5 | 8.1 | 26200 | 23000 | 87.79% | 1.9 | 0 | 10.5 |  |  |  | No | R-410A | 2.0167 | Residential & Commercial | Ducted CEE Tier 1
211243971 | Central HP <5.4 tons | AIRQUEST | HRCU-A-CB (Split System: Heat Pump with Remote Outdoor Unit-Air-Source) | DLCURAH24ABK |  |  | EN(A,D)4X24L17** | *80ESU0401712A* | 23600 | 17 | 8.5 | 26400 | 23800 | 90.15% | 1.98 | 0 | 10 |  |  |  | No | R-410A | 1.9667 | Residential & Commercial | Ducted CEE Tier 1
211244237 | Central HP <5.4 tons | AIRQUEST | HRCU-A-CB (Split System: Heat Pump with Remote Outdoor Unit-Air-Source) | DLCURAH24ABK |  |  | EN(A,D)4X24L17** | *80ESU0601716A | 24400 | 16 | 8.5 | 27200 | 22600 | 83.09% | 1.86 | 0 | 10 |  |  |  | No | R-410A | 2.0333 | Residential & Commercial | Ducted CEE Tier 1
211244430 | Central HP <5.4 tons | AIRQUEST | HRCU-A-CB (Split System: Heat Pump with Remote Outdoor Unit-Air-Source) | DLCURAH24ABK |  |  | EN(A,D)4X30L17** | *96VSN0601714A* | 23400 | 16.5 | 8.1 | 25800 | 24000 | 93.02% | 2 | 0 | 10 |  |  |  | No | R-410A | 1.95 | Residential & Commercial | Ducted CEE Tier 1
214572741 | Central HP <5.4 tons | AIRQUEST | HRCU-A-CB (Split System: Heat Pump with Remote Outdoor Unit-Air-Source) | HVH837GKA** |  |  | EA*4X43L21A*+WALLCON | *97CMN0602120B* | 32800 | 17 | 8.5 | 33000 | 25400 | 76.97% | 1.98 | 0 | 11 |  |  |  | No | R-410A | 2.7333 | Residential & Commercial | Ducted CEE Tier 1
214573191 | Central HP <5.4 tons | AIRQUEST | HRCU-A-CB (Split System: Heat Pump with Remote Outdoor Unit-Air-Source) | HVH837GKA** |  |  | EHD4X48AAL+WALLCON | *80CTL0702120B* | 32600 | 17.5 | 8.5 | 32800 | 25000 | 76.22% | 1.98 | 0 | 11 |  |  |  | No | R-410A | 2.7167 | Residential & Commercial | Ducted CEE Tier 1
212983701 | Central HP <5.4 tons | COMFORTMAKER | HRCU-A-CB (Split System: Heat Pump with Remote Outdoor Unit-Air-Source) | DLCURAH18ABK |  |  | EN(A,D)4X24L14** | *92MSN0601412A* | 17500 | 16 | 8.5 | 18500 | 19200 | 103.8% | 2.3 | 0 | 11 |  |  |  | No | R-410A | 1.4583 | Residential & Commercial | Ducted CEE Tier 1
212977769 | Central HP <5.4 tons | AIRQUEST | HRCU-A-CB (Split System: Heat Pump with Remote Outdoor Unit-Air-Source) | DLCURAH18ABK |  |  | EA*4X30L17A* | *80MS(N,L)0451412A* | 17700 | 16.5 | 8.5 | 18200 | 18800 | 103.3% | 2.26 | 0 | 10.5 |  |  |  | No | R-410A | 1.475 | Residential & Commercial | Ducted CEE Tier 1
212978755 | Central HP <5.4 tons | AIRQUEST | HRCU-A-CB (Split System: Heat Pump with Remote Outdoor Unit-Air-Source) | DLCURAH18ABK |  |  | EA*4X24L17A* | *80MS(N,L)0701712A* | 17500 | 16.5 | 8.5 | 18400 | 19500 | 106% | 2.34 | 0 | 10.5 |  |  |  | No | R-410A | 1.4583 | Residential & Commercial | Ducted CEE Tier 1
212978788 | Central HP <5.4 tons | AIRQUEST | HRCU-A-CB (Split System: Heat Pump with Remote Outdoor Unit-Air-Source) | DLCURAH18ABK |  |  | EN(A,D)4X24L17** | *80MS(N,L)0701712A* | 17400 | 16.5 | 8.5 | 18400 | 19200 | 104.3% | 2.32 | 0 | 11 |  |  |  | No | R-410A | 1.45 | Residential & Commercial | Ducted CEE Tier 1
212979949 | Central HP <5.4 tons | KEEPRITE | HRCU-A-CB (Split System: Heat Pump with Remote Outdoor Unit-Air-Source) | DLCURAH18ABK |  |  | EA*4X19L17A* | *80MS(N,L)0901714A* | 18000 | 16.5 | 8.5 | 18000 | 17800 | 98.89% | 2.14 | 0 | 10.5 |  |  |  | No | R-410A | 1.5 | Residential & Commercial | Ducted CEE Tier 1
212975839 | Central HP <5.4 tons | PAYNE HEATING AND COOLING | HRCU-A-CB (Split System: Heat Pump with Remote Outdoor Unit-Air-Source) | 38MURAQ18AB3* |  |  | CNPV*3017AL* | PG96VTAB48080B** | 17500 | 16 | 8.1 | 18000 | 18700 | 103.9% | 2.24 | 0 | 11 |  |  |  | No | R-410A | 1.4583 | Residential & Commercial | Ducted CEE Tier 1
214279735 | Central HP <5.4 tons | BRYANT HEATING AND COOLING SYSTEMS | HRCU-A-CB (Split System: Heat Pump with Remote Outdoor Unit-Air-Source) | 38MURAQ18AB3* |  |  | CAP**2417AL* | 916SA48060M17*** | 17200 | 16 | 8.5 | 18100 | 19400 | 107.2% | 2.32 | 0 | 10.5 |  |  |  | No | R-410A | 1.4333 | Residential & Commercial | Ducted CEE Tier 1
214228980 | Central HP <5.4 tons | BRYANT HEATING AND COOLING SYSTEMS | HRCU-A-CB (Split System: Heat Pump with Remote Outdoor Unit-Air-Source) | 38MURAQ18AB3* |  |  | CAP**2417AL* | 83*SB48060M17*** | 17600 | 16.5 | 8.5 | 18600 | 19100 | 102.7% | 2.3 | 0 | 10.5 |  |  |  | No | R-410A | 1.4667 | Residential & Commercial | Ducted CEE Tier 1
215939824 | Central HP <5.4 tons | CARRIER | HRCU-A-CB (Split System: Heat Pump with Remote Outdoor Unit-Air-Source) | 27VNA336A*030* |  |  | CAA**6121AM*+UI | 59TN6C080C21**20 | 34400 | 20 | 9 | 34400 | 26200 | 76.16% | 1.95 | 0 | 11.7 |  |  |  | No | R-454B | 2.8667 | Residential & Commercial | Ducted CEE Tier 1
215939974 | Central HP <5.4 tons | CARRIER | HRCU-A-CB (Split System: Heat Pump with Remote Outdoor Unit-Air-Source) | 27VNA336A*030* |  |  | CSAH*3612AM*+UI | 59TN7A080C17**16 | 33000 | 18.5 | 9 | 35400 | 27200 | 76.84% | 1.92 | 0 | 10.5 |  |  |  | No | R-454B | 2.75 | Residential & Commercial | Ducted CEE Tier 1
215940024 | Central HP <5.4 tons | CARRIER | HRCU-A-CB (Split System: Heat Pump with Remote Outdoor Unit-Air-Source) | 27VNA336A*030* |  |  | CSAH*4212AM*+UI | 58CU*B040C17**12 | 33600 | 19.5 | 9 | 34600 | 26600 | 76.88% | 1.92 | 0 | 11.7 |  |  |  | No | R-454B | 2.8 | Residential & Commercial | Ducted CEE Tier 1
215940074 | Central HP <5.4 tons | CARRIER | HRCU-A-CB (Split System: Heat Pump with Remote Outdoor Unit-Air-Source) | 27VNA336A*030* |  |  | CSAH*4212AM*+UI | 59TN7A100C21**22 | 33600 | 19 | 9 | 34600 | 26600 | 76.88% | 1.94 | 0 | 11.5 |  |  |  | No | R-454B | 2.8 | Residential & Commercial | Ducted CEE Tier 1
215940124 | Central HP <5.4 tons | CARRIER | HRCU-A-CB (Split System: Heat Pump with Remote Outdoor Unit-Air-Source) | 27VNA336A*030* |  |  | CSAH*4812AM*+UI | 59TN7A060C17**16 | 33400 | 18.5 | 9 | 35400 | 27200 | 76.84% | 1.92 | 0 | 10.5 |  |  |  | No | R-454B | 2.7833 | Residential & Commercial | Ducted CEE Tier 1
215940174 | Central HP <5.4 tons | CARRIER | HRCU-A-CB (Split System: Heat Pump with Remote Outdoor Unit-Air-Source) | 27VNA336A*030* |  |  | CSAH*6012AM*+UI | 59TN6C080C21**20 | 34200 | 19.5 | 9 | 34200 | 26000 | 76.02% | 1.96 | 0 | 11.7 |  |  |  | No | R-454B | 2.85 | Residential & Commercial | Ducted CEE Tier 1
214396675 | Central HP <5.4 tons | FRASER-JOHNSTON | HRCU-A-CB (Split System: Heat Pump with Remote Outdoor Unit-Air-Source) | HH824E2S11 |  |  | CTF30A5ADS1 | TM8E060A12MP11 | 23000 | 18 | 9.5 | 23000 | 18600 | 80.87% | 2 | 0 | 12 |  |  |  | No | R-454B | 1.9167 | Residential & Commercial | Ducted CEE Tier 1
211230506 | Central HP <5.4 tons | TEMPSTAR | HRCU-A-CB (Split System: Heat Pump with Remote Outdoor Unit-Air-Source) | DLCURAH36ABK |  |  | EN(A,D)4X48L24** | *80VSL0702120A* | 36000 | 16 | 8.1 | 38500 | 34800 | 90.39% | 2.02 | 0 | 10 |  |  |  | No | R-410A | 3 | Residential & Commercial | Ducted CEE Tier 1
211226638 | Central HP <5.4 tons | COMFORTMAKER | HRCU-A-CB (Split System: Heat Pump with Remote Outdoor Unit-Air-Source) | DLCURAH36ABK |  |  | EA*4X37L17A* | *92ESN0801716A* | 36800 | 15.2 | 8.5 | 39500 | 35000 | 88.61% | 2.06 | 0 | 10 |  |  |  | No | R-410A | 3.0667 | Residential & Commercial | Ducted CEE Tier 1
211226865 | Central HP <5.4 tons | COMFORTMAKER | HRCU-A-CB (Split System: Heat Pump with Remote Outdoor Unit-Air-Source) | DLCURAH36ABK |  |  | EA*4X37L21A* | *80VSL0451716A* | 36200 | 15.5 | 8.5 | 38500 | 34800 | 90.39% | 2.06 | 0 | 10 |  |  |  | No | R-410A | 3.0167 | Residential & Commercial | Ducted CEE Tier 1
211226804 | Central HP <5.4 tons | AIRQUEST | HRCU-A-CB (Split System: Heat Pump with Remote Outdoor Unit-Air-Source) | DLCURAH36ABK |  |  | EA*4X37L21A* | *80ES(N,L)0702116A* | 37200 | 15.5 | 8.5 | 38500 | 35000 | 90.91% | 2.12 | 0 | 10 |  |  |  | No | R-410A | 3.1 | Residential & Commercial | Ducted CEE Tier 1
214574493 | Central HP <5.4 tons | COMFORTMAKER | HRCU-A-CB (Split System: Heat Pump with Remote Outdoor Unit-Air-Source) | CVH837GKA2* |  |  | EN(A,D)4X36L21**+WALLCON | *97CMN0802120B* | 31400 | 17 | 8.1 | 33200 | 24200 | 72.89% | 1.82 | 0 | 11 |  |  |  | No | R-410A | 2.6167 | Residential & Commercial | Ducted CEE Tier 1
214572643 | Central HP <5.4 tons | COMFORTMAKER | HRCU-A-CB (Split System: Heat Pump with Remote Outdoor Unit-Air-Source) | CVH837GKA** |  |  | EA*4X42L21A*+WALLCON | *96CTN0802120B* | 31800 | 17.5 | 8.5 | 32800 | 24400 | 74.39% | 1.9 | 0 | 11 |  |  |  | No | R-410A | 2.65 | Residential & Commercial | Ducted CEE Tier 1
212981813 | Central HP <5.4 tons | COMFORTMAKER | HRCU-A-CB (Split System: Heat Pump with Remote Outdoor Unit-Air-Source) | DLCURAH24ABK |  |  | EN(A,D)4X36L21** | *80MSU1002120A* | 23400 | 16.5 | 8.1 | 26200 | 24800 | 94.66% | 2.08 | 0 | 10 |  |  |  | No | R-410A | 1.95 | Residential & Commercial | Ducted CEE Tier 1
212982245 | Central HP <5.4 tons | COMFORTMAKER | HRCU-A-CB (Split System: Heat Pump with Remote Outdoor Unit-Air-Source) | DLCURAH24ABK |  |  | EA*4X24L17A* | *80MSU0401712A* | 23400 | 16.5 | 8.5 | 26400 | 25400 | 96.21% | 2.14 | 0 | 10 |  |  |  | No | R-410A | 1.95 | Residential & Commercial | Ducted CEE Tier 1
212971660 | Central HP <5.4 tons | DAY & NIGHT | HRCU-A-CB (Split System: Heat Pump with Remote Outdoor Unit-Air-Source) | DLCURAH24ABK |  |  | EA*4X36L17A* | *80VTL0701716B* | 23800 | 17 | 8.5 | 26200 | 23800 | 90.84% | 1.98 | 0 | 10 |  |  |  | No | R-410A | 1.9833 | Residential & Commercial | Ducted CEE Tier 1
214572869 | Central HP <5.4 tons | BRYANT HEATING AND COOLING SYSTEMS | HRCU-A-CB (Split System: Heat Pump with Remote Outdoor Unit-Air-Source) | 288BNV037*0**A* |  |  | CAP**4824AL*+UI | 987MC60080C21*** | 32400 | 17.5 | 8.5 | 32400 | 25000 | 77.16% | 1.98 | 0 | 11 |  |  |  | No | R-410A | 2.7 | Residential & Commercial | Ducted CEE Tier 1
215940374 | Central HP <5.4 tons | CARRIER | HRCU-A-CB (Split System: Heat Pump with Remote Outdoor Unit-Air-Source) | 27VNA336A*030* |  |  | CVAMA4921XMA*+UI | 59TN7A080C21**20 | 35600 | 21.5 | 8.5 | 38000 | 28600 | 75.26% | 2.04 | 0 | 12 |  |  |  | No | R-454B | 2.9667 | Residential & Commercial | Ducted CEE Tier 1
215939834 | Central HP <5.4 tons | CARRIER | HRCU-A-CB (Split System: Heat Pump with Remote Outdoor Unit-Air-Source) | 27VNA336A*030* |  |  | CAA**6121AM*+UI | 58CU*B040C17**12 | 34400 | 20.5 | 9.5 | 34200 | 26000 | 76.02% | 2.06 | 0 | 12 |  |  |  | No | R-454B | 2.8667 | Residential & Commercial | Ducted CEE Tier 1
215939884 | Central HP <5.4 tons | CARRIER | HRCU-A-CB (Split System: Heat Pump with Remote Outdoor Unit-Air-Source) | 27VNA336A*030* |  |  | CAA**6121AM*+UI | 59TN7A100C21**22 | 34400 | 20.5 | 9.5 | 34200 | 26000 | 76.02% | 2.06 | 0 | 12 |  |  |  | No | R-454B | 2.8667 | Residential & Commercial | Ducted CEE Tier 1
215940624 | Central HP <5.4 tons | CARRIER | HRCU-A-CB (Split System: Heat Pump with Remote Outdoor Unit-Air-Source) | 27VNA336A*030* |  |  | CVAVA4221XMA*+UI | 58CU*B040C17**12 | 34600 | 21 | 8.5 | 38500 | 28000 | 72.73% | 2.04 | 0 | 12 |  |  |  | No | R-454B | 2.8833 | Residential & Commercial | Ducted CEE Tier 1
215940674 | Central HP <5.4 tons | CARRIER | HRCU-A-CB (Split System: Heat Pump with Remote Outdoor Unit-Air-Source) | 27VNA336A*030* |  |  | CVAVA4221XMA*+UI | 59TN7A100C21**22 | 34400 | 21 | 8.5 | 38500 | 28000 | 72.73% | 2.06 | 0 | 12 |  |  |  | No | R-454B | 2.8667 | Residential & Commercial | Ducted CEE Tier 1
215940824 | Central HP <5.4 tons | CARRIER | HRCU-A-CB (Split System: Heat Pump with Remote Outdoor Unit-Air-Source) | 27VNA336A*030* |  |  | CVAVA6021XMA*+UI | 58CU*B060C17**16 | 35600 | 22 | 8.5 | 38000 | 28600 | 75.26% | 2.02 | 0 | 12.5 |  |  |  | No | R-454B | 2.9667 | Residential & Commercial | Ducted CEE Tier 1
215433948 | Central HP <5.4 tons | DAIKIN | HRCU-A-CB (Split System: Heat Pump with Remote Outdoor Unit-Air-Source) | DH7VSA4810A* |  |  | CA*EA6030*3A*+MBVK20DP1X00A* |  | 45500 | 17.5 | 8.8 | 47000 | 33600 | 71.49% | 2 | 0 | 10 |  |  |  | No | R-32 | 3.7917 | Residential & Commercial | Ducted CEE Tier 1
215433951 | Central HP <5.4 tons | DAIKIN | HRCU-A-CB (Split System: Heat Pump with Remote Outdoor Unit-Air-Source) | DH7VSA4810A* |  |  | CHPEA6030*3A*+MBVK16CP1X00A* |  | 45500 | 17 | 8.5 | 46500 | 33600 | 72.26% | 2 | 0 | 10 |  |  |  | No | R-32 | 3.7917 | Residential & Commercial | Ducted CEE Tier 1
215434352 | Central HP <5.4 tons | DAIKIN | HRCU-A-CB (Split System: Heat Pump with Remote Outdoor Unit-Air-Source) | DH7VSA4810A* |  |  | CA*EA6030*3A* | D*96SC0805CUA* | 45500 | 16.2 | 8.8 | 47000 | 33600 | 71.49% | 2 | 0 | 10 |  |  |  | No | R-32 | 3.7917 | Residential & Commercial | Ducted CEE Tier 1
215434383 | Central HP <5.4 tons | DAIKIN | HRCU-A-CB (Split System: Heat Pump with Remote Outdoor Unit-Air-Source) | DH7VSA4810A* |  |  | CHPEA6030*3A* | D*80TC0805D*A* | 45500 | 17 | 8.5 | 46500 | 33600 | 72.26% | 2 | 0 | 10 |  |  |  | No | R-32 | 3.7917 | Residential & Commercial | Ducted CEE Tier 1
213825962 | Central HP <5.4 tons | TRANE | HRCU-A-CB (Split System: Heat Pump with Remote Outdoor Unit-Air-Source) | 4TWV8X36A1 |  |  | 4TXCC005DS3 | *UHMC100CCV4 | 34200 | 18 | 8.2 | 28800 | 20200 | 70.14% | 1.8 | 0 | 12 |  |  |  | No | R-410A | 2.85 | Residential & Commercial | Ducted CEE Tier 1
215938364 | Central HP <5.4 tons | CARRIER | HRCU-A-CB (Split System: Heat Pump with Remote Outdoor Unit-Air-Source) | 27VNA348A*030* |  |  | CVAVA6024XMA*+UI | 59MN7C100C21**22 | 45500 | 20.5 | 8.1 | 52500 | 38000 | 72.38% | 1.9 | 0 | 11.5 |  |  |  | No | R-454B | 3.7917 | Residential & Commercial | Ducted CEE Tier 1
211230605 | Central HP <5.4 tons | TEMPSTAR | HRCU-A-CB (Split System: Heat Pump with Remote Outdoor Unit-Air-Source) | DLCURAH36ABK |  |  | EN(A,D)4X48L24** | *92ESN0802120A* | 35800 | 16.5 | 8.1 | 38500 | 34800 | 90.39% | 2.02 | 0 | 10.5 |  |  |  | No | R-410A | 2.9833 | Residential & Commercial | Ducted CEE Tier 1
212982605 | Central HP <5.4 tons | COMFORTMAKER | HRCU-A-CB (Split System: Heat Pump with Remote Outdoor Unit-Air-Source) | DLCURAH36ABK |  |  | EA*4X48L24A* | *80MSU0601716A* | 35600 | 17 | 8.5 | 37800 | 34600 | 91.53% | 2.02 | 0 | 10 |  |  |  | No | R-410A | 2.9667 | Residential & Commercial | Ducted CEE Tier 1
214574133 | Central HP <5.4 tons | COMFORTMAKER | HRCU-A-CB (Split System: Heat Pump with Remote Outdoor Unit-Air-Source) | CVH837GKA2* |  |  | EA*4X61L21A*+WALLCON | *97CMN0802120B* | 33200 | 17.5 | 8.5 | 32000 | 24800 | 77.5% | 2 | 0 | 11.5 |  |  |  | No | R-410A | 2.7667 | Residential & Commercial | Ducted CEE Tier 1
214574203 | Central HP <5.4 tons | COMFORTMAKER | HRCU-A-CB (Split System: Heat Pump with Remote Outdoor Unit-Air-Source) | CVH837GKA2* |  |  | EA*4X61L24A*+WALLCON | *96CTN0802120B* | 33200 | 18.5 | 8.5 | 31800 | 24800 | 77.99% | 2.02 | 0 | 11.5 |  |  |  | No | R-410A | 2.7667 | Residential & Commercial | Ducted CEE Tier 1
214573703 | Central HP <5.4 tons | COMFORTMAKER | HRCU-A-CB (Split System: Heat Pump with Remote Outdoor Unit-Air-Source) | CVH837GKA2* |  |  | EA*4X37L21A*+WALLCON | *97CMN0602120B* | 32800 | 17 | 8.5 | 33000 | 25400 | 76.97% | 1.98 | 0 | 11 |  |  |  | No | R-410A | 2.7333 | Residential & Commercial | Ducted CEE Tier 1
211226872 | Central HP <5.4 tons | AIRQUEST | HRCU-A-CB (Split System: Heat Pump with Remote Outdoor Unit-Air-Source) | DLCURAH36ABK |  |  | EA*4X37L21A* | *80VSL0701716A* | 36600 | 15.5 | 8.5 | 38500 | 34800 | 90.39% | 2.08 | 0 | 10 |  |  |  | No | R-410A | 3.05 | Residential & Commercial | Ducted CEE Tier 1
212969941 | Central HP <5.4 tons | DAY & NIGHT | HRCU-A-CB (Split System: Heat Pump with Remote Outdoor Unit-Air-Source) | DLCURAH36ABK |  |  | EA*4X37L17A* | *80VSL0451412B* | 36000 | 15.5 | 8.5 | 38000 | 35000 | 92.11% | 2 | 0 | 10 |  |  |  | No | R-410A | 3 | Residential & Commercial | Ducted CEE Tier 1
215940944 | Central HP <5.4 tons | CARRIER | HRCU-A-CB (Split System: Heat Pump with Remote Outdoor Unit-Air-Source) | 27VNA348A*030* |  |  | CAA**4821AM*+UI | 58CU*B040C17**12 | 43500 | 21 | 9.5 | 48000 | 36400 | 75.83% | 1.92 | 0 | 11 |  |  |  | No | R-454B | 3.625 | Residential & Commercial | Ducted CEE Tier 1
210471118 | Central HP <5.4 tons | DAY & NIGHT | HRCU-A-CB (Split System: Heat Pump with Remote Outdoor Unit-Air-Source) | CVH837GKA2* |  |  | EHD4X60AAL+WALLCON | *95CSU0802120A* | 33000 | 17 | 8.1 | 32200 | 24800 | 77.02% | 2.02 | 0 | 11.5 |  |  |  | No | R-410A | 2.75 | Residential & Commercial | Ducted CEE Tier 1
215940994 | Central HP <5.4 tons | CARRIER | HRCU-A-CB (Split System: Heat Pump with Remote Outdoor Unit-Air-Source) | 27VNA348A*030* |  |  | CAA**6024AM*+UI | 59TN6C080C21**20 | 44500 | 21 | 9.5 | 48500 | 36600 | 75.46% | 2 | 0 | 11 |  |  |  | No | R-454B | 3.7083 | Residential & Commercial | Ducted CEE Tier 1
212970391 | Central HP <5.4 tons | DAY & NIGHT | HRCU-A-CB (Split System: Heat Pump with Remote Outdoor Unit-Air-Source) | DLCURAH36ABK |  |  | EA*4X37L17A* | *80VSL0701716B* | 36000 | 15.5 | 8.1 | 38500 | 35000 | 90.91% | 2 | 0 | 10 |  |  |  | No | R-410A | 3 | Residential & Commercial | Ducted CEE Tier 1
215939604 | Central HP <5.4 tons | CARRIER | HRCU-A-CB (Split System: Heat Pump with Remote Outdoor Unit-Air-Source) | 27VNA336A*030* |  |  | CAA**3617AM*+UI | 58CU*B040C17**12 | 32400 | 19.5 | 9.5 | 35000 | 26800 | 76.57% | 2 | 0 | 11 |  |  |  | No | R-454B | 2.7 | Residential & Commercial | Ducted CEE Tier 1
215939774 | Central HP <5.4 tons | CARRIER | HRCU-A-CB (Split System: Heat Pump with Remote Outdoor Unit-Air-Source) | 27VNA336A*030* |  |  | CAA**4821AM*+UI | 59TN7A100C21**22 | 33400 | 20 | 9.5 | 34400 | 26200 | 76.16% | 2.04 | 0 | 11.7 |  |  |  | No | R-454B | 2.7833 | Residential & Commercial | Ducted CEE Tier 1
215940224 | Central HP <5.4 tons | CARRIER | HRCU-A-CB (Split System: Heat Pump with Remote Outdoor Unit-Air-Source) | 27VNA336A*030* |  |  | CSAH*6012AM*+UI | 59TN7A080C21**20 | 34200 | 19.5 | 9 | 34200 | 26000 | 76.02% | 1.96 | 0 | 11.7 |  |  |  | No | R-454B | 2.85 | Residential & Commercial | Ducted CEE Tier 1
211240967 | Central HP <5.4 tons | TEMPSTAR | HRCU-A-CB (Split System: Heat Pump with Remote Outdoor Unit-Air-Source) | DLCURAH24ABK |  |  | EA*4X25L17A* | *96VTN0401712A* | 23800 | 16 | 8.1 | 25200 | 21800 | 86.51% | 1.82 | 0 | 10 |  |  |  | No | R-410A | 1.9833 | Residential & Commercial | Ducted CEE Tier 1
212972428 | Central HP <5.4 tons | DAY & NIGHT | HRCU-A-CB (Split System: Heat Pump with Remote Outdoor Unit-Air-Source) | DLCURAH24ABK |  |  | EN(A,D)4X36L21** | *80VTL1102122B* | 23800 | 17 | 8.5 | 26400 | 24000 | 90.91% | 1.98 | 0 | 10.5 |  |  |  | No | R-410A | 1.9833 | Residential & Commercial | Ducted CEE Tier 1
210692300 | Central HP <5.4 tons | DAIKIN | HRCU-A-CB (Split System: Heat Pump with Remote Outdoor Unit-Air-Source) | DZ9VCA3610A* |  |  | CA*F3137*6A*+TXV | D*97MC0803BNA* | 33600 | 18.5 | 8.2 | 34000 | 24400 | 71.76% | 1.8 | 0 | 11.5 |  |  |  | No | R-410A | 2.8 | Residential & Commercial | Ducted CEE Tier 1
210692302 | Central HP <5.4 tons | DAIKIN | HRCU-A-CB (Split System: Heat Pump with Remote Outdoor Unit-Air-Source) | DZ9VCA3610A* |  |  | CA*F3743*6D*+TXV | D*80SC0604BUA* | 33600 | 18.5 | 8.2 | 34000 | 24400 | 71.76% | 1.8 | 0 | 12 |  |  |  | No | R-410A | 2.8 | Residential & Commercial | Ducted CEE Tier 1
211245134 | Central HP <5.4 tons | AIRQUEST | HRCU-A-CB (Split System: Heat Pump with Remote Outdoor Unit-Air-Source) | DLCURAH24ABK |  |  | EN(A,D,W)4X36L17** | *80ES(N,L)0701712A* | 24400 | 16.5 | 8.1 | 26400 | 22600 | 85.61% | 1.88 | 0 | 10.5 |  |  |  | No | R-410A | 2.0333 | Residential & Commercial | Ducted CEE Tier 1
211245257 | Central HP <5.4 tons | AIRQUEST | HRCU-A-CB (Split System: Heat Pump with Remote Outdoor Unit-Air-Source) | DLCURAH24ABK |  |  | EN(A,D,W)4X36L17** | OMV098J12* | 23600 | 16.5 | 8.1 | 26000 | 23600 | 90.77% | 1.96 | 0 | 10 |  |  |  | No | R-410A | 1.9667 | Residential & Commercial | Ducted CEE Tier 1
212976982 | Central HP <5.4 tons | COMFORTMAKER | HRCU-A-CB (Split System: Heat Pump with Remote Outdoor Unit-Air-Source) | DLCURAH24ABK |  |  | EA*4X36L21A* | *96VTN1002122B* | 24200 | 17.5 | 8.5 | 26400 | 23200 | 87.88% | 1.92 | 0 | 10 |  |  |  | No | R-410A | 2.0167 | Residential & Commercial | Ducted CEE Tier 1
212977567 | Central HP <5.4 tons | COMFORTMAKER | HRCU-A-CB (Split System: Heat Pump with Remote Outdoor Unit-Air-Source) | DLCURAH24ABK |  |  | EA*4X24L14A* | *80MS(N,L)0451412A* | 23400 | 17 | 8.5 | 27000 | 26200 | 97.04% | 2.22 | 0 | 10 |  |  |  | No | R-410A | 1.95 | Residential & Commercial | Ducted CEE Tier 1
215864548 | Central HP <5.4 tons | AMERICAN STANDARD | HRCU-A-CB (Split System: Heat Pump with Remote Outdoor Unit-Air-Source) | 5A6V8X36A1 |  |  | 5PX*C007AS3 | S8V2C080M5PCB | 32800 | 18.1 | 8.5 | 33200 | 25400 | 76.51% | 2.1 | 0 | 10.5 |  |  |  | No | R-454B | 2.7333 | Residential & Commercial | Ducted CEE Tier 1
215864564 | Central HP <5.4 tons | AMERICAN STANDARD | HRCU-A-CB (Split System: Heat Pump with Remote Outdoor Unit-Air-Source) | 5A6V8X36A1 |  |  | 5PX*CD05AS3 | S8V2C080M5PCB | 32000 | 18.1 | 8.5 | 33800 | 25600 | 75.74% | 2 | 0 | 10 |  |  |  | No | R-454B | 2.6667 | Residential & Commercial | Ducted CEE Tier 1
215864580 | Central HP <5.4 tons | AMERICAN STANDARD | HRCU-A-CB (Split System: Heat Pump with Remote Outdoor Unit-Air-Source) | 5A6V8X36A1 |  |  | 5TXCB004AS3 | S8V2B060M4PDB | 31600 | 18.1 | 8.5 | 32800 | 25400 | 77.44% | 2 | 0 | 10 |  |  |  | No | R-454B | 2.6333 | Residential & Commercial | Ducted CEE Tier 1
215864628 | Central HP <5.4 tons | AMERICAN STANDARD | HRCU-A-CB (Split System: Heat Pump with Remote Outdoor Unit-Air-Source) | 5A6V8X36A1 |  |  | 5TXCB006AS3 | S8V2B060M4PDB | 32800 | 18.1 | 8.5 | 33400 | 25600 | 76.65% | 2.1 | 0 | 10 |  |  |  | No | R-454B | 2.7333 | Residential & Commercial | Ducted CEE Tier 1
215864680 | Central HP <5.4 tons | AMERICAN STANDARD | HRCU-A-CB (Split System: Heat Pump with Remote Outdoor Unit-Air-Source) | 5A6V8X60A1 |  |  | 5PX*C007AS3 | S8V2C080M5PCB | 52500 | 18.1 | 8.5 | 55500 | 40000 | 72.07% | 2 | 0 | 10 |  |  |  | No | R-454B | 4.375 | Residential & Commercial | Ducted CEE Tier 1
210720658 | Central HP <5.4 tons | BRYANT HEATING AND COOLING SYSTEMS | HRCU-A-CB (Split System: Heat Pump with Remote Outdoor Unit-Air-Source) | 284ANV036*0**B* |  |  | CAP**6121AL*+UI | 935CA66100C21*** | 34800 | 20 | 9 | 34400 | 25000 | 72.67% | 2.02 | 0 | 12.5 |  |  |  | No | R-410A | 2.9 | Residential & Commercial | Ducted CEE Tier 1
210720674 | Central HP <5.4 tons | BRYANT HEATING AND COOLING SYSTEMS | HRCU-A-CB (Split System: Heat Pump with Remote Outdoor Unit-Air-Source) | 284ANV036*0**B* |  |  | CNPV*4821AL*+UI | 83*CA48060C17*** | 33800 | 19.5 | 9 | 35200 | 26000 | 73.86% | 2.02 | 0 | 12 |  |  |  | No | R-410A | 2.8167 | Residential & Commercial | Ducted CEE Tier 1
210720630 | Central HP <5.4 tons | BRYANT HEATING AND COOLING SYSTEMS | HRCU-A-CB (Split System: Heat Pump with Remote Outdoor Unit-Air-Source) | 284ANV036*0**B* |  |  | CAP**3717AL*+UI | 987MB42080C17*** | 33800 | 18.5 | 9.5 | 35600 | 26200 | 73.6% | 2 | 0 | 11.7 |  |  |  | No | R-410A | 2.8167 | Residential & Commercial | Ducted CEE Tier 1
210720646 | Central HP <5.4 tons | BRYANT HEATING AND COOLING SYSTEMS | HRCU-A-CB (Split System: Heat Pump with Remote Outdoor Unit-Air-Source) | 284ANV036*0**B* |  |  | CAP**6024AL*+UI | 935CA66100C21*** | 34400 | 20 | 9 | 34400 | 25000 | 72.67% | 2.02 | 0 | 12.5 |  |  |  | No | R-410A | 2.8667 | Residential & Commercial | Ducted CEE Tier 1
214719767 | Central HP <5.4 tons | YORK | HRCU-A-CB (Split System: Heat Pump with Remote Outdoor Unit-Air-Source) | HH836E2S11 |  |  | CTU48C5XFS1+TXV | TM9E100C16MP12 | 33400 | 19 | 9 | 31400 | 25400 | 80.89% | 2 | 0 | 11 |  |  |  | No | R-454B | 2.7833 | Residential & Commercial | Ducted CEE Tier 1
214719769 | Central HP <5.4 tons | YORK | HRCU-A-CB (Split System: Heat Pump with Remote Outdoor Unit-Air-Source) | HH836E2S11 |  |  | CTU48C5XFS1+TXV | Y91E080C16SMPS1 | 34000 | 19 | 9 | 32600 | 25800 | 79.14% | 2 | 0 | 11 |  |  |  | No | R-454B | 2.8333 | Residential & Commercial | Ducted CEE Tier 1
214719719 | Central HP <5.4 tons | YORK | HRCU-A-CB (Split System: Heat Pump with Remote Outdoor Unit-Air-Source) | HH836E2S11 |  |  | CTU36B5XDS1+TXV | TM8E100B12MP11 | 33200 | 18 | 8.5 | 31200 | 25200 | 80.77% | 2 | 0 | 11 |  |  |  | No | R-454B | 2.7667 | Residential & Commercial | Ducted CEE Tier 1
210532943 | Central HP <5.4 tons | BRYANT HEATING AND COOLING SYSTEMS | HRCU-A-CB (Split System: Heat Pump with Remote Outdoor Unit-Air-Source) | 284ANV024*0**B* |  |  | CAP**2417AL*+UI | 986TC42080C17*** | 23000 | 19.5 | 10 | 27000 | 20200 | 74.81% | 2.3 | 0 | 12.5 |  |  |  | No | R-410A | 1.9167 | Residential & Commercial | Ducted CEE Tier 1
212978119 | Central HP <5.4 tons | COMFORTMAKER | HRCU-A-CB (Split System: Heat Pump with Remote Outdoor Unit-Air-Source) | DLCURAH24ABK |  |  | EA*4X30L14A* | *80MS(N,L)0701412A* | 23400 | 17 | 8.5 | 26200 | 24800 | 94.66% | 2.08 | 0 | 10 |  |  |  | No | R-410A | 1.95 | Residential & Commercial | Ducted CEE Tier 1
212979506 | Central HP <5.4 tons | COMFORTMAKER | HRCU-A-CB (Split System: Heat Pump with Remote Outdoor Unit-Air-Source) | DLCURAH24ABK |  |  | EA*4X37L21A* | *80MS(N,L)0702116A* | 24400 | 17 | 8.5 | 25200 | 21200 | 84.13% | 1.8 | 0 | 10.5 |  |  |  | No | R-410A | 2.0333 | Residential & Commercial | Ducted CEE Tier 1
211244972 | Central HP <5.4 tons | COMFORTMAKER | HRCU-A-CB (Split System: Heat Pump with Remote Outdoor Unit-Air-Source) | DLCURAH24ABK |  |  | EN(A,D,W)4X36L17** | *95ESU0601716A* | 24200 | 16.5 | 8.1 | 26200 | 22800 | 87.02% | 1.9 | 0 | 10.5 |  |  |  | No | R-410A | 2.0167 | Residential & Commercial | Ducted CEE Tier 1
211245215 | Central HP <5.4 tons | COMFORTMAKER | HRCU-A-CB (Split System: Heat Pump with Remote Outdoor Unit-Air-Source) | DLCURAH24ABK |  |  | EN(A,D,W)4X36L17** | *92ESN0401410A* | 24000 | 15.2 | 8.1 | 26600 | 22800 | 85.71% | 1.86 | 0 | 10 |  |  |  | No | R-410A | 2 | Residential & Commercial | Ducted CEE Tier 1
211243368 | Central HP <5.4 tons | AIRQUEST | HRCU-A-CB (Split System: Heat Pump with Remote Outdoor Unit-Air-Source) | DLCURAH24ABK |  |  | EA*4X37L21A* | *95ESU0601716A* | 25000 | 17 | 8.5 | 25600 | 20800 | 81.25% | 1.76 | 0 | 10.5 |  |  |  | No | R-410A | 2.0833 | Residential & Commercial | Ducted CEE Tier 1
211243902 | Central HP <5.4 tons | AIRQUEST | HRCU-A-CB (Split System: Heat Pump with Remote Outdoor Unit-Air-Source) | DLCURAH24ABK |  |  | EN(A,D)4X24L17** | *95ESU0401712A* | 23200 | 16.5 | 8.5 | 26400 | 24400 | 92.42% | 2.04 | 0 | 10 |  |  |  | No | R-410A | 1.9333 | Residential & Commercial | Ducted CEE Tier 1
214573273 | Central HP <5.4 tons | COMFORTMAKER | HRCU-A-CB (Split System: Heat Pump with Remote Outdoor Unit-Air-Source) | CVH837GKA** |  |  | EHD4X60AAL+WALLCON | *95CSU1002122B* | 33000 | 18 | 8.5 | 32000 | 24800 | 77.5% | 2.02 | 0 | 11.5 |  |  |  | No | R-410A | 2.75 | Residential & Commercial | Ducted CEE Tier 1
212970691 | Central HP <5.4 tons | DAY & NIGHT | HRCU-A-CB (Split System: Heat Pump with Remote Outdoor Unit-Air-Source) | DLCURAH36ABK |  |  | EA*4X48L21A* | *80VSL0902120B* | 35600 | 16.5 | 8.5 | 38500 | 34600 | 89.87% | 2.02 | 0 | 10 |  |  |  | No | R-410A | 2.9667 | Residential & Commercial | Ducted CEE Tier 1
210532911 | Central HP <5.4 tons | BRYANT HEATING AND COOLING SYSTEMS | HRCU-A-CB (Split System: Heat Pump with Remote Outdoor Unit-Air-Source) | 284ANV048*0**B* |  |  | CNPV*4824AL*+UI | 987MB66120C24*** | 43500 | 20.5 | 8.5 | 46500 | 36600 | 78.71% | 2.16 | 0 | 11.7 |  |  |  | No | R-410A | 3.625 | Residential & Commercial | Ducted CEE Tier 1
210532925 | Central HP <5.4 tons | BRYANT HEATING AND COOLING SYSTEMS | HRCU-A-CB (Split System: Heat Pump with Remote Outdoor Unit-Air-Source) | 284ANV048*0**B* |  |  | CSPH*4812AL*+UI | 986TC66120C24*** | 44500 | 20.5 | 9 | 46500 | 36400 | 78.28% | 2.22 | 0 | 11.7 |  |  |  | No | R-410A | 3.7083 | Residential & Commercial | Ducted CEE Tier 1
210472947 | Central HP <5.4 tons | DAY & NIGHT | HRCU-A-CB (Split System: Heat Pump with Remote Outdoor Unit-Air-Source) | CVH825GKA3* |  |  | EA*4X42L21A*+WALLCON | *97CMN1002122A* | 23800 | 16.5 | 8.1 | 21400 | 16600 | 77.57% | 1.96 | 0 | 11 |  |  |  | No | R-410A | 1.9833 | Residential & Commercial | Ducted CEE Tier 1
210473046 | Central HP <5.4 tons | DAY & NIGHT | HRCU-A-CB (Split System: Heat Pump with Remote Outdoor Unit-Air-Source) | CVH825GKA3* |  |  | EA*4X42L24A*+WALLCON | *97CMN1002122A* | 23800 | 16.5 | 8.1 | 21400 | 16600 | 77.57% | 1.96 | 0 | 11 |  |  |  | No | R-410A | 1.9833 | Residential & Commercial | Ducted CEE Tier 1
210473519 | Central HP <5.4 tons | DAY & NIGHT | HRCU-A-CB (Split System: Heat Pump with Remote Outdoor Unit-Air-Source) | CVH825GKA3* |  |  | EA*4X48L24A*+WALLCON | *96CTN1002122A* | 24200 | 16.5 | 8.1 | 21000 | 16500 | 78.57% | 2.02 | 0 | 11 |  |  |  | No | R-410A | 2.0167 | Residential & Commercial | Ducted CEE Tier 1
210532945 | Central HP <5.4 tons | BRYANT HEATING AND COOLING SYSTEMS | HRCU-A-CB (Split System: Heat Pump with Remote Outdoor Unit-Air-Source) | 284ANV024*0**B* |  |  | CAP**2417AL*+UI | 987MB42080C17*** | 22800 | 19.5 | 10 | 27200 | 20200 | 74.26% | 2.28 | 0 | 12.5 |  |  |  | No | R-410A | 1.9 | Residential & Commercial | Ducted CEE Tier 1
214719747 | Central HP <5.4 tons | YORK | HRCU-A-CB (Split System: Heat Pump with Remote Outdoor Unit-Air-Source) | HH836E2S11 |  |  | CTU48C5XFS1+JMET12CS2N1+TXV |  | 34000 | 19 | 9 | 31800 | 25200 | 79.25% | 2 | 0 | 11.7 |  |  |  | No | R-454B | 2.8333 | Residential & Commercial | Ducted CEE Tier 1
214719797 | Central HP <5.4 tons | YORK | HRCU-A-CB (Split System: Heat Pump with Remote Outdoor Unit-Air-Source) | HH836E2S11 |  |  | CTU48C5XFS1+TXV | YP9C100C16MP13 | 33200 | 18 | 9 | 31200 | 25200 | 80.77% | 2 | 0 | 11 |  |  |  | No | R-454B | 2.7667 | Residential & Commercial | Ducted CEE Tier 1
214719813 | Central HP <5.4 tons | YORK | HRCU-A-CB (Split System: Heat Pump with Remote Outdoor Unit-Air-Source) | HH836E2S11 |  |  | CTU48C5XFS1+TXV | Y91E100C16SMPS1 | 35000 | 18 | 9 | 32600 | 25800 | 79.14% | 2 | 0 | 11 |  |  |  | No | R-454B | 2.9167 | Residential & Commercial | Ducted CEE Tier 1
214719750 | Central HP <5.4 tons | YORK | HRCU-A-CB (Split System: Heat Pump with Remote Outdoor Unit-Air-Source) | HH836E2S11 |  |  | CTU48C5XFS1+TXV | TM8V080C16MP12 | 33400 | 18 | 9 | 31600 | 25400 | 80.38% | 2 | 0 | 11 |  |  |  | No | R-454B | 2.7833 | Residential & Commercial | Ducted CEE Tier 1
214573573 | Central HP <5.4 tons | COMFORTMAKER | HRCU-A-CB (Split System: Heat Pump with Remote Outdoor Unit-Air-Source) | CVH837GKA** |  |  | EN(A,D,W)4X60L24**+WALLCON | *95CSU1002122B* | 32800 | 19 | 8.5 | 32200 | 24600 | 76.4% | 1.98 | 0 | 12 |  |  |  | No | R-410A | 2.7333 | Residential & Commercial | Ducted CEE Tier 1
210692306 | Central HP <5.4 tons | DAIKIN | HRCU-A-CB (Split System: Heat Pump with Remote Outdoor Unit-Air-Source) | DZ9VCA3610A* |  |  | CA*F3743*6D*+TXV | D*80VC0805C*A* | 33600 | 19 | 8.2 | 34000 | 24400 | 71.76% | 1.8 | 0 | 12 |  |  |  | No | R-410A | 2.8 | Residential & Commercial | Ducted CEE Tier 1
210692320 | Central HP <5.4 tons | DAIKIN | HRCU-A-CB (Split System: Heat Pump with Remote Outdoor Unit-Air-Source) | DZ9VCA3610A* |  |  | CA*F3743*6D*+TXV | D*97MC1205DNA* | 33200 | 19 | 8.2 | 33600 | 24400 | 72.62% | 1.8 | 0 | 12 |  |  |  | No | R-410A | 2.7667 | Residential & Commercial | Ducted CEE Tier 1
210692376 | Central HP <5.4 tons | DAIKIN | HRCU-A-CB (Split System: Heat Pump with Remote Outdoor Unit-Air-Source) | DZ9VCA3610A* |  |  | CSCF3642N6D*+TXV | D*97MC0803BNA* | 33800 | 18.5 | 8.2 | 34000 | 24400 | 71.76% | 1.8 | 0 | 11.5 |  |  |  | No | R-410A | 2.8167 | Residential & Commercial | Ducted CEE Tier 1
212971649 | Central HP <5.4 tons | DAY & NIGHT | HRCU-A-CB (Split System: Heat Pump with Remote Outdoor Unit-Air-Source) | DLCURAH24ABK |  |  | EA*4X30L17A* | *80VTL0701716B* | 23600 | 17 | 8.5 | 26000 | 24000 | 92.31% | 2 | 0 | 10 |  |  |  | No | R-410A | 1.9667 | Residential & Commercial | Ducted CEE Tier 1
212971704 | Central HP <5.4 tons | DAY & NIGHT | HRCU-A-CB (Split System: Heat Pump with Remote Outdoor Unit-Air-Source) | DLCURAH24ABK |  |  | EN(A,D)4X24L17** | *80VTL0701716B* | 23200 | 16.5 | 8.5 | 26800 | 25200 | 94.03% | 2.1 | 0 | 10 |  |  |  | No | R-410A | 1.9333 | Residential & Commercial | Ducted CEE Tier 1
211241796 | Central HP <5.4 tons | COMFORTMAKER | HRCU-A-CB (Split System: Heat Pump with Remote Outdoor Unit-Air-Source) | DLCURAH24ABK |  |  | EA*4X30L17A* | OLV098A12* | 23200 | 16.5 | 8.5 | 25800 | 24400 | 94.57% | 2.02 | 0 | 10 |  |  |  | No | R-410A | 1.9333 | Residential & Commercial | Ducted CEE Tier 1
215853459 | Central HP <5.4 tons | COLEMAN | HRCU-A-CB (Split System: Heat Pump with Remote Outdoor Unit-Air-Source) | HH860E2S11 |  |  | CTM60D5CJS1 | CP9C120D20MP13 | 53500 | 19 | 9 | 55500 | 40000 | 72.07% | 2 | 0 | 11 |  |  |  | No | R-454B | 4.4583 | Residential & Commercial | Ducted CEE Tier 1
214719766 | Central HP <5.4 tons | YORK | HRCU-A-CB (Split System: Heat Pump with Remote Outdoor Unit-Air-Source) | HH860E2S11 |  |  | CTU60C5XGS1+TXV | TMLE120C20MP11 | 44500 | 17 | 9 | 45000 | 33600 | 74.67% | 2 | 0 | 11.7 |  |  |  | No | R-454B | 3.7083 | Residential & Commercial | Ducted CEE Tier 1
214719816 | Central HP <5.4 tons | YORK | HRCU-A-CB (Split System: Heat Pump with Remote Outdoor Unit-Air-Source) | HH860E2S11 |  |  | CTU60C5XGS1+TXV | TM8E120C16MP11 | 44500 | 18 | 9 | 45500 | 34200 | 75.16% | 2 | 0 | 11 |  |  |  | No | R-454B | 3.7083 | Residential & Commercial | Ducted CEE Tier 1
214719818 | Central HP <5.4 tons | YORK | HRCU-A-CB (Split System: Heat Pump with Remote Outdoor Unit-Air-Source) | HH860E2S11 |  |  | CTU60C5XGS1+TXV | TMLE080C16MP11 | 44500 | 18 | 9 | 45500 | 34200 | 75.16% | 2 | 0 | 11 |  |  |  | No | R-454B | 3.7083 | Residential & Commercial | Ducted CEE Tier 1
214809028 | Central HP <5.4 tons | CHAMPION HEATING AND COOLING | HRCU-A-CB (Split System: Heat Pump with Remote Outdoor Unit-Air-Source) | HH860E2S11 |  |  | CTU60C5XGS1+JMC16C2SN1+TXV |  | 45000 | 19 | 9 | 45000 | 33600 | 74.67% | 2 | 0 | 12 |  |  |  | No | R-454B | 3.75 | Residential & Commercial | Ducted CEE Tier 1
214809214 | Central HP <5.4 tons | CHAMPION HEATING AND COOLING | HRCU-A-CB (Split System: Heat Pump with Remote Outdoor Unit-Air-Source) | HH860E2S11 |  |  | CTU60C5XGS1+TXV | Z8ES100C20SMPS1 | 44500 | 18 | 9 | 44500 | 33400 | 75.06% | 2 | 0 | 12 |  |  |  | No | R-454B | 3.7083 | Residential & Commercial | Ducted CEE Tier 1
214421534 | Central HP <5.4 tons | CHAMPION HEATING AND COOLING | HRCU-A-CB (Split System: Heat Pump with Remote Outdoor Unit-Air-Source) | HH860E2S11 |  |  | CTM60C5CGS1+JMET16CS2N1 |  | 45500 | 19 | 9.5 | 45500 | 34000 | 74.73% | 2 | 0 | 11.7 |  |  |  | No | R-454B | 3.7917 | Residential & Commercial | Ducted CEE Tier 1
214719801 | Central HP <5.4 tons | YORK | HRCU-A-CB (Split System: Heat Pump with Remote Outdoor Unit-Air-Source) | HH860E2S11 |  |  | CTU60C5XGS1+TXV | TMLV120C20MP12 | 44500 | 18 | 9 | 45000 | 33800 | 75.11% | 2 | 0 | 11 |  |  |  | No | R-454B | 3.7083 | Residential & Commercial | Ducted CEE Tier 1
215434250 | Central HP <5.4 tons | DAIKIN | HRCU-A-CB (Split System: Heat Pump with Remote Outdoor Unit-Air-Source) | DH7VSA4210A* |  |  | CHPEA4830*3A* | D*80TC0805C*A* | 40500 | 17 | 8.6 | 41000 | 31000 | 75.61% | 2 | 0 | 10 |  |  |  | No | R-32 | 3.375 | Residential & Commercial | Ducted CEE Tier 1
215434265 | Central HP <5.4 tons | DAIKIN | HRCU-A-CB (Split System: Heat Pump with Remote Outdoor Unit-Air-Source) | DH7VSA4210A* |  |  | CHPEA6030*3A* | D*80TC1005C*A* | 40500 | 17 | 8.6 | 41000 | 31000 | 75.61% | 2 | 0 | 10 |  |  |  | No | R-32 | 3.375 | Residential & Commercial | Ducted CEE Tier 1
215434268 | Central HP <5.4 tons | DAIKIN | HRCU-A-CB (Split System: Heat Pump with Remote Outdoor Unit-Air-Source) | DH7VSA4210A* |  |  | CHPEA6030*3A* | D*96TC1005DNA* | 40500 | 17 | 8.6 | 41000 | 31000 | 75.61% | 2 | 0 | 10 |  |  |  | No | R-32 | 3.375 | Residential & Commercial | Ducted CEE Tier 1
210473365 | Central HP <5.4 tons | DAY & NIGHT | HRCU-A-CB (Split System: Heat Pump with Remote Outdoor Unit-Air-Source) | CVH825GKA3* |  |  | EA*4X48L21A*+WALLCON | *96CTN0801714A* | 24000 | 16.5 | 8.1 | 21000 | 16600 | 79.05% | 2 | 0 | 11 |  |  |  | No | R-410A | 2 | Residential & Commercial | Ducted CEE Tier 1
211259868 | Central HP <5.4 tons | TEMPSTAR | HRCU-A-CB (Split System: Heat Pump with Remote Outdoor Unit-Air-Source) | DLCURAH18ABK |  |  | EA*4X19L17A* | *95ESN0261410A* | 18600 | 16 | 8.5 | 18600 | 17500 | 94.09% | 2.12 | 0 | 11 |  |  |  | No | R-410A | 1.55 | Residential & Commercial | Ducted CEE Tier 1
211260054 | Central HP <5.4 tons | TEMPSTAR | HRCU-A-CB (Split System: Heat Pump with Remote Outdoor Unit-Air-Source) | DLCURAH18ABK |  |  | EA*4X19L17A* | OLV098A12* | 18600 | 16 | 8.5 | 18600 | 17500 | 94.09% | 2.12 | 0 | 11 |  |  |  | No | R-410A | 1.55 | Residential & Commercial | Ducted CEE Tier 1
212983641 | Central HP <5.4 tons | COMFORTMAKER | HRCU-A-CB (Split System: Heat Pump with Remote Outdoor Unit-Air-Source) | DLCURAH18ABK |  |  | EA*4X24L14A* | *92MSN0601412A* | 17500 | 16 | 8.5 | 18500 | 19400 | 104.9% | 2.34 | 0 | 10.5 |  |  |  | No | R-410A | 1.4583 | Residential & Commercial | Ducted CEE Tier 1
212970011 | Central HP <5.4 tons | DAY & NIGHT | HRCU-A-CB (Split System: Heat Pump with Remote Outdoor Unit-Air-Source) | DLCURAH18ABK |  |  | EN(A,D)4X24L17** | *80VSL0701716B* | 17700 | 16 | 8.5 | 18700 | 19100 | 102.1% | 2.3 | 0 | 11 |  |  |  | No | R-410A | 1.475 | Residential & Commercial | Ducted CEE Tier 1
214570411 | Central HP <5.4 tons | AIRQUEST | HRCU-A-CB (Split System: Heat Pump with Remote Outdoor Unit-Air-Source) | HVH825GKA3* |  |  | EA*4X36L21A*+WALLCON | *97CMN0802120B* | 23600 | 16.5 | 8.1 | 21400 | 16600 | 77.57% | 1.94 | 0 | 10.5 |  |  |  | No | R-410A | 1.9667 | Residential & Commercial | Ducted CEE Tier 1
211260670 | Central HP <5.4 tons | TEMPSTAR | HRCU-A-CB (Split System: Heat Pump with Remote Outdoor Unit-Air-Source) | DLCURAH18ABK |  |  | EA*4X24L17A* | OLV098A12* | 18000 | 15.5 | 8.5 | 19000 | 18900 | 99.47% | 2.26 | 0 | 10.5 |  |  |  | No | R-410A | 1.5 | Residential & Commercial | Ducted CEE Tier 1
211244904 | Central HP <5.4 tons | COMFORTMAKER | HRCU-A-CB (Split System: Heat Pump with Remote Outdoor Unit-Air-Source) | DLCURAH24ABK |  |  | EN(A,D,W)4X36L17** | *96VSN0801716A* | 24200 | 16.5 | 8.1 | 26200 | 23000 | 87.79% | 1.9 | 0 | 10.5 |  |  |  | No | R-410A | 2.0167 | Residential & Commercial | Ducted CEE Tier 1
212971185 | Central HP <5.4 tons | AIRQUEST | HRCU-A-CB (Split System: Heat Pump with Remote Outdoor Unit-Air-Source) | DLCURAH24ABK |  |  | EA*4X37L17A* | *80VTL0451412B* | 24200 | 17 | 8.5 | 25200 | 22000 | 87.3% | 1.84 | 0 | 10 |  |  |  | No | R-410A | 2.0167 | Residential & Commercial | Ducted CEE Tier 1
212971233 | Central HP <5.4 tons | AIRQUEST | HRCU-A-CB (Split System: Heat Pump with Remote Outdoor Unit-Air-Source) | DLCURAH24ABK |  |  | EN(A,D)4X30L17** | *80VTL0451412B* | 23600 | 17 | 8.5 | 26200 | 24600 | 93.89% | 2.04 | 0 | 10.5 |  |  |  | No | R-410A | 1.9667 | Residential & Commercial | Ducted CEE Tier 1
210692305 | Central HP <5.4 tons | DAIKIN | HRCU-A-CB (Split System: Heat Pump with Remote Outdoor Unit-Air-Source) | DZ9VCA3610A* |  |  | CA*F3743*6D*+TXV | D*80SC0805CUA* | 33600 | 19 | 8.2 | 34000 | 24400 | 71.76% | 1.8 | 0 | 12 |  |  |  | No | R-410A | 2.8 | Residential & Commercial | Ducted CEE Tier 1
210692322 | Central HP <5.4 tons | DAIKIN | HRCU-A-CB (Split System: Heat Pump with Remote Outdoor Unit-Air-Source) | DZ9VCA3610A* |  |  | CHPF3642C6C*+MBVC1600**-1A*+TXV |  | 33400 | 18 | 8.2 | 34000 | 24400 | 71.76% | 1.8 | 0 | 11 |  |  |  | No | R-410A | 2.7833 | Residential & Commercial | Ducted CEE Tier 1
210692323 | Central HP <5.4 tons | DAIKIN | HRCU-A-CB (Split System: Heat Pump with Remote Outdoor Unit-Air-Source) | DZ9VCA3610A* |  |  | CHPF3642C6C*+TXV | D*80SC0604BUA* | 33400 | 18 | 8.2 | 34000 | 24400 | 71.76% | 1.8 | 0 | 11 |  |  |  | No | R-410A | 2.7833 | Residential & Commercial | Ducted CEE Tier 1
211244722 | Central HP <5.4 tons | AIRQUEST | HRCU-A-CB (Split System: Heat Pump with Remote Outdoor Unit-Air-Source) | DLCURAH24ABK |  |  | EN(A,D)4X30L17** | *92ESN0601412A* | 23400 | 17 | 8.1 | 25800 | 24000 | 93.02% | 2 | 0 | 10 |  |  |  | No | R-410A | 1.95 | Residential & Commercial | Ducted CEE Tier 1
214719819 | Central HP <5.4 tons | YORK | HRCU-A-CB (Split System: Heat Pump with Remote Outdoor Unit-Air-Source) | HH860E2S11 |  |  | CTU60C5XGS1+TXV | TM8E080C16MP11 | 44500 | 18 | 9 | 45500 | 34200 | 75.16% | 2 | 0 | 11 |  |  |  | No | R-454B | 3.7083 | Residential & Commercial | Ducted CEE Tier 1
213785005 | Central HP <5.4 tons | CARRIER | HRCU-A-CB (Split System: Heat Pump with Remote Outdoor Unit-Air-Source) | 25VNA424A*031* |  |  | CAP**2414AL*+UI | 58TN*B070C14**12 | 23000 | 19.5 | 10 | 27000 | 20200 | 74.81% | 2.28 | 0 | 12.5 |  |  |  | No | R-410A | 1.9167 | Residential & Commercial | Ducted CEE Tier 1
213785021 | Central HP <5.4 tons | CARRIER | HRCU-A-CB (Split System: Heat Pump with Remote Outdoor Unit-Air-Source) | 25VNA424A*031* |  |  | CAP**2417AL*+UI | 59TN6C040C14**10 | 22600 | 17.5 | 9.5 | 27400 | 20600 | 75.18% | 2.2 | 0 | 11.5 |  |  |  | No | R-410A | 1.8833 | Residential & Commercial | Ducted CEE Tier 1
213785105 | Central HP <5.4 tons | CARRIER | HRCU-A-CB (Split System: Heat Pump with Remote Outdoor Unit-Air-Source) | 25VNA424A*031* |  |  | CAP**3621AL*+UI | 59TN6C100C21**22 | 23400 | 20 | 10 | 26600 | 19800 | 74.44% | 2.42 | 0 | 13 |  |  |  | No | R-410A | 1.95 | Residential & Commercial | Ducted CEE Tier 1
213785107 | Central HP <5.4 tons | CARRIER | HRCU-A-CB (Split System: Heat Pump with Remote Outdoor Unit-Air-Source) | 25VNA424A*031* |  |  | CAP**3721AL*+UI | 58TN*B045C17**12 | 24000 | 19.5 | 10.5 | 26600 | 19900 | 74.81% | 2.5 | 0 | 12.5 |  |  |  | No | R-410A | 2 | Residential & Commercial | Ducted CEE Tier 1
213785121 | Central HP <5.4 tons | CARRIER | HRCU-A-CB (Split System: Heat Pump with Remote Outdoor Unit-Air-Source) | 25VNA424A*031* |  |  | CAP**3721AL*+UI | 59MN7C100C21**22 | 24200 | 20 | 10.5 | 26400 | 19700 | 74.62% | 2.54 | 0 | 13 |  |  |  | No | R-410A | 2.0167 | Residential & Commercial | Ducted CEE Tier 1
213785137 | Central HP <5.4 tons | CARRIER | HRCU-A-CB (Split System: Heat Pump with Remote Outdoor Unit-Air-Source) | 25VNA424A*031* |  |  | CAP**4221AL*+UI | 58TN*B110C21**20 | 23400 | 20 | 10 | 26600 | 19700 | 74.06% | 2.46 | 0 | 13 |  |  |  | No | R-410A | 1.95 | Residential & Commercial | Ducted CEE Tier 1
211240485 | Central HP <5.4 tons | TEMPSTAR | HRCU-A-CB (Split System: Heat Pump with Remote Outdoor Unit-Air-Source) | DLCURAH24ABK |  |  | EA*4X24L17A* | *80VSL0701716A* | 23600 | 16.5 | 8.5 | 26600 | 24600 | 92.48% | 2.04 | 0 | 10 |  |  |  | No | R-410A | 1.9667 | Residential & Commercial | Ducted CEE Tier 1
211241307 | Central HP <5.4 tons | TEMPSTAR | HRCU-A-CB (Split System: Heat Pump with Remote Outdoor Unit-Air-Source) | DLCURAH24ABK |  |  | EA*4X30L14A* | *96VTN0401410A* | 23600 | 15.5 | 8.5 | 26200 | 23600 | 90.08% | 1.94 | 0 | 10 |  |  |  | No | R-410A | 1.9667 | Residential & Commercial | Ducted CEE Tier 1
211241437 | Central HP <5.4 tons | TEMPSTAR | HRCU-A-CB (Split System: Heat Pump with Remote Outdoor Unit-Air-Source) | DLCURAH24ABK |  |  | EA*4X30L17A* | *96VSN0801716A* | 24200 | 16.5 | 8.5 | 26400 | 23000 | 87.12% | 1.9 | 0 | 10 |  |  |  | No | R-410A | 2.0167 | Residential & Commercial | Ducted CEE Tier 1
212982365 | Central HP <5.4 tons | COMFORTMAKER | HRCU-A-CB (Split System: Heat Pump with Remote Outdoor Unit-Air-Source) | DLCURAH24ABK |  |  | EN(A,D)4X36L21** | *80MSU0401712A* | 23400 | 16.5 | 8.5 | 25800 | 23800 | 92.25% | 1.98 | 0 | 10 |  |  |  | No | R-410A | 1.95 | Residential & Commercial | Ducted CEE Tier 1
212983551 | Central HP <5.4 tons | COMFORTMAKER | HRCU-A-CB (Split System: Heat Pump with Remote Outdoor Unit-Air-Source) | DLCURAH24ABK |  |  | EA*4X30L17A* | *92MSN0601412A* | 23800 | 17 | 8.5 | 26600 | 24000 | 90.23% | 1.98 | 0 | 10 |  |  |  | No | R-410A | 1.9833 | Residential & Commercial | Ducted CEE Tier 1
211244951 | Central HP <5.4 tons | AIRQUEST | HRCU-A-CB (Split System: Heat Pump with Remote Outdoor Unit-Air-Source) | DLCURAH24ABK |  |  | EN(A,D,W)4X36L17** | *80VSL0451716A* | 24200 | 16 | 8.1 | 26400 | 22800 | 86.36% | 1.88 | 0 | 10.5 |  |  |  | No | R-410A | 2.0167 | Residential & Commercial | Ducted CEE Tier 1
211245069 | Central HP <5.4 tons | AIRQUEST | HRCU-A-CB (Split System: Heat Pump with Remote Outdoor Unit-Air-Source) | DLCURAH24ABK |  |  | EN(A,D,W)4X36L17** | *96VTN0401410A* | 23400 | 16 | 8.1 | 25800 | 24000 | 93.02% | 2 | 0 | 10 |  |  |  | No | R-410A | 1.95 | Residential & Commercial | Ducted CEE Tier 1
215939744 | Central HP <5.4 tons | CARRIER | HRCU-A-CB (Split System: Heat Pump with Remote Outdoor Unit-Air-Source) | 27VNA336A*030* |  |  | CAA**4821AM*+UI | 59TN7A060C17**16 | 33000 | 19 | 9 | 35400 | 27000 | 76.27% | 1.9 | 0 | 11 |  |  |  | No | R-454B | 2.75 | Residential & Commercial | Ducted CEE Tier 1
215939994 | Central HP <5.4 tons | CARRIER | HRCU-A-CB (Split System: Heat Pump with Remote Outdoor Unit-Air-Source) | 27VNA336A*030* |  |  | CSAH*3612AM*+UI | 59TN7A100C21**22 | 33400 | 19 | 9 | 34800 | 26600 | 76.44% | 1.92 | 0 | 11 |  |  |  | No | R-454B | 2.7833 | Residential & Commercial | Ducted CEE Tier 1
215940664 | Central HP <5.4 tons | CARRIER | HRCU-A-CB (Split System: Heat Pump with Remote Outdoor Unit-Air-Source) | 27VNA336A*030* |  |  | CVAVA4221XMA*+UI | 59TN7A080C21**20 | 34400 | 20.5 | 8.5 | 38500 | 28200 | 73.25% | 2.04 | 0 | 11.7 |  |  |  | No | R-454B | 2.8667 | Residential & Commercial | Ducted CEE Tier 1
215939794 | Central HP <5.4 tons | CARRIER | HRCU-A-CB (Split System: Heat Pump with Remote Outdoor Unit-Air-Source) | 27VNA336A*030* |  |  | CAA**6024AM*+UI | 59TN7A080C21**20 | 34000 | 20 | 9.5 | 34200 | 26000 | 76.02% | 2.06 | 0 | 11.7 |  |  |  | No | R-454B | 2.8333 | Residential & Commercial | Ducted CEE Tier 1
215940044 | Central HP <5.4 tons | CARRIER | HRCU-A-CB (Split System: Heat Pump with Remote Outdoor Unit-Air-Source) | 27VNA336A*030* |  |  | CSAH*4212AM*+UI | 59TN7A060C17**16 | 33200 | 18.5 | 9 | 35600 | 27200 | 76.4% | 1.92 | 0 | 10.5 |  |  |  | No | R-454B | 2.7667 | Residential & Commercial | Ducted CEE Tier 1
214719782 | Central HP <5.4 tons | YORK | HRCU-A-CB (Split System: Heat Pump with Remote Outdoor Unit-Air-Source) | HH836E2S11 |  |  | CTU48C5XFS1+TXV | TL9E080C16UH11 | 33400 | 18 | 9 | 31400 | 25400 | 80.89% | 2 | 0 | 11 |  |  |  | No | R-454B | 2.7833 | Residential & Commercial | Ducted CEE Tier 1
214719783 | Central HP <5.4 tons | YORK | HRCU-A-CB (Split System: Heat Pump with Remote Outdoor Unit-Air-Source) | HH836E2S11 |  |  | CTU48C5XFS1+TXV | TM9E100C20MP12 | 34400 | 17 | 9 | 32400 | 25800 | 79.63% | 2 | 0 | 11 |  |  |  | No | R-454B | 2.8667 | Residential & Commercial | Ducted CEE Tier 1
211244712 | Central HP <5.4 tons | COMFORTMAKER | HRCU-A-CB (Split System: Heat Pump with Remote Outdoor Unit-Air-Source) | DLCURAH24ABK |  |  | EN(A,D)4X30L17** | *80ES(N,L)0901714A* | 24600 | 16.5 | 8.1 | 26400 | 22600 | 85.61% | 1.86 | 0 | 10.5 |  |  |  | No | R-410A | 2.05 | Residential & Commercial | Ducted CEE Tier 1
211242820 | Central HP <5.4 tons | AIRQUEST | HRCU-A-CB (Split System: Heat Pump with Remote Outdoor Unit-Air-Source) | DLCURAH24ABK |  |  | EA*4X37L17A* | *95ESU0401712A* | 24000 | 17 | 8.5 | 25200 | 22000 | 87.3% | 1.84 | 0 | 10 |  |  |  | No | R-410A | 2 | Residential & Commercial | Ducted CEE Tier 1
211242889 | Central HP <5.4 tons | AIRQUEST | HRCU-A-CB (Split System: Heat Pump with Remote Outdoor Unit-Air-Source) | DLCURAH24ABK |  |  | EA*4X37L17A* | *80ESU0401712A* | 24400 | 17.5 | 8.5 | 25400 | 21800 | 85.83% | 1.82 | 0 | 10.5 |  |  |  | No | R-410A | 2.0333 | Residential & Commercial | Ducted CEE Tier 1
211242987 | Central HP <5.4 tons | AIRQUEST | HRCU-A-CB (Split System: Heat Pump with Remote Outdoor Unit-Air-Source) | DLCURAH24ABK |  |  | EA*4X37L17A* | *96VTN0601412A* | 24000 | 16.5 | 8.5 | 25200 | 22000 | 87.3% | 1.84 | 0 | 10 |  |  |  | No | R-410A | 2 | Residential & Commercial | Ducted CEE Tier 1
211243643 | Central HP <5.4 tons | AIRQUEST | HRCU-A-CB (Split System: Heat Pump with Remote Outdoor Unit-Air-Source) | DLCURAH24ABK |  |  | EA*4X37L21A* | *80ESU0802120A | 25000 | 17.5 | 8.5 | 25600 | 20800 | 81.25% | 1.76 | 0 | 10.5 |  |  |  | No | R-410A | 2.0833 | Residential & Commercial | Ducted CEE Tier 1
211243838 | Central HP <5.4 tons | AIRQUEST | HRCU-A-CB (Split System: Heat Pump with Remote Outdoor Unit-Air-Source) | DLCURAH24ABK |  |  | EN(A,D)4X24L17** | *80VSL0451412A* | 23800 | 16 | 8.5 | 26800 | 23200 | 86.57% | 1.9 | 0 | 10 |  |  |  | No | R-410A | 1.9833 | Residential & Commercial | Ducted CEE Tier 1
211243913 | Central HP <5.4 tons | AIRQUEST | HRCU-A-CB (Split System: Heat Pump with Remote Outdoor Unit-Air-Source) | DLCURAH24ABK |  |  | EN(A,D)4X24L17** | *80ES(N,L)0701716A* | 24400 | 15.5 | 8.5 | 27400 | 22400 | 81.75% | 1.84 | 0 | 10 |  |  |  | No | R-410A | 2.0333 | Residential & Commercial | Ducted CEE Tier 1
213785388 | Central HP <5.4 tons | CARRIER | HRCU-A-CB (Split System: Heat Pump with Remote Outdoor Unit-Air-Source) | 25VNA436A*031* |  |  | CAP**3717AL*+UI | 59MN7C080C17**14 | 33200 | 18.5 | 9 | 37000 | 26200 | 70.81% | 2 | 0 | 11.5 |  |  |  | No | R-410A | 2.7667 | Residential & Commercial | Ducted CEE Tier 1
213785390 | Central HP <5.4 tons | CARRIER | HRCU-A-CB (Split System: Heat Pump with Remote Outdoor Unit-Air-Source) | 25VNA436A*031* |  |  | CAP**3717AL*+UI | 59TN6C060C17**14 | 33200 | 18.5 | 9 | 37000 | 26200 | 70.81% | 2 | 0 | 11 |  |  |  | No | R-410A | 2.7667 | Residential & Commercial | Ducted CEE Tier 1
213785422 | Central HP <5.4 tons | CARRIER | HRCU-A-CB (Split System: Heat Pump with Remote Outdoor Unit-Air-Source) | 25VNA436A*031* |  |  | CAP**4221AL*+UI | 58TN*B090C17**16 | 32600 | 19 | 8.5 | 37800 | 26600 | 70.37% | 1.98 | 0 | 11.7 |  |  |  | No | R-410A | 2.7167 | Residential & Commercial | Ducted CEE Tier 1
213785440 | Central HP <5.4 tons | CARRIER | HRCU-A-CB (Split System: Heat Pump with Remote Outdoor Unit-Air-Source) | 25VNA436A*031* |  |  | CAP**4221AL*+UI | 59TN6C100C21**22 | 32600 | 19 | 9 | 37800 | 26600 | 70.37% | 1.98 | 0 | 11.7 |  |  |  | No | R-410A | 2.7167 | Residential & Commercial | Ducted CEE Tier 1
213785506 | Central HP <5.4 tons | CARRIER | HRCU-A-CB (Split System: Heat Pump with Remote Outdoor Unit-Air-Source) | 25VNA436A*031* |  |  | CAP**4824AL*+UI | 58TN*B110C21**20 | 33200 | 19.5 | 9 | 36400 | 25800 | 70.88% | 2.04 | 0 | 12 |  |  |  | No | R-410A | 2.7667 | Residential & Commercial | Ducted CEE Tier 1
213785726 | Central HP <5.4 tons | CARRIER | HRCU-A-CB (Split System: Heat Pump with Remote Outdoor Unit-Air-Source) | 25VNA436A*031* |  |  | CSPH*4812AL*+UI | 59TN6C100C21**22 | 33600 | 18.5 | 8.5 | 36600 | 25800 | 70.49% | 2.04 | 0 | 12 |  |  |  | No | R-410A | 2.8 | Residential & Commercial | Ducted CEE Tier 1
214719779 | Central HP <5.4 tons | YORK | HRCU-A-CB (Split System: Heat Pump with Remote Outdoor Unit-Air-Source) | HH836E2S11 |  |  | CTU48C5XFS1+TXV | TMLE100C16MP11 | 33400 | 19 | 9 | 31400 | 25400 | 80.89% | 2 | 0 | 11 |  |  |  | No | R-454B | 2.7833 | Residential & Commercial | Ducted CEE Tier 1
211228838 | Central HP <5.4 tons | TEMPSTAR | HRCU-A-CB (Split System: Heat Pump with Remote Outdoor Unit-Air-Source) | DLCURAH36ABK |  |  | EA*4X48L21A* | *80VSL0701716A* | 35600 | 16 | 8.1 | 37800 | 34600 | 91.53% | 2.04 | 0 | 10 |  |  |  | No | R-410A | 2.9667 | Residential & Commercial | Ducted CEE Tier 1
211228856 | Central HP <5.4 tons | TEMPSTAR | HRCU-A-CB (Split System: Heat Pump with Remote Outdoor Unit-Air-Source) | DLCURAH36ABK |  |  | EA*4X48L21A* | *80VSL0902120A* | 35400 | 16 | 8.1 | 37800 | 34600 | 91.53% | 2.02 | 0 | 10 |  |  |  | No | R-410A | 2.95 | Residential & Commercial | Ducted CEE Tier 1
211228268 | Central HP <5.4 tons | TEMPSTAR | HRCU-A-CB (Split System: Heat Pump with Remote Outdoor Unit-Air-Source) | DLCURAH36ABK |  |  | EA*4X43L21A* | *80ES(N,L)0902116A* | 36800 | 16 | 8.5 | 38500 | 34800 | 90.39% | 2.1 | 0 | 10 |  |  |  | No | R-410A | 3.0667 | Residential & Commercial | Ducted CEE Tier 1
210470491 | Central HP <5.4 tons | DAY & NIGHT | HRCU-A-CB (Split System: Heat Pump with Remote Outdoor Unit-Air-Source) | CVH837GKA2* |  |  | EA*4X61L21A*+WALLCON | *96CTN1002122A* | 33200 | 17.5 | 8.5 | 32000 | 24800 | 77.5% | 2 | 0 | 12 |  |  |  | No | R-410A | 2.7667 | Residential & Commercial | Ducted CEE Tier 1
210470502 | Central HP <5.4 tons | DAY & NIGHT | HRCU-A-CB (Split System: Heat Pump with Remote Outdoor Unit-Air-Source) | CVH837GKA2* |  |  | EA*4X61L21A*+WALLCON | *80CTL0901716A* | 33200 | 18 | 8.5 | 32000 | 24800 | 77.5% | 2 | 0 | 12 |  |  |  | No | R-410A | 2.7667 | Residential & Commercial | Ducted CEE Tier 1
210470634 | Central HP <5.4 tons | DAY & NIGHT | HRCU-A-CB (Split System: Heat Pump with Remote Outdoor Unit-Air-Source) | CVH837GKA2* |  |  | EA*4X61L24A*+WALLCON | *96CTN1002122A* | 33200 | 18 | 8.5 | 32000 | 24800 | 77.5% | 2 | 0 | 12 |  |  |  | No | R-410A | 2.7667 | Residential & Commercial | Ducted CEE Tier 1
215937906 | Central HP <5.4 tons | HEIL | HRCU-A-CB (Split System: Heat Pump with Remote Outdoor Unit-Air-Source) | H5H3V48*K*AAA* |  |  | EVD5X48M24A*+WALLCON | *80CTL1352422B* | 45000 | 20.5 | 8.1 | 52000 | 38000 | 73.08% | 1.95 | 0 | 11.5 |  |  |  | No | R-454B | 3.75 | Residential & Commercial | Ducted CEE Tier 1
211261055 | Central HP <5.4 tons | TEMPSTAR | HRCU-A-CB (Split System: Heat Pump with Remote Outdoor Unit-Air-Source) | DLCURAH18ABK |  |  | EA*4X25L17A* | *92ESN0401410A* | 18400 | 15.5 | 8.5 | 18400 | 17500 | 95.11% | 2.12 | 0 | 10.5 |  |  |  | No | R-410A | 1.5333 | Residential & Commercial | Ducted CEE Tier 1
211261172 | Central HP <5.4 tons | TEMPSTAR | HRCU-A-CB (Split System: Heat Pump with Remote Outdoor Unit-Air-Source) | DLCURAH18ABK |  |  | EA*4X25L17A* | *80ESU0601716A | 19100 | 16.5 | 8.5 | 18900 | 17300 | 91.53% | 2.12 | 0 | 11 |  |  |  | No | R-410A | 1.5917 | Residential & Commercial | Ducted CEE Tier 1
211261338 | Central HP <5.4 tons | TEMPSTAR | HRCU-A-CB (Split System: Heat Pump with Remote Outdoor Unit-Air-Source) | DLCURAH18ABK |  |  | EA*4X30L14A* | *95ESN0401410A* | 17900 | 15.5 | 8.5 | 18500 | 18500 | 100% | 2.22 | 0 | 10.5 |  |  |  | No | R-410A | 1.4917 | Residential & Commercial | Ducted CEE Tier 1
211244282 | Central HP <5.4 tons | BRYANT HEATING AND COOLING SYSTEMS | HRCU-A-CB (Split System: Heat Pump with Remote Outdoor Unit-Air-Source) | 38MURAQ24AB3* |  |  | CNPV*3014AL* | 926SA30040V14*** | 23600 | 15.5 | 8.1 | 26200 | 23600 | 90.08% | 1.92 | 0 | 10 |  |  |  | No | R-410A | 1.9667 | Residential & Commercial | Ducted CEE Tier 1
211259772 | Central HP <5.4 tons | TEMPSTAR | HRCU-A-CB (Split System: Heat Pump with Remote Outdoor Unit-Air-Source) | DLCURAH18ABK |  |  | EA*4X19L17A* | *96VTN0401712A* | 18200 | 15.5 | 8.5 | 18300 | 17600 | 96.17% | 2.12 | 0 | 10.5 |  |  |  | No | R-410A | 1.5167 | Residential & Commercial | Ducted CEE Tier 1
211260149 | Central HP <5.4 tons | TEMPSTAR | HRCU-A-CB (Split System: Heat Pump with Remote Outdoor Unit-Air-Source) | DLCURAH18ABK |  |  | EA*4X24L14A* | *95ESN0601412A* | 17800 | 16 | 8.5 | 18700 | 19000 | 101.6% | 2.28 | 0 | 10.5 |  |  |  | No | R-410A | 1.4833 | Residential & Commercial | Ducted CEE Tier 1
215674246 | Central HP <5.4 tons | HEIL | HRCU-A-CB (Split System: Heat Pump with Remote Outdoor Unit-Air-Source) | H5H0V48*K*AAA* |  |  | EA*5X60M24A*+WALLCON | *97CMN0802120B* | 45000 | 18 | 9 | 47500 | 33600 | 70.74% | 2.06 | 0 | 10 |  |  |  | No | R-454B | 3.75 | Residential & Commercial | Ducted CEE Tier 1
215674396 | Central HP <5.4 tons | HEIL | HRCU-A-CB (Split System: Heat Pump with Remote Outdoor Unit-Air-Source) | H5H0V48*K*AAA* |  |  | EA*5X61M21A*+WALLCON | *95CSU1002122B* | 46000 | 18 | 9 | 48000 | 33600 | 70% | 2.08 | 0 | 10 |  |  |  | No | R-454B | 3.8333 | Residential & Commercial | Ducted CEE Tier 1
214569406 | Central HP <5.4 tons | CARRIER | HRCU-A-CB (Split System: Heat Pump with Remote Outdoor Unit-Air-Source) | 25VNA448A*031* |  |  | CAP**4821AL*+UI | 59TN6C080C21**20 | 44000 | 21 | 9.5 | 46500 | 36400 | 78.28% | 2.28 | 0 | 11.5 |  |  |  | No | R-410A | 3.6667 | Residential & Commercial | Ducted CEE Tier 1
213778855 | Central HP <5.4 tons | CARRIER | HRCU-A-CB (Split System: Heat Pump with Remote Outdoor Unit-Air-Source) | 25VNA837A*030* |  |  | CAP**3621AL*+UI | 58TN*B110C21**20 | 31600 | 17 | 8.1 | 32800 | 24200 | 73.78% | 1.86 | 0 | 11 |  |  |  | No | R-410A | 2.6333 | Residential & Commercial | Ducted CEE Tier 1
213779475 | Central HP <5.4 tons | CARRIER | HRCU-A-CB (Split System: Heat Pump with Remote Outdoor Unit-Air-Source) | 25VNA837A*030* |  |  | CAP**4821AL*+UI | 59TN6C100C21**22 | 32400 | 17 | 8.1 | 32600 | 24800 | 76.07% | 1.98 | 0 | 11 |  |  |  | No | R-410A | 2.7 | Residential & Commercial | Ducted CEE Tier 1
213780375 | Central HP <5.4 tons | CARRIER | HRCU-A-CB (Split System: Heat Pump with Remote Outdoor Unit-Air-Source) | 25VNA837A*030* |  |  | CSPH*6012AL*+UI | 59MN7C060C17**14 | 32800 | 16 | 8.1 | 32400 | 25200 | 77.78% | 1.96 | 0 | 11 |  |  |  | No | R-410A | 2.7333 | Residential & Commercial | Ducted CEE Tier 1
213785740 | Central HP <5.4 tons | CARRIER | HRCU-A-CB (Split System: Heat Pump with Remote Outdoor Unit-Air-Source) | 25VNA436A*031* |  |  | CSPH*6012AL*+UI | 58TN*B110C21**20 | 34000 | 19 | 8.5 | 36000 | 25200 | 70% | 2.04 | 0 | 12 |  |  |  | No | R-410A | 2.8333 | Residential & Commercial | Ducted CEE Tier 1
213785756 | Central HP <5.4 tons | CARRIER | HRCU-A-CB (Split System: Heat Pump with Remote Outdoor Unit-Air-Source) | 25VNA436A*031* |  |  | CSPH*6012AL*+UI | 59TN6C080C17**14 | 33800 | 18.5 | 8.5 | 36200 | 25400 | 70.17% | 2.02 | 0 | 11.7 |  |  |  | No | R-410A | 2.8167 | Residential & Commercial | Ducted CEE Tier 1
214569554 | Central HP <5.4 tons | CARRIER | HRCU-A-CB (Split System: Heat Pump with Remote Outdoor Unit-Air-Source) | 25VNA436A*031* |  |  | CAP**4321AL*+UI | 59MN7C060C21**20 | 34200 | 19 | 9.5 | 36600 | 25800 | 70.49% | 2.04 | 0 | 11.5 |  |  |  | No | R-410A | 2.85 | Residential & Commercial | Ducted CEE Tier 1
214569590 | Central HP <5.4 tons | CARRIER | HRCU-A-CB (Split System: Heat Pump with Remote Outdoor Unit-Air-Source) | 25VNA436A*031* |  |  | CAP**6024AL*+UI | 59MN7C060C21**20 | 34200 | 19 | 9 | 36000 | 25200 | 70% | 2 | 0 | 12 |  |  |  | No | R-410A | 2.85 | Residential & Commercial | Ducted CEE Tier 1
215940194 | Central HP <5.4 tons | CARRIER | HRCU-A-CB (Split System: Heat Pump with Remote Outdoor Unit-Air-Source) | 27VNA336A*030* |  |  | CSAH*6012AM*+UI | 58CU*B060C17**16 | 34200 | 19.5 | 9 | 34200 | 26000 | 76.02% | 1.94 | 0 | 11.7 |  |  |  | No | R-454B | 2.85 | Residential & Commercial | Ducted CEE Tier 1
215667852 | Central HP <5.4 tons | HEIL | HRCU-A-CB (Split System: Heat Pump with Remote Outdoor Unit-Air-Source) | H5H0V24*K*AAA* |  |  | EA*5X37M21A*+WALLCON | *80CTL0901716B* | 24000 | 17.5 | 9 | 23200 | 16300 | 70.26% | 2.02 | 0 | 10.5 |  |  |  | No | R-454B | 2 | Residential & Commercial | Ducted CEE Tier 1
211260197 | Central HP <5.4 tons | TEMPSTAR | HRCU-A-CB (Split System: Heat Pump with Remote Outdoor Unit-Air-Source) | DLCURAH18ABK |  |  | EA*4X24L14A* | *80ES(N,L)0451412A* | 18000 | 16 | 8.5 | 18900 | 18900 | 100% | 2.28 | 0 | 10.5 |  |  |  | No | R-410A | 1.5 | Residential & Commercial | Ducted CEE Tier 1
211260492 | Central HP <5.4 tons | TEMPSTAR | HRCU-A-CB (Split System: Heat Pump with Remote Outdoor Unit-Air-Source) | DLCURAH18ABK |  |  | EA*4X24L17A* | *96VTN0401410A* | 17400 | 16 | 8.5 | 18300 | 19200 | 104.9% | 2.3 | 0 | 10.5 |  |  |  | No | R-410A | 1.45 | Residential & Commercial | Ducted CEE Tier 1
211260542 | Central HP <5.4 tons | TEMPSTAR | HRCU-A-CB (Split System: Heat Pump with Remote Outdoor Unit-Air-Source) | DLCURAH18ABK |  |  | EA*4X24L17A* | *80ES(N,L)0451412A* | 18000 | 16 | 8.5 | 18900 | 18900 | 100% | 2.28 | 0 | 10.5 |  |  |  | No | R-410A | 1.5 | Residential & Commercial | Ducted CEE Tier 1
214570611 | Central HP <5.4 tons | AIRQUEST | HRCU-A-CB (Split System: Heat Pump with Remote Outdoor Unit-Air-Source) | HVH825GKA3* |  |  | EA*4X43L21A*+WALLCON | *80CTL0702120B* | 24400 | 16.5 | 8.5 | 21200 | 16600 | 78.3% | 2.02 | 0 | 11 |  |  |  | No | R-410A | 2.0333 | Residential & Commercial | Ducted CEE Tier 1
214571231 | Central HP <5.4 tons | AIRQUEST | HRCU-A-CB (Split System: Heat Pump with Remote Outdoor Unit-Air-Source) | HVH825GKA3* |  |  | EN(A,D,W)4X48L21**+WALLCON | *95CSU1002122B* | 24200 | 17 | 8.1 | 21200 | 16600 | 78.3% | 2.02 | 0 | 11.5 |  |  |  | No | R-410A | 2.0167 | Residential & Commercial | Ducted CEE Tier 1
214573251 | Central HP <5.4 tons | AIRQUEST | HRCU-A-CB (Split System: Heat Pump with Remote Outdoor Unit-Air-Source) | HVH837GKA** |  |  | EHD4X60AAL+WALLCON | *80CTL0702120B* | 33000 | 17 | 8.5 | 32200 | 25000 | 77.64% | 2 | 0 | 11 |  |  |  | No | R-410A | 2.75 | Residential & Commercial | Ducted CEE Tier 1
214573471 | Central HP <5.4 tons | AIRQUEST | HRCU-A-CB (Split System: Heat Pump with Remote Outdoor Unit-Air-Source) | HVH837GKA** |  |  | EN(A,D,W)4X48L21**+WALLCON | *97CMN0802120B* | 32400 | 17.5 | 8.5 | 32800 | 24800 | 75.61% | 1.96 | 0 | 11.5 |  |  |  | No | R-410A | 2.7 | Residential & Commercial | Ducted CEE Tier 1
214572853 | Central HP <5.4 tons | COMFORTMAKER | HRCU-A-CB (Split System: Heat Pump with Remote Outdoor Unit-Air-Source) | CVH837GKA** |  |  | EA*4X48L24A*+WALLCON | *95CSU1002122B* | 32400 | 17.5 | 8.5 | 32200 | 24800 | 77.02% | 2 | 0 | 11.5 |  |  |  | No | R-410A | 2.7 | Residential & Commercial | Ducted CEE Tier 1
210692316 | Central HP <5.4 tons | DAIKIN | HRCU-A-CB (Split System: Heat Pump with Remote Outdoor Unit-Air-Source) | DZ9VCA3610A* |  |  | CA*F3743*6D*+TXV | D*97MC0603BNA* | 33600 | 18.5 | 8.2 | 34000 | 24400 | 71.76% | 1.8 | 0 | 12 |  |  |  | No | R-410A | 2.8 | Residential & Commercial | Ducted CEE Tier 1
210692318 | Central HP <5.4 tons | DAIKIN | HRCU-A-CB (Split System: Heat Pump with Remote Outdoor Unit-Air-Source) | DZ9VCA3610A* |  |  | CA*F3743*6D*+TXV | D*97MC0804CNA* | 33200 | 19 | 8.2 | 33600 | 24400 | 72.62% | 1.8 | 0 | 12 |  |  |  | No | R-410A | 2.7667 | Residential & Commercial | Ducted CEE Tier 1
210692336 | Central HP <5.4 tons | DAIKIN | HRCU-A-CB (Split System: Heat Pump with Remote Outdoor Unit-Air-Source) | DZ9VCA3610A* |  |  | CHPF3642C6C*+TXV | D*97MC0603BNA* | 33400 | 18 | 8.2 | 34000 | 24400 | 71.76% | 1.8 | 0 | 11 |  |  |  | No | R-410A | 2.7833 | Residential & Commercial | Ducted CEE Tier 1
210692341 | Central HP <5.4 tons | DAIKIN | HRCU-A-CB (Split System: Heat Pump with Remote Outdoor Unit-Air-Source) | DZ9VCA3610A* |  |  | CHPF3743C6B*+MBVC1600**-1A*+TXV |  | 33400 | 18 | 8.2 | 34000 | 24400 | 71.76% | 1.8 | 0 | 11 |  |  |  | No | R-410A | 2.7833 | Residential & Commercial | Ducted CEE Tier 1
214573463 | Central HP <5.4 tons | COMFORTMAKER | HRCU-A-CB (Split System: Heat Pump with Remote Outdoor Unit-Air-Source) | CVH837GKA** |  |  | EN(A,D,W)4X48L21**+WALLCON | *97CMN0602120B* | 32200 | 17 | 8.1 | 33000 | 25000 | 75.76% | 1.94 | 0 | 11.5 |  |  |  | No | R-410A | 2.6833 | Residential & Commercial | Ducted CEE Tier 1
211240418 | Central HP <5.4 tons | TEMPSTAR | HRCU-A-CB (Split System: Heat Pump with Remote Outdoor Unit-Air-Source) | DLCURAH24ABK |  |  | EA*4X24L17A* | *96VSN0601412A* | 23200 | 16.5 | 8.5 | 26400 | 25600 | 96.97% | 2.14 | 0 | 10 |  |  |  | No | R-410A | 1.9333 | Residential & Commercial | Ducted CEE Tier 1
212979504 | Central HP <5.4 tons | AIRQUEST | HRCU-A-CB (Split System: Heat Pump with Remote Outdoor Unit-Air-Source) | DLCURAH24ABK |  |  | EA*4X37L21A* | *80MS(N,L)0702116A* | 24400 | 17 | 8.5 | 25200 | 21200 | 84.13% | 1.8 | 0 | 10.5 |  |  |  | No | R-410A | 2.0333 | Residential & Commercial | Ducted CEE Tier 1
214719768 | Central HP <5.4 tons | YORK | HRCU-A-CB (Split System: Heat Pump with Remote Outdoor Unit-Air-Source) | HH836E2S11 |  |  | CTU48C5XFS1+TXV | Y81E100C20SMPS1 | 34400 | 19 | 9 | 32000 | 25400 | 79.38% | 2 | 0 | 11 |  |  |  | No | R-454B | 2.8667 | Residential & Commercial | Ducted CEE Tier 1
210471327 | Central HP <5.4 tons | DAY & NIGHT | HRCU-A-CB (Split System: Heat Pump with Remote Outdoor Unit-Air-Source) | CVH837GKA2* |  |  | EHD4X60AAL+WALLCON | *97CMN0602120A* | 32800 | 16.5 | 8.1 | 32400 | 25200 | 77.78% | 1.98 | 0 | 11 |  |  |  | No | R-410A | 2.7333 | Residential & Commercial | Ducted CEE Tier 1
215941594 | Central HP <5.4 tons | CARRIER | HRCU-A-CB (Split System: Heat Pump with Remote Outdoor Unit-Air-Source) | 27VNA348A*030* |  |  | CVAVA4824XMA*+UI | 59TN7A080C21**20 | 44500 | 20 | 8.1 | 52000 | 38000 | 73.08% | 1.9 | 0 | 11 |  |  |  | No | R-454B | 3.7083 | Residential & Commercial | Ducted CEE Tier 1
215941644 | Central HP <5.4 tons | CARRIER | HRCU-A-CB (Split System: Heat Pump with Remote Outdoor Unit-Air-Source) | 27VNA348A*030* |  |  | CVAVA4924XMA*+UI | 59TN7A100C21**22 | 45500 | 20.5 | 8.1 | 52500 | 38000 | 72.38% | 1.9 | 0 | 11.5 |  |  |  | No | R-454B | 3.7917 | Residential & Commercial | Ducted CEE Tier 1
210532899 | Central HP <5.4 tons | BRYANT HEATING AND COOLING SYSTEMS | HRCU-A-CB (Split System: Heat Pump with Remote Outdoor Unit-Air-Source) | 284ANV048*0**B* |  |  | CNPV*4824AL*+UI | 935CA66100C21*** | 44000 | 21 | 8.5 | 46500 | 36400 | 78.28% | 2.18 | 0 | 12 |  |  |  | No | R-410A | 3.6667 | Residential & Commercial | Ducted CEE Tier 1
210532915 | Central HP <5.4 tons | BRYANT HEATING AND COOLING SYSTEMS | HRCU-A-CB (Split System: Heat Pump with Remote Outdoor Unit-Air-Source) | 284ANV048*0**B* |  |  | CSPH*4812AL*+UI | 935CA60080C21*** | 44500 | 20 | 9 | 46500 | 36600 | 78.71% | 2.22 | 0 | 11.7 |  |  |  | No | R-410A | 3.7083 | Residential & Commercial | Ducted CEE Tier 1
211226496 | Central HP <5.4 tons | AIRQUEST | HRCU-A-CB (Split System: Heat Pump with Remote Outdoor Unit-Air-Source) | DLCURAH36ABK |  |  | EA*4X37L17A* | *80ES(N,L)0701412A* | 35800 | 15.5 | 8.1 | 38500 | 35000 | 90.91% | 2 | 0 | 10 |  |  |  | No | R-410A | 2.9833 | Residential & Commercial | Ducted CEE Tier 1
214574013 | Central HP <5.4 tons | COMFORTMAKER | HRCU-A-CB (Split System: Heat Pump with Remote Outdoor Unit-Air-Source) | CVH837GKA2* |  |  | EA*4X48L24A*+WALLCON | *97CMN0802120B* | 32400 | 17.5 | 8.5 | 32400 | 25000 | 77.16% | 1.98 | 0 | 11 |  |  |  | No | R-410A | 2.7 | Residential & Commercial | Ducted CEE Tier 1
211240647 | Central HP <5.4 tons | TEMPSTAR | HRCU-A-CB (Split System: Heat Pump with Remote Outdoor Unit-Air-Source) | DLCURAH24ABK |  |  | EA*4X24L17A* | *80ES(N,L)0451712A* | 23800 | 16.5 | 8.5 | 26800 | 24200 | 90.3% | 2 | 0 | 10 |  |  |  | No | R-410A | 1.9833 | Residential & Commercial | Ducted CEE Tier 1
211242311 | Central HP <5.4 tons | AIRQUEST | HRCU-A-CB (Split System: Heat Pump with Remote Outdoor Unit-Air-Source) | DLCURAH24ABK |  |  | EA*4X36L21A* | *96VSN0801716A* | 24400 | 16.5 | 8.5 | 26200 | 22400 | 85.5% | 1.86 | 0 | 10 |  |  |  | No | R-410A | 2.0333 | Residential & Commercial | Ducted CEE Tier 1
211242396 | Central HP <5.4 tons | AIRQUEST | HRCU-A-CB (Split System: Heat Pump with Remote Outdoor Unit-Air-Source) | DLCURAH24ABK |  |  | EA*4X36L21A* | *80VSL0701716A* | 24000 | 17 | 8.5 | 26000 | 22800 | 87.69% | 1.9 | 0 | 10 |  |  |  | No | R-410A | 2 | Residential & Commercial | Ducted CEE Tier 1
211243066 | Central HP <5.4 tons | AIRQUEST | HRCU-A-CB (Split System: Heat Pump with Remote Outdoor Unit-Air-Source) | DLCURAH24ABK |  |  | EA*4X37L17A* | *92ESN0601412A* | 25200 | 16.5 | 8.5 | 26200 | 21000 | 80.15% | 1.76 | 0 | 10 |  |  |  | No | R-410A | 2.1 | Residential & Commercial | Ducted CEE Tier 1
211245071 | Central HP <5.4 tons | COMFORTMAKER | HRCU-A-CB (Split System: Heat Pump with Remote Outdoor Unit-Air-Source) | DLCURAH24ABK |  |  | EN(A,D,W)4X36L17** | *96VTN0401410A* | 23400 | 16 | 8.1 | 25800 | 24000 | 93.02% | 2 | 0 | 10 |  |  |  | No | R-410A | 1.95 | Residential & Commercial | Ducted CEE Tier 1
210692321 | Central HP <5.4 tons | DAIKIN | HRCU-A-CB (Split System: Heat Pump with Remote Outdoor Unit-Air-Source) | DZ9VCA3610A* |  |  | CHPF3642C6C*+MBVC1200**-1A*+TXV |  | 33400 | 18 | 8.2 | 34000 | 24400 | 71.76% | 1.8 | 0 | 11 |  |  |  | No | R-410A | 2.7833 | Residential & Commercial | Ducted CEE Tier 1
210692337 | Central HP <5.4 tons | DAIKIN | HRCU-A-CB (Split System: Heat Pump with Remote Outdoor Unit-Air-Source) | DZ9VCA3610A* |  |  | CHPF3642C6C*+TXV | D*97MC0803BNA* | 33400 | 18 | 8.2 | 34000 | 24400 | 71.76% | 1.8 | 0 | 11 |  |  |  | No | R-410A | 2.7833 | Residential & Commercial | Ducted CEE Tier 1
210692357 | Central HP <5.4 tons | DAIKIN | HRCU-A-CB (Split System: Heat Pump with Remote Outdoor Unit-Air-Source) | DZ9VCA3610A* |  |  | CHPF3743C6B*+TXV | D*97MC0804CNA* | 33400 | 18 | 8.2 | 34000 | 24400 | 71.76% | 1.8 | 0 | 11 |  |  |  | No | R-410A | 2.7833 | Residential & Commercial | Ducted CEE Tier 1
215939614 | Central HP <5.4 tons | CARRIER | HRCU-A-CB (Split System: Heat Pump with Remote Outdoor Unit-Air-Source) | 27VNA336A*030* |  |  | CAA**3617AM*+UI | 58CU*B060C17**16 | 32400 | 19.5 | 9.5 | 35000 | 27000 | 77.14% | 2 | 0 | 11 |  |  |  | No | R-454B | 2.7 | Residential & Commercial | Ducted CEE Tier 1
215939664 | Central HP <5.4 tons | CARRIER | HRCU-A-CB (Split System: Heat Pump with Remote Outdoor Unit-Air-Source) | 27VNA336A*030* |  |  | CAA**4221AM*+UI | 58CU*B060C17**16 | 32800 | 20 | 9.5 | 34800 | 26600 | 76.44% | 2 | 0 | 11.5 |  |  |  | No | R-454B | 2.7333 | Residential & Commercial | Ducted CEE Tier 1
215940034 | Central HP <5.4 tons | CARRIER | HRCU-A-CB (Split System: Heat Pump with Remote Outdoor Unit-Air-Source) | 27VNA336A*030* |  |  | CSAH*4212AM*+UI | 58CU*B060C17**16 | 33600 | 19.5 | 9 | 34800 | 26600 | 76.44% | 1.94 | 0 | 11.7 |  |  |  | No | R-454B | 2.8 | Residential & Commercial | Ducted CEE Tier 1
215940184 | Central HP <5.4 tons | CARRIER | HRCU-A-CB (Split System: Heat Pump with Remote Outdoor Unit-Air-Source) | 27VNA336A*030* |  |  | CSAH*6012AM*+UI | 58CU*B040C17**12 | 34200 | 19.5 | 9 | 34200 | 26000 | 76.02% | 1.94 | 0 | 11.7 |  |  |  | No | R-454B | 2.85 | Residential & Commercial | Ducted CEE Tier 1
215940264 | Central HP <5.4 tons | CARRIER | HRCU-A-CB (Split System: Heat Pump with Remote Outdoor Unit-Air-Source) | 27VNA336A*030* |  |  | CVAMA4421XMA*+UI | 58CU*B040C17**12 | 35600 | 22 | 8.5 | 38000 | 28600 | 75.26% | 2.02 | 0 | 12.5 |  |  |  | No | R-454B | 2.9667 | Residential & Commercial | Ducted CEE Tier 1
215940434 | Central HP <5.4 tons | CARRIER | HRCU-A-CB (Split System: Heat Pump with Remote Outdoor Unit-Air-Source) | 27VNA336A*030* |  |  | CVAMA6021XMA*+UI | 59TN7A080C17**16 | 35400 | 21 | 8.5 | 38500 | 29000 | 75.32% | 2.02 | 0 | 12 |  |  |  | No | R-454B | 2.95 | Residential & Commercial | Ducted CEE Tier 1
215940894 | Central HP <5.4 tons | CARRIER | HRCU-A-CB (Split System: Heat Pump with Remote Outdoor Unit-Air-Source) | 27VNA336A*030* |  |  | CVAVA6024XMA*+UI | 59TN7A100C21**22 | 35600 | 22 | 8.5 | 38000 | 28400 | 74.74% | 2.04 | 0 | 12.5 |  |  |  | No | R-454B | 2.9667 | Residential & Commercial | Ducted CEE Tier 1
216051083 | Central HP <5.4 tons | RHEEM | HRCU-A-CB (Split System: Heat Pump with Remote Outdoor Unit-Air-Source) | RP19AY36AJVC |  |  | RCFY3621MEAAM | R97MV0703A17DH | 34200 | 20 | 10 | 34200 | 29600 | 86.55% | 2 | 0 | 12 |  |  |  | No | R-454B | 2.85 | Residential & Commercial | Ducted CEE Tier 1
210692371 | Central HP <5.4 tons | DAIKIN | HRCU-A-CB (Split System: Heat Pump with Remote Outdoor Unit-Air-Source) | DZ9VCA3610A* |  |  | CSCF3642N6D*+TXV | D*96VC0804CNA* | 33800 | 18.5 | 8.2 | 34000 | 24400 | 71.76% | 1.8 | 0 | 11.5 |  |  |  | No | R-410A | 2.8167 | Residential & Commercial | Ducted CEE Tier 1
211245171 | Central HP <5.4 tons | COMFORTMAKER | HRCU-A-CB (Split System: Heat Pump with Remote Outdoor Unit-Air-Source) | DLCURAH24ABK |  |  | EN(A,D,W)4X36L17** | *92ESN0601714A* | 24400 | 16.5 | 8.1 | 26400 | 22800 | 86.36% | 1.88 | 0 | 10.5 |  |  |  | No | R-410A | 2.0333 | Residential & Commercial | Ducted CEE Tier 1
211243099 | Central HP <5.4 tons | AIRQUEST | HRCU-A-CB (Split System: Heat Pump with Remote Outdoor Unit-Air-Source) | DLCURAH24ABK |  |  | EA*4X37L17A* | *95ESN0601714A* | 25200 | 16 | 8.5 | 26200 | 21200 | 80.92% | 1.76 | 0 | 10 |  |  |  | No | R-410A | 2.1 | Residential & Commercial | Ducted CEE Tier 1
211243165 | Central HP <5.4 tons | AIRQUEST | HRCU-A-CB (Split System: Heat Pump with Remote Outdoor Unit-Air-Source) | DLCURAH24ABK |  |  | EA*4X37L17A* | OMV098J12* | 24200 | 16.5 | 8.5 | 25400 | 21800 | 85.83% | 1.82 | 0 | 10 |  |  |  | No | R-410A | 2.0167 | Residential & Commercial | Ducted CEE Tier 1
211243700 | Central HP <5.4 tons | AIRQUEST | HRCU-A-CB (Split System: Heat Pump with Remote Outdoor Unit-Air-Source) | DLCURAH24ABK |  |  | EN(A,D)4X24L14** | *80VSL0451412A* | 23800 | 16 | 8.5 | 26800 | 23200 | 86.57% | 1.9 | 0 | 10 |  |  |  | No | R-410A | 1.9833 | Residential & Commercial | Ducted CEE Tier 1
214572953 | Central HP <5.4 tons | COMFORTMAKER | HRCU-A-CB (Split System: Heat Pump with Remote Outdoor Unit-Air-Source) | CVH837GKA** |  |  | EA*4X61L21A*+WALLCON | *80CTL0702120B* | 33200 | 17.5 | 8.5 | 32000 | 25000 | 78.12% | 2 | 0 | 11.5 |  |  |  | No | R-410A | 2.7667 | Residential & Commercial | Ducted CEE Tier 1
211244006 | Central HP <5.4 tons | AIRQUEST | HRCU-A-CB (Split System: Heat Pump with Remote Outdoor Unit-Air-Source) | DLCURAH24ABK |  |  | EN(A,D)4X24L17** | *96VTN0801716A* | 23800 | 16 | 8.5 | 26800 | 23400 | 87.31% | 1.92 | 0 | 10 |  |  |  | No | R-410A | 1.9833 | Residential & Commercial | Ducted CEE Tier 1
214242783 | Central HP <5.4 tons | KENMORE | HRCU-A-CB (Split System: Heat Pump with Remote Outdoor Unit-Air-Source) | (C,H,T)VH825GKA2* |  |  | EN(A,D)4X36L21**+WALLCON | *80CTL1102120B* | 23600 | 16.5 | 8.1 | 21600 | 16700 | 77.31% | 1.92 | 0 | 11 |  |  |  | No | R-410A | 1.9667 | Residential & Commercial | Ducted CEE Tier 1
214242991 | Central HP <5.4 tons | DAY & NIGHT | HRCU-A-CB (Split System: Heat Pump with Remote Outdoor Unit-Air-Source) | CVH825GKA2* |  |  | EN(A,D,W)4X42L21**+WALLCON | *80CTL0902120B* | 23800 | 16.5 | 8.1 | 21400 | 16700 | 78.04% | 1.96 | 0 | 11 |  |  |  | No | R-410A | 1.9833 | Residential & Commercial | Ducted CEE Tier 1
214243241 | Central HP <5.4 tons | DAY & NIGHT | HRCU-A-CB (Split System: Heat Pump with Remote Outdoor Unit-Air-Source) | CVH825GKA2* |  |  | EN(A,D)4X48L24**+WALLCON | *97CMN1202422B* | 24200 | 17 | 8.1 | 21200 | 16600 | 78.3% | 2 | 0 | 11 |  |  |  | No | R-410A | 2.0167 | Residential & Commercial | Ducted CEE Tier 1
215434355 | Central HP <5.4 tons | DAIKIN | HRCU-A-CB (Split System: Heat Pump with Remote Outdoor Unit-Air-Source) | DH7VSA4810A* |  |  | CA*EA6030*3A* | D*97MC0804CNA* | 45500 | 16.2 | 8.8 | 47000 | 33600 | 71.49% | 2 | 0 | 10 |  |  |  | No | R-32 | 3.7917 | Residential & Commercial | Ducted CEE Tier 1
215942480 | Central HP <5.4 tons | CARRIER | HRCU-A-CB (Split System: Heat Pump with Remote Outdoor Unit-Air-Source) | 27VNA336A*030* |  |  | CVAVA6121XMA*+UI | 58TN*B070C21**20 | 35800 | 22 | 8.5 | 37400 | 28400 | 75.94% | 2.02 | 0 | 12.5 |  |  |  | No | R-454B | 2.9833 | Residential & Commercial | Ducted CEE Tier 1
215940344 | Central HP <5.4 tons | CARRIER | HRCU-A-CB (Split System: Heat Pump with Remote Outdoor Unit-Air-Source) | 27VNA336A*030* |  |  | CVAMA4921XMA*+UI | 58CU*B060C17**16 | 35600 | 22 | 8.5 | 38000 | 28600 | 75.26% | 2.02 | 0 | 12.5 |  |  |  | No | R-454B | 2.9667 | Residential & Commercial | Ducted CEE Tier 1
215940494 | Central HP <5.4 tons | CARRIER | HRCU-A-CB (Split System: Heat Pump with Remote Outdoor Unit-Air-Source) | 27VNA336A*030* |  |  | CVAMA6024XMA*+UI | 59TN7A120C24**22 | 35600 | 22 | 8.5 | 38000 | 28400 | 74.74% | 2.04 | 0 | 12.5 |  |  |  | No | R-454B | 2.9667 | Residential & Commercial | Ducted CEE Tier 1
215940614 | Central HP <5.4 tons | CARRIER | HRCU-A-CB (Split System: Heat Pump with Remote Outdoor Unit-Air-Source) | 27VNA336A*030* |  |  | CVAVA4221XMA*+UI | 59TN6C080C21**20 | 34400 | 20.5 | 8.5 | 38500 | 28200 | 73.25% | 2.04 | 0 | 11.7 |  |  |  | No | R-454B | 2.8667 | Residential & Commercial | Ducted CEE Tier 1
211244136 | Central HP <5.4 tons | AIRQUEST | HRCU-A-CB (Split System: Heat Pump with Remote Outdoor Unit-Air-Source) | DLCURAH24ABK |  |  | EN(A,D)4X24L17** | *80ES(N,L)0901714A* | 24000 | 16 | 8.5 | 27000 | 23000 | 85.19% | 1.9 | 0 | 10 |  |  |  | No | R-410A | 2 | Residential & Commercial | Ducted CEE Tier 1
214573053 | Central HP <5.4 tons | COMFORTMAKER | HRCU-A-CB (Split System: Heat Pump with Remote Outdoor Unit-Air-Source) | CVH837GKA** |  |  | EA*4X61L24A*+WALLCON | *97CMN0802120B* | 33200 | 17.5 | 8.5 | 31800 | 24800 | 77.99% | 2 | 0 | 11.5 |  |  |  | No | R-410A | 2.7667 | Residential & Commercial | Ducted CEE Tier 1
211244779 | Central HP <5.4 tons | COMFORTMAKER | HRCU-A-CB (Split System: Heat Pump with Remote Outdoor Unit-Air-Source) | DLCURAH24ABK |  |  | EN(A,D)4X30L17** | *92ESN0401410A* | 24000 | 15.2 | 8.1 | 26600 | 22800 | 85.71% | 1.86 | 0 | 10 |  |  |  | No | R-410A | 2 | Residential & Commercial | Ducted CEE Tier 1
211244994 | Central HP <5.4 tons | COMFORTMAKER | HRCU-A-CB (Split System: Heat Pump with Remote Outdoor Unit-Air-Source) | DLCURAH24ABK |  |  | EN(A,D,W)4X36L17** | *80VTL0451412A* | 24200 | 16.5 | 8.1 | 26200 | 22800 | 87.02% | 1.88 | 0 | 10.5 |  |  |  | No | R-410A | 2.0167 | Residential & Commercial | Ducted CEE Tier 1
211245160 | Central HP <5.4 tons | COMFORTMAKER | HRCU-A-CB (Split System: Heat Pump with Remote Outdoor Unit-Air-Source) | DLCURAH24ABK |  |  | EN(A,D,W)4X36L17** | *92ESN0601412A* | 23400 | 17 | 8.1 | 25800 | 24000 | 93.02% | 2 | 0 | 10 |  |  |  | No | R-410A | 1.95 | Residential & Commercial | Ducted CEE Tier 1
211243155 | Central HP <5.4 tons | AIRQUEST | HRCU-A-CB (Split System: Heat Pump with Remote Outdoor Unit-Air-Source) | DLCURAH24ABK |  |  | EA*4X37L17A* | *80ESU0601716A | 25400 | 16.5 | 8.5 | 26200 | 21000 | 80.15% | 1.76 | 0 | 10.5 |  |  |  | No | R-410A | 2.1167 | Residential & Commercial | Ducted CEE Tier 1
211243856 | Central HP <5.4 tons | AIRQUEST | HRCU-A-CB (Split System: Heat Pump with Remote Outdoor Unit-Air-Source) | DLCURAH24ABK |  |  | EN(A,D)4X24L17** | *96VSN0601714A* | 23600 | 16 | 8.5 | 26800 | 23400 | 87.31% | 1.92 | 0 | 10 |  |  |  | No | R-410A | 1.9667 | Residential & Commercial | Ducted CEE Tier 1
215936125 | Central HP <5.4 tons | BRYANT HEATING AND COOLING SYSTEMS | HRCU-A-CB (Split System: Heat Pump with Remote Outdoor Unit-Air-Source) | 293VAN036**AA* |  |  | CVAVA4221XMA*+UI | 986TD42080C17*** | 34200 | 20.5 | 8.5 | 39000 | 28400 | 72.82% | 2.02 | 0 | 11.5 |  |  |  | No | R-454B | 2.85 | Residential & Commercial | Ducted CEE Tier 1
211260767 | Central HP <5.4 tons | TEMPSTAR | HRCU-A-CB (Split System: Heat Pump with Remote Outdoor Unit-Air-Source) | DLCURAH18ABK |  |  | EA*4X25L17A* | *95ESU0401712A* | 18200 | 16.5 | 8.5 | 18000 | 17600 | 97.78% | 2.12 | 0 | 11 |  |  |  | No | R-410A | 1.5167 | Residential & Commercial | Ducted CEE Tier 1
211261294 | Central HP <5.4 tons | TEMPSTAR | HRCU-A-CB (Split System: Heat Pump with Remote Outdoor Unit-Air-Source) | DLCURAH18ABK |  |  | EA*4X30L14A* | *96VSN0601412A* | 18000 | 16 | 8.5 | 18500 | 18500 | 100% | 2.22 | 0 | 10.5 |  |  |  | No | R-410A | 1.5 | Residential & Commercial | Ducted CEE Tier 1
211261467 | Central HP <5.4 tons | TEMPSTAR | HRCU-A-CB (Split System: Heat Pump with Remote Outdoor Unit-Air-Source) | DLCURAH18ABK |  |  | EA*4X30L14A* | *92ESN0601412A* | 18200 | 16 | 8.5 | 18700 | 18400 | 98.4% | 2.22 | 0 | 10.5 |  |  |  | No | R-410A | 1.5167 | Residential & Commercial | Ducted CEE Tier 1
214570471 | Central HP <5.4 tons | AIRQUEST | HRCU-A-CB (Split System: Heat Pump with Remote Outdoor Unit-Air-Source) | HVH825GKA3* |  |  | EA*4X37L21A*+WALLCON | *97CMN0802120B* | 24400 | 16.5 | 8.5 | 21200 | 16600 | 78.3% | 2.02 | 0 | 11 |  |  |  | No | R-410A | 2.0333 | Residential & Commercial | Ducted CEE Tier 1
214570521 | Central HP <5.4 tons | AIRQUEST | HRCU-A-CB (Split System: Heat Pump with Remote Outdoor Unit-Air-Source) | HVH825GKA3* |  |  | EA*4X42L21A*+WALLCON | *97CMN0602120B* | 23600 | 16.5 | 8.1 | 21400 | 16700 | 78.04% | 1.96 | 0 | 10.5 |  |  |  | No | R-410A | 1.9667 | Residential & Commercial | Ducted CEE Tier 1
214570621 | Central HP <5.4 tons | AIRQUEST | HRCU-A-CB (Split System: Heat Pump with Remote Outdoor Unit-Air-Source) | HVH825GKA3* |  |  | EA*4X43L21A*+WALLCON | *95CSU0802120B* | 24400 | 16.5 | 8.5 | 21200 | 16600 | 78.3% | 2.02 | 0 | 11 |  |  |  | No | R-410A | 2.0333 | Residential & Commercial | Ducted CEE Tier 1
214570721 | Central HP <5.4 tons | AIRQUEST | HRCU-A-CB (Split System: Heat Pump with Remote Outdoor Unit-Air-Source) | HVH825GKA3* |  |  | EA*4X48L21A*+WALLCON | *96CTN0802120B* | 24200 | 17 | 8.5 | 20800 | 16500 | 79.33% | 2.02 | 0 | 11 |  |  |  | No | R-410A | 2.0167 | Residential & Commercial | Ducted CEE Tier 1
211244877 | Central HP <5.4 tons | COMFORTMAKER | HRCU-A-CB (Split System: Heat Pump with Remote Outdoor Unit-Air-Source) | DLCURAH24ABK |  |  | EN(A,D,W)4X36L17** | *96VSN0401410A* | 23400 | 16 | 8.1 | 25800 | 24000 | 93.02% | 2 | 0 | 10 |  |  |  | No | R-410A | 1.95 | Residential & Commercial | Ducted CEE Tier 1
211245112 | Central HP <5.4 tons | COMFORTMAKER | HRCU-A-CB (Split System: Heat Pump with Remote Outdoor Unit-Air-Source) | DLCURAH24ABK |  |  | EN(A,D,W)4X36L17** | *80ES(N,L)0451412A* | 24600 | 16 | 8.1 | 26600 | 22400 | 84.21% | 1.84 | 0 | 10.5 |  |  |  | No | R-410A | 2.05 | Residential & Commercial | Ducted CEE Tier 1
211243892 | Central HP <5.4 tons | AIRQUEST | HRCU-A-CB (Split System: Heat Pump with Remote Outdoor Unit-Air-Source) | DLCURAH24ABK |  |  | EN(A,D)4X24L17** | *96VSN0801716A* | 23800 | 16 | 8.5 | 26800 | 23400 | 87.31% | 1.92 | 0 | 10 |  |  |  | No | R-410A | 1.9833 | Residential & Commercial | Ducted CEE Tier 1
211244192 | Central HP <5.4 tons | AIRQUEST | HRCU-A-CB (Split System: Heat Pump with Remote Outdoor Unit-Air-Source) | DLCURAH24ABK |  |  | EN(A,D)4X24L17** | *95ESN0801716A* | 24200 | 15.2 | 8.5 | 27400 | 22600 | 82.48% | 1.84 | 0 | 10 |  |  |  | No | R-410A | 2.0167 | Residential & Commercial | Ducted CEE Tier 1
211244225 | Central HP <5.4 tons | AIRQUEST | HRCU-A-CB (Split System: Heat Pump with Remote Outdoor Unit-Air-Source) | DLCURAH24ABK |  |  | EN(A,D)4X24L17** | *80ES(N,L)0701412A* | 23800 | 16 | 8.5 | 26800 | 23200 | 86.57% | 1.92 | 0 | 10 |  |  |  | No | R-410A | 1.9833 | Residential & Commercial | Ducted CEE Tier 1
211244292 | Central HP <5.4 tons | AIRQUEST | HRCU-A-CB (Split System: Heat Pump with Remote Outdoor Unit-Air-Source) | DLCURAH24ABK |  |  | EN(A,D)4X30L14** | *96VSN0601412A* | 23400 | 16.5 | 8.1 | 25800 | 24000 | 93.02% | 1.98 | 0 | 10 |  |  |  | No | R-410A | 1.95 | Residential & Commercial | Ducted CEE Tier 1
210532931 | Central HP <5.4 tons | BRYANT HEATING AND COOLING SYSTEMS | HRCU-A-CB (Split System: Heat Pump with Remote Outdoor Unit-Air-Source) | 284ANV024*0**B* |  |  | CAP**2414AL*+UI | 88*TA36070C14*** | 23000 | 20.5 | 10 | 27000 | 20200 | 74.81% | 2.3 | 0 | 13 |  |  |  | No | R-410A | 1.9167 | Residential & Commercial | Ducted CEE Tier 1
210532979 | Central HP <5.4 tons | BRYANT HEATING AND COOLING SYSTEMS | HRCU-A-CB (Split System: Heat Pump with Remote Outdoor Unit-Air-Source) | 284ANV024*0**B* |  |  | CAP**3017AL*+UI | 88*TA48070C17*** | 23200 | 20.5 | 10 | 26800 | 19900 | 74.25% | 2.38 | 0 | 13 |  |  |  | No | R-410A | 1.9333 | Residential & Commercial | Ducted CEE Tier 1
215940884 | Central HP <5.4 tons | CARRIER | HRCU-A-CB (Split System: Heat Pump with Remote Outdoor Unit-Air-Source) | 27VNA336A*030* |  |  | CVAVA6024XMA*+UI | 59TN7A080C21**20 | 35400 | 21.5 | 8.5 | 38000 | 28600 | 75.26% | 2.04 | 0 | 12 |  |  |  | No | R-454B | 2.95 | Residential & Commercial | Ducted CEE Tier 1
215940934 | Central HP <5.4 tons | CARRIER | HRCU-A-CB (Split System: Heat Pump with Remote Outdoor Unit-Air-Source) | 27VNA348A*030* |  |  | CAA**4821AM*+UI | 59TN6C080C21**20 | 43500 | 20.5 | 9.5 | 48000 | 36600 | 76.25% | 2 | 0 | 10.5 |  |  |  | No | R-454B | 3.625 | Residential & Commercial | Ducted CEE Tier 1
213079445 | Central HP <5.4 tons | TEMPSTAR | HRCU-A-CB (Split System: Heat Pump with Remote Outdoor Unit-Air-Source) | DLCURAH36ABK |  |  | EA*4X43L21A* | *92MSN0601714A* | 36600 | 16 | 8.5 | 38500 | 35000 | 90.91% | 2.06 | 0 | 10 |  |  |  | No | R-410A | 3.05 | Residential & Commercial | Ducted CEE Tier 1
213079481 | Central HP <5.4 tons | TEMPSTAR | HRCU-A-CB (Split System: Heat Pump with Remote Outdoor Unit-Air-Source) | DLCURAH36ABK |  |  | END4X42L17** | *92MSN0601714A* | 35400 | 16 | 8.1 | 38500 | 35000 | 90.91% | 1.94 | 0 | 10 |  |  |  | No | R-410A | 2.95 | Residential & Commercial | Ducted CEE Tier 1
214572743 | Central HP <5.4 tons | COMFORTMAKER | HRCU-A-CB (Split System: Heat Pump with Remote Outdoor Unit-Air-Source) | CVH837GKA** |  |  | EA*4X43L21A*+WALLCON | *97CMN0602120B* | 32800 | 17 | 8.5 | 33000 | 25400 | 76.97% | 1.98 | 0 | 11 |  |  |  | No | R-410A | 2.7333 | Residential & Commercial | Ducted CEE Tier 1
211244448 | Central HP <5.4 tons | AIRQUEST | HRCU-A-CB (Split System: Heat Pump with Remote Outdoor Unit-Air-Source) | DLCURAH24ABK |  |  | EN(A,D)4X30L17** | *96VSN0401712A* | 23400 | 16 | 8.1 | 25800 | 24000 | 93.02% | 1.98 | 0 | 10 |  |  |  | No | R-410A | 1.95 | Residential & Commercial | Ducted CEE Tier 1
214573043 | Central HP <5.4 tons | COMFORTMAKER | HRCU-A-CB (Split System: Heat Pump with Remote Outdoor Unit-Air-Source) | CVH837GKA** |  |  | EA*4X61L24A*+WALLCON | *97CMN0602120B* | 33000 | 18 | 8.5 | 32000 | 25000 | 78.12% | 1.98 | 0 | 11.5 |  |  |  | No | R-410A | 2.75 | Residential & Commercial | Ducted CEE Tier 1
214573413 | Central HP <5.4 tons | COMFORTMAKER | HRCU-A-CB (Split System: Heat Pump with Remote Outdoor Unit-Air-Source) | CVH837GKA** |  |  | EN(A,D,W)4X42L21**+WALLCON | *97CMN0802120B* | 31800 | 17 | 8.1 | 33000 | 24400 | 73.94% | 1.88 | 0 | 11 |  |  |  | No | R-410A | 2.65 | Residential & Commercial | Ducted CEE Tier 1
211243673 | Central HP <5.4 tons | AIRQUEST | HRCU-A-CB (Split System: Heat Pump with Remote Outdoor Unit-Air-Source) | DLCURAH24ABK |  |  | EA*4X37L21A* | OLV098A12* | 24000 | 16.5 | 8.1 | 25000 | 21600 | 86.4% | 1.8 | 0 | 10 |  |  |  | No | R-410A | 2 | Residential & Commercial | Ducted CEE Tier 1
211243709 | Central HP <5.4 tons | AIRQUEST | HRCU-A-CB (Split System: Heat Pump with Remote Outdoor Unit-Air-Source) | DLCURAH24ABK |  |  | EN(A,D)4X24L14** | *96VSN0401410A* | 23400 | 15.5 | 8.5 | 26600 | 24000 | 90.23% | 1.96 | 0 | 10 |  |  |  | No | R-410A | 1.95 | Residential & Commercial | Ducted CEE Tier 1
211243793 | Central HP <5.4 tons | AIRQUEST | HRCU-A-CB (Split System: Heat Pump with Remote Outdoor Unit-Air-Source) | DLCURAH24ABK |  |  | EN(A,D)4X24L14** | *80ES(N,L)0451412A* | 24200 | 15.5 | 8.5 | 27200 | 22600 | 83.09% | 1.86 | 0 | 10 |  |  |  | No | R-410A | 2.0167 | Residential & Commercial | Ducted CEE Tier 1
214584731 | Central HP <5.4 tons | COLEMAN | HRCU-A-CB (Split System: Heat Pump with Remote Outdoor Unit-Air-Source) | HH824E2S11 |  |  | CTF36B5ADS1 | Z8ET080B12LMPS1 | 23000 | 19 | 9.5 | 23000 | 18600 | 80.87% | 2 | 0 | 12 |  |  |  | No | R-454B | 1.9167 | Residential & Commercial | Ducted CEE Tier 1
210472929 | Central HP <5.4 tons | CARRIER | HRCU-A-CB (Split System: Heat Pump with Remote Outdoor Unit-Air-Source) | 25VNA825A*032* |  |  | CAP**4221AL*+UI | 59MN7B080C17**14 | 23600 | 16.5 | 8.1 | 21400 | 16700 | 78.04% | 1.96 | 0 | 11 |  |  |  | No | R-410A | 1.9667 | Residential & Commercial | Ducted CEE Tier 1
213079863 | Central HP <5.4 tons | TEMPSTAR | HRCU-A-CB (Split System: Heat Pump with Remote Outdoor Unit-Air-Source) | DLCURAH36ABK |  |  | EA*4X42L21A* | *92MSN1002122A* | 35400 | 16.5 | 8.1 | 38500 | 35000 | 90.91% | 1.9 | 0 | 10 |  |  |  | No | R-410A | 2.95 | Residential & Commercial | Ducted CEE Tier 1
213080301 | Central HP <5.4 tons | TEMPSTAR | HRCU-A-CB (Split System: Heat Pump with Remote Outdoor Unit-Air-Source) | DLCURAH36ABK |  |  | EA*4X42L21A* | *96MSN1002120A* | 35400 | 16 | 8.1 | 38500 | 35000 | 90.91% | 1.88 | 0 | 10 |  |  |  | No | R-410A | 2.95 | Residential & Commercial | Ducted CEE Tier 1
213080401 | Central HP <5.4 tons | TEMPSTAR | HRCU-A-CB (Split System: Heat Pump with Remote Outdoor Unit-Air-Source) | DLCURAH36ABK |  |  | EA*4X42L21A* | *96MSN1002122A* | 35200 | 16 | 8.1 | 38500 | 35000 | 90.91% | 1.88 | 0 | 10 |  |  |  | No | R-410A | 2.9333 | Residential & Commercial | Ducted CEE Tier 1
213080750 | Central HP <5.4 tons | TEMPSTAR | HRCU-A-CB (Split System: Heat Pump with Remote Outdoor Unit-Air-Source) | DLCURAH36ABK |  |  | END4X42L17** | *95MSU0601716A* | 35800 | 15.5 | 8.1 | 38500 | 35200 | 91.43% | 1.96 | 0 | 10 |  |  |  | No | R-410A | 2.9833 | Residential & Commercial | Ducted CEE Tier 1
214573793 | Central HP <5.4 tons | COMFORTMAKER | HRCU-A-CB (Split System: Heat Pump with Remote Outdoor Unit-Air-Source) | CVH837GKA2* |  |  | EA*4X42L24A*+WALLCON | *80CTL0702120B* | 31800 | 18 | 8.5 | 33000 | 24400 | 73.94% | 1.9 | 0 | 11 |  |  |  | No | R-410A | 2.65 | Residential & Commercial | Ducted CEE Tier 1
211226420 | Central HP <5.4 tons | AIRQUEST | HRCU-A-CB (Split System: Heat Pump with Remote Outdoor Unit-Air-Source) | DLCURAH36ABK |  |  | EA*4X36L21A* | *96VTN1002122A* | 35200 | 16.5 | 8.1 | 38500 | 35200 | 91.43% | 1.82 | 0 | 10 |  |  |  | No | R-410A | 2.9333 | Residential & Commercial | Ducted CEE Tier 1
213079247 | Central HP <5.4 tons | TEMPSTAR | HRCU-A-CB (Split System: Heat Pump with Remote Outdoor Unit-Air-Source) | DLCURAH36ABK |  |  | EA*4X42L24A* | *80MSU0802120A* | 35200 | 16.5 | 8.1 | 38500 | 35000 | 90.91% | 1.9 | 0 | 10 |  |  |  | No | R-410A | 2.9333 | Residential & Commercial | Ducted CEE Tier 1
214573893 | Central HP <5.4 tons | COMFORTMAKER | HRCU-A-CB (Split System: Heat Pump with Remote Outdoor Unit-Air-Source) | CVH837GKA2* |  |  | EA*4X43L21A*+WALLCON | *97CMN0802120B* | 32800 | 17.5 | 8.5 | 32800 | 25200 | 76.83% | 2 | 0 | 11.5 |  |  |  | No | R-410A | 2.7333 | Residential & Commercial | Ducted CEE Tier 1
213078361 | Central HP <5.4 tons | TEMPSTAR | HRCU-A-CB (Split System: Heat Pump with Remote Outdoor Unit-Air-Source) | DLCURAH36ABK |  |  | END4X42L17** | *80MS(N,L)0901714A* | 35600 | 16 | 8.1 | 38500 | 35000 | 90.91% | 1.94 | 0 | 10 |  |  |  | No | R-410A | 2.9667 | Residential & Commercial | Ducted CEE Tier 1
213078529 | Central HP <5.4 tons | TEMPSTAR | HRCU-A-CB (Split System: Heat Pump with Remote Outdoor Unit-Air-Source) | DLCURAH36ABK |  |  | EA*4X42L24A* | *80MS(N,L)0902120A* | 35400 | 16.5 | 8.1 | 38500 | 35000 | 90.91% | 2.08 | 0 | 10 |  |  |  | No | R-410A | 2.95 | Residential & Commercial | Ducted CEE Tier 1
213078744 | Central HP <5.4 tons | TEMPSTAR | HRCU-A-CB (Split System: Heat Pump with Remote Outdoor Unit-Air-Source) | DLCURAH36ABK |  |  | EA*4X42L24A* | *80MS(N,L)1102420A* | 35600 | 16.5 | 8.1 | 38500 | 34600 | 89.87% | 2.04 | 0 | 10 |  |  |  | No | R-410A | 2.9667 | Residential & Commercial | Ducted CEE Tier 1
215569768 | Central HP <5.4 tons | Viessmann | HRCU-A-C (Split System: Heat Pump with Remote Outdoor Unit with No Indoor Fan --Air Source) | DLCURAH36ABK |  |  | DLFULAH36XBX + CI |  | 35000 | 15.5 | 8.6 | 38000 | 31600 | 83.16% | 1.85 | 0 | 10 |  |  |  | No | R-410A | 2.9167 | Residential & Commercial | Ducted CEE Tier 1
210533037 | Central HP <5.4 tons | BRYANT HEATING AND COOLING SYSTEMS | HRCU-A-CB (Split System: Heat Pump with Remote Outdoor Unit-Air-Source) | 284ANV024*0**B* |  |  | CAP**4321AL*+UI | 88*TA48070C17*** | 24200 | 20.5 | 10.5 | 26400 | 19700 | 74.62% | 2.54 | 0 | 13.5 |  |  |  | No | R-410A | 2.0167 | Residential & Commercial | Ducted CEE Tier 1
210533085 | Central HP <5.4 tons | BRYANT HEATING AND COOLING SYSTEMS | HRCU-A-CB (Split System: Heat Pump with Remote Outdoor Unit-Air-Source) | 284ANV024*0**B* |  |  | CSPH*3012AL*+UI | 935CA60080C21*** | 23400 | 19.5 | 9 | 27000 | 19800 | 73.33% | 2.46 | 0 | 12.5 |  |  |  | No | R-410A | 1.95 | Residential & Commercial | Ducted CEE Tier 1
210533103 | Central HP <5.4 tons | BRYANT HEATING AND COOLING SYSTEMS | HRCU-A-CB (Split System: Heat Pump with Remote Outdoor Unit-Air-Source) | 284ANV024*0**B* |  |  | CSPH*3012AL*+UI | 88*TA48090C17*** | 23600 | 20.5 | 9 | 27000 | 19800 | 73.33% | 2.48 | 0 | 13 |  |  |  | No | R-410A | 1.9667 | Residential & Commercial | Ducted CEE Tier 1
214572511 | Central HP <5.4 tons | AIRQUEST | HRCU-A-CB (Split System: Heat Pump with Remote Outdoor Unit-Air-Source) | HVH837GKA** |  |  | EA*4X36L21A*+WALLCON | *97CMN0802120B* | 31600 | 17 | 8.1 | 33000 | 24200 | 73.33% | 1.86 | 0 | 11 |  |  |  | No | R-410A | 2.6333 | Residential & Commercial | Ducted CEE Tier 1
214572541 | Central HP <5.4 tons | AIRQUEST | HRCU-A-CB (Split System: Heat Pump with Remote Outdoor Unit-Air-Source) | HVH837GKA** |  |  | EA*4X37L21A*+WALLCON | *95CSU0802120B* | 32800 | 17.5 | 8.5 | 32800 | 25200 | 76.83% | 2 | 0 | 11 |  |  |  | No | R-410A | 2.7333 | Residential & Commercial | Ducted CEE Tier 1
214571221 | Central HP <5.4 tons | AIRQUEST | HRCU-A-CB (Split System: Heat Pump with Remote Outdoor Unit-Air-Source) | HVH825GKA3* |  |  | EN(A,D,W)4X48L21**+WALLCON | *95CSU0802120B* | 24200 | 17 | 8.1 | 21400 | 16600 | 77.57% | 2 | 0 | 11 |  |  |  | No | R-410A | 2.0167 | Residential & Commercial | Ducted CEE Tier 1
214572641 | Central HP <5.4 tons | AIRQUEST | HRCU-A-CB (Split System: Heat Pump with Remote Outdoor Unit-Air-Source) | HVH837GKA** |  |  | EA*4X42L21A*+WALLCON | *96CTN0802120B* | 31800 | 17.5 | 8.5 | 32800 | 24400 | 74.39% | 1.9 | 0 | 11 |  |  |  | No | R-410A | 2.65 | Residential & Commercial | Ducted CEE Tier 1
212982392 | Central HP <5.4 tons | KEEPRITE | HRCU-A-CB (Split System: Heat Pump with Remote Outdoor Unit-Air-Source) | DLCURAH18ABK |  |  | EA*4X24L17A* | *80MSU0401712A* | 17200 | 16 | 8.5 | 18300 | 19100 | 104.4% | 2.3 | 0 | 10 |  |  |  | No | R-410A | 1.4333 | Residential & Commercial | Ducted CEE Tier 1
212988721 | Central HP <5.4 tons | CARRIER | HRCU-A-CB (Split System: Heat Pump with Remote Outdoor Unit-Air-Source) | 38MURAQ24AB3* |  |  | CNPV*2417AL* | 59SU5B040M17**12 | 23200 | 16 | 8.5 | 27000 | 25200 | 93.33% | 2.1 | 0 | 10 |  |  |  | No | R-410A | 1.9333 | Residential & Commercial | Ducted CEE Tier 1
212977712 | Central HP <5.4 tons | DAY & NIGHT | HRCU-A-CB (Split System: Heat Pump with Remote Outdoor Unit-Air-Source) | DLCURAH18ABK |  |  | EA*4X19L17A* | *80MS(N,L)0451412A* | 18000 | 16.5 | 8.5 | 17900 | 17800 | 99.44% | 2.16 | 0 | 11 |  |  |  | No | R-410A | 1.5 | Residential & Commercial | Ducted CEE Tier 1
212976812 | Central HP <5.4 tons | DAY & NIGHT | HRCU-A-CB (Split System: Heat Pump with Remote Outdoor Unit-Air-Source) | DLCURAH36ABK |  |  | EA*4X48L24A* | *96VTN1002120B* | 36000 | 16.5 | 8.5 | 37800 | 34800 | 92.06% | 2.04 | 0 | 10 |  |  |  | No | R-410A | 3 | Residential & Commercial | Ducted CEE Tier 1
212970651 | Central HP <5.4 tons | DAY & NIGHT | HRCU-A-CB (Split System: Heat Pump with Remote Outdoor Unit-Air-Source) | DLCURAH36ABK |  |  | EA*4X37L21A* | *80VSL0902120B* | 36600 | 16 | 8.5 | 39000 | 35000 | 89.74% | 2.08 | 0 | 10 |  |  |  | No | R-410A | 3.05 | Residential & Commercial | Ducted CEE Tier 1
212970701 | Central HP <5.4 tons | DAY & NIGHT | HRCU-A-CB (Split System: Heat Pump with Remote Outdoor Unit-Air-Source) | DLCURAH36ABK |  |  | EA*4X48L24A* | *80VSL0902120B* | 35800 | 16.5 | 8.5 | 38000 | 34600 | 91.05% | 2.02 | 0 | 10 |  |  |  | No | R-410A | 2.9833 | Residential & Commercial | Ducted CEE Tier 1
210532871 | Central HP <5.4 tons | BRYANT HEATING AND COOLING SYSTEMS | HRCU-A-CB (Split System: Heat Pump with Remote Outdoor Unit-Air-Source) | 284ANV048*0**B* |  |  | CAP**4824AL*+UI | 88*TA60090C21*** | 44000 | 21 | 9.5 | 46500 | 36200 | 77.85% | 2.28 | 0 | 12 |  |  |  | No | R-410A | 3.6667 | Residential & Commercial | Ducted CEE Tier 1
214570383 | Central HP <5.4 tons | COMFORTMAKER | HRCU-A-CB (Split System: Heat Pump with Remote Outdoor Unit-Air-Source) | CVH825GKA3* |  |  | EA*4X36L21A*+WALLCON | *95CSU0802120B* | 23600 | 16.5 | 8.1 | 21400 | 16700 | 78.04% | 1.94 | 0 | 10.5 |  |  |  | No | R-410A | 1.9667 | Residential & Commercial | Ducted CEE Tier 1
214571233 | Central HP <5.4 tons | COMFORTMAKER | HRCU-A-CB (Split System: Heat Pump with Remote Outdoor Unit-Air-Source) | CVH825GKA3* |  |  | EN(A,D,W)4X48L21**+WALLCON | *95CSU1002122B* | 24200 | 17 | 8.1 | 21200 | 16600 | 78.3% | 2.02 | 0 | 11.5 |  |  |  | No | R-410A | 2.0167 | Residential & Commercial | Ducted CEE Tier 1
212979148 | Central HP <5.4 tons | COMFORTMAKER | HRCU-A-CB (Split System: Heat Pump with Remote Outdoor Unit-Air-Source) | DLCURAH24ABK |  |  | EA*4X30L17A* | *80MS(N,L)0701716A* | 23600 | 17 | 8.5 | 26400 | 24600 | 93.18% | 2.04 | 0 | 10 |  |  |  | No | R-410A | 1.9667 | Residential & Commercial | Ducted CEE Tier 1
212979814 | Central HP <5.4 tons | COMFORTMAKER | HRCU-A-CB (Split System: Heat Pump with Remote Outdoor Unit-Air-Source) | DLCURAH24ABK |  |  | EA*4X24L17A* | *80MS(N,L)0901714A* | 23200 | 17 | 8.5 | 26800 | 26600 | 99.25% | 2.26 | 0 | 10 |  |  |  | No | R-410A | 1.9333 | Residential & Commercial | Ducted CEE Tier 1
212979850 | Central HP <5.4 tons | COMFORTMAKER | HRCU-A-CB (Split System: Heat Pump with Remote Outdoor Unit-Air-Source) | DLCURAH24ABK |  |  | EA*4X36L17A* | *80MS(N,L)0901714A* | 23800 | 17 | 8.5 | 26200 | 23800 | 90.84% | 1.98 | 0 | 10 |  |  |  | No | R-410A | 1.9833 | Residential & Commercial | Ducted CEE Tier 1
211244159 | Central HP <5.4 tons | AIRQUEST | HRCU-A-CB (Split System: Heat Pump with Remote Outdoor Unit-Air-Source) | DLCURAH24ABK |  |  | EN(A,D)4X24L17** | *92ESN0601714A* | 23800 | 16.5 | 8.5 | 26800 | 23200 | 86.57% | 1.92 | 0 | 10 |  |  |  | No | R-410A | 1.9833 | Residential & Commercial | Ducted CEE Tier 1
211245813 | Central HP <5.4 tons | TEMPSTAR | HRCU-A-CB (Split System: Heat Pump with Remote Outdoor Unit-Air-Source) | DLCURAH24ABK |  |  | FEM4X24**CL |  | 23800 | 17.5 | 8.5 | 26000 | 23800 | 91.54% | 2 | 0 | 10 |  |  |  | No | R-410A | 1.9833 | Residential & Commercial | Ducted CEE Tier 1
210692352 | Central HP <5.4 tons | DAIKIN | HRCU-A-CB (Split System: Heat Pump with Remote Outdoor Unit-Air-Source) | DZ9VCA3610A* |  |  | CHPF3743C6B*+TXV | D*96VC0804CNA* | 33400 | 18 | 8.2 | 34000 | 24400 | 71.76% | 1.8 | 0 | 11 |  |  |  | No | R-410A | 2.7833 | Residential & Commercial | Ducted CEE Tier 1
210692361 | Central HP <5.4 tons | DAIKIN | HRCU-A-CB (Split System: Heat Pump with Remote Outdoor Unit-Air-Source) | DZ9VCA3610A* |  |  | CSCF3642N6D*+TXV | D*80SC0604BUA* | 33800 | 18.5 | 8.2 | 34000 | 24400 | 71.76% | 1.8 | 0 | 11.5 |  |  |  | No | R-410A | 2.8167 | Residential & Commercial | Ducted CEE Tier 1
212984071 | Central HP <5.4 tons | TEMPSTAR | HRCU-A-CB (Split System: Heat Pump with Remote Outdoor Unit-Air-Source) | DLCURAH24ABK |  |  | EA*4X36L17A* | *92MSN0601714A* | 23800 | 17 | 8.5 | 26200 | 23800 | 90.84% | 1.98 | 0 | 10 |  |  |  | No | R-410A | 1.9833 | Residential & Commercial | Ducted CEE Tier 1
212984155 | Central HP <5.4 tons | TEMPSTAR | HRCU-A-CB (Split System: Heat Pump with Remote Outdoor Unit-Air-Source) | DLCURAH24ABK |  |  | EN(A,D)4X36L21** | *92MSN0601714A* | 23600 | 17 | 8.5 | 26400 | 24200 | 91.67% | 2.02 | 0 | 10.5 |  |  |  | No | R-410A | 1.9667 | Residential & Commercial | Ducted CEE Tier 1
211241541 | Central HP <5.4 tons | TEMPSTAR | HRCU-A-CB (Split System: Heat Pump with Remote Outdoor Unit-Air-Source) | DLCURAH24ABK |  |  | EA*4X30L17A* | *96VTN0401712A* | 23200 | 16 | 8.5 | 25800 | 24200 | 93.8% | 2 | 0 | 10 |  |  |  | No | R-410A | 1.9333 | Residential & Commercial | Ducted CEE Tier 1
210692324 | Central HP <5.4 tons | DAIKIN | HRCU-A-CB (Split System: Heat Pump with Remote Outdoor Unit-Air-Source) | DZ9VCA3610A* |  |  | CHPF3642C6C*+TXV | D*80VC0604B*A* | 33400 | 18 | 8.2 | 34000 | 24400 | 71.76% | 1.8 | 0 | 11 |  |  |  | No | R-410A | 2.7833 | Residential & Commercial | Ducted CEE Tier 1
210692326 | Central HP <5.4 tons | DAIKIN | HRCU-A-CB (Split System: Heat Pump with Remote Outdoor Unit-Air-Source) | DZ9VCA3610A* |  |  | CHPF3642C6C*+TXV | D*80SC0805CUA* | 33400 | 18 | 8.2 | 34000 | 24400 | 71.76% | 1.8 | 0 | 11 |  |  |  | No | R-410A | 2.7833 | Residential & Commercial | Ducted CEE Tier 1
210692374 | Central HP <5.4 tons | DAIKIN | HRCU-A-CB (Split System: Heat Pump with Remote Outdoor Unit-Air-Source) | DZ9VCA3610A* |  |  | CSCF3642N6D*+TXV | D*96VC1205DNA* | 33800 | 18.5 | 8.2 | 34000 | 24400 | 71.76% | 1.8 | 0 | 11.5 |  |  |  | No | R-410A | 2.8167 | Residential & Commercial | Ducted CEE Tier 1
212986197 | Central HP <5.4 tons | TEMPSTAR | HRCU-A-CB (Split System: Heat Pump with Remote Outdoor Unit-Air-Source) | DLCURAH24ABK |  |  | EA*4X36L17A* | *96MSN0401410A* | 23600 | 16 | 8.5 | 26200 | 24000 | 91.6% | 1.98 | 0 | 10 |  |  |  | No | R-410A | 1.9667 | Residential & Commercial | Ducted CEE Tier 1
212986906 | Central HP <5.4 tons | TEMPSTAR | HRCU-A-CB (Split System: Heat Pump with Remote Outdoor Unit-Air-Source) | DLCURAH24ABK |  |  | EA*4X30L17A* | *96MSN0601412A* | 23600 | 16.5 | 8.5 | 26200 | 23800 | 90.84% | 1.98 | 0 | 10 |  |  |  | No | R-410A | 1.9667 | Residential & Commercial | Ducted CEE Tier 1
212986956 | Central HP <5.4 tons | TEMPSTAR | HRCU-A-CB (Split System: Heat Pump with Remote Outdoor Unit-Air-Source) | DLCURAH24ABK |  |  | EN(A,D)4X30L14** | *96MSN0601412A* | 23400 | 16.5 | 8.1 | 26400 | 24200 | 91.67% | 2.02 | 0 | 10 |  |  |  | No | R-410A | 1.95 | Residential & Commercial | Ducted CEE Tier 1
215667820 | Central HP <5.4 tons | HEIL | HRCU-A-CB (Split System: Heat Pump with Remote Outdoor Unit-Air-Source) | H5H0V24*K*AAA* |  |  | EA*5X37M21A*+WALLCON | *80CSU0601716A* | 24000 | 17.5 | 9 | 23200 | 16300 | 70.26% | 2.02 | 0 | 10.5 |  |  |  | No | R-454B | 2 | Residential & Commercial | Ducted CEE Tier 1
215942440 | Central HP <5.4 tons | CARRIER | HRCU-A-CB (Split System: Heat Pump with Remote Outdoor Unit-Air-Source) | 27VNA336A*030* |  |  | CVAMA6124XMA*+UI | 59MN7C080C21**20 | 36000 | 22 | 8.5 | 37400 | 28200 | 75.4% | 2.04 | 0 | 12.5 |  |  |  | No | R-454B | 3 | Residential & Commercial | Ducted CEE Tier 1
215942540 | Central HP <5.4 tons | CARRIER | HRCU-A-CB (Split System: Heat Pump with Remote Outdoor Unit-Air-Source) | 27VNA336A*030* |  |  | CVAVA6121XMA*+UI | 59TN6C100C21**22 | 36000 | 22 | 8.5 | 37400 | 28200 | 75.4% | 2.04 | 0 | 12.5 |  |  |  | No | R-454B | 3 | Residential & Commercial | Ducted CEE Tier 1
215864778 | Central HP <5.4 tons | AMERICAN STANDARD | HRCU-A-CB (Split System: Heat Pump with Remote Outdoor Unit-Air-Source) | 5A6V8X60A1 |  |  | 5TXCD010AS3 | S8V2C080M5PCB | 54000 | 18.1 | 8.5 | 55000 | 39500 | 71.82% | 2 | 0 | 10 |  |  |  | No | R-454B | 4.5 | Residential & Commercial | Ducted CEE Tier 1
215864796 | Central HP <5.4 tons | AMERICAN STANDARD | HRCU-A-CB (Split System: Heat Pump with Remote Outdoor Unit-Air-Source) | 5A6V8X36A1 |  |  | 5PX*BD06AS3 | S9V2B040D3PSC+LRP | 32600 | 18.1 | 8.5 | 34200 | 26000 | 76.02% | 2 | 0 | 10 |  |  |  | No | R-454B | 2.7167 | Residential & Commercial | Ducted CEE Tier 1
215864930 | Central HP <5.4 tons | AMERICAN STANDARD | HRCU-A-CB (Split System: Heat Pump with Remote Outdoor Unit-Air-Source) | 5A6V8X48A1 |  |  | 5TXCC007AS3 | S8V2C100M5PDB | 45500 | 18.1 | 8.5 | 46000 | 35600 | 77.39% | 2.1 | 0 | 10 |  |  |  | No | R-454B | 3.7917 | Residential & Commercial | Ducted CEE Tier 1
215864932 | Central HP <5.4 tons | AMERICAN STANDARD | HRCU-A-CB (Split System: Heat Pump with Remote Outdoor Unit-Air-Source) | 5A6V8X48A1 |  |  | 5TXCC007AS3 | S8V2C100M5PCB | 45500 | 18.1 | 8.5 | 46000 | 35600 | 77.39% | 2.1 | 0 | 10 |  |  |  | No | R-454B | 3.7917 | Residential & Commercial | Ducted CEE Tier 1
215667836 | Central HP <5.4 tons | HEIL | HRCU-A-CB (Split System: Heat Pump with Remote Outdoor Unit-Air-Source) | H5H0V24*K*AAA* |  |  | EA*5X37M21A*+WALLCON | *80CTL0701716B* | 24000 | 17.5 | 9 | 23400 | 16400 | 70.09% | 2.02 | 0 | 10.5 |  |  |  | No | R-454B | 2 | Residential & Commercial | Ducted CEE Tier 1
215936954 | Central HP <5.4 tons | CARRIER | HRCU-A-CB (Split System: Heat Pump with Remote Outdoor Unit-Air-Source) | 27VNA336A*030* |  |  | CVAVA6124XMA*+UI | 59TN6C120C24**22 | 36000 | 22 | 8.5 | 37600 | 28400 | 75.53% | 2.04 | 0 | 12.5 |  |  |  | No | R-454B | 3 | Residential & Commercial | Ducted CEE Tier 1
214382092 | Central HP <5.4 tons | CHAMPION HEATING AND COOLING | HRCU-A-CB (Split System: Heat Pump with Remote Outdoor Unit-Air-Source) | HL20B3621 |  |  | JHVVC36DE2C2N1+CC |  | 33200 | 19.5 | 8.5 | 33800 | 28800 | 85.21% | 1.98 | 0 | 12 |  |  |  | No | R-410A | 2.7667 | Residential & Commercial | Ducted CEE Tier 1
215932090 | Central HP <5.4 tons | DAY & NIGHT | HRCU-A-CB (Split System: Heat Pump with Remote Outdoor Unit-Air-Source) | C5H3V36*K*AAA* |  |  | EA*5X36M17A*+WALLCON | *97CMN0601714B* | 32000 | 19 | 9.5 | 34600 | 26600 | 76.88% | 2 | 0 | 10.5 |  |  |  | No | R-454B | 2.6667 | Residential & Commercial | Ducted CEE Tier 1
215932190 | Central HP <5.4 tons | DAY & NIGHT | HRCU-A-CB (Split System: Heat Pump with Remote Outdoor Unit-Air-Source) | C5H3V36*K*AAA* |  |  | EA*5X42M21A*+WALLCON | *80CSU0401712A* | 32600 | 20 | 9.5 | 35000 | 26800 | 76.57% | 2 | 0 | 11 |  |  |  | No | R-454B | 2.7167 | Residential & Commercial | Ducted CEE Tier 1
215932220 | Central HP <5.4 tons | DAY & NIGHT | HRCU-A-CB (Split System: Heat Pump with Remote Outdoor Unit-Air-Source) | C5H3V36*K*AAA* |  |  | EA*5X42M21A*+WALLCON | *80CTL0451712B* | 32200 | 19 | 9 | 35800 | 27600 | 77.09% | 1.88 | 0 | 10.5 |  |  |  | No | R-454B | 2.6833 | Residential & Commercial | Ducted CEE Tier 1
215932270 | Central HP <5.4 tons | DAY & NIGHT | HRCU-A-CB (Split System: Heat Pump with Remote Outdoor Unit-Air-Source) | C5H3V36*K*AAA* |  |  | EA*5X42M21A*+WALLCON | *95CSU0601716B* | 32400 | 19.5 | 9.5 | 35400 | 27200 | 76.84% | 2 | 0 | 11 |  |  |  | No | R-454B | 2.7 | Residential & Commercial | Ducted CEE Tier 1
215669324 | Central HP <5.4 tons | HEIL | HRCU-A-CB (Split System: Heat Pump with Remote Outdoor Unit-Air-Source) | H5H0V36*K*AAA* |  |  | EA*5X60M24A*+WALLCON | *80CTL1102120B* | 34400 | 18.5 | 9 | 34200 | 24600 | 71.93% | 1.92 | 0 | 10.5 |  |  |  | No | R-454B | 2.8667 | Residential & Commercial | Ducted CEE Tier 1
212978275 | Central HP <5.4 tons | COMFORTMAKER | HRCU-A-CB (Split System: Heat Pump with Remote Outdoor Unit-Air-Source) | DLCURAH18ABK |  |  | EA*4X30L14A* | *80MS(N,L)0701412A* | 17700 | 16.5 | 8.5 | 18200 | 18700 | 102.7% | 2.24 | 0 | 10.5 |  |  |  | No | R-410A | 1.475 | Residential & Commercial | Ducted CEE Tier 1
212978186 | Central HP <5.4 tons | CARRIER | HRCU-A-CB (Split System: Heat Pump with Remote Outdoor Unit-Air-Source) | 38MURAQ24AB3* |  |  | CNPV*3014AL* | 58S(B,C)*B070M14**12 | 23600 | 17 | 8.5 | 26200 | 24600 | 93.89% | 2.04 | 0 | 10.5 |  |  |  | No | R-410A | 1.9667 | Residential & Commercial | Ducted CEE Tier 1
212978620 | Central HP <5.4 tons | CARRIER | HRCU-A-CB (Split System: Heat Pump with Remote Outdoor Unit-Air-Source) | 38MURAQ24AB3* |  |  | CAP**2417AL* | 58S(B,C)*B070M17**12 | 23600 | 17 | 9 | 27000 | 25800 | 95.56% | 2.16 | 0 | 10 |  |  |  | No | R-410A | 1.9667 | Residential & Commercial | Ducted CEE Tier 1
212971451 | Central HP <5.4 tons | DAY & NIGHT | HRCU-A-CB (Split System: Heat Pump with Remote Outdoor Unit-Air-Source) | DLCURAH18ABK |  |  | EA*4X24L17A* | *80VTL0701716B* | 17500 | 16 | 8.5 | 18500 | 19500 | 105.4% | 2.34 | 0 | 10.5 |  |  |  | No | R-410A | 1.4583 | Residential & Commercial | Ducted CEE Tier 1
214570381 | Central HP <5.4 tons | AIRQUEST | HRCU-A-CB (Split System: Heat Pump with Remote Outdoor Unit-Air-Source) | HVH825GKA3* |  |  | EA*4X36L21A*+WALLCON | *95CSU0802120B* | 23600 | 16.5 | 8.1 | 21400 | 16700 | 78.04% | 1.94 | 0 | 10.5 |  |  |  | No | R-410A | 1.9667 | Residential & Commercial | Ducted CEE Tier 1
212989271 | Central HP <5.4 tons | TEMPSTAR | HRCU-A-CB (Split System: Heat Pump with Remote Outdoor Unit-Air-Source) | DLCURAH18ABK |  |  | EA*4X19L17A* | *95MSU0601716A* | 17800 | 16.5 | 8.1 | 17800 | 17900 | 100.6% | 2.16 | 0 | 10.5 |  |  |  | No | R-410A | 1.4833 | Residential & Commercial | Ducted CEE Tier 1
214570371 | Central HP <5.4 tons | AIRQUEST | HRCU-A-CB (Split System: Heat Pump with Remote Outdoor Unit-Air-Source) | HVH825GKA3* |  |  | EA*4X36L21A*+WALLCON | *80CTL0702120B* | 23600 | 16.5 | 8.1 | 21400 | 16600 | 77.57% | 1.94 | 0 | 10.5 |  |  |  | No | R-410A | 1.9667 | Residential & Commercial | Ducted CEE Tier 1
215670548 | Central HP <5.4 tons | HEIL | HRCU-A-CB (Split System: Heat Pump with Remote Outdoor Unit-Air-Source) | H5H0V36*K*AAA* |  |  | ESH5X60M12A*+WALLCON | *97CMN1202422B* | 34600 | 17 | 8.5 | 34600 | 24800 | 71.68% | 1.8 | 0 | 10 |  |  |  | No | R-454B | 2.8833 | Residential & Commercial | Ducted CEE Tier 1
215670598 | Central HP <5.4 tons | HEIL | HRCU-A-CB (Split System: Heat Pump with Remote Outdoor Unit-Air-Source) | H5H0V36*K*AAA* |  |  | ESH5X60M12A*+WALLCON | *96CTN1202422B* | 34600 | 17 | 8.5 | 34600 | 24800 | 71.68% | 1.92 | 0 | 10 |  |  |  | No | R-454B | 2.8833 | Residential & Commercial | Ducted CEE Tier 1
215666980 | Central HP <5.4 tons | HEIL | HRCU-A-CB (Split System: Heat Pump with Remote Outdoor Unit-Air-Source) | H5H0V24*K*AAA* |  |  | EA*5X24M17A*+WALLCON | *80CSU0601716A* | 22800 | 16.5 | 9 | 24000 | 16800 | 70% | 1.96 | 0 | 10 |  |  |  | No | R-454B | 1.9 | Residential & Commercial | Ducted CEE Tier 1
215667162 | Central HP <5.4 tons | HEIL | HRCU-A-CB (Split System: Heat Pump with Remote Outdoor Unit-Air-Source) | H5H0V24*K*AAA* |  |  | EA*5X25M17A*+WALLCON | *80CTL0451712B* | 23800 | 17 | 9 | 23400 | 16500 | 70.51% | 2 | 0 | 10 |  |  |  | No | R-454B | 1.9833 | Residential & Commercial | Ducted CEE Tier 1
215667560 | Central HP <5.4 tons | HEIL | HRCU-A-CB (Split System: Heat Pump with Remote Outdoor Unit-Air-Source) | H5H0V24*K*AAA* |  |  | EA*5X36M17A*+WALLCON | *80CSU0401712A* | 23200 | 17 | 9 | 23600 | 16600 | 70.34% | 1.98 | 0 | 10 |  |  |  | No | R-454B | 1.9333 | Residential & Commercial | Ducted CEE Tier 1
215667828 | Central HP <5.4 tons | HEIL | HRCU-A-CB (Split System: Heat Pump with Remote Outdoor Unit-Air-Source) | H5H0V24*K*AAA* |  |  | EA*5X37M21A*+WALLCON | *80CTL0451712B* | 23800 | 17 | 9 | 23400 | 16500 | 70.51% | 2 | 0 | 10.5 |  |  |  | No | R-454B | 1.9833 | Residential & Commercial | Ducted CEE Tier 1
215864478 | Central HP <5.4 tons | AMERICAN STANDARD | HRCU-A-CB (Split System: Heat Pump with Remote Outdoor Unit-Air-Source) | 5A6V8X36A1 |  |  | 5PX*B004AS3 | S9V2B080U4VSB+LRP | 31600 | 18.1 | 8.5 | 32800 | 25600 | 78.05% | 2 | 0 | 10 |  |  |  | No | R-454B | 2.6333 | Residential & Commercial | Ducted CEE Tier 1
215864946 | Central HP <5.4 tons | AMERICAN STANDARD | HRCU-A-CB (Split System: Heat Pump with Remote Outdoor Unit-Air-Source) | 5A6V8X48A1 |  |  | 5TXCC009AS3 | S9V2C100U5PSC+LRP | 46000 | 18.1 | 8.5 | 45500 | 34800 | 76.48% | 2.1 | 0 | 10.5 |  |  |  | No | R-454B | 3.8333 | Residential & Commercial | Ducted CEE Tier 1
215864948 | Central HP <5.4 tons | AMERICAN STANDARD | HRCU-A-CB (Split System: Heat Pump with Remote Outdoor Unit-Air-Source) | 5A6V8X48A1 |  |  | 5TXCC009AS3 | L8V1C100U5VSB+LRP | 46500 | 18.1 | 8.5 | 45000 | 34800 | 77.33% | 2.2 | 0 | 10.5 |  |  |  | No | R-454B | 3.875 | Residential & Commercial | Ducted CEE Tier 1
215864980 | Central HP <5.4 tons | AMERICAN STANDARD | HRCU-A-CB (Split System: Heat Pump with Remote Outdoor Unit-Air-Source) | 5A6V8X48A1 |  |  | 5TXCD010AS3 | S9V2C100U4VSB+LRP | 46500 | 18.1 | 8.5 | 45500 | 34800 | 76.48% | 2.1 | 0 | 10.5 |  |  |  | No | R-454B | 3.875 | Residential & Commercial | Ducted CEE Tier 1
215864996 | Central HP <5.4 tons | AMERICAN STANDARD | HRCU-A-CB (Split System: Heat Pump with Remote Outdoor Unit-Air-Source) | 5A6V8X48A1 |  |  | 5TXCD010AS3 | S8V2D120M5PCB | 46500 | 18.1 | 8.5 | 45500 | 34800 | 76.48% | 2.2 | 0 | 10.5 |  |  |  | No | R-454B | 3.875 | Residential & Commercial | Ducted CEE Tier 1
215864578 | Central HP <5.4 tons | AMERICAN STANDARD | HRCU-A-CB (Split System: Heat Pump with Remote Outdoor Unit-Air-Source) | 5A6V8X36A1 |  |  | 5TXCB004AS3 | S8V2B080M4PCB | 31800 | 18.1 | 8.5 | 33000 | 25600 | 77.58% | 2 | 0 | 10 |  |  |  | No | R-454B | 2.65 | Residential & Commercial | Ducted CEE Tier 1
215864598 | Central HP <5.4 tons | AMERICAN STANDARD | HRCU-A-CB (Split System: Heat Pump with Remote Outdoor Unit-Air-Source) | 5A6V8X36A1 |  |  | 5TXCB006AS3 | *UHMB080CCV3+LRP | 32800 | 18.1 | 8.5 | 33400 | 25600 | 76.65% | 2.1 | 0 | 10 |  |  |  | No | R-454B | 2.7333 | Residential & Commercial | Ducted CEE Tier 1
210589358 | Central HP <5.4 tons | RUSSELL | HRCU-A-CB (Split System: Heat Pump with Remote Outdoor Unit-Air-Source) | SP18AZ60AJVC |  |  | TCFZ6021SEAAM | S802VA100521Z | 53000 | 19 | 8.1 | 53000 | 50000 | 94.34% | 1.9 | 0 | 10 |  |  |  | No | R-410A | 4.4167 | Residential & Commercial | Ducted CEE Tier 1
215434370 | Central HP <5.4 tons | DAIKIN | HRCU-A-CB (Split System: Heat Pump with Remote Outdoor Unit-Air-Source) | DH7VSA4810A* |  |  | CHPEA4830*3A* | D*80TC0805D*A* | 45500 | 17 | 8.5 | 46000 | 33600 | 73.04% | 2 | 0 | 10 |  |  |  | No | R-32 | 3.7917 | Residential & Commercial | Ducted CEE Tier 1
215434372 | Central HP <5.4 tons | DAIKIN | HRCU-A-CB (Split System: Heat Pump with Remote Outdoor Unit-Air-Source) | DH7VSA4810A* |  |  | CHPEA4830*3A* | D*96TC1205DNA* | 45500 | 16.5 | 8.5 | 46000 | 33600 | 73.04% | 2 | 0 | 10 |  |  |  | No | R-32 | 3.7917 | Residential & Commercial | Ducted CEE Tier 1
213078244 | Central HP <5.4 tons | TEMPSTAR | HRCU-A-CB (Split System: Heat Pump with Remote Outdoor Unit-Air-Source) | DLCURAH36ABK |  |  | EN(A,D,W)4X48L21** | *80MS(N,L)0702116A* | 35800 | 16.5 | 8.1 | 38500 | 34800 | 90.39% | 1.98 | 0 | 10 |  |  |  | No | R-410A | 2.9833 | Residential & Commercial | Ducted CEE Tier 1
213080882 | Central HP <5.4 tons | TEMPSTAR | HRCU-A-CB (Split System: Heat Pump with Remote Outdoor Unit-Air-Source) | DLCURAH36ABK |  |  | EN(A,D)4X48L24** | *95MSU0802120A* | 35800 | 16.5 | 8.1 | 38500 | 35000 | 90.91% | 2 | 0 | 10 |  |  |  | No | R-410A | 2.9833 | Residential & Commercial | Ducted CEE Tier 1
215941054 | Central HP <5.4 tons | CARRIER | HRCU-A-CB (Split System: Heat Pump with Remote Outdoor Unit-Air-Source) | 27VNA348A*030* |  |  | CAA**6121AM*+UI | 58CU*B060C17**16 | 45000 | 21 | 9.5 | 48500 | 37000 | 76.29% | 2 | 0 | 11.5 |  |  |  | No | R-454B | 3.75 | Residential & Commercial | Ducted CEE Tier 1
215941104 | Central HP <5.4 tons | CARRIER | HRCU-A-CB (Split System: Heat Pump with Remote Outdoor Unit-Air-Source) | 27VNA348A*030* |  |  | CAA**6124AM*+UI | 59TN7A080C21**20 | 45500 | 21 | 9.5 | 48500 | 37000 | 76.29% | 2 | 0 | 11 |  |  |  | No | R-454B | 3.7917 | Residential & Commercial | Ducted CEE Tier 1
212979656 | Central HP <5.4 tons | AIRQUEST | HRCU-A-CB (Split System: Heat Pump with Remote Outdoor Unit-Air-Source) | DLCURAH36ABK |  |  | EA*4X48L21A* | *80MS(N,L)0901714A* | 35800 | 16.5 | 8.5 | 37800 | 34600 | 91.53% | 2.02 | 0 | 10 |  |  |  | No | R-410A | 2.9833 | Residential & Commercial | Ducted CEE Tier 1
215667860 | Central HP <5.4 tons | HEIL | HRCU-A-CB (Split System: Heat Pump with Remote Outdoor Unit-Air-Source) | H5H0V24*K*AAA* |  |  | EA*5X37M21A*+WALLCON | *80CTL0902120B* | 24000 | 17.5 | 9 | 23200 | 16300 | 70.26% | 2.02 | 0 | 10.5 |  |  |  | No | R-454B | 2 | Residential & Commercial | Ducted CEE Tier 1
215667876 | Central HP <5.4 tons | HEIL | HRCU-A-CB (Split System: Heat Pump with Remote Outdoor Unit-Air-Source) | H5H0V24*K*AAA* |  |  | EA*5X37M21A*+WALLCON | *95CSU1002122B* | 24000 | 17 | 9 | 23200 | 16300 | 70.26% | 2.02 | 0 | 10.5 |  |  |  | No | R-454B | 2 | Residential & Commercial | Ducted CEE Tier 1
214075585 | Central HP <5.4 tons | RHEEM | HRCU-A-CB (Split System: Heat Pump with Remote Outdoor Unit-Air-Source) | RD17AZ24AJ3N |  |  | RCFZ2417MTANM | R802V0504A17UHN | 22600 | 17 | 9.5 | 22600 | 16900 | 74.78% | 2 | 0 | 11.2 |  |  |  | No | R-410A | 1.8833 | Residential & Commercial | Ducted CEE Tier 1
215433914 | Central HP <5.4 tons | DAIKIN | HRCU-A-CB (Split System: Heat Pump with Remote Outdoor Unit-Air-Source) | DH7VSA3610A* |  |  | CA*EA6030*3A*+MBVK16CP1X00A* |  | 35000 | 19 | 8.5 | 35000 | 28400 | 81.14% | 2 | 0 | 10.5 |  |  |  | No | R-32 | 2.9167 | Residential & Commercial | Ducted CEE Tier 1
215434150 | Central HP <5.4 tons | DAIKIN | HRCU-A-CB (Split System: Heat Pump with Remote Outdoor Unit-Air-Source) | DH7VSA3610A* |  |  | CA*EA6030*3A* | D*80TC0805C*A* | 35000 | 18.5 | 8.5 | 35000 | 28400 | 81.14% | 2 | 0 | 10.5 |  |  |  | No | R-32 | 2.9167 | Residential & Commercial | Ducted CEE Tier 1
214570771 | Central HP <5.4 tons | AIRQUEST | HRCU-A-CB (Split System: Heat Pump with Remote Outdoor Unit-Air-Source) | HVH825GKA3* |  |  | EA*4X48L24A*+WALLCON | *97CMN0802120B* | 24000 | 16.5 | 8.5 | 21000 | 16500 | 78.57% | 2.02 | 0 | 11 |  |  |  | No | R-410A | 2 | Residential & Commercial | Ducted CEE Tier 1
214571191 | Central HP <5.4 tons | AIRQUEST | HRCU-A-CB (Split System: Heat Pump with Remote Outdoor Unit-Air-Source) | HVH825GKA3* |  |  | EN(A,D,W)4X42L21**+WALLCON | *97CMN0802120B* | 23800 | 16.5 | 8.1 | 21400 | 16700 | 78.04% | 1.96 | 0 | 11 |  |  |  | No | R-410A | 1.9833 | Residential & Commercial | Ducted CEE Tier 1
211260960 | Central HP <5.4 tons | TEMPSTAR | HRCU-A-CB (Split System: Heat Pump with Remote Outdoor Unit-Air-Source) | DLCURAH18ABK |  |  | EA*4X25L17A* | *95ESN0261410A* | 18600 | 16 | 8.5 | 18500 | 17400 | 94.05% | 2.12 | 0 | 11 |  |  |  | No | R-410A | 1.55 | Residential & Commercial | Ducted CEE Tier 1
211261944 | Central HP <5.4 tons | TEMPSTAR | HRCU-A-CB (Split System: Heat Pump with Remote Outdoor Unit-Air-Source) | DLCURAH18ABK |  |  | EA*4X30L17A* | *96VTN0601412A* | 18000 | 16 | 8.5 | 18600 | 18500 | 99.46% | 2.22 | 0 | 10.5 |  |  |  | No | R-410A | 1.5 | Residential & Commercial | Ducted CEE Tier 1
212983264 | Central HP <5.4 tons | AIRQUEST | HRCU-A-CB (Split System: Heat Pump with Remote Outdoor Unit-Air-Source) | DLCURAH18ABK |  |  | EA*4X24L17A* | *92MSN0401712A* | 17200 | 15.5 | 8.5 | 18300 | 19400 | 106% | 2.32 | 0 | 10 |  |  |  | No | R-410A | 1.4333 | Residential & Commercial | Ducted CEE Tier 1
212986690 | Central HP <5.4 tons | TEMPSTAR | HRCU-A-CB (Split System: Heat Pump with Remote Outdoor Unit-Air-Source) | DLCURAH18ABK |  |  | EA*4X25L17A* | *96MSN0401712A* | 17700 | 15.5 | 8.1 | 17700 | 18800 | 106.2% | 2.24 | 0 | 10.5 |  |  |  | No | R-410A | 1.475 | Residential & Commercial | Ducted CEE Tier 1
214570511 | Central HP <5.4 tons | AIRQUEST | HRCU-A-CB (Split System: Heat Pump with Remote Outdoor Unit-Air-Source) | HVH825GKA3* |  |  | EA*4X42L21A*+WALLCON | *95CSU1002122B* | 23800 | 16.5 | 8.1 | 21400 | 16600 | 77.57% | 1.96 | 0 | 11 |  |  |  | No | R-410A | 1.9833 | Residential & Commercial | Ducted CEE Tier 1
215939954 | Central HP <5.4 tons | CARRIER | HRCU-A-CB (Split System: Heat Pump with Remote Outdoor Unit-Air-Source) | 27VNA336A*030* |  |  | CSAH*3612AM*+UI | 58CU*B060C17**16 | 33400 | 19 | 9 | 34800 | 26600 | 76.44% | 1.92 | 0 | 11.5 |  |  |  | No | R-454B | 2.7833 | Residential & Commercial | Ducted CEE Tier 1
215940924 | Central HP <5.4 tons | CARRIER | HRCU-A-CB (Split System: Heat Pump with Remote Outdoor Unit-Air-Source) | 27VNA336A*030* |  |  | CVAVA6124XMA*+UI | 59TN7A120C24**22 | 36000 | 22 | 8.5 | 37600 | 28400 | 75.53% | 2.04 | 0 | 12.5 |  |  |  | No | R-454B | 3 | Residential & Commercial | Ducted CEE Tier 1
215433895 | Central HP <5.4 tons | DAIKIN | HRCU-A-CB (Split System: Heat Pump with Remote Outdoor Unit-Air-Source) | DH7VSA2410A* |  |  | CA*EA3626*3A*+MBVK12BP1X00A* |  | 23200 | 19 | 8.6 | 23200 | 17000 | 73.28% | 2 | 0 | 11 |  |  |  | No | R-32 | 1.9333 | Residential & Commercial | Ducted CEE Tier 1
215433977 | Central HP <5.4 tons | DAIKIN | HRCU-A-CB (Split System: Heat Pump with Remote Outdoor Unit-Air-Source) | DH7VSA2410A* |  |  | CA*EA3022*3A* | D*80TC0804C*A* | 23200 | 19 | 8.6 | 23200 | 17000 | 73.28% | 2 | 0 | 11 |  |  |  | No | R-32 | 1.9333 | Residential & Commercial | Ducted CEE Tier 1
215433971 | Central HP <5.4 tons | DAIKIN | HRCU-A-CB (Split System: Heat Pump with Remote Outdoor Unit-Air-Source) | DH7VSA2410A* |  |  | CA*EA3022*3A* | D*80SC0604BUA* | 23200 | 19 | 8.6 | 23200 | 17000 | 73.28% | 2 | 0 | 11 |  |  |  | No | R-32 | 1.9333 | Residential & Commercial | Ducted CEE Tier 1
215433978 | Central HP <5.4 tons | DAIKIN | HRCU-A-CB (Split System: Heat Pump with Remote Outdoor Unit-Air-Source) | DH7VSA2410A* |  |  | CA*EA3022*3A* | D*80TC0805C*A* | 23200 | 19 | 8.6 | 23200 | 17000 | 73.28% | 2 | 0 | 11 |  |  |  | No | R-32 | 1.9333 | Residential & Commercial | Ducted CEE Tier 1
215433987 | Central HP <5.4 tons | DAIKIN | HRCU-A-CB (Split System: Heat Pump with Remote Outdoor Unit-Air-Source) | DH7VSA2410A* |  |  | CA*EA3626*3A* | D*97MC0804CNA* | 23200 | 19 | 8.6 | 23200 | 17000 | 73.28% | 2 | 0 | 11 |  |  |  | No | R-32 | 1.9333 | Residential & Commercial | Ducted CEE Tier 1
215434021 | Central HP <5.4 tons | DAIKIN | HRCU-A-CB (Split System: Heat Pump with Remote Outdoor Unit-Air-Source) | DH7VSA2410A* |  |  | CHPEA3026*3A* | D*96TC0804CNA* | 23200 | 19 | 8.6 | 23200 | 17000 | 73.28% | 2 | 0 | 11 |  |  |  | No | R-32 | 1.9333 | Residential & Commercial | Ducted CEE Tier 1
215434262 | Central HP <5.4 tons | DAIKIN | HRCU-A-CB (Split System: Heat Pump with Remote Outdoor Unit-Air-Source) | DH7VSA4210A* |  |  | CHPEA6030*3A* | D*80TC0804C*A* | 40500 | 17 | 8.6 | 41000 | 31000 | 75.61% | 2 | 0 | 10 |  |  |  | No | R-32 | 3.375 | Residential & Commercial | Ducted CEE Tier 1
215433933 | Central HP <5.4 tons | DAIKIN | HRCU-A-CB (Split System: Heat Pump with Remote Outdoor Unit-Air-Source) | DH7VSA4210A* |  |  | CHPEA6030*3A*+MBVK16CP1X00A* |  | 41000 | 17.5 | 8.8 | 41000 | 31000 | 75.61% | 2 | 0 | 10 |  |  |  | No | R-32 | 3.4167 | Residential & Commercial | Ducted CEE Tier 1
215433934 | Central HP <5.4 tons | DAIKIN | HRCU-A-CB (Split System: Heat Pump with Remote Outdoor Unit-Air-Source) | DH7VSA4210A* |  |  | CHPEA6030*3A*+MBVK20DP1X00A* |  | 41000 | 17.5 | 8.8 | 41000 | 31000 | 75.61% | 2 | 0 | 10 |  |  |  | No | R-32 | 3.4167 | Residential & Commercial | Ducted CEE Tier 1
215433981 | Central HP <5.4 tons | DAIKIN | HRCU-A-CB (Split System: Heat Pump with Remote Outdoor Unit-Air-Source) | DH7VSA2410A* |  |  | CA*EA3022*3A* | D*96TC0603BNA* | 23200 | 19 | 8.6 | 23200 | 17000 | 73.28% | 2 | 0 | 11 |  |  |  | No | R-32 | 1.9333 | Residential & Commercial | Ducted CEE Tier 1
215434015 | Central HP <5.4 tons | DAIKIN | HRCU-A-CB (Split System: Heat Pump with Remote Outdoor Unit-Air-Source) | DH7VSA2410A* |  |  | CHPEA3026*3A* | D*80TC0804C*A* | 23200 | 19 | 8.6 | 23200 | 17000 | 73.28% | 2 | 0 | 11 |  |  |  | No | R-32 | 1.9333 | Residential & Commercial | Ducted CEE Tier 1
215434256 | Central HP <5.4 tons | DAIKIN | HRCU-A-CB (Split System: Heat Pump with Remote Outdoor Unit-Air-Source) | DH7VSA4210A* |  |  | CHPEA4830*3A* | D*96TC1205DNA* | 40500 | 17 | 8.6 | 41000 | 31000 | 75.61% | 2 | 0 | 10 |  |  |  | No | R-32 | 3.375 | Residential & Commercial | Ducted CEE Tier 1
215434263 | Central HP <5.4 tons | DAIKIN | HRCU-A-CB (Split System: Heat Pump with Remote Outdoor Unit-Air-Source) | DH7VSA4210A* |  |  | CHPEA6030*3A* | D*80TC0805C*A* | 40500 | 17 | 8.6 | 41000 | 31000 | 75.61% | 2 | 0 | 10 |  |  |  | No | R-32 | 3.375 | Residential & Commercial | Ducted CEE Tier 1
214570731 | Central HP <5.4 tons | AIRQUEST | HRCU-A-CB (Split System: Heat Pump with Remote Outdoor Unit-Air-Source) | HVH825GKA3* |  |  | EA*4X48L24A*+WALLCON | *80CTL0702120B* | 24000 | 17 | 8.5 | 21000 | 16500 | 78.57% | 2.02 | 0 | 11 |  |  |  | No | R-410A | 2 | Residential & Commercial | Ducted CEE Tier 1
214572601 | Central HP <5.4 tons | AIRQUEST | HRCU-A-CB (Split System: Heat Pump with Remote Outdoor Unit-Air-Source) | HVH837GKA** |  |  | EA*4X42L21A*+WALLCON | *95CSU0802120B* | 31800 | 17 | 8.5 | 33000 | 24400 | 73.94% | 1.9 | 0 | 11 |  |  |  | No | R-410A | 2.65 | Residential & Commercial | Ducted CEE Tier 1
214573151 | Central HP <5.4 tons | AIRQUEST | HRCU-A-CB (Split System: Heat Pump with Remote Outdoor Unit-Air-Source) | HVH837GKA** |  |  | EHD4X42AAL+WALLCON | *95CSU1002122B* | 32600 | 17 | 8.5 | 32800 | 24800 | 75.61% | 1.96 | 0 | 11 |  |  |  | No | R-410A | 2.7167 | Residential & Commercial | Ducted CEE Tier 1
212987056 | Central HP <5.4 tons | TEMPSTAR | HRCU-A-CB (Split System: Heat Pump with Remote Outdoor Unit-Air-Source) | DLCURAH18ABK |  |  | EN(A,D)4X24L14** | *96MSN0601412A* | 17300 | 16 | 8.1 | 18300 | 19200 | 104.9% | 2.32 | 0 | 10.5 |  |  |  | No | R-410A | 1.4417 | Residential & Commercial | Ducted CEE Tier 1
212987517 | Central HP <5.4 tons | TEMPSTAR | HRCU-A-CB (Split System: Heat Pump with Remote Outdoor Unit-Air-Source) | DLCURAH18ABK |  |  | EA*4X24L17A* | *96MSN0801716A* | 17700 | 16 | 8.5 | 18600 | 19400 | 104.3% | 2.32 | 0 | 10.5 |  |  |  | No | R-410A | 1.475 | Residential & Commercial | Ducted CEE Tier 1
212987565 | Central HP <5.4 tons | TEMPSTAR | HRCU-A-CB (Split System: Heat Pump with Remote Outdoor Unit-Air-Source) | DLCURAH18ABK |  |  | EN(A,D)4X30L17** | *96MSN0801716A* | 17400 | 16 | 8.1 | 17900 | 18600 | 103.9% | 2.24 | 0 | 11 |  |  |  | No | R-410A | 1.45 | Residential & Commercial | Ducted CEE Tier 1
212989319 | Central HP <5.4 tons | TEMPSTAR | HRCU-A-CB (Split System: Heat Pump with Remote Outdoor Unit-Air-Source) | DLCURAH18ABK |  |  | EN(A,D)4X24L17** | *95MSU0601716A* | 17300 | 16 | 8.1 | 18300 | 19200 | 104.9% | 2.32 | 0 | 10.5 |  |  |  | No | R-410A | 1.4417 | Residential & Commercial | Ducted CEE Tier 1
214570421 | Central HP <5.4 tons | AIRQUEST | HRCU-A-CB (Split System: Heat Pump with Remote Outdoor Unit-Air-Source) | HVH825GKA3* |  |  | EA*4X36L21A*+WALLCON | *96CTN0802120B* | 23600 | 16.5 | 8.1 | 21400 | 16600 | 77.57% | 1.94 | 0 | 11 |  |  |  | No | R-410A | 1.9667 | Residential & Commercial | Ducted CEE Tier 1
214571241 | Central HP <5.4 tons | AIRQUEST | HRCU-A-CB (Split System: Heat Pump with Remote Outdoor Unit-Air-Source) | HVH825GKA3* |  |  | EN(A,D,W)4X48L21**+WALLCON | *97CMN0602120B* | 24000 | 16.5 | 8.1 | 21400 | 16700 | 78.04% | 2 | 0 | 11 |  |  |  | No | R-410A | 2 | Residential & Commercial | Ducted CEE Tier 1
214572491 | Central HP <5.4 tons | AIRQUEST | HRCU-A-CB (Split System: Heat Pump with Remote Outdoor Unit-Air-Source) | HVH837GKA** |  |  | EA*4X36L21A*+WALLCON | *95CSU1002122B* | 31600 | 17 | 8.1 | 32800 | 24200 | 73.78% | 1.86 | 0 | 11 |  |  |  | No | R-410A | 2.6333 | Residential & Commercial | Ducted CEE Tier 1
214572611 | Central HP <5.4 tons | AIRQUEST | HRCU-A-CB (Split System: Heat Pump with Remote Outdoor Unit-Air-Source) | HVH837GKA** |  |  | EA*4X42L21A*+WALLCON | *95CSU1002122B* | 31800 | 17.5 | 8.5 | 32800 | 24400 | 74.39% | 1.9 | 0 | 11 |  |  |  | No | R-410A | 2.65 | Residential & Commercial | Ducted CEE Tier 1
214572761 | Central HP <5.4 tons | AIRQUEST | HRCU-A-CB (Split System: Heat Pump with Remote Outdoor Unit-Air-Source) | HVH837GKA** |  |  | EA*4X43L21A*+WALLCON | *96CTN0802120B* | 33000 | 18.5 | 8.5 | 32600 | 25000 | 76.69% | 2 | 0 | 11.5 |  |  |  | No | R-410A | 2.75 | Residential & Commercial | Ducted CEE Tier 1
214572911 | Central HP <5.4 tons | AIRQUEST | HRCU-A-CB (Split System: Heat Pump with Remote Outdoor Unit-Air-Source) | HVH837GKA** |  |  | EA*4X60L24A*+WALLCON | *95CSU1002122B* | 32800 | 17.5 | 8.5 | 31600 | 24800 | 78.48% | 2 | 0 | 11.5 |  |  |  | No | R-410A | 2.7333 | Residential & Commercial | Ducted CEE Tier 1
214572961 | Central HP <5.4 tons | AIRQUEST | HRCU-A-CB (Split System: Heat Pump with Remote Outdoor Unit-Air-Source) | HVH837GKA** |  |  | EA*4X61L21A*+WALLCON | *95CSU0802120B* | 33200 | 17.5 | 8.5 | 32000 | 25000 | 78.12% | 2 | 0 | 11.5 |  |  |  | No | R-410A | 2.7667 | Residential & Commercial | Ducted CEE Tier 1
214397117 | Central HP <5.4 tons | FRASER-JOHNSTON | HRCU-A-CB (Split System: Heat Pump with Remote Outdoor Unit-Air-Source) | HH824E2S11 |  |  | CTF30A5ADS1 | TM9E026A08MP12 | 23000 | 17 | 9 | 23000 | 18300 | 79.57% | 2 | 0 | 12 |  |  |  | No | R-454B | 1.9167 | Residential & Commercial | Ducted CEE Tier 1
215667328 | Central HP <5.4 tons | HEIL | HRCU-A-CB (Split System: Heat Pump with Remote Outdoor Unit-Air-Source) | H5H0V24*K*AAA* |  |  | EA*5X30M14A*+WALLCON | *80CTL0701412B* | 23000 | 17 | 8.5 | 23800 | 16700 | 70.17% | 1.86 | 0 | 10 |  |  |  | No | R-454B | 1.9167 | Residential & Commercial | Ducted CEE Tier 1
215667485 | Central HP <5.4 tons | HEIL | HRCU-A-CB (Split System: Heat Pump with Remote Outdoor Unit-Air-Source) | H5H0V24*K*AAA* |  |  | EA*5X30M17A*+WALLCON | *97CMN0801714B* | 23000 | 17 | 8.5 | 23800 | 16700 | 70.17% | 1.86 | 0 | 10 |  |  |  | No | R-454B | 1.9167 | Residential & Commercial | Ducted CEE Tier 1
215939844 | Central HP <5.4 tons | CARRIER | HRCU-A-CB (Split System: Heat Pump with Remote Outdoor Unit-Air-Source) | 27VNA336A*030* |  |  | CAA**6121AM*+UI | 58CU*B060C17**16 | 34400 | 20.5 | 9.5 | 34400 | 26000 | 75.58% | 2.06 | 0 | 12 |  |  |  | No | R-454B | 2.8667 | Residential & Commercial | Ducted CEE Tier 1
215939944 | Central HP <5.4 tons | CARRIER | HRCU-A-CB (Split System: Heat Pump with Remote Outdoor Unit-Air-Source) | 27VNA336A*030* |  |  | CSAH*3612AM*+UI | 58CU*B040C17**12 | 33400 | 19 | 9 | 34800 | 26600 | 76.44% | 1.92 | 0 | 11.5 |  |  |  | No | R-454B | 2.7833 | Residential & Commercial | Ducted CEE Tier 1
212981209 | Central HP <5.4 tons | AIRQUEST | HRCU-A-CB (Split System: Heat Pump with Remote Outdoor Unit-Air-Source) | DLCURAH36ABK |  |  | EA*4X48L24A* | *80MS(N,L)1352420A* | 35800 | 16.5 | 8.5 | 37800 | 34600 | 91.53% | 2.02 | 0 | 10 |  |  |  | No | R-410A | 2.9833 | Residential & Commercial | Ducted CEE Tier 1
211229327 | Central HP <5.4 tons | TEMPSTAR | HRCU-A-CB (Split System: Heat Pump with Remote Outdoor Unit-Air-Source) | DLCURAH36ABK |  |  | EA*4X48L24A* | *80ES(N,L)1352420A* | 36200 | 16 | 8.5 | 38500 | 34600 | 89.87% | 2.06 | 0 | 10 |  |  |  | No | R-410A | 3.0167 | Residential & Commercial | Ducted CEE Tier 1
211230515 | Central HP <5.4 tons | TEMPSTAR | HRCU-A-CB (Split System: Heat Pump with Remote Outdoor Unit-Air-Source) | DLCURAH36ABK |  |  | EN(A,D)4X48L24** | *80VSL0902120A* | 35800 | 16.5 | 8.1 | 38500 | 34800 | 90.39% | 2 | 0 | 10 |  |  |  | No | R-410A | 2.9833 | Residential & Commercial | Ducted CEE Tier 1
210470850 | Central HP <5.4 tons | DAY & NIGHT | HRCU-A-CB (Split System: Heat Pump with Remote Outdoor Unit-Air-Source) | CVH837GKA2* |  |  | EN(A,D)4X48L24**+WALLCON | *95CSU1002122A* | 32400 | 17.5 | 8.1 | 32800 | 24600 | 75% | 1.98 | 0 | 11.7 |  |  |  | No | R-410A | 2.7 | Residential & Commercial | Ducted CEE Tier 1
215941014 | Central HP <5.4 tons | CARRIER | HRCU-A-CB (Split System: Heat Pump with Remote Outdoor Unit-Air-Source) | 27VNA348A*030* |  |  | CAA**6024AM*+UI | 59TN7A100C21**22 | 44500 | 21 | 9.5 | 48000 | 36400 | 75.83% | 2 | 0 | 11 |  |  |  | No | R-454B | 3.7083 | Residential & Commercial | Ducted CEE Tier 1
215941114 | Central HP <5.4 tons | CARRIER | HRCU-A-CB (Split System: Heat Pump with Remote Outdoor Unit-Air-Source) | 27VNA348A*030* |  |  | CAA**6124AM*+UI | 59TN7A100C21**22 | 45500 | 21.5 | 9.5 | 48500 | 36800 | 75.88% | 2 | 0 | 11 |  |  |  | No | R-454B | 3.7917 | Residential & Commercial | Ducted CEE Tier 1
215940394 | Central HP <5.4 tons | CARRIER | HRCU-A-CB (Split System: Heat Pump with Remote Outdoor Unit-Air-Source) | 27VNA336A*030* |  |  | CVAMA6021XMA*+UI | 59TN6C080C21**20 | 35600 | 21.5 | 8.5 | 38000 | 28600 | 75.26% | 2.04 | 0 | 12 |  |  |  | No | R-454B | 2.9667 | Residential & Commercial | Ducted CEE Tier 1
215940444 | Central HP <5.4 tons | CARRIER | HRCU-A-CB (Split System: Heat Pump with Remote Outdoor Unit-Air-Source) | 27VNA336A*030* |  |  | CVAMA6021XMA*+UI | 59TN7A080C21**20 | 35600 | 21.5 | 8.5 | 38000 | 28600 | 75.26% | 2.04 | 0 | 12 |  |  |  | No | R-454B | 2.9667 | Residential & Commercial | Ducted CEE Tier 1
215940714 | Central HP <5.4 tons | CARRIER | HRCU-A-CB (Split System: Heat Pump with Remote Outdoor Unit-Air-Source) | 27VNA336A*030* |  |  | CVAVA4224XMA*+UI | 59TN7A120C24**22 | 35600 | 22 | 8.5 | 38000 | 28400 | 74.74% | 2.04 | 0 | 12.5 |  |  |  | No | R-454B | 2.9667 | Residential & Commercial | Ducted CEE Tier 1
215940914 | Central HP <5.4 tons | CARRIER | HRCU-A-CB (Split System: Heat Pump with Remote Outdoor Unit-Air-Source) | 27VNA336A*030* |  |  | CVAVA6121XMA*+UI | 59TN7A080C17**16 | 35600 | 21.5 | 8.5 | 38000 | 28800 | 75.79% | 2.04 | 0 | 12 |  |  |  | No | R-454B | 2.9667 | Residential & Commercial | Ducted CEE Tier 1
215941164 | Central HP <5.4 tons | CARRIER | HRCU-A-CB (Split System: Heat Pump with Remote Outdoor Unit-Air-Source) | 27VNA348A*030* |  |  | CSAH*4812AM*+UI | 59TN7A080C17**16 | 43500 | 19 | 9 | 49000 | 37400 | 76.33% | 1.8 | 0 | 10.5 |  |  |  | No | R-454B | 3.625 | Residential & Commercial | Ducted CEE Tier 1
215941214 | Central HP <5.4 tons | CARRIER | HRCU-A-CB (Split System: Heat Pump with Remote Outdoor Unit-Air-Source) | 27VNA348A*030* |  |  | CSAH*6012AM*+UI | 58CU*B060C17**16 | 45000 | 20.5 | 9 | 48500 | 36600 | 75.46% | 1.82 | 0 | 11.5 |  |  |  | No | R-454B | 3.75 | Residential & Commercial | Ducted CEE Tier 1
212970671 | Central HP <5.4 tons | DAY & NIGHT | HRCU-A-CB (Split System: Heat Pump with Remote Outdoor Unit-Air-Source) | DLCURAH36ABK |  |  | EA*4X42L24A* | *80VSL0902120B* | 35200 | 16 | 8.1 | 38500 | 35000 | 90.91% | 1.88 | 0 | 10 |  |  |  | No | R-410A | 2.9333 | Residential & Commercial | Ducted CEE Tier 1
215938394 | Central HP <5.4 tons | CARRIER | HRCU-A-CB (Split System: Heat Pump with Remote Outdoor Unit-Air-Source) | 27VNA348A*030* |  |  | CVAVA6024XMA*+UI | 59TN6C120C24**22 | 45500 | 20.5 | 8.1 | 52500 | 38000 | 72.38% | 1.95 | 0 | 11.5 |  |  |  | No | R-454B | 3.7917 | Residential & Commercial | Ducted CEE Tier 1
215941034 | Central HP <5.4 tons | CARRIER | HRCU-A-CB (Split System: Heat Pump with Remote Outdoor Unit-Air-Source) | 27VNA348A*030* |  |  | CAA**6121AM*+UI | 59TN6C080C21**20 | 45000 | 21 | 9.5 | 48500 | 37000 | 76.29% | 2 | 0 | 11 |  |  |  | No | R-454B | 3.75 | Residential & Commercial | Ducted CEE Tier 1
215941084 | Central HP <5.4 tons | CARRIER | HRCU-A-CB (Split System: Heat Pump with Remote Outdoor Unit-Air-Source) | 27VNA348A*030* |  |  | CAA**6121AM*+UI | 59TN7A100C21**22 | 45500 | 21 | 9.5 | 48500 | 36800 | 75.88% | 2 | 0 | 11 |  |  |  | No | R-454B | 3.7917 | Residential & Commercial | Ducted CEE Tier 1
215939814 | Central HP <5.4 tons | CARRIER | HRCU-A-CB (Split System: Heat Pump with Remote Outdoor Unit-Air-Source) | 27VNA336A*030* |  |  | CAA**6024AM*+UI | 59TN7A120C24**22 | 34000 | 20.5 | 9.5 | 34000 | 26000 | 76.47% | 2.06 | 0 | 12 |  |  |  | No | R-454B | 2.8333 | Residential & Commercial | Ducted CEE Tier 1
215939864 | Central HP <5.4 tons | CARRIER | HRCU-A-CB (Split System: Heat Pump with Remote Outdoor Unit-Air-Source) | 27VNA336A*030* |  |  | CAA**6121AM*+UI | 59TN7A080C17**16 | 34200 | 20 | 9 | 34800 | 26600 | 76.44% | 1.92 | 0 | 11.5 |  |  |  | No | R-454B | 2.85 | Residential & Commercial | Ducted CEE Tier 1
215940014 | Central HP <5.4 tons | CARRIER | HRCU-A-CB (Split System: Heat Pump with Remote Outdoor Unit-Air-Source) | 27VNA336A*030* |  |  | CSAH*4212AM*+UI | 59TN6C080C21**20 | 33600 | 19 | 9 | 34800 | 26600 | 76.44% | 1.92 | 0 | 11.5 |  |  |  | No | R-454B | 2.8 | Residential & Commercial | Ducted CEE Tier 1
215940064 | Central HP <5.4 tons | CARRIER | HRCU-A-CB (Split System: Heat Pump with Remote Outdoor Unit-Air-Source) | 27VNA336A*030* |  |  | CSAH*4212AM*+UI | 59TN7A080C21**20 | 33600 | 19 | 9 | 34800 | 26600 | 76.44% | 1.92 | 0 | 11.5 |  |  |  | No | R-454B | 2.8 | Residential & Commercial | Ducted CEE Tier 1
215940164 | Central HP <5.4 tons | CARRIER | HRCU-A-CB (Split System: Heat Pump with Remote Outdoor Unit-Air-Source) | 27VNA336A*030* |  |  | CSAH*4812AM*+UI | 59TN7A120C24**22 | 33800 | 19.5 | 9 | 34600 | 26400 | 76.3% | 1.92 | 0 | 11.7 |  |  |  | No | R-454B | 2.8167 | Residential & Commercial | Ducted CEE Tier 1
215940214 | Central HP <5.4 tons | CARRIER | HRCU-A-CB (Split System: Heat Pump with Remote Outdoor Unit-Air-Source) | 27VNA336A*030* |  |  | CSAH*6012AM*+UI | 59TN7A080C17**16 | 34000 | 19 | 9 | 34800 | 26400 | 75.86% | 1.92 | 0 | 11 |  |  |  | No | R-454B | 2.8333 | Residential & Commercial | Ducted CEE Tier 1
215940334 | Central HP <5.4 tons | CARRIER | HRCU-A-CB (Split System: Heat Pump with Remote Outdoor Unit-Air-Source) | 27VNA336A*030* |  |  | CVAMA4921XMA*+UI | 58CU*B040C17**12 | 35600 | 22 | 8.5 | 38000 | 28600 | 75.26% | 2.04 | 0 | 12.5 |  |  |  | No | R-454B | 2.9667 | Residential & Commercial | Ducted CEE Tier 1
215932242 | Central HP <5.4 tons | KENMORE | HRCU-A-CB (Split System: Heat Pump with Remote Outdoor Unit-Air-Source) | (C,H,T)5H3V36*K*AAA* |  |  | EA*5X42M21A*+WALLCON | *80CTL0702120B* | 32600 | 19.5 | 9.5 | 35000 | 26800 | 76.57% | 2.02 | 0 | 11 |  |  |  | No | R-454B | 2.7167 | Residential & Commercial | Ducted CEE Tier 1
215932262 | Central HP <5.4 tons | KENMORE | HRCU-A-CB (Split System: Heat Pump with Remote Outdoor Unit-Air-Source) | (C,H,T)5H3V36*K*AAA* |  |  | EA*5X42M21A*+WALLCON | *80CTL1102120B* | 32800 | 20 | 9.5 | 34600 | 26600 | 76.88% | 2.02 | 0 | 11.5 |  |  |  | No | R-454B | 2.7333 | Residential & Commercial | Ducted CEE Tier 1
212977730 | Central HP <5.4 tons | CARRIER | HRCU-A-CB (Split System: Heat Pump with Remote Outdoor Unit-Air-Source) | 38MURAQ18AB3* |  |  | CAP**2417AL* | 58S(B,C)*B045M14**12 | 17500 | 16.5 | 8.5 | 18400 | 19400 | 105.4% | 2.34 | 0 | 10.5 |  |  |  | No | R-410A | 1.4583 | Residential & Commercial | Ducted CEE Tier 1
215941134 | Central HP <5.4 tons | CARRIER | HRCU-A-CB (Split System: Heat Pump with Remote Outdoor Unit-Air-Source) | 27VNA348A*030* |  |  | CSAH*4812AM*+UI | 59TN6C080C21**20 | 44000 | 20 | 9 | 48500 | 36600 | 75.46% | 1.8 | 0 | 10.5 |  |  |  | No | R-454B | 3.6667 | Residential & Commercial | Ducted CEE Tier 1
215941184 | Central HP <5.4 tons | CARRIER | HRCU-A-CB (Split System: Heat Pump with Remote Outdoor Unit-Air-Source) | 27VNA348A*030* |  |  | CSAH*4812AM*+UI | 59TN7A100C21**22 | 44000 | 20 | 9 | 48500 | 36400 | 75.05% | 1.82 | 0 | 10.5 |  |  |  | No | R-454B | 3.6667 | Residential & Commercial | Ducted CEE Tier 1
215941384 | Central HP <5.4 tons | CARRIER | HRCU-A-CB (Split System: Heat Pump with Remote Outdoor Unit-Air-Source) | 27VNA348A*030* |  |  | CVAMA6021XMA*+UI | 59TN6C080C21**20 | 45500 | 20.5 | 8.1 | 53000 | 38500 | 72.64% | 1.95 | 0 | 11 |  |  |  | No | R-454B | 3.7917 | Residential & Commercial | Ducted CEE Tier 1
213249337 | Central HP <5.4 tons | AIRQUEST | HRCU-A-CB (Split System: Heat Pump with Remote Outdoor Unit-Air-Source) | DLCURAH36ABK |  |  | FEVA0036**+NAVA43601CK |  | 35400 | 16 | 8.5 | 38500 | 35000 | 90.91% | 1.9 | 0 | 10 |  |  |  | No | R-410A | 2.95 | Residential & Commercial | Ducted CEE Tier 1
213782265 | Central HP <5.4 tons | CARRIER | HRCU-A-CB (Split System: Heat Pump with Remote Outdoor Unit-Air-Source) | 25VNA837A*031* |  |  | CSPH*6012AL*+UI | 58TN*B135C24**22 | 33000 | 16.5 | 8.1 | 32200 | 24800 | 77.02% | 2 | 0 | 11.5 |  |  |  | No | R-410A | 2.75 | Residential & Commercial | Ducted CEE Tier 1
215935399 | Central HP <5.4 tons | COMFORTMAKER | HRCU-A-CB (Split System: Heat Pump with Remote Outdoor Unit-Air-Source) | C5H3V36*K*AAA* |  |  | EVM5X60M24A*+WALLCON | *97CMN0602120B* | 35200 | 21 | 8.5 | 38500 | 28800 | 74.81% | 2.02 | 0 | 12 |  |  |  | No | R-454B | 2.9333 | Residential & Commercial | Ducted CEE Tier 1
213826692 | Central HP <5.4 tons | AMERICAN STANDARD | HRCU-A-CB (Split System: Heat Pump with Remote Outdoor Unit-Air-Source) | 4A6V7X48A1 |  |  | 4TXCC009DS3 | S9V2C100U4VSA+LRP | 46500 | 17.1 | 8.5 | 40500 | 28400 | 70.12% | 1.8 | 0 | 11.7 |  |  |  | No | R-410A | 3.875 | Residential & Commercial | Ducted CEE Tier 1
210473464 | Central HP <5.4 tons | DAY & NIGHT | HRCU-A-CB (Split System: Heat Pump with Remote Outdoor Unit-Air-Source) | CVH825GKA3* |  |  | EA*4X48L24A*+WALLCON | *80CSU1002120A* | 24000 | 16.5 | 8.1 | 21000 | 16600 | 79.05% | 2 | 0 | 11 |  |  |  | No | R-410A | 2 | Residential & Commercial | Ducted CEE Tier 1
210473933 | Central HP <5.4 tons | DAY & NIGHT | HRCU-A-CB (Split System: Heat Pump with Remote Outdoor Unit-Air-Source) | CVH825GKA3* |  |  | EN(A,D,W)4X48L21**+WALLCON | *80CSU0601716A* | 24200 | 17 | 8.1 | 21400 | 16600 | 77.57% | 2 | 0 | 11 |  |  |  | No | R-410A | 2.0167 | Residential & Commercial | Ducted CEE Tier 1
210474065 | Central HP <5.4 tons | DAY & NIGHT | HRCU-A-CB (Split System: Heat Pump with Remote Outdoor Unit-Air-Source) | CVH825GKA3* |  |  | EN(A,D)4X48L24**+WALLCON | *95CSU0802120A* | 24200 | 17 | 8.1 | 21200 | 16600 | 78.3% | 2.02 | 0 | 11.5 |  |  |  | No | R-410A | 2.0167 | Residential & Commercial | Ducted CEE Tier 1
210474301 | Central HP <5.4 tons | DAY & NIGHT | HRCU-A-CB (Split System: Heat Pump with Remote Outdoor Unit-Air-Source) | CVH825GKA3* |  |  | EHD4X42AAL+WALLCON | *80CTL0701716A* | 24200 | 16 | 8.1 | 21400 | 16600 | 77.57% | 2 | 0 | 10.5 |  |  |  | No | R-410A | 2.0167 | Residential & Commercial | Ducted CEE Tier 1
212987397 | Central HP <5.4 tons | TEMPSTAR | HRCU-A-CB (Split System: Heat Pump with Remote Outdoor Unit-Air-Source) | DLCURAH24ABK |  |  | EA*4X30L17A* | *96MSN0801716A* | 23600 | 17 | 8.5 | 26400 | 24200 | 91.67% | 2.02 | 0 | 10 |  |  |  | No | R-410A | 1.9667 | Residential & Commercial | Ducted CEE Tier 1
211244247 | Central HP <5.4 tons | AIRQUEST | HRCU-A-CB (Split System: Heat Pump with Remote Outdoor Unit-Air-Source) | DLCURAH24ABK |  |  | EN(A,D)4X24L17** | OMV098J12* | 23400 | 16 | 8.5 | 26600 | 24000 | 90.23% | 1.98 | 0 | 10 |  |  |  | No | R-410A | 1.95 | Residential & Commercial | Ducted CEE Tier 1
211244524 | Central HP <5.4 tons | AIRQUEST | HRCU-A-CB (Split System: Heat Pump with Remote Outdoor Unit-Air-Source) | DLCURAH24ABK |  |  | EN(A,D)4X30L17** | *80VSL0701716A* | 23800 | 16.5 | 8.1 | 26000 | 23200 | 89.23% | 1.92 | 0 | 10.5 |  |  |  | No | R-410A | 1.9833 | Residential & Commercial | Ducted CEE Tier 1
210692301 | Central HP <5.4 tons | DAIKIN | HRCU-A-CB (Split System: Heat Pump with Remote Outdoor Unit-Air-Source) | DZ9VCA3610A* |  |  | CA*F3743*6D*+MBVC1200**-1A*+TXV |  | 34000 | 19 | 8.2 | 34000 | 24400 | 71.76% | 1.8 | 0 | 12 |  |  |  | No | R-410A | 2.8333 | Residential & Commercial | Ducted CEE Tier 1
210692308 | Central HP <5.4 tons | DAIKIN | HRCU-A-CB (Split System: Heat Pump with Remote Outdoor Unit-Air-Source) | DZ9VCA3610A* |  |  | CA*F3743*6D*+TXV | D*96VC0403BNA* | 33600 | 18.5 | 8.2 | 34000 | 24400 | 71.76% | 1.8 | 0 | 11.5 |  |  |  | No | R-410A | 2.8 | Residential & Commercial | Ducted CEE Tier 1
210692319 | Central HP <5.4 tons | DAIKIN | HRCU-A-CB (Split System: Heat Pump with Remote Outdoor Unit-Air-Source) | DZ9VCA3610A* |  |  | CA*F3743*6D*+TXV | D*97MC1005CNA* | 33200 | 19 | 8.2 | 33600 | 24400 | 72.62% | 1.8 | 0 | 12 |  |  |  | No | R-410A | 2.7667 | Residential & Commercial | Ducted CEE Tier 1
210692335 | Central HP <5.4 tons | DAIKIN | HRCU-A-CB (Split System: Heat Pump with Remote Outdoor Unit-Air-Source) | DZ9VCA3610A* |  |  | CHPF3642C6C*+TXV | D*96VC1005CNA* | 33400 | 18 | 8.2 | 34000 | 24400 | 71.76% | 1.8 | 0 | 11 |  |  |  | No | R-410A | 2.7833 | Residential & Commercial | Ducted CEE Tier 1
214075391 | Central HP <5.4 tons | RHEEM | HRCU-A-CB (Split System: Heat Pump with Remote Outdoor Unit-Air-Source) | RD17AZ60AJ3N |  |  | RCFZ6024STANM | R962V1005A21M4S | 55000 | 18 | 8.1 | 54000 | 49500 | 91.67% | 1.75 | 0 | 10 |  |  |  | No | R-410A | 4.5833 | Residential & Commercial | Ducted CEE Tier 1
214075243 | Central HP <5.4 tons | RHEEM | HRCU-A-CB (Split System: Heat Pump with Remote Outdoor Unit-Air-Source) | RD17AZ60AJ3N |  |  | RCFZ6024STANM | R801V0755A21UHN | 55500 | 18 | 8.1 | 54000 | 49500 | 91.67% | 1.75 | 0 | 10 |  |  |  | No | R-410A | 4.625 | Residential & Commercial | Ducted CEE Tier 1
215935443 | Central HP <5.4 tons | TEMPSTAR | HRCU-A-CB (Split System: Heat Pump with Remote Outdoor Unit-Air-Source) | T5H3V36*K*AAA* |  |  | EVM5X60M24A*+WALLCON | *96CTN1002122B* | 35600 | 22 | 8.5 | 38000 | 28400 | 74.74% | 2.04 | 0 | 12.5 |  |  |  | No | R-454B | 2.9667 | Residential & Commercial | Ducted CEE Tier 1
215935513 | Central HP <5.4 tons | TEMPSTAR | HRCU-A-CB (Split System: Heat Pump with Remote Outdoor Unit-Air-Source) | T5H3V36*K*AAA* |  |  | EVD5X25M17A*+WALLCON | *97CMN0601714B* | 34000 | 20 | 8.1 | 38000 | 27200 | 71.58% | 2 | 0 | 11 |  |  |  | No | R-454B | 2.8333 | Residential & Commercial | Ducted CEE Tier 1
214573361 | Central HP <5.4 tons | AIRQUEST | HRCU-A-CB (Split System: Heat Pump with Remote Outdoor Unit-Air-Source) | HVH837GKA** |  |  | EN(A,D)4X36L21**+WALLCON | *96CTN0802120B* | 31400 | 17 | 8.1 | 33000 | 24000 | 72.73% | 1.84 | 0 | 11 |  |  |  | No | R-410A | 2.6167 | Residential & Commercial | Ducted CEE Tier 1
212985882 | Central HP <5.4 tons | TEMPSTAR | HRCU-A-CB (Split System: Heat Pump with Remote Outdoor Unit-Air-Source) | DLCURAH18ABK |  |  | EA*4X19L17A* | *96MSN0261410A* | 17800 | 16.5 | 8.1 | 17800 | 19400 | 109% | 2.34 | 0 | 10.5 |  |  |  | No | R-410A | 1.4833 | Residential & Commercial | Ducted CEE Tier 1
211245377 | Central HP <5.4 tons | BRYANT HEATING AND COOLING SYSTEMS | HRCU-A-CB (Split System: Heat Pump with Remote Outdoor Unit-Air-Source) | 38MURAQ24AB3* |  |  | CNPV*3621AL* | 926TB66100V21*** | 23600 | 17 | 8.1 | 25800 | 23800 | 92.25% | 1.98 | 0 | 10.5 |  |  |  | No | R-410A | 1.9667 | Residential & Commercial | Ducted CEE Tier 1
212987086 | Central HP <5.4 tons | TEMPSTAR | HRCU-A-CB (Split System: Heat Pump with Remote Outdoor Unit-Air-Source) | DLCURAH18ABK |  |  | EN(A,D)4X30L17** | *96MSN0601412A* | 17500 | 16 | 8.1 | 18000 | 16200 | 90% | 1.86 | 0 | 11 |  |  |  | No | R-410A | 1.4583 | Residential & Commercial | Ducted CEE Tier 1
214572591 | Central HP <5.4 tons | AIRQUEST | HRCU-A-CB (Split System: Heat Pump with Remote Outdoor Unit-Air-Source) | HVH837GKA** |  |  | EA*4X42L21A*+WALLCON | *80CTL0702120B* | 31800 | 17 | 8.5 | 33000 | 24400 | 73.94% | 1.9 | 0 | 11 |  |  |  | No | R-410A | 2.65 | Residential & Commercial | Ducted CEE Tier 1
214573061 | Central HP <5.4 tons | AIRQUEST | HRCU-A-CB (Split System: Heat Pump with Remote Outdoor Unit-Air-Source) | HVH837GKA** |  |  | EA*4X61L24A*+WALLCON | *96CTN0802120B* | 33200 | 18.5 | 8.5 | 31800 | 24800 | 77.99% | 2.02 | 0 | 11.5 |  |  |  | No | R-410A | 2.7667 | Residential & Commercial | Ducted CEE Tier 1
215940534 | Central HP <5.4 tons | CARRIER | HRCU-A-CB (Split System: Heat Pump with Remote Outdoor Unit-Air-Source) | 27VNA336A*030* |  |  | CVAVA3621XMA*+UI | 59TN7A060C17**16 | 34000 | 20 | 8.5 | 39500 | 28800 | 72.91% | 2.02 | 0 | 11 |  |  |  | No | R-454B | 2.8333 | Residential & Commercial | Ducted CEE Tier 1
215940834 | Central HP <5.4 tons | CARRIER | HRCU-A-CB (Split System: Heat Pump with Remote Outdoor Unit-Air-Source) | 27VNA336A*030* |  |  | CVAVA6021XMA*+UI | 59TN7A060C17**16 | 35200 | 21 | 8.5 | 38500 | 29200 | 75.84% | 2 | 0 | 11.7 |  |  |  | No | R-454B | 2.9333 | Residential & Commercial | Ducted CEE Tier 1
215942640 | Central HP <5.4 tons | CARRIER | HRCU-A-CB (Split System: Heat Pump with Remote Outdoor Unit-Air-Source) | 27VNA336A*030* |  |  | CVAVA6121XMA*+UI | 59TN7A100C21**22 | 36000 | 22 | 8.5 | 37400 | 28200 | 75.4% | 2.04 | 0 | 12.5 |  |  |  | No | R-454B | 3 | Residential & Commercial | Ducted CEE Tier 1
215667362 | Central HP <5.4 tons | HEIL | HRCU-A-CB (Split System: Heat Pump with Remote Outdoor Unit-Air-Source) | H5H0V24*K*AAA* |  |  | EA*5X30M17A*+WALLCON | *80CSU0401712A* | 23000 | 17 | 9 | 23600 | 16600 | 70.34% | 1.98 | 0 | 10 |  |  |  | No | R-454B | 1.9167 | Residential & Commercial | Ducted CEE Tier 1
215667396 | Central HP <5.4 tons | HEIL | HRCU-A-CB (Split System: Heat Pump with Remote Outdoor Unit-Air-Source) | H5H0V24*K*AAA* |  |  | EA*5X30M17A*+WALLCON | *80CTL0451712B* | 23000 | 16.5 | 8.5 | 24000 | 16800 | 70% | 1.86 | 0 | 10 |  |  |  | No | R-454B | 1.9167 | Residential & Commercial | Ducted CEE Tier 1
215667430 | Central HP <5.4 tons | HEIL | HRCU-A-CB (Split System: Heat Pump with Remote Outdoor Unit-Air-Source) | H5H0V24*K*AAA* |  |  | EA*5X30M17A*+WALLCON | *80CTL0701716B* | 23000 | 17 | 9 | 23800 | 16700 | 70.17% | 1.96 | 0 | 10 |  |  |  | No | R-454B | 1.9167 | Residential & Commercial | Ducted CEE Tier 1
210692372 | Central HP <5.4 tons | DAIKIN | HRCU-A-CB (Split System: Heat Pump with Remote Outdoor Unit-Air-Source) | DZ9VCA3610A* |  |  | CSCF3642N6D*+TXV | D*96SC0805CUA* | 33800 | 18.5 | 8.2 | 34000 | 24400 | 71.76% | 1.8 | 0 | 11.5 |  |  |  | No | R-410A | 2.8167 | Residential & Commercial | Ducted CEE Tier 1
216448745 | Central HP <5.4 tons | AMERICAN STANDARD | HRCU-A-CB (Split System: Heat Pump with Remote Outdoor Unit-Air-Source) | 5A6V0X36A1 |  |  | 5PX*B006AS3+P0V0A000M30SD+LRP |  | 34200 | 19 | 9.4 | 32600 | 24400 | 74.85% | 2.1 | 0 | 12 |  |  |  | No | R-454B | 2.85 | Residential & Commercial | Ducted CEE Tier 1
216448747 | Central HP <5.4 tons | AMERICAN STANDARD | HRCU-A-CB (Split System: Heat Pump with Remote Outdoor Unit-Air-Source) | 5A6V0X36A1 |  |  | 5TXCB004AS3+P0V0B000M40SD+LRP |  | 33200 | 18.6 | 9 | 31800 | 23800 | 74.84% | 2.1 | 0 | 12 |  |  |  | No | R-454B | 2.7667 | Residential & Commercial | Ducted CEE Tier 1
211245235 | Central HP <5.4 tons | AIRQUEST | HRCU-A-CB (Split System: Heat Pump with Remote Outdoor Unit-Air-Source) | DLCURAH24ABK |  |  | EN(A,D,W)4X36L17** | *80ES(N,L)0701412A* | 24200 | 16.5 | 8.1 | 26400 | 22800 | 86.36% | 1.88 | 0 | 10.5 |  |  |  | No | R-410A | 2.0167 | Residential & Commercial | Ducted CEE Tier 1
210692304 | Central HP <5.4 tons | DAIKIN | HRCU-A-CB (Split System: Heat Pump with Remote Outdoor Unit-Air-Source) | DZ9VCA3610A* |  |  | CA*F3743*6D*+TXV | D*80VC0804C*A* | 33600 | 19 | 8.2 | 34000 | 24400 | 71.76% | 1.8 | 0 | 12 |  |  |  | No | R-410A | 2.8 | Residential & Commercial | Ducted CEE Tier 1
210692340 | Central HP <5.4 tons | DAIKIN | HRCU-A-CB (Split System: Heat Pump with Remote Outdoor Unit-Air-Source) | DZ9VCA3610A* |  |  | CHPF3743C6B*+MBVC1200**-1A*+TXV |  | 33400 | 18 | 8.2 | 34000 | 24400 | 71.76% | 1.8 | 0 | 11 |  |  |  | No | R-410A | 2.7833 | Residential & Commercial | Ducted CEE Tier 1
214569470 | Central HP <5.4 tons | CARRIER | HRCU-A-CB (Split System: Heat Pump with Remote Outdoor Unit-Air-Source) | 25VNA448A*031* |  |  | CSPH*6012AL*+UI | 59CU5B080C21**20 | 45000 | 20 | 9.5 | 46500 | 36400 | 78.28% | 2.34 | 0 | 11.5 |  |  |  | No | R-410A | 3.75 | Residential & Commercial | Ducted CEE Tier 1
215674366 | Central HP <5.4 tons | HEIL | HRCU-A-CB (Split System: Heat Pump with Remote Outdoor Unit-Air-Source) | H5H0V48*K*AAA* |  |  | EA*5X61M21A*+WALLCON | *80CTL0902120B* | 46000 | 18.5 | 9 | 47500 | 33600 | 70.74% | 2.06 | 0 | 10 |  |  |  | No | R-454B | 3.8333 | Residential & Commercial | Ducted CEE Tier 1
215674286 | Central HP <5.4 tons | HEIL | HRCU-A-CB (Split System: Heat Pump with Remote Outdoor Unit-Air-Source) | H5H0V48*K*AAA* |  |  | EA*5X60M24A*+WALLCON | *96CTN1202422B* | 45000 | 18 | 9 | 47500 | 33600 | 70.74% | 2.06 | 0 | 10 |  |  |  | No | R-454B | 3.75 | Residential & Commercial | Ducted CEE Tier 1
210692355 | Central HP <5.4 tons | DAIKIN | HRCU-A-CB (Split System: Heat Pump with Remote Outdoor Unit-Air-Source) | DZ9VCA3610A* |  |  | CHPF3743C6B*+TXV | D*97MC0603BNA* | 33400 | 18 | 8.2 | 34000 | 24400 | 71.76% | 1.8 | 0 | 11 |  |  |  | No | R-410A | 2.7833 | Residential & Commercial | Ducted CEE Tier 1
211245946 | Central HP <5.4 tons | TEMPSTAR | HRCU-A-CB (Split System: Heat Pump with Remote Outdoor Unit-Air-Source) | DLCURAH24ABK |  |  | FM(C,U)4Z24**AL* |  | 23800 | 17.5 | 9 | 27200 | 25800 | 94.85% | 2.18 | 0 | 10 |  |  |  | No | R-410A | 1.9833 | Residential & Commercial | Ducted CEE Tier 1
211244643 | Central HP <5.4 tons | AIRQUEST | HRCU-A-CB (Split System: Heat Pump with Remote Outdoor Unit-Air-Source) | DLCURAH24ABK |  |  | EN(A,D)4X30L17** | *96VTN0601412A* | 23600 | 16.5 | 8.1 | 25800 | 23800 | 92.25% | 1.98 | 0 | 10 |  |  |  | No | R-410A | 1.9667 | Residential & Commercial | Ducted CEE Tier 1
212982341 | Central HP <5.4 tons | COMFORTMAKER | HRCU-A-CB (Split System: Heat Pump with Remote Outdoor Unit-Air-Source) | DLCURAH24ABK |  |  | EN(A,D)4X30L17** | *80MSU0401712A* | 23800 | 16.5 | 8.5 | 25800 | 23800 | 92.25% | 1.98 | 0 | 10.5 |  |  |  | No | R-410A | 1.9833 | Residential & Commercial | Ducted CEE Tier 1
214573153 | Central HP <5.4 tons | COMFORTMAKER | HRCU-A-CB (Split System: Heat Pump with Remote Outdoor Unit-Air-Source) | CVH837GKA** |  |  | EHD4X42AAL+WALLCON | *95CSU1002122B* | 32600 | 17 | 8.5 | 32800 | 24800 | 75.61% | 1.96 | 0 | 11 |  |  |  | No | R-410A | 2.7167 | Residential & Commercial | Ducted CEE Tier 1
211244590 | Central HP <5.4 tons | AIRQUEST | HRCU-A-CB (Split System: Heat Pump with Remote Outdoor Unit-Air-Source) | DLCURAH24ABK |  |  | EN(A,D)4X30L17** | *80VTL0701716A* | 24200 | 17 | 8.1 | 26200 | 23000 | 87.79% | 1.9 | 0 | 10.5 |  |  |  | No | R-410A | 2.0167 | Residential & Commercial | Ducted CEE Tier 1
211245006 | Central HP <5.4 tons | AIRQUEST | HRCU-A-CB (Split System: Heat Pump with Remote Outdoor Unit-Air-Source) | DLCURAH24ABK |  |  | EN(A,D,W)4X36L17** | *96VTN0401712A* | 23400 | 16 | 8.1 | 25800 | 24000 | 93.02% | 1.98 | 0 | 10 |  |  |  | No | R-410A | 1.95 | Residential & Commercial | Ducted CEE Tier 1
210533075 | Central HP <5.4 tons | BRYANT HEATING AND COOLING SYSTEMS | HRCU-A-CB (Split System: Heat Pump with Remote Outdoor Unit-Air-Source) | 284ANV024*0**B* |  |  | CNPV*4221AL*+UI | 935CA60080C21*** | 23600 | 20.5 | 10 | 26600 | 19700 | 74.06% | 2.46 | 0 | 13.5 |  |  |  | No | R-410A | 1.9667 | Residential & Commercial | Ducted CEE Tier 1
210470414 | Central HP <5.4 tons | DAY & NIGHT | HRCU-A-CB (Split System: Heat Pump with Remote Outdoor Unit-Air-Source) | CVH837GKA2* |  |  | EA*4X61L21A*+WALLCON | *80CSU0601716A* | 33200 | 17.5 | 8.1 | 32200 | 25000 | 77.64% | 1.98 | 0 | 11.5 |  |  |  | No | R-410A | 2.7667 | Residential & Commercial | Ducted CEE Tier 1
210470447 | Central HP <5.4 tons | DAY & NIGHT | HRCU-A-CB (Split System: Heat Pump with Remote Outdoor Unit-Air-Source) | CVH837GKA2* |  |  | EA*4X61L21A*+WALLCON | *80CTL0902120A* | 33200 | 18 | 8.5 | 32000 | 25000 | 78.12% | 2 | 0 | 11.7 |  |  |  | No | R-410A | 2.7667 | Residential & Commercial | Ducted CEE Tier 1
210470579 | Central HP <5.4 tons | DAY & NIGHT | HRCU-A-CB (Split System: Heat Pump with Remote Outdoor Unit-Air-Source) | CVH837GKA2* |  |  | EA*4X61L24A*+WALLCON | *96CTN1202422A* | 33200 | 18 | 8.5 | 32000 | 24800 | 77.5% | 2 | 0 | 12 |  |  |  | No | R-410A | 2.7667 | Residential & Commercial | Ducted CEE Tier 1
212984948 | Central HP <5.4 tons | TEMPSTAR | HRCU-A-CB (Split System: Heat Pump with Remote Outdoor Unit-Air-Source) | DLCURAH36ABK |  |  | EA*4X48L21A* | *92MSN0802120A* | 35600 | 16.5 | 8.5 | 37800 | 34600 | 91.53% | 2.02 | 0 | 10 |  |  |  | No | R-410A | 2.9667 | Residential & Commercial | Ducted CEE Tier 1
215941264 | Central HP <5.4 tons | CARRIER | HRCU-A-CB (Split System: Heat Pump with Remote Outdoor Unit-Air-Source) | 27VNA348A*030* |  |  | CVAMA4821XMA*+UI | 59TN6C080C21**20 | 44500 | 19.5 | 8.1 | 52000 | 38500 | 74.04% | 1.9 | 0 | 10.5 |  |  |  | No | R-454B | 3.7083 | Residential & Commercial | Ducted CEE Tier 1
215434359 | Central HP <5.4 tons | DAIKIN | HRCU-A-CB (Split System: Heat Pump with Remote Outdoor Unit-Air-Source) | DH7VSA4810A* |  |  | CA*EA6030*3A* | D*96TC1205DNA* | 45500 | 16.5 | 8.8 | 47000 | 33600 | 71.49% | 2 | 0 | 10 |  |  |  | No | R-32 | 3.7917 | Residential & Commercial | Ducted CEE Tier 1
211245158 | Central HP <5.4 tons | AIRQUEST | HRCU-A-CB (Split System: Heat Pump with Remote Outdoor Unit-Air-Source) | DLCURAH24ABK |  |  | EN(A,D,W)4X36L17** | *92ESN0601412A* | 23400 | 17 | 8.1 | 25800 | 24000 | 93.02% | 2 | 0 | 10 |  |  |  | No | R-410A | 1.95 | Residential & Commercial | Ducted CEE Tier 1
212983591 | Central HP <5.4 tons | COMFORTMAKER | HRCU-A-CB (Split System: Heat Pump with Remote Outdoor Unit-Air-Source) | DLCURAH24ABK |  |  | EN(A,D)4X24L17** | *92MSN0601412A* | 23400 | 16.5 | 8.5 | 27000 | 24600 | 91.11% | 2.04 | 0 | 10 |  |  |  | No | R-410A | 1.95 | Residential & Commercial | Ducted CEE Tier 1
211244811 | Central HP <5.4 tons | AIRQUEST | HRCU-A-CB (Split System: Heat Pump with Remote Outdoor Unit-Air-Source) | DLCURAH24ABK |  |  | EN(A,D)4X30L17** | *80ESU0601716A | 24800 | 16.5 | 8.5 | 26600 | 22200 | 83.46% | 1.84 | 0 | 10.5 |  |  |  | No | R-410A | 2.0667 | Residential & Commercial | Ducted CEE Tier 1
211244893 | Central HP <5.4 tons | AIRQUEST | HRCU-A-CB (Split System: Heat Pump with Remote Outdoor Unit-Air-Source) | DLCURAH24ABK |  |  | EN(A,D,W)4X36L17** | *96VSN0601412A* | 23600 | 16.5 | 8.1 | 25800 | 23800 | 92.25% | 1.98 | 0 | 10 |  |  |  | No | R-410A | 1.9667 | Residential & Commercial | Ducted CEE Tier 1
211244912 | Central HP <5.4 tons | AIRQUEST | HRCU-A-CB (Split System: Heat Pump with Remote Outdoor Unit-Air-Source) | DLCURAH24ABK |  |  | EN(A,D,W)4X36L17** | *95ESU0401712A* | 23600 | 16.5 | 8.1 | 25800 | 23600 | 91.47% | 1.96 | 0 | 10 |  |  |  | No | R-410A | 1.9667 | Residential & Commercial | Ducted CEE Tier 1
210692296 | Central HP <5.4 tons | DAIKIN | HRCU-A-CB (Split System: Heat Pump with Remote Outdoor Unit-Air-Source) | DZ9VCA3610A* |  |  | CA*F3137*6A*+TXV | D*96SC0603BUA* | 33600 | 18.5 | 8.2 | 34000 | 24400 | 71.76% | 1.8 | 0 | 11.5 |  |  |  | No | R-410A | 2.8 | Residential & Commercial | Ducted CEE Tier 1
210692313 | Central HP <5.4 tons | DAIKIN | HRCU-A-CB (Split System: Heat Pump with Remote Outdoor Unit-Air-Source) | DZ9VCA3610A* |  |  | CA*F3743*6D*+TXV | D*96SC0805CUA* | 33600 | 18.5 | 8.2 | 34000 | 24400 | 71.76% | 1.8 | 0 | 12 |  |  |  | No | R-410A | 2.8 | Residential & Commercial | Ducted CEE Tier 1
210692330 | Central HP <5.4 tons | DAIKIN | HRCU-A-CB (Split System: Heat Pump with Remote Outdoor Unit-Air-Source) | DZ9VCA3610A* |  |  | CHPF3642C6C*+TXV | D*96SC0603BUA* | 33400 | 18 | 8.2 | 34000 | 24400 | 71.76% | 1.8 | 0 | 11 |  |  |  | No | R-410A | 2.7833 | Residential & Commercial | Ducted CEE Tier 1
215864630 | Central HP <5.4 tons | AMERICAN STANDARD | HRCU-A-CB (Split System: Heat Pump with Remote Outdoor Unit-Air-Source) | 5A6V8X36A1 |  |  | 5TXCC005AS3 | S9V2C080U5PSC+LRP | 32000 | 18.1 | 8.5 | 32800 | 25400 | 77.44% | 2.1 | 0 | 10 |  |  |  | No | R-454B | 2.6667 | Residential & Commercial | Ducted CEE Tier 1
215864678 | Central HP <5.4 tons | AMERICAN STANDARD | HRCU-A-CB (Split System: Heat Pump with Remote Outdoor Unit-Air-Source) | 5A6V8X48A1 |  |  | 5TXCB006AS3 | S8V2B060M4PCB | 45000 | 18.1 | 8.5 | 46000 | 35400 | 76.96% | 2.1 | 0 | 10 |  |  |  | No | R-454B | 3.75 | Residential & Commercial | Ducted CEE Tier 1
215864698 | Central HP <5.4 tons | AMERICAN STANDARD | HRCU-A-CB (Split System: Heat Pump with Remote Outdoor Unit-Air-Source) | 5A6V8X60A1 |  |  | 5TXCC007AS3 | L8V1C100U5VSB+LRP | 53000 | 18.1 | 8.5 | 56000 | 40000 | 71.43% | 2 | 0 | 10 |  |  |  | No | R-454B | 4.4167 | Residential & Commercial | Ducted CEE Tier 1
215864780 | Central HP <5.4 tons | AMERICAN STANDARD | HRCU-A-CB (Split System: Heat Pump with Remote Outdoor Unit-Air-Source) | 5A6V8X60A1 |  |  | 5TXCD010AS3 | L8V1C100U5VSB+LRP | 54500 | 18.1 | 8.5 | 55000 | 39500 | 71.82% | 2 | 0 | 10.5 |  |  |  | No | R-454B | 4.5417 | Residential & Commercial | Ducted CEE Tier 1
215864830 | Central HP <5.4 tons | AMERICAN STANDARD | HRCU-A-CB (Split System: Heat Pump with Remote Outdoor Unit-Air-Source) | 5A6V8X48A1 |  |  | 5PX*C009AS3 | S9V2C080U5PSC+LRP | 46000 | 18.1 | 8.5 | 45500 | 35000 | 76.92% | 2.1 | 0 | 10 |  |  |  | No | R-454B | 3.8333 | Residential & Commercial | Ducted CEE Tier 1
215864848 | Central HP <5.4 tons | AMERICAN STANDARD | HRCU-A-CB (Split System: Heat Pump with Remote Outdoor Unit-Air-Source) | 5A6V8X48A1 |  |  | 5PX*CD09AS3 | *DHMC100CCV4+LRP | 45500 | 18.1 | 8.5 | 45500 | 34800 | 76.48% | 2.1 | 0 | 10.5 |  |  |  | No | R-454B | 3.7917 | Residential & Commercial | Ducted CEE Tier 1
215674456 | Central HP <5.4 tons | HEIL | HRCU-A-CB (Split System: Heat Pump with Remote Outdoor Unit-Air-Source) | H5H0V48*K*AAA* |  |  | EA*5X61M24A*+WALLCON | *80CSU0802120A* | 46000 | 18 | 9 | 47500 | 33600 | 70.74% | 2.08 | 0 | 10 |  |  |  | No | R-454B | 3.8333 | Residential & Commercial | Ducted CEE Tier 1
215935543 | Central HP <5.4 tons | TEMPSTAR | HRCU-A-CB (Split System: Heat Pump with Remote Outdoor Unit-Air-Source) | T5H3V36*K*AAA* |  |  | EVD5X30M17A*+WALLCON | *96CTN0601714B* | 34000 | 20 | 8.1 | 38000 | 27200 | 71.58% | 2 | 0 | 11 |  |  |  | No | R-454B | 2.8333 | Residential & Commercial | Ducted CEE Tier 1
215935813 | Central HP <5.4 tons | TEMPSTAR | HRCU-A-CB (Split System: Heat Pump with Remote Outdoor Unit-Air-Source) | T5H3V36*K*AAA* |  |  | EVD5X38M17A*+WALLCON | *80CSU0401712A* | 35400 | 22 | 8.5 | 38500 | 28800 | 74.81% | 2.04 | 0 | 12 |  |  |  | No | R-454B | 2.95 | Residential & Commercial | Ducted CEE Tier 1
210692345 | Central HP <5.4 tons | DAIKIN | HRCU-A-CB (Split System: Heat Pump with Remote Outdoor Unit-Air-Source) | DZ9VCA3610A* |  |  | CHPF3743C6B*+TXV | D*80SC0805CUA* | 33400 | 18 | 8.2 | 34000 | 24400 | 71.76% | 1.8 | 0 | 11 |  |  |  | No | R-410A | 2.7833 | Residential & Commercial | Ducted CEE Tier 1
212971627 | Central HP <5.4 tons | DAY & NIGHT | HRCU-A-CB (Split System: Heat Pump with Remote Outdoor Unit-Air-Source) | DLCURAH24ABK |  |  | EA*4X24L17A* | *80VTL0701716B* | 23400 | 17 | 8.5 | 27000 | 26200 | 97.04% | 2.22 | 0 | 10 |  |  |  | No | R-410A | 1.95 | Residential & Commercial | Ducted CEE Tier 1
212972126 | Central HP <5.4 tons | DAY & NIGHT | HRCU-A-CB (Split System: Heat Pump with Remote Outdoor Unit-Air-Source) | DLCURAH24ABK |  |  | EA*4X36L21A* | *80VTL0902120B* | 23600 | 17 | 8.5 | 26200 | 24000 | 91.6% | 1.98 | 0 | 10 |  |  |  | No | R-410A | 1.9667 | Residential & Commercial | Ducted CEE Tier 1
211245146 | Central HP <5.4 tons | AIRQUEST | HRCU-A-CB (Split System: Heat Pump with Remote Outdoor Unit-Air-Source) | DLCURAH24ABK |  |  | EN(A,D,W)4X36L17** | *80ES(N,L)0901714A* | 24600 | 16.5 | 8.1 | 26400 | 22600 | 85.61% | 1.86 | 0 | 10.5 |  |  |  | No | R-410A | 2.05 | Residential & Commercial | Ducted CEE Tier 1
211245180 | Central HP <5.4 tons | AIRQUEST | HRCU-A-CB (Split System: Heat Pump with Remote Outdoor Unit-Air-Source) | DLCURAH24ABK |  |  | EN(A,D,W)4X36L17** | *92ESN0801716A* | 24200 | 17 | 8.1 | 26200 | 22800 | 87.02% | 1.88 | 0 | 10.5 |  |  |  | No | R-410A | 2.0167 | Residential & Commercial | Ducted CEE Tier 1
211244875 | Central HP <5.4 tons | AIRQUEST | HRCU-A-CB (Split System: Heat Pump with Remote Outdoor Unit-Air-Source) | DLCURAH24ABK |  |  | EN(A,D,W)4X36L17** | *96VSN0401410A* | 23400 | 16 | 8.1 | 25800 | 24000 | 93.02% | 2 | 0 | 10 |  |  |  | No | R-410A | 1.95 | Residential & Commercial | Ducted CEE Tier 1
211245100 | Central HP <5.4 tons | AIRQUEST | HRCU-A-CB (Split System: Heat Pump with Remote Outdoor Unit-Air-Source) | DLCURAH24ABK |  |  | EN(A,D,W)4X36L17** | *96VTN0601714A* | 24000 | 16.5 | 8.1 | 26200 | 23200 | 88.55% | 1.92 | 0 | 10 |  |  |  | No | R-410A | 2 | Residential & Commercial | Ducted CEE Tier 1
215941464 | Central HP <5.4 tons | CARRIER | HRCU-A-CB (Split System: Heat Pump with Remote Outdoor Unit-Air-Source) | 27VNA348A*030* |  |  | CVAMA6024XMA*+UI | 59TN7A100C21**22 | 45500 | 20.5 | 8.1 | 52500 | 38000 | 72.38% | 1.9 | 0 | 11.5 |  |  |  | No | R-454B | 3.7917 | Residential & Commercial | Ducted CEE Tier 1
211228758 | Central HP <5.4 tons | TEMPSTAR | HRCU-A-CB (Split System: Heat Pump with Remote Outdoor Unit-Air-Source) | DLCURAH36ABK |  |  | EA*4X48L21A* | *80ES(N,L)0701712A* | 36000 | 15.5 | 8.5 | 38500 | 34800 | 90.39% | 2.06 | 0 | 10 |  |  |  | No | R-410A | 3 | Residential & Commercial | Ducted CEE Tier 1
212383490 | Central HP <5.4 tons | TEMPSTAR | HRCU-A-CB (Split System: Heat Pump with Remote Outdoor Unit-Air-Source) | DLCURAH36ABK |  |  | EA*4X48L21A* | *80ES(N,L)0701716A* | 35600 | 16 | 8.5 | 37800 | 34600 | 91.53% | 2.04 | 0 | 10 |  |  |  | No | R-410A | 2.9667 | Residential & Commercial | Ducted CEE Tier 1
212979404 | Central HP <5.4 tons | AIRQUEST | HRCU-A-CB (Split System: Heat Pump with Remote Outdoor Unit-Air-Source) | DLCURAH36ABK |  |  | EA*4X48L21A* | *80MS(N,L)0702116A* | 35400 | 16.5 | 8.1 | 37800 | 34600 | 91.53% | 2 | 0 | 10 |  |  |  | No | R-410A | 2.95 | Residential & Commercial | Ducted CEE Tier 1
212970461 | Central HP <5.4 tons | DAY & NIGHT | HRCU-A-CB (Split System: Heat Pump with Remote Outdoor Unit-Air-Source) | DLCURAH36ABK |  |  | END4X42L17** | *80VSL0701716B* | 35600 | 15.5 | 8.1 | 38000 | 35000 | 92.11% | 1.94 | 0 | 10 |  |  |  | No | R-410A | 2.9667 | Residential & Commercial | Ducted CEE Tier 1
210471129 | Central HP <5.4 tons | DAY & NIGHT | HRCU-A-CB (Split System: Heat Pump with Remote Outdoor Unit-Air-Source) | CVH837GKA2* |  |  | EHD4X60AAL+WALLCON | *95CSU1002122A* | 33000 | 17 | 8.1 | 32200 | 24800 | 77.02% | 2.02 | 0 | 11.5 |  |  |  | No | R-410A | 2.75 | Residential & Commercial | Ducted CEE Tier 1
214573261 | Central HP <5.4 tons | AIRQUEST | HRCU-A-CB (Split System: Heat Pump with Remote Outdoor Unit-Air-Source) | HVH837GKA** |  |  | EHD4X60AAL+WALLCON | *95CSU0802120B* | 33000 | 17 | 8.5 | 32200 | 25000 | 77.64% | 2 | 0 | 11 |  |  |  | No | R-410A | 2.75 | Residential & Commercial | Ducted CEE Tier 1
214573461 | Central HP <5.4 tons | AIRQUEST | HRCU-A-CB (Split System: Heat Pump with Remote Outdoor Unit-Air-Source) | HVH837GKA** |  |  | EN(A,D,W)4X48L21**+WALLCON | *97CMN0602120B* | 32200 | 17 | 8.1 | 33000 | 25000 | 75.76% | 1.94 | 0 | 11.5 |  |  |  | No | R-410A | 2.6833 | Residential & Commercial | Ducted CEE Tier 1
212973324 | Central HP <5.4 tons | AIRQUEST | HRCU-A-CB (Split System: Heat Pump with Remote Outdoor Unit-Air-Source) | DLCURAH18ABK |  |  | EA*4X25L17A* | *96VSN0601412B* | 17800 | 16.5 | 8.1 | 17600 | 17800 | 101.1% | 2.14 | 0 | 10.5 |  |  |  | No | R-410A | 1.4833 | Residential & Commercial | Ducted CEE Tier 1
212973674 | Central HP <5.4 tons | AIRQUEST | HRCU-A-CB (Split System: Heat Pump with Remote Outdoor Unit-Air-Source) | DLCURAH18ABK |  |  | EA*4X25L17A* | *96VSN0801716B* | 17800 | 16.5 | 8.1 | 17600 | 17800 | 101.1% | 2.14 | 0 | 10.5 |  |  |  | No | R-410A | 1.4833 | Residential & Commercial | Ducted CEE Tier 1
212975378 | Central HP <5.4 tons | AIRQUEST | HRCU-A-CB (Split System: Heat Pump with Remote Outdoor Unit-Air-Source) | DLCURAH18ABK |  |  | EA*4X19L17A* | *96VTN0601412B* | 17700 | 16.5 | 8.1 | 17700 | 17900 | 101.1% | 2.16 | 0 | 10.5 |  |  |  | No | R-410A | 1.475 | Residential & Commercial | Ducted CEE Tier 1
212987505 | Central HP <5.4 tons | TEMPSTAR | HRCU-A-CB (Split System: Heat Pump with Remote Outdoor Unit-Air-Source) | DLCURAH18ABK |  |  | EA*4X19L17A* | *96MSN0801716A* | 18200 | 16.5 | 8.5 | 18100 | 17700 | 97.79% | 2.14 | 0 | 11 |  |  |  | No | R-410A | 1.5167 | Residential & Commercial | Ducted CEE Tier 1
212978326 | Central HP <5.4 tons | DAY & NIGHT | HRCU-A-CB (Split System: Heat Pump with Remote Outdoor Unit-Air-Source) | DLCURAH18ABK |  |  | EN(A,D)4X24L17** | *80MS(N,L)0701412A* | 17600 | 16.5 | 8.5 | 18500 | 19100 | 103.2% | 2.3 | 0 | 11 |  |  |  | No | R-410A | 1.4667 | Residential & Commercial | Ducted CEE Tier 1
215434374 | Central HP <5.4 tons | DAIKIN | HRCU-A-CB (Split System: Heat Pump with Remote Outdoor Unit-Air-Source) | DH7VSA4810A* |  |  | CHPEA6030*3A* | D*80SC0805CUA* | 45500 | 16.5 | 8.5 | 46500 | 33600 | 72.26% | 2 | 0 | 10 |  |  |  | No | R-32 | 3.7917 | Residential & Commercial | Ducted CEE Tier 1
212978780 | Central HP <5.4 tons | DAY & NIGHT | HRCU-A-CB (Split System: Heat Pump with Remote Outdoor Unit-Air-Source) | DLCURAH18ABK |  |  | EA*4X30L17A* | *80MS(N,L)0701712A* | 17600 | 16.5 | 8.5 | 18200 | 18800 | 103.3% | 2.26 | 0 | 10.5 |  |  |  | No | R-410A | 1.4667 | Residential & Commercial | Ducted CEE Tier 1
215865036 | Central HP <5.4 tons | AMERICAN STANDARD | HRCU-A-CB (Split System: Heat Pump with Remote Outdoor Unit-Air-Source) | 5A6V8X24A1 |  |  | 5TEMCB03AV31+TDR |  | 21600 | 18.1 | 8.5 | 22800 | 17600 | 77.19% | 2.1 | 0 | 11.5 |  |  |  | No | R-454B | 1.8 | Residential & Commercial | Ducted CEE Tier 1
215864466 | Central HP <5.4 tons | AMERICAN STANDARD | HRCU-A-CB (Split System: Heat Pump with Remote Outdoor Unit-Air-Source) | 5A6V8X24A1 |  |  | 5TXCB003AS3 | S9V2B060U3VSB+LRP | 21400 | 18.1 | 8.5 | 24400 | 18900 | 77.46% | 2.1 | 0 | 11.5 |  |  |  | No | R-454B | 1.7833 | Residential & Commercial | Ducted CEE Tier 1
212977724 | Central HP <5.4 tons | DAY & NIGHT | HRCU-A-CB (Split System: Heat Pump with Remote Outdoor Unit-Air-Source) | DLCURAH18ABK |  |  | EA*4X24L14A* | *80MS(N,L)0451412A* | 17500 | 16.5 | 8.5 | 18400 | 19500 | 106% | 2.34 | 0 | 10.5 |  |  |  | No | R-410A | 1.4583 | Residential & Commercial | Ducted CEE Tier 1
211242818 | Central HP <5.4 tons | BRYANT HEATING AND COOLING SYSTEMS | HRCU-A-CB (Split System: Heat Pump with Remote Outdoor Unit-Air-Source) | 38MURAQ24AB3* |  |  | CAP**3717AL* | 935SA36040E17*** | 24000 | 17 | 8.5 | 25200 | 22000 | 87.3% | 1.84 | 0 | 10 |  |  |  | No | R-410A | 2 | Residential & Commercial | Ducted CEE Tier 1
214279865 | Central HP <5.4 tons | BRYANT HEATING AND COOLING SYSTEMS | HRCU-A-CB (Split System: Heat Pump with Remote Outdoor Unit-Air-Source) | 38MURAQ24AB3* |  |  | CAP**2417AL* | 916SA48060M17*** | 23600 | 16.5 | 9.5 | 26600 | 24800 | 93.23% | 2.04 | 0 | 10 |  |  |  | No | R-410A | 1.9667 | Residential & Commercial | Ducted CEE Tier 1
211227669 | Central HP <5.4 tons | TEMPSTAR | HRCU-A-CB (Split System: Heat Pump with Remote Outdoor Unit-Air-Source) | DLCURAH36ABK |  |  | EA*4X42L21A* | *95ESU1002122A* | 36600 | 15.2 | 8.1 | 40000 | 35200 | 88% | 1.94 | 0 | 10 |  |  |  | No | R-410A | 3.05 | Residential & Commercial | Ducted CEE Tier 1
211227976 | Central HP <5.4 tons | TEMPSTAR | HRCU-A-CB (Split System: Heat Pump with Remote Outdoor Unit-Air-Source) | DLCURAH36ABK |  |  | EA*4X42L24A* | *92ESN1002120A* | 35200 | 16.5 | 8.1 | 38500 | 35000 | 90.91% | 1.88 | 0 | 10 |  |  |  | No | R-410A | 2.9333 | Residential & Commercial | Ducted CEE Tier 1
211228128 | Central HP <5.4 tons | TEMPSTAR | HRCU-A-CB (Split System: Heat Pump with Remote Outdoor Unit-Air-Source) | DLCURAH36ABK |  |  | EA*4X42L24A* | *96VTN1002120A* | 35800 | 15.5 | 8.1 | 39500 | 35200 | 89.11% | 1.9 | 0 | 10 |  |  |  | No | R-410A | 2.9833 | Residential & Commercial | Ducted CEE Tier 1
211228137 | Central HP <5.4 tons | TEMPSTAR | HRCU-A-CB (Split System: Heat Pump with Remote Outdoor Unit-Air-Source) | DLCURAH36ABK |  |  | EA*4X42L24A* | *96VTN1002122A* | 35400 | 16.5 | 8.1 | 38500 | 35000 | 90.91% | 1.88 | 0 | 10 |  |  |  | No | R-410A | 2.95 | Residential & Commercial | Ducted CEE Tier 1
211228303 | Central HP <5.4 tons | TEMPSTAR | HRCU-A-CB (Split System: Heat Pump with Remote Outdoor Unit-Air-Source) | DLCURAH36ABK |  |  | EA*4X43L21A* | *80VSL0451716A* | 36200 | 15.5 | 8.5 | 38500 | 34800 | 90.39% | 2.06 | 0 | 10 |  |  |  | No | R-410A | 3.0167 | Residential & Commercial | Ducted CEE Tier 1
211228664 | Central HP <5.4 tons | TEMPSTAR | HRCU-A-CB (Split System: Heat Pump with Remote Outdoor Unit-Air-Source) | DLCURAH36ABK |  |  | EA*4X43L21A* | *96VTN1002122A* | 36800 | 16.5 | 8.5 | 38500 | 34800 | 90.39% | 2.1 | 0 | 10 |  |  |  | No | R-410A | 3.0667 | Residential & Commercial | Ducted CEE Tier 1
211228980 | Central HP <5.4 tons | TEMPSTAR | HRCU-A-CB (Split System: Heat Pump with Remote Outdoor Unit-Air-Source) | DLCURAH36ABK |  |  | EA*4X48L21A* | *92ESN0801716A* | 36000 | 16 | 8.5 | 38500 | 34600 | 89.87% | 2.06 | 0 | 10 |  |  |  | No | R-410A | 3 | Residential & Commercial | Ducted CEE Tier 1
211229055 | Central HP <5.4 tons | TEMPSTAR | HRCU-A-CB (Split System: Heat Pump with Remote Outdoor Unit-Air-Source) | DLCURAH36ABK |  |  | EA*4X48L21A* | *95ESN1002120A* | 36400 | 15.5 | 8.5 | 38500 | 34800 | 90.39% | 2.08 | 0 | 10 |  |  |  | No | R-410A | 3.0333 | Residential & Commercial | Ducted CEE Tier 1
212971128 | Central HP <5.4 tons | DAY & NIGHT | HRCU-A-CB (Split System: Heat Pump with Remote Outdoor Unit-Air-Source) | DLCURAH24ABK |  |  | EA*4X24L17A* | *80VTL0451412B* | 23200 | 17 | 8.5 | 38500 | 27000 | 70.13% | 2.3 | 0 | 10 |  |  |  | No | R-410A | 1.9333 | Residential & Commercial | Ducted CEE Tier 1
212987433 | Central HP <5.4 tons | TEMPSTAR | HRCU-A-CB (Split System: Heat Pump with Remote Outdoor Unit-Air-Source) | DLCURAH24ABK |  |  | EA*4X37L17A* | *96MSN0801716A* | 24200 | 17 | 8.5 | 25200 | 22000 | 87.3% | 1.84 | 0 | 10 |  |  |  | No | R-410A | 2.0167 | Residential & Commercial | Ducted CEE Tier 1
212989187 | Central HP <5.4 tons | TEMPSTAR | HRCU-A-CB (Split System: Heat Pump with Remote Outdoor Unit-Air-Source) | DLCURAH24ABK |  |  | EA*4X36L21A* | *95MSU0601716A* | 23800 | 17.5 | 8.5 | 26200 | 23800 | 90.84% | 1.98 | 0 | 10 |  |  |  | No | R-410A | 1.9833 | Residential & Commercial | Ducted CEE Tier 1
211240286 | Central HP <5.4 tons | TEMPSTAR | HRCU-A-CB (Split System: Heat Pump with Remote Outdoor Unit-Air-Source) | DLCURAH24ABK |  |  | EA*4X24L14A* | *95ESN0601412A* | 24000 | 15.5 | 8.5 | 27200 | 23600 | 86.76% | 1.92 | 0 | 10 |  |  |  | No | R-410A | 2 | Residential & Commercial | Ducted CEE Tier 1
211240863 | Central HP <5.4 tons | TEMPSTAR | HRCU-A-CB (Split System: Heat Pump with Remote Outdoor Unit-Air-Source) | DLCURAH24ABK |  |  | EA*4X25L17A* | *96VSN0801716A* | 24800 | 17 | 8.5 | 25600 | 21200 | 82.81% | 1.78 | 0 | 10.5 |  |  |  | No | R-410A | 2.0667 | Residential & Commercial | Ducted CEE Tier 1
210692299 | Central HP <5.4 tons | DAIKIN | HRCU-A-CB (Split System: Heat Pump with Remote Outdoor Unit-Air-Source) | DZ9VCA3610A* |  |  | CA*F3137*6A*+TXV | D*97MC0603BNA* | 33600 | 18.5 | 8.2 | 34000 | 24400 | 71.76% | 1.8 | 0 | 11.5 |  |  |  | No | R-410A | 2.8 | Residential & Commercial | Ducted CEE Tier 1
210692310 | Central HP <5.4 tons | DAIKIN | HRCU-A-CB (Split System: Heat Pump with Remote Outdoor Unit-Air-Source) | DZ9VCA3610A* |  |  | CA*F3743*6D*+TXV | D*96VC0603BNA* | 33600 | 18.5 | 8.2 | 34000 | 24400 | 71.76% | 1.8 | 0 | 11.5 |  |  |  | No | R-410A | 2.8 | Residential & Commercial | Ducted CEE Tier 1
215942450 | Central HP <5.4 tons | CARRIER | HRCU-A-CB (Split System: Heat Pump with Remote Outdoor Unit-Air-Source) | 27VNA336A*030* |  |  | CVAVA6021XMA*+UI | 59MN7C060C17**14 | 35200 | 21 | 8.5 | 37400 | 28000 | 74.87% | 2.06 | 0 | 11.7 |  |  |  | No | R-454B | 2.9333 | Residential & Commercial | Ducted CEE Tier 1
215942410 | Central HP <5.4 tons | CARRIER | HRCU-A-CB (Split System: Heat Pump with Remote Outdoor Unit-Air-Source) | 27VNA336A*030* |  |  | CVAMA6021XMA*+UI | 59TN6C060C17**14 | 35200 | 21 | 8.5 | 37400 | 28000 | 74.87% | 2.06 | 0 | 11.7 |  |  |  | No | R-454B | 2.9333 | Residential & Commercial | Ducted CEE Tier 1
215434143 | Central HP <5.4 tons | DAIKIN | HRCU-A-CB (Split System: Heat Pump with Remote Outdoor Unit-Air-Source) | DH7VSA3610A* |  |  | CA*EA4830*3A* | D*96SC0805CUA* | 34800 | 18.5 | 8.5 | 35000 | 28400 | 81.14% | 2 | 0 | 10.5 |  |  |  | No | R-32 | 2.9 | Residential & Commercial | Ducted CEE Tier 1
215434160 | Central HP <5.4 tons | DAIKIN | HRCU-A-CB (Split System: Heat Pump with Remote Outdoor Unit-Air-Source) | DH7VSA3610A* |  |  | CHPEA4830*3A* | D*80TC0805C*A* | 35000 | 18.5 | 8.1 | 35000 | 28400 | 81.14% | 2 | 0 | 10.5 |  |  |  | No | R-32 | 2.9167 | Residential & Commercial | Ducted CEE Tier 1
212983649 | Central HP <5.4 tons | AIRQUEST | HRCU-A-CB (Split System: Heat Pump with Remote Outdoor Unit-Air-Source) | DLCURAH18ABK |  |  | EA*4X24L17A* | *92MSN0601412A* | 17600 | 16 | 8.5 | 18500 | 19400 | 104.9% | 2.34 | 0 | 10.5 |  |  |  | No | R-410A | 1.4667 | Residential & Commercial | Ducted CEE Tier 1
214570401 | Central HP <5.4 tons | AIRQUEST | HRCU-A-CB (Split System: Heat Pump with Remote Outdoor Unit-Air-Source) | HVH825GKA3* |  |  | EA*4X36L21A*+WALLCON | *97CMN0602120B* | 23600 | 16 | 8.1 | 21400 | 16700 | 78.04% | 1.92 | 0 | 10.5 |  |  |  | No | R-410A | 1.9667 | Residential & Commercial | Ducted CEE Tier 1
214571151 | Central HP <5.4 tons | AIRQUEST | HRCU-A-CB (Split System: Heat Pump with Remote Outdoor Unit-Air-Source) | HVH825GKA3* |  |  | EN(A,D,W)4X42L21**+WALLCON | *80CTL0702120B* | 23800 | 16.5 | 8.1 | 21400 | 16700 | 78.04% | 1.96 | 0 | 11 |  |  |  | No | R-410A | 1.9833 | Residential & Commercial | Ducted CEE Tier 1
214572721 | Central HP <5.4 tons | AIRQUEST | HRCU-A-CB (Split System: Heat Pump with Remote Outdoor Unit-Air-Source) | HVH837GKA** |  |  | EA*4X43L21A*+WALLCON | *95CSU0802120B* | 32800 | 17.5 | 8.5 | 32800 | 25200 | 76.83% | 2 | 0 | 11 |  |  |  | No | R-410A | 2.7333 | Residential & Commercial | Ducted CEE Tier 1
214572791 | Central HP <5.4 tons | AIRQUEST | HRCU-A-CB (Split System: Heat Pump with Remote Outdoor Unit-Air-Source) | HVH837GKA** |  |  | EA*4X48L21A*+WALLCON | *95CSU1002122B* | 32400 | 17.5 | 8.5 | 32400 | 24800 | 76.54% | 2 | 0 | 11.5 |  |  |  | No | R-410A | 2.7 | Residential & Commercial | Ducted CEE Tier 1
214572891 | Central HP <5.4 tons | AIRQUEST | HRCU-A-CB (Split System: Heat Pump with Remote Outdoor Unit-Air-Source) | HVH837GKA** |  |  | EA*4X60L24A*+WALLCON | *80CTL0702120B* | 32800 | 17.5 | 8.5 | 31600 | 24800 | 78.48% | 1.98 | 0 | 11.5 |  |  |  | No | R-410A | 2.7333 | Residential & Commercial | Ducted CEE Tier 1
210692342 | Central HP <5.4 tons | DAIKIN | HRCU-A-CB (Split System: Heat Pump with Remote Outdoor Unit-Air-Source) | DZ9VCA3610A* |  |  | CHPF3743C6B*+TXV | D*80SC0604BUA* | 33400 | 18 | 8.2 | 34000 | 24400 | 71.76% | 1.8 | 0 | 11 |  |  |  | No | R-410A | 2.7833 | Residential & Commercial | Ducted CEE Tier 1
210692349 | Central HP <5.4 tons | DAIKIN | HRCU-A-CB (Split System: Heat Pump with Remote Outdoor Unit-Air-Source) | DZ9VCA3610A* |  |  | CHPF3743C6B*+TXV | D*96SC0603BUA* | 33400 | 18 | 8.2 | 34000 | 24400 | 71.76% | 1.8 | 0 | 11 |  |  |  | No | R-410A | 2.7833 | Residential & Commercial | Ducted CEE Tier 1
210692363 | Central HP <5.4 tons | DAIKIN | HRCU-A-CB (Split System: Heat Pump with Remote Outdoor Unit-Air-Source) | DZ9VCA3610A* |  |  | CSCF3642N6D*+TXV | D*80VC0804C*A* | 33800 | 18.5 | 8.2 | 34000 | 24400 | 71.76% | 1.8 | 0 | 11.5 |  |  |  | No | R-410A | 2.8167 | Residential & Commercial | Ducted CEE Tier 1
210692364 | Central HP <5.4 tons | DAIKIN | HRCU-A-CB (Split System: Heat Pump with Remote Outdoor Unit-Air-Source) | DZ9VCA3610A* |  |  | CSCF3642N6D*+TXV | D*80SC0805CUA* | 33800 | 18.5 | 8.2 | 34000 | 24400 | 71.76% | 1.8 | 0 | 11.5 |  |  |  | No | R-410A | 2.8167 | Residential & Commercial | Ducted CEE Tier 1
210692365 | Central HP <5.4 tons | DAIKIN | HRCU-A-CB (Split System: Heat Pump with Remote Outdoor Unit-Air-Source) | DZ9VCA3610A* |  |  | CSCF3642N6D*+TXV | D*80VC0805C*A* | 33800 | 18.5 | 8.2 | 34000 | 24400 | 71.76% | 1.8 | 0 | 11.5 |  |  |  | No | R-410A | 2.8167 | Residential & Commercial | Ducted CEE Tier 1
211244766 | Central HP <5.4 tons | AIRQUEST | HRCU-A-CB (Split System: Heat Pump with Remote Outdoor Unit-Air-Source) | DLCURAH24ABK |  |  | EN(A,D)4X30L17** | *95ESN0801716A* | 24600 | 15.5 | 8.1 | 26800 | 22200 | 82.84% | 1.82 | 0 | 10 |  |  |  | No | R-410A | 2.05 | Residential & Commercial | Ducted CEE Tier 1
215662861 | Central HP <5.4 tons | HEIL | HRCU-A-CB (Split System: Heat Pump with Remote Outdoor Unit-Air-Source) | H5H0V48*K*AAA* |  |  | FCMA5B48L0C*+WALLCON |  | 45500 | 19 | 9 | 48000 | 33600 | 70% | 2.1 | 0 | 10.5 |  |  |  | No | R-454B | 3.7917 | Residential & Commercial | Ducted CEE Tier 1
212609410 | Central HP <5.4 tons | RUSSELL | HRCU-A-CB (Split System: Heat Pump with Remote Outdoor Unit-Air-Source) | SP18AZ60AJVC |  |  | TCFZ6021SEAAM | S802V1005A21DZ | 53000 | 19 | 8.1 | 52500 | 50000 | 95.24% | 1.9 | 0 | 10 |  |  |  | No | R-410A | 4.4167 | Residential & Commercial | Ducted CEE Tier 1
215433974 | Central HP <5.4 tons | DAIKIN | HRCU-A-CB (Split System: Heat Pump with Remote Outdoor Unit-Air-Source) | DH7VSA2410A* |  |  | CA*EA3022*3A* | D*96SC0805CUA* | 23200 | 19 | 8.6 | 23200 | 17000 | 73.28% | 2 | 0 | 11 |  |  |  | No | R-32 | 1.9333 | Residential & Commercial | Ducted CEE Tier 1
215433989 | Central HP <5.4 tons | DAIKIN | HRCU-A-CB (Split System: Heat Pump with Remote Outdoor Unit-Air-Source) | DH7VSA2410A* |  |  | CA*EA3626*3A* | D*80SC0604BUA* | 23200 | 19 | 8.6 | 23200 | 17000 | 73.28% | 2 | 0 | 11 |  |  |  | No | R-32 | 1.9333 | Residential & Commercial | Ducted CEE Tier 1
215433990 | Central HP <5.4 tons | DAIKIN | HRCU-A-CB (Split System: Heat Pump with Remote Outdoor Unit-Air-Source) | DH7VSA2410A* |  |  | CA*EA3626*3A* | D*80SC0805CUA* | 23200 | 19 | 8.6 | 23200 | 17000 | 73.28% | 2 | 0 | 11 |  |  |  | No | R-32 | 1.9333 | Residential & Commercial | Ducted CEE Tier 1
215434006 | Central HP <5.4 tons | DAIKIN | HRCU-A-CB (Split System: Heat Pump with Remote Outdoor Unit-Air-Source) | DH7VSA2410A* |  |  | CHPEA3026*3A* | D*97MC0804CNA* | 23200 | 19 | 8.6 | 23200 | 17000 | 73.28% | 2 | 0 | 11 |  |  |  | No | R-32 | 1.9333 | Residential & Commercial | Ducted CEE Tier 1
215942460 | Central HP <5.4 tons | CARRIER | HRCU-A-CB (Split System: Heat Pump with Remote Outdoor Unit-Air-Source) | 27VNA336A*030* |  |  | CVAVA6021XMA*+UI | 59TN6C060C17**14 | 35200 | 21 | 8.5 | 37400 | 28000 | 74.87% | 2 | 0 | 11.7 |  |  |  | No | R-454B | 2.9333 | Residential & Commercial | Ducted CEE Tier 1
215942510 | Central HP <5.4 tons | CARRIER | HRCU-A-CB (Split System: Heat Pump with Remote Outdoor Unit-Air-Source) | 27VNA336A*030* |  |  | CVAVA6121XMA*+UI | 59MN7C060C17**14 | 35600 | 21.5 | 8.5 | 37400 | 28200 | 75.4% | 2.06 | 0 | 11.7 |  |  |  | No | R-454B | 2.9667 | Residential & Commercial | Ducted CEE Tier 1
215942560 | Central HP <5.4 tons | CARRIER | HRCU-A-CB (Split System: Heat Pump with Remote Outdoor Unit-Air-Source) | 27VNA336A*030* |  |  | CVAVA6124XMA*+UI | 58TN*B070C21**20 | 35800 | 22 | 8.5 | 37400 | 28200 | 75.4% | 2.04 | 0 | 12.5 |  |  |  | No | R-454B | 2.9833 | Residential & Commercial | Ducted CEE Tier 1
215667612 | Central HP <5.4 tons | HEIL | HRCU-A-CB (Split System: Heat Pump with Remote Outdoor Unit-Air-Source) | H5H0V24*K*AAA* |  |  | EA*5X36M17A*+WALLCON | *80CTL0701412B* | 23200 | 17 | 9 | 23600 | 16600 | 70.34% | 1.98 | 0 | 10 |  |  |  | No | R-454B | 1.9333 | Residential & Commercial | Ducted CEE Tier 1
211244866 | Central HP <5.4 tons | AIRQUEST | HRCU-A-CB (Split System: Heat Pump with Remote Outdoor Unit-Air-Source) | DLCURAH24ABK |  |  | EN(A,D,W)4X36L17** | *96VSN0601714A* | 23400 | 16.5 | 8.1 | 25800 | 24000 | 93.02% | 2 | 0 | 10 |  |  |  | No | R-410A | 1.95 | Residential & Commercial | Ducted CEE Tier 1
211245016 | Central HP <5.4 tons | AIRQUEST | HRCU-A-CB (Split System: Heat Pump with Remote Outdoor Unit-Air-Source) | DLCURAH24ABK |  |  | EN(A,D,W)4X36L17** | *96VTN0801716A* | 24200 | 16.5 | 8.1 | 26200 | 23000 | 87.79% | 1.9 | 0 | 10.5 |  |  |  | No | R-410A | 2.0167 | Residential & Commercial | Ducted CEE Tier 1
211245079 | Central HP <5.4 tons | AIRQUEST | HRCU-A-CB (Split System: Heat Pump with Remote Outdoor Unit-Air-Source) | DLCURAH24ABK |  |  | EN(A,D,W)4X36L17** | *96VTN0601412A* | 23600 | 16.5 | 8.1 | 25800 | 23800 | 92.25% | 1.98 | 0 | 10 |  |  |  | No | R-410A | 1.9667 | Residential & Commercial | Ducted CEE Tier 1
210692298 | Central HP <5.4 tons | DAIKIN | HRCU-A-CB (Split System: Heat Pump with Remote Outdoor Unit-Air-Source) | DZ9VCA3610A* |  |  | CA*F3137*6A*+TXV | D*96VC0803BNA* | 33600 | 18.5 | 8.2 | 34000 | 24400 | 71.76% | 1.8 | 0 | 11.5 |  |  |  | No | R-410A | 2.8 | Residential & Commercial | Ducted CEE Tier 1
210692314 | Central HP <5.4 tons | DAIKIN | HRCU-A-CB (Split System: Heat Pump with Remote Outdoor Unit-Air-Source) | DZ9VCA3610A* |  |  | CA*F3743*6D*+TXV | D*96VC1005CNA* | 33600 | 19 | 8.2 | 34000 | 24400 | 71.76% | 1.8 | 0 | 12 |  |  |  | No | R-410A | 2.8 | Residential & Commercial | Ducted CEE Tier 1
212979146 | Central HP <5.4 tons | AIRQUEST | HRCU-A-CB (Split System: Heat Pump with Remote Outdoor Unit-Air-Source) | DLCURAH24ABK |  |  | EA*4X30L17A* | *80MS(N,L)0701716A* | 23600 | 17 | 8.5 | 26400 | 24600 | 93.18% | 2.04 | 0 | 10 |  |  |  | No | R-410A | 1.9667 | Residential & Commercial | Ducted CEE Tier 1
211245089 | Central HP <5.4 tons | AIRQUEST | HRCU-A-CB (Split System: Heat Pump with Remote Outdoor Unit-Air-Source) | DLCURAH24ABK |  |  | EN(A,D,W)4X36L17** | *95ESN0261410A* | 23400 | 16 | 8.1 | 25800 | 24200 | 93.8% | 2 | 0 | 10 |  |  |  | No | R-410A | 1.95 | Residential & Commercial | Ducted CEE Tier 1
211245266 | Central HP <5.4 tons | AIRQUEST | HRCU-A-CB (Split System: Heat Pump with Remote Outdoor Unit-Air-Source) | DLCURAH24ABK |  |  | EN(A,D,W)4X36L17** | OLV098A12* | 23400 | 16.5 | 8.1 | 25800 | 24200 | 93.8% | 2 | 0 | 10 |  |  |  | No | R-410A | 1.95 | Residential & Commercial | Ducted CEE Tier 1
210533065 | Central HP <5.4 tons | BRYANT HEATING AND COOLING SYSTEMS | HRCU-A-CB (Split System: Heat Pump with Remote Outdoor Unit-Air-Source) | 284ANV024*0**B* |  |  | CNPV*3017AL*+UI | 88*TA48090C17*** | 23400 | 21 | 10 | 26600 | 19800 | 74.44% | 2.4 | 0 | 13.5 |  |  |  | No | R-410A | 1.95 | Residential & Commercial | Ducted CEE Tier 1
210533081 | Central HP <5.4 tons | BRYANT HEATING AND COOLING SYSTEMS | HRCU-A-CB (Split System: Heat Pump with Remote Outdoor Unit-Air-Source) | 284ANV024*0**B* |  |  | CNPV*4221AL*+UI | 83*CA48060C17*** | 23400 | 20 | 10 | 26600 | 19800 | 74.44% | 2.44 | 0 | 13 |  |  |  | No | R-410A | 1.95 | Residential & Commercial | Ducted CEE Tier 1
210533113 | Central HP <5.4 tons | BRYANT HEATING AND COOLING SYSTEMS | HRCU-A-CB (Split System: Heat Pump with Remote Outdoor Unit-Air-Source) | 284ANV024*0**B* |  |  | CSPH*4212AL*+UI | 83*CA36040C17*** | 23600 | 19.5 | 9.5 | 26400 | 19700 | 74.62% | 2.52 | 0 | 13 |  |  |  | No | R-410A | 1.9667 | Residential & Commercial | Ducted CEE Tier 1
215939764 | Central HP <5.4 tons | CARRIER | HRCU-A-CB (Split System: Heat Pump with Remote Outdoor Unit-Air-Source) | 27VNA336A*030* |  |  | CAA**4821AM*+UI | 59TN7A080C21**20 | 33400 | 20 | 9.5 | 34600 | 26400 | 76.3% | 2.04 | 0 | 11.5 |  |  |  | No | R-454B | 2.7833 | Residential & Commercial | Ducted CEE Tier 1
215939964 | Central HP <5.4 tons | CARRIER | HRCU-A-CB (Split System: Heat Pump with Remote Outdoor Unit-Air-Source) | 27VNA336A*030* |  |  | CSAH*3612AM*+UI | 59TN7A060C17**16 | 33000 | 18 | 9 | 35600 | 27400 | 76.97% | 1.9 | 0 | 10.5 |  |  |  | No | R-454B | 2.75 | Residential & Commercial | Ducted CEE Tier 1
215940284 | Central HP <5.4 tons | CARRIER | HRCU-A-CB (Split System: Heat Pump with Remote Outdoor Unit-Air-Source) | 27VNA336A*030* |  |  | CVAMA4421XMA*+UI | 59TN7A060C17**16 | 35200 | 21 | 8.5 | 38500 | 29400 | 76.36% | 2 | 0 | 11.7 |  |  |  | No | R-454B | 2.9333 | Residential & Commercial | Ducted CEE Tier 1
215940384 | Central HP <5.4 tons | CARRIER | HRCU-A-CB (Split System: Heat Pump with Remote Outdoor Unit-Air-Source) | 27VNA336A*030* |  |  | CVAMA4921XMA*+UI | 59TN7A100C21**22 | 35600 | 22 | 8.5 | 38000 | 28600 | 75.26% | 2.02 | 0 | 12.5 |  |  |  | No | R-454B | 2.9667 | Residential & Commercial | Ducted CEE Tier 1
215940734 | Central HP <5.4 tons | CARRIER | HRCU-A-CB (Split System: Heat Pump with Remote Outdoor Unit-Air-Source) | 27VNA336A*030* |  |  | CVAVA4824XMA*+UI | 59TN7A080C21**20 | 35000 | 21 | 8.5 | 38500 | 28400 | 73.77% | 2.04 | 0 | 12 |  |  |  | No | R-454B | 2.9167 | Residential & Commercial | Ducted CEE Tier 1
210692293 | Central HP <5.4 tons | DAIKIN | HRCU-A-CB (Split System: Heat Pump with Remote Outdoor Unit-Air-Source) | DZ9VCA3610A* |  |  | CA*F3137*6A*+TXV | D*80SC0604BUA* | 33600 | 18.5 | 8.2 | 34000 | 24400 | 71.76% | 1.8 | 0 | 12 |  |  |  | No | R-410A | 2.8 | Residential & Commercial | Ducted CEE Tier 1
210692309 | Central HP <5.4 tons | DAIKIN | HRCU-A-CB (Split System: Heat Pump with Remote Outdoor Unit-Air-Source) | DZ9VCA3610A* |  |  | CA*F3743*6D*+TXV | D*96SC0603BUA* | 33600 | 18.5 | 8.2 | 34000 | 24400 | 71.76% | 1.8 | 0 | 11.5 |  |  |  | No | R-410A | 2.8 | Residential & Commercial | Ducted CEE Tier 1
211243718 | Central HP <5.4 tons | AIRQUEST | HRCU-A-CB (Split System: Heat Pump with Remote Outdoor Unit-Air-Source) | DLCURAH24ABK |  |  | EN(A,D)4X24L14** | *96VSN0601412A* | 23200 | 16 | 8.5 | 26400 | 24600 | 93.18% | 2.04 | 0 | 10 |  |  |  | No | R-410A | 1.9333 | Residential & Commercial | Ducted CEE Tier 1
211244283 | Central HP <5.4 tons | AIRQUEST | HRCU-A-CB (Split System: Heat Pump with Remote Outdoor Unit-Air-Source) | DLCURAH24ABK |  |  | EN(A,D)4X30L14** | *96VSN0401410A* | 23600 | 15.5 | 8.1 | 26200 | 23600 | 90.08% | 1.92 | 0 | 10 |  |  |  | No | R-410A | 1.9667 | Residential & Commercial | Ducted CEE Tier 1
210692311 | Central HP <5.4 tons | DAIKIN | HRCU-A-CB (Split System: Heat Pump with Remote Outdoor Unit-Air-Source) | DZ9VCA3610A* |  |  | CA*F3743*6D*+TXV | D*96VC0803BNA* | 33600 | 18.5 | 8.2 | 34000 | 24400 | 71.76% | 1.8 | 0 | 11.5 |  |  |  | No | R-410A | 2.8 | Residential & Commercial | Ducted CEE Tier 1
210692334 | Central HP <5.4 tons | DAIKIN | HRCU-A-CB (Split System: Heat Pump with Remote Outdoor Unit-Air-Source) | DZ9VCA3610A* |  |  | CHPF3642C6C*+TXV | D*96SC0805CUA* | 33400 | 18 | 8.2 | 34000 | 24400 | 71.76% | 1.8 | 0 | 11 |  |  |  | No | R-410A | 2.7833 | Residential & Commercial | Ducted CEE Tier 1
215864502 | Central HP <5.4 tons | AMERICAN STANDARD | HRCU-A-CB (Split System: Heat Pump with Remote Outdoor Unit-Air-Source) | 5A6V8X36A1 |  |  | 5PX*BD04AS3 | S9V2B060D3VSB+LRP | 31600 | 18.1 | 8.5 | 33800 | 25800 | 76.33% | 2 | 0 | 10 |  |  |  | No | R-454B | 2.6333 | Residential & Commercial | Ducted CEE Tier 1
210692375 | Central HP <5.4 tons | DAIKIN | HRCU-A-CB (Split System: Heat Pump with Remote Outdoor Unit-Air-Source) | DZ9VCA3610A* |  |  | CSCF3642N6D*+TXV | D*97MC0603BNA* | 33800 | 18.5 | 8.2 | 34000 | 24400 | 71.76% | 1.8 | 0 | 11.5 |  |  |  | No | R-410A | 2.8167 | Residential & Commercial | Ducted CEE Tier 1
210607577 | Central HP <5.4 tons | DAIKIN | HRCU-A-CB (Split System: Heat Pump with Remote Outdoor Unit-Air-Source) | DZ9VCA3610A* |  |  | CA*F3743*6D*+MBVC1600**-1A*+TX |  | 34200 | 19 | 8.2 | 34200 | 24400 | 71.35% | 1.85 | 0 | 12 |  |  |  | No | R-410A | 2.85 | Residential & Commercial | Ducted CEE Tier 1
211243883 | Central HP <5.4 tons | AIRQUEST | HRCU-A-CB (Split System: Heat Pump with Remote Outdoor Unit-Air-Source) | DLCURAH24ABK |  |  | EN(A,D)4X24L17** | *96VSN0601412A* | 23200 | 16 | 8.5 | 26400 | 24600 | 93.18% | 2.04 | 0 | 10 |  |  |  | No | R-410A | 1.9333 | Residential & Commercial | Ducted CEE Tier 1
214572823 | Central HP <5.4 tons | COMFORTMAKER | HRCU-A-CB (Split System: Heat Pump with Remote Outdoor Unit-Air-Source) | CVH837GKA** |  |  | EA*4X48L21A*+WALLCON | *96CTN0802120B* | 32400 | 17.5 | 8.5 | 32400 | 24800 | 76.54% | 2 | 0 | 11.5 |  |  |  | No | R-410A | 2.7 | Residential & Commercial | Ducted CEE Tier 1
214572973 | Central HP <5.4 tons | COMFORTMAKER | HRCU-A-CB (Split System: Heat Pump with Remote Outdoor Unit-Air-Source) | CVH837GKA** |  |  | EA*4X61L21A*+WALLCON | *95CSU1002122B* | 33200 | 18.5 | 8.5 | 31800 | 24800 | 77.99% | 2 | 0 | 11.5 |  |  |  | No | R-410A | 2.7667 | Residential & Commercial | Ducted CEE Tier 1
214573023 | Central HP <5.4 tons | COMFORTMAKER | HRCU-A-CB (Split System: Heat Pump with Remote Outdoor Unit-Air-Source) | CVH837GKA** |  |  | EA*4X61L24A*+WALLCON | *95CSU0802120B* | 33200 | 17.5 | 8.5 | 32000 | 24800 | 77.5% | 2 | 0 | 11.5 |  |  |  | No | R-410A | 2.7667 | Residential & Commercial | Ducted CEE Tier 1
212977664 | Central HP <5.4 tons | DAY & NIGHT | HRCU-A-CB (Split System: Heat Pump with Remote Outdoor Unit-Air-Source) | DLCURAH24ABK |  |  | EN(A,D)4X24L17** | *80MS(N,L)0451412A* | 23200 | 16.5 | 8.5 | 26800 | 25000 | 93.28% | 2.08 | 0 | 10 |  |  |  | No | R-410A | 1.9333 | Residential & Commercial | Ducted CEE Tier 1
213785141 | Central HP <5.4 tons | CARRIER | HRCU-A-CB (Split System: Heat Pump with Remote Outdoor Unit-Air-Source) | 25VNA424A*031* |  |  | CAP**4221AL*+UI | 59MN7C080C17**14 | 23400 | 20 | 10 | 26600 | 19900 | 74.81% | 2.44 | 0 | 12.5 |  |  |  | No | R-410A | 1.95 | Residential & Commercial | Ducted CEE Tier 1
213785155 | Central HP <5.4 tons | CARRIER | HRCU-A-CB (Split System: Heat Pump with Remote Outdoor Unit-Air-Source) | 25VNA424A*031* |  |  | CAP**4224AL*+UI | 58TN*B135C24**22 | 23400 | 20 | 10 | 26600 | 19700 | 74.06% | 2.46 | 0 | 13 |  |  |  | No | R-410A | 1.95 | Residential & Commercial | Ducted CEE Tier 1
213785157 | Central HP <5.4 tons | CARRIER | HRCU-A-CB (Split System: Heat Pump with Remote Outdoor Unit-Air-Source) | 25VNA424A*031* |  |  | CAP**4224AL*+UI | 59MN7C100C21**22 | 23200 | 20 | 10 | 26600 | 19700 | 74.06% | 2.46 | 0 | 13 |  |  |  | No | R-410A | 1.9333 | Residential & Commercial | Ducted CEE Tier 1
213785221 | Central HP <5.4 tons | CARRIER | HRCU-A-CB (Split System: Heat Pump with Remote Outdoor Unit-Air-Source) | 25VNA424A*031* |  |  | CSPH*3612AL*+UI | 58TN*B090C17**16 | 23400 | 19 | 9.5 | 26400 | 19800 | 75% | 2.48 | 0 | 12.5 |  |  |  | No | R-410A | 1.95 | Residential & Commercial | Ducted CEE Tier 1
213785241 | Central HP <5.4 tons | CARRIER | HRCU-A-CB (Split System: Heat Pump with Remote Outdoor Unit-Air-Source) | 25VNA424A*031* |  |  | CSPH*3612AL*+UI | 59TN6C100C21**22 | 23800 | 19 | 10 | 26600 | 19700 | 74.06% | 2.5 | 0 | 13 |  |  |  | No | R-410A | 1.9833 | Residential & Commercial | Ducted CEE Tier 1
216374537 | Central HP <5.4 tons | YORK | HRCU-A-CB (Split System: Heat Pump with Remote Outdoor Unit-Air-Source) | HH860E2S11 |  |  | CTU60D5XHS1+TXV | Y92E120D20SMPS1 | 54000 | 19 | 9 | 55000 | 40000 | 72.73% | 2 | 0 | 11 |  |  |  | No | R-454B | 4.5 | Residential & Commercial | Ducted CEE Tier 1
214421500 | Central HP <5.4 tons | YORK | HRCU-A-CB (Split System: Heat Pump with Remote Outdoor Unit-Air-Source) | HH860E2S11 |  |  | CTM60C5CGS1+JMET16CS2N1 |  | 45500 | 19 | 9.5 | 45500 | 34000 | 74.73% | 2 | 0 | 11.7 |  |  |  | No | R-454B | 3.7917 | Residential & Commercial | Ducted CEE Tier 1
211229339 | Central HP <5.4 tons | TEMPSTAR | HRCU-A-CB (Split System: Heat Pump with Remote Outdoor Unit-Air-Source) | DLCURAH36ABK |  |  | EA*4X48L24A* | *80ES(N,L)1552420A* | 37000 | 16 | 8.5 | 38500 | 34800 | 90.39% | 2.12 | 0 | 10 |  |  |  | No | R-410A | 3.0833 | Residential & Commercial | Ducted CEE Tier 1
215941144 | Central HP <5.4 tons | CARRIER | HRCU-A-CB (Split System: Heat Pump with Remote Outdoor Unit-Air-Source) | 27VNA348A*030* |  |  | CSAH*4812AM*+UI | 58CU*B040C17**12 | 44000 | 20 | 9 | 48500 | 36600 | 75.46% | 1.82 | 0 | 11 |  |  |  | No | R-454B | 3.6667 | Residential & Commercial | Ducted CEE Tier 1
215941244 | Central HP <5.4 tons | CARRIER | HRCU-A-CB (Split System: Heat Pump with Remote Outdoor Unit-Air-Source) | 27VNA348A*030* |  |  | CSAH*6012AM*+UI | 59TN7A100C21**22 | 45000 | 20.5 | 9 | 48500 | 36600 | 75.46% | 1.82 | 0 | 11 |  |  |  | No | R-454B | 3.75 | Residential & Commercial | Ducted CEE Tier 1
212970402 | Central HP <5.4 tons | HEIL | HRCU-A-CB (Split System: Heat Pump with Remote Outdoor Unit-Air-Source) | DLCURAH36ABK |  |  | EA*4X37L21A* | *80VSL0701716B* | 36400 | 16 | 8.5 | 38500 | 35000 | 90.91% | 2.06 | 0 | 10 |  |  |  | No | R-410A | 3.0333 | Residential & Commercial | Ducted CEE Tier 1
215935899 | Central HP <5.4 tons | COMFORTMAKER | HRCU-A-CB (Split System: Heat Pump with Remote Outdoor Unit-Air-Source) | C5H3V36*K*AAA* |  |  | EVD5X38M17A*+WALLCON | *96CTN0601714B* | 35200 | 21 | 8.5 | 38000 | 28000 | 73.68% | 2 | 0 | 11.7 |  |  |  | No | R-454B | 2.9333 | Residential & Commercial | Ducted CEE Tier 1
215936049 | Central HP <5.4 tons | COMFORTMAKER | HRCU-A-CB (Split System: Heat Pump with Remote Outdoor Unit-Air-Source) | C5H3V36*K*AAA* |  |  | EVD5X42M21A*+WALLCON | *95CSU0802120B* | 34400 | 20.5 | 8.5 | 38500 | 28200 | 73.25% | 2.04 | 0 | 11.7 |  |  |  | No | R-454B | 2.8667 | Residential & Commercial | Ducted CEE Tier 1
214572991 | Central HP <5.4 tons | AIRQUEST | HRCU-A-CB (Split System: Heat Pump with Remote Outdoor Unit-Air-Source) | HVH837GKA** |  |  | EA*4X61L21A*+WALLCON | *97CMN0802120B* | 33200 | 17.5 | 8.5 | 32000 | 24800 | 77.5% | 2 | 0 | 11.5 |  |  |  | No | R-410A | 2.7667 | Residential & Commercial | Ducted CEE Tier 1
214573291 | Central HP <5.4 tons | AIRQUEST | HRCU-A-CB (Split System: Heat Pump with Remote Outdoor Unit-Air-Source) | HVH837GKA** |  |  | EHD4X60AAL+WALLCON | *97CMN0802120B* | 33000 | 17 | 8.5 | 32200 | 24800 | 77.02% | 2 | 0 | 11.5 |  |  |  | No | R-410A | 2.75 | Residential & Commercial | Ducted CEE Tier 1
212984755 | Central HP <5.4 tons | TEMPSTAR | HRCU-A-CB (Split System: Heat Pump with Remote Outdoor Unit-Air-Source) | DLCURAH18ABK |  |  | EN(A,D)4X24L17** | *92MSN0801716A* | 17700 | 16.5 | 8.5 | 18700 | 19100 | 102.1% | 2.3 | 0 | 11 |  |  |  | No | R-410A | 1.475 | Residential & Commercial | Ducted CEE Tier 1
211260212 | Central HP <5.4 tons | TEMPSTAR | HRCU-A-CB (Split System: Heat Pump with Remote Outdoor Unit-Air-Source) | DLCURAH18ABK |  |  | EA*4X24L14A* | *92ESN0601412A* | 18100 | 16 | 9 | 18900 | 18900 | 100% | 2.28 | 0 | 10.5 |  |  |  | No | R-410A | 1.5083 | Residential & Commercial | Ducted CEE Tier 1
211260948 | Central HP <5.4 tons | TEMPSTAR | HRCU-A-CB (Split System: Heat Pump with Remote Outdoor Unit-Air-Source) | DLCURAH18ABK |  |  | EA*4X25L17A* | *96VTN0601412A* | 18500 | 16 | 8.5 | 18300 | 17400 | 95.08% | 2.12 | 0 | 11 |  |  |  | No | R-410A | 1.5417 | Residential & Commercial | Ducted CEE Tier 1
211261382 | Central HP <5.4 tons | TEMPSTAR | HRCU-A-CB (Split System: Heat Pump with Remote Outdoor Unit-Air-Source) | DLCURAH18ABK |  |  | EA*4X30L14A* | *96VTN0401410A* | 17500 | 16 | 8.5 | 18100 | 18600 | 102.8% | 2.24 | 0 | 10.5 |  |  |  | No | R-410A | 1.4583 | Residential & Commercial | Ducted CEE Tier 1
214572861 | Central HP <5.4 tons | AIRQUEST | HRCU-A-CB (Split System: Heat Pump with Remote Outdoor Unit-Air-Source) | HVH837GKA** |  |  | EA*4X48L24A*+WALLCON | *97CMN0602120B* | 32200 | 17 | 8.5 | 32600 | 25200 | 77.3% | 1.96 | 0 | 11 |  |  |  | No | R-410A | 2.6833 | Residential & Commercial | Ducted CEE Tier 1
211241990 | Central HP <5.4 tons | AIRQUEST | HRCU-A-CB (Split System: Heat Pump with Remote Outdoor Unit-Air-Source) | DLCURAH24ABK |  |  | EA*4X36L17A* | *80VTL0701716A* | 24200 | 17 | 8.5 | 26000 | 22600 | 86.92% | 1.88 | 0 | 10 |  |  |  | No | R-410A | 2.0167 | Residential & Commercial | Ducted CEE Tier 1
211242033 | Central HP <5.4 tons | AIRQUEST | HRCU-A-CB (Split System: Heat Pump with Remote Outdoor Unit-Air-Source) | DLCURAH24ABK |  |  | EA*4X36L17A* | *96VTN0401410A* | 23400 | 16 | 8.5 | 25600 | 23800 | 92.97% | 1.96 | 0 | 10 |  |  |  | No | R-410A | 1.95 | Residential & Commercial | Ducted CEE Tier 1
211242133 | Central HP <5.4 tons | AIRQUEST | HRCU-A-CB (Split System: Heat Pump with Remote Outdoor Unit-Air-Source) | DLCURAH24ABK |  |  | EA*4X36L17A* | *92ESN0601714A* | 24400 | 17 | 8.5 | 26200 | 22400 | 85.5% | 1.86 | 0 | 10 |  |  |  | No | R-410A | 2.0333 | Residential & Commercial | Ducted CEE Tier 1
211242540 | Central HP <5.4 tons | AIRQUEST | HRCU-A-CB (Split System: Heat Pump with Remote Outdoor Unit-Air-Source) | DLCURAH24ABK |  |  | EA*4X36L21A* | *80VTL1102122A* | 24000 | 17 | 8.5 | 25800 | 23000 | 89.15% | 1.9 | 0 | 10 |  |  |  | No | R-410A | 2 | Residential & Commercial | Ducted CEE Tier 1
211242610 | Central HP <5.4 tons | AIRQUEST | HRCU-A-CB (Split System: Heat Pump with Remote Outdoor Unit-Air-Source) | DLCURAH24ABK |  |  | EA*4X36L21A* | *80ES(N,L)1102120A* | 25200 | 16.5 | 8.5 | 26800 | 21800 | 81.34% | 1.8 | 0 | 10 |  |  |  | No | R-410A | 2.1 | Residential & Commercial | Ducted CEE Tier 1
211242633 | Central HP <5.4 tons | AIRQUEST | HRCU-A-CB (Split System: Heat Pump with Remote Outdoor Unit-Air-Source) | DLCURAH24ABK |  |  | EA*4X36L21A* | *92ESN0801716A* | 24400 | 17 | 8.5 | 26200 | 22400 | 85.5% | 1.86 | 0 | 10 |  |  |  | No | R-410A | 2.0333 | Residential & Commercial | Ducted CEE Tier 1
211242710 | Central HP <5.4 tons | AIRQUEST | HRCU-A-CB (Split System: Heat Pump with Remote Outdoor Unit-Air-Source) | DLCURAH24ABK |  |  | EA*4X36L21A* | *80ESU0601716A | 25000 | 17 | 8.5 | 26600 | 21800 | 81.95% | 1.82 | 0 | 10.5 |  |  |  | No | R-410A | 2.0833 | Residential & Commercial | Ducted CEE Tier 1
211245268 | Central HP <5.4 tons | COMFORTMAKER | HRCU-A-CB (Split System: Heat Pump with Remote Outdoor Unit-Air-Source) | DLCURAH24ABK |  |  | EN(A,D,W)4X36L17** | OLV098A12* | 23400 | 16.5 | 8.1 | 25800 | 24200 | 93.8% | 2 | 0 | 10 |  |  |  | No | R-410A | 1.95 | Residential & Commercial | Ducted CEE Tier 1
211241708 | Central HP <5.4 tons | AIRQUEST | HRCU-A-CB (Split System: Heat Pump with Remote Outdoor Unit-Air-Source) | DLCURAH24ABK |  |  | EA*4X30L17A* | *92ESN0801716A* | 24200 | 17 | 8.5 | 26400 | 22800 | 86.36% | 1.9 | 0 | 10 |  |  |  | No | R-410A | 2.0167 | Residential & Commercial | Ducted CEE Tier 1
211244821 | Central HP <5.4 tons | AIRQUEST | HRCU-A-CB (Split System: Heat Pump with Remote Outdoor Unit-Air-Source) | DLCURAH24ABK |  |  | EN(A,D)4X30L17** | OMV098J12* | 23600 | 16.5 | 8.1 | 26000 | 23600 | 90.77% | 1.96 | 0 | 10 |  |  |  | No | R-410A | 1.9667 | Residential & Commercial | Ducted CEE Tier 1
211244970 | Central HP <5.4 tons | AIRQUEST | HRCU-A-CB (Split System: Heat Pump with Remote Outdoor Unit-Air-Source) | DLCURAH24ABK |  |  | EN(A,D,W)4X36L17** | *95ESU0601716A* | 24200 | 16.5 | 8.1 | 26200 | 22800 | 87.02% | 1.9 | 0 | 10.5 |  |  |  | No | R-410A | 2.0167 | Residential & Commercial | Ducted CEE Tier 1
211244653 | Central HP <5.4 tons | AIRQUEST | HRCU-A-CB (Split System: Heat Pump with Remote Outdoor Unit-Air-Source) | DLCURAH24ABK |  |  | EN(A,D)4X30L17** | *95ESN0261410A* | 23400 | 16 | 8.1 | 25800 | 24200 | 93.8% | 2 | 0 | 10 |  |  |  | No | R-410A | 1.95 | Residential & Commercial | Ducted CEE Tier 1
211244686 | Central HP <5.4 tons | AIRQUEST | HRCU-A-CB (Split System: Heat Pump with Remote Outdoor Unit-Air-Source) | DLCURAH24ABK |  |  | EN(A,D)4X30L17** | *80ES(N,L)0451712A* | 24000 | 16.5 | 8.1 | 26200 | 23000 | 87.79% | 1.9 | 0 | 10.5 |  |  |  | No | R-410A | 2 | Residential & Commercial | Ducted CEE Tier 1
215667740 | Central HP <5.4 tons | HEIL | HRCU-A-CB (Split System: Heat Pump with Remote Outdoor Unit-Air-Source) | H5H0V24*K*AAA* |  |  | EA*5X37M17A*+WALLCON | *80CTL0451712B* | 23600 | 17 | 9 | 23600 | 16600 | 70.34% | 1.98 | 0 | 10 |  |  |  | No | R-454B | 1.9667 | Residential & Commercial | Ducted CEE Tier 1
215434138 | Central HP <5.4 tons | DAIKIN | HRCU-A-CB (Split System: Heat Pump with Remote Outdoor Unit-Air-Source) | DH7VSA3610A* |  |  | CA*EA4830*3A* | D*96TC0804CNA* | 34800 | 18.5 | 8.5 | 35000 | 28400 | 81.14% | 2 | 0 | 10.5 |  |  |  | No | R-32 | 2.9 | Residential & Commercial | Ducted CEE Tier 1
215434145 | Central HP <5.4 tons | DAIKIN | HRCU-A-CB (Split System: Heat Pump with Remote Outdoor Unit-Air-Source) | DH7VSA3610A* |  |  | CA*EA4830*3A* | D*97MC1205DNA* | 34800 | 18.5 | 8.5 | 35000 | 28400 | 81.14% | 2 | 0 | 10.5 |  |  |  | No | R-32 | 2.9 | Residential & Commercial | Ducted CEE Tier 1
213249256 | Central HP <5.4 tons | TEMPSTAR | HRCU-A-CB (Split System: Heat Pump with Remote Outdoor Unit-Air-Source) | DLCURAH18ABK |  |  | FEVA0024**+NAVA43601CK |  | 18100 | 16.5 | 8.5 | 18300 | 17900 | 97.81% | 2.16 | 0 | 11 |  |  |  | No | R-410A | 1.5083 | Residential & Commercial | Ducted CEE Tier 1
212974620 | Central HP <5.4 tons | HEIL | HRCU-A-CB (Split System: Heat Pump with Remote Outdoor Unit-Air-Source) | DLCURAH18ABK |  |  | EA*4X19L17A* | *96VTN0401410B* | 17600 | 16 | 8.1 | 17700 | 17900 | 101.1% | 2.16 | 0 | 10.5 |  |  |  | No | R-410A | 1.4667 | Residential & Commercial | Ducted CEE Tier 1
214572951 | Central HP <5.4 tons | AIRQUEST | HRCU-A-CB (Split System: Heat Pump with Remote Outdoor Unit-Air-Source) | HVH837GKA** |  |  | EA*4X61L21A*+WALLCON | *80CTL0702120B* | 33200 | 17.5 | 8.5 | 32000 | 25000 | 78.12% | 2 | 0 | 11.5 |  |  |  | No | R-410A | 2.7667 | Residential & Commercial | Ducted CEE Tier 1
214573421 | Central HP <5.4 tons | AIRQUEST | HRCU-A-CB (Split System: Heat Pump with Remote Outdoor Unit-Air-Source) | HVH837GKA** |  |  | EN(A,D,W)4X42L21**+WALLCON | *96CTN0802120B* | 31800 | 17 | 8.1 | 33000 | 24400 | 73.94% | 1.9 | 0 | 11.5 |  |  |  | No | R-410A | 2.65 | Residential & Commercial | Ducted CEE Tier 1
211259714 | Central HP <5.4 tons | TEMPSTAR | HRCU-A-CB (Split System: Heat Pump with Remote Outdoor Unit-Air-Source) | DLCURAH18ABK |  |  | EA*4X19L17A* | *80VSL0451716A* | 18100 | 16 | 8.5 | 18100 | 17700 | 97.79% | 2.14 | 0 | 10.5 |  |  |  | No | R-410A | 1.5083 | Residential & Commercial | Ducted CEE Tier 1
211259741 | Central HP <5.4 tons | TEMPSTAR | HRCU-A-CB (Split System: Heat Pump with Remote Outdoor Unit-Air-Source) | DLCURAH18ABK |  |  | EA*4X19L17A* | *80ESU0401712A* | 19000 | 17 | 8.5 | 18900 | 17400 | 92.06% | 2.14 | 0 | 11 |  |  |  | No | R-410A | 1.5833 | Residential & Commercial | Ducted CEE Tier 1
211260007 | Central HP <5.4 tons | TEMPSTAR | HRCU-A-CB (Split System: Heat Pump with Remote Outdoor Unit-Air-Source) | DLCURAH18ABK |  |  | EA*4X19L17A* | *80ES(N,L)0701412A* | 18100 | 16.5 | 8.5 | 18000 | 17700 | 98.33% | 2.14 | 0 | 11 |  |  |  | No | R-410A | 1.5083 | Residential & Commercial | Ducted CEE Tier 1
212978107 | Central HP <5.4 tons | COMFORTMAKER | HRCU-A-CB (Split System: Heat Pump with Remote Outdoor Unit-Air-Source) | DLCURAH24ABK |  |  | EA*4X25L17A* | *80MS(N,L)0701412A* | 24200 | 17.5 | 8.5 | 25200 | 21800 | 86.51% | 1.82 | 0 | 10.5 |  |  |  | No | R-410A | 2.0167 | Residential & Commercial | Ducted CEE Tier 1
211242944 | Central HP <5.4 tons | AIRQUEST | HRCU-A-CB (Split System: Heat Pump with Remote Outdoor Unit-Air-Source) | DLCURAH24ABK |  |  | EA*4X37L17A* | *95ESN0401410A* | 24800 | 15.2 | 8.5 | 26200 | 21200 | 80.92% | 1.76 | 0 | 10 |  |  |  | No | R-410A | 2.0667 | Residential & Commercial | Ducted CEE Tier 1
212971212 | Central HP <5.4 tons | DAY & NIGHT | HRCU-A-CB (Split System: Heat Pump with Remote Outdoor Unit-Air-Source) | DLCURAH24ABK |  |  | EN(A,D)4X24L17** | *80VTL0451412B* | 23400 | 17 | 8.5 | 27000 | 25000 | 92.59% | 2.08 | 0 | 10 |  |  |  | No | R-410A | 1.95 | Residential & Commercial | Ducted CEE Tier 1
212971682 | Central HP <5.4 tons | DAY & NIGHT | HRCU-A-CB (Split System: Heat Pump with Remote Outdoor Unit-Air-Source) | DLCURAH24ABK |  |  | EA*4X37L17A* | *80VTL0701716B* | 24000 | 17 | 8.5 | 25200 | 22000 | 87.3% | 1.84 | 0 | 10 |  |  |  | No | R-410A | 2 | Residential & Commercial | Ducted CEE Tier 1
212972148 | Central HP <5.4 tons | DAY & NIGHT | HRCU-A-CB (Split System: Heat Pump with Remote Outdoor Unit-Air-Source) | DLCURAH24ABK |  |  | EN(A,D)4X36L21** | *80VTL0902120B* | 23400 | 17 | 8.5 | 26200 | 24600 | 93.89% | 2.06 | 0 | 10 |  |  |  | No | R-410A | 1.95 | Residential & Commercial | Ducted CEE Tier 1
212972927 | Central HP <5.4 tons | DAY & NIGHT | HRCU-A-CB (Split System: Heat Pump with Remote Outdoor Unit-Air-Source) | DLCURAH24ABK |  |  | EA*4X30L14A* | *96VSN0401410B* | 23400 | 16 | 8.5 | 26400 | 24800 | 93.94% | 2.06 | 0 | 10 |  |  |  | No | R-410A | 1.95 | Residential & Commercial | Ducted CEE Tier 1
212609414 | Central HP <5.4 tons | RUSSELL | HRCU-A-CB (Split System: Heat Pump with Remote Outdoor Unit-Air-Source) | SP18AZ60AJVC |  |  | TCFZ6021SEAAM | S802V0755A21UHN | 52500 | 18 | 8.1 | 52500 | 50500 | 96.19% | 1.9 | 0 | 10 |  |  |  | No | R-410A | 4.375 | Residential & Commercial | Ducted CEE Tier 1
211260414 | Central HP <5.4 tons | TEMPSTAR | HRCU-A-CB (Split System: Heat Pump with Remote Outdoor Unit-Air-Source) | DLCURAH18ABK |  |  | EA*4X24L17A* | *96VTN0401712A* | 17700 | 15.5 | 8.5 | 18700 | 19100 | 102.1% | 2.28 | 0 | 10.5 |  |  |  | No | R-410A | 1.475 | Residential & Commercial | Ducted CEE Tier 1
211260648 | Central HP <5.4 tons | TEMPSTAR | HRCU-A-CB (Split System: Heat Pump with Remote Outdoor Unit-Air-Source) | DLCURAH18ABK |  |  | EA*4X24L17A* | *80ESU0601716A | 18500 | 16 | 9 | 19400 | 18600 | 95.88% | 2.26 | 0 | 10.5 |  |  |  | No | R-410A | 1.5417 | Residential & Commercial | Ducted CEE Tier 1
211260986 | Central HP <5.4 tons | TEMPSTAR | HRCU-A-CB (Split System: Heat Pump with Remote Outdoor Unit-Air-Source) | DLCURAH18ABK |  |  | EA*4X25L17A* | *80ES(N,L)0451412A* | 18600 | 16.5 | 8.5 | 18400 | 17400 | 94.57% | 2.12 | 0 | 11 |  |  |  | No | R-410A | 1.55 | Residential & Commercial | Ducted CEE Tier 1
211261043 | Central HP <5.4 tons | TEMPSTAR | HRCU-A-CB (Split System: Heat Pump with Remote Outdoor Unit-Air-Source) | DLCURAH18ABK |  |  | EA*4X25L17A* | *92ESN0601714A* | 18300 | 16.5 | 8.5 | 18000 | 17500 | 97.22% | 2.12 | 0 | 11 |  |  |  | No | R-410A | 1.525 | Residential & Commercial | Ducted CEE Tier 1
211261275 | Central HP <5.4 tons | TEMPSTAR | HRCU-A-CB (Split System: Heat Pump with Remote Outdoor Unit-Air-Source) | DLCURAH18ABK |  |  | EA*4X30L14A* | *96VSN0401410A* | 17500 | 16 | 8.5 | 18100 | 18600 | 102.8% | 2.24 | 0 | 10.5 |  |  |  | No | R-410A | 1.4583 | Residential & Commercial | Ducted CEE Tier 1
211261511 | Central HP <5.4 tons | TEMPSTAR | HRCU-A-CB (Split System: Heat Pump with Remote Outdoor Unit-Air-Source) | DLCURAH18ABK |  |  | EA*4X30L14A* | *80ES(N,L)0701412A* | 17700 | 16.5 | 8.5 | 18200 | 18500 | 101.6% | 2.22 | 0 | 10.5 |  |  |  | No | R-410A | 1.475 | Residential & Commercial | Ducted CEE Tier 1
211261802 | Central HP <5.4 tons | TEMPSTAR | HRCU-A-CB (Split System: Heat Pump with Remote Outdoor Unit-Air-Source) | DLCURAH18ABK |  |  | EA*4X30L17A* | *96VTN0401712A* | 17900 | 15.5 | 8.5 | 18500 | 18500 | 100% | 2.22 | 0 | 10.5 |  |  |  | No | R-410A | 1.4917 | Residential & Commercial | Ducted CEE Tier 1
212984038 | Central HP <5.4 tons | BRYANT HEATING AND COOLING SYSTEMS | HRCU-A-CB (Split System: Heat Pump with Remote Outdoor Unit-Air-Source) | 38MURAQ24AB3* |  |  | CAP**2517AL* | 912SE42060M17*** | 24200 | 17 | 8.5 | 25200 | 21800 | 86.51% | 1.82 | 0 | 10 |  |  |  | No | R-410A | 2.0167 | Residential & Commercial | Ducted CEE Tier 1
212973527 | Central HP <5.4 tons | DAY & NIGHT | HRCU-A-CB (Split System: Heat Pump with Remote Outdoor Unit-Air-Source) | DLCURAH24ABK |  |  | EA*4X24L14A* | *96VSN0601412B* | 23200 | 16.5 | 8.5 | 26800 | 27000 | 100.7% | 2.3 | 0 | 10 |  |  |  | No | R-410A | 1.9333 | Residential & Commercial | Ducted CEE Tier 1
212971200 | Central HP <5.4 tons | DAY & NIGHT | HRCU-A-CB (Split System: Heat Pump with Remote Outdoor Unit-Air-Source) | DLCURAH24ABK |  |  | EN(A,D)4X24L14** | *80VTL0451412B* | 23400 | 17 | 8.5 | 27000 | 25000 | 92.59% | 2.08 | 0 | 10 |  |  |  | No | R-410A | 1.95 | Residential & Commercial | Ducted CEE Tier 1
212972137 | Central HP <5.4 tons | DAY & NIGHT | HRCU-A-CB (Split System: Heat Pump with Remote Outdoor Unit-Air-Source) | DLCURAH24ABK |  |  | EA*4X37L21A* | *80VTL0902120B* | 24800 | 17 | 8.5 | 25600 | 21400 | 83.59% | 1.8 | 0 | 10.5 |  |  |  | No | R-410A | 2.0667 | Residential & Commercial | Ducted CEE Tier 1
210692339 | Central HP <5.4 tons | DAIKIN | HRCU-A-CB (Split System: Heat Pump with Remote Outdoor Unit-Air-Source) | DZ9VCA3610A* |  |  | CHPF3642C6C*+TXV | D*97MC1005CNA* | 33400 | 18 | 8.2 | 34000 | 24400 | 71.76% | 1.8 | 0 | 11 |  |  |  | No | R-410A | 2.7833 | Residential & Commercial | Ducted CEE Tier 1
210692354 | Central HP <5.4 tons | DAIKIN | HRCU-A-CB (Split System: Heat Pump with Remote Outdoor Unit-Air-Source) | DZ9VCA3610A* |  |  | CHPF3743C6B*+TXV | D*96VC1005CNA* | 33400 | 18 | 8.2 | 34000 | 24400 | 71.76% | 1.8 | 0 | 11 |  |  |  | No | R-410A | 2.7833 | Residential & Commercial | Ducted CEE Tier 1
212979136 | Central HP <5.4 tons | COMFORTMAKER | HRCU-A-CB (Split System: Heat Pump with Remote Outdoor Unit-Air-Source) | DLCURAH24ABK |  |  | EA*4X25L17A* | *80MS(N,L)0701716A* | 24200 | 17.5 | 8.5 | 25200 | 21800 | 86.51% | 1.82 | 0 | 10 |  |  |  | No | R-410A | 2.0167 | Residential & Commercial | Ducted CEE Tier 1
211243805 | Central HP <5.4 tons | AIRQUEST | HRCU-A-CB (Split System: Heat Pump with Remote Outdoor Unit-Air-Source) | DLCURAH24ABK |  |  | EN(A,D)4X24L14** | *92ESN0601412A* | 24200 | 15.5 | 8.5 | 27200 | 22600 | 83.09% | 1.86 | 0 | 10 |  |  |  | No | R-410A | 2.0167 | Residential & Commercial | Ducted CEE Tier 1
211244048 | Central HP <5.4 tons | AIRQUEST | HRCU-A-CB (Split System: Heat Pump with Remote Outdoor Unit-Air-Source) | DLCURAH24ABK |  |  | EN(A,D)4X24L17** | *95ESN0601412A* | 24000 | 15.2 | 8.5 | 27200 | 23000 | 84.56% | 1.88 | 0 | 10 |  |  |  | No | R-410A | 2 | Residential & Commercial | Ducted CEE Tier 1
212977826 | Central HP <5.4 tons | CARRIER | HRCU-A-CB (Split System: Heat Pump with Remote Outdoor Unit-Air-Source) | 38MURAQ18AB3* |  |  | CNPV*3017AL* | 58S(B,C)*B045M14**12 | 17700 | 16.5 | 8.1 | 18100 | 18600 | 102.8% | 2.24 | 0 | 11 |  |  |  | No | R-410A | 1.475 | Residential & Commercial | Ducted CEE Tier 1
212978296 | Central HP <5.4 tons | CARRIER | HRCU-A-CB (Split System: Heat Pump with Remote Outdoor Unit-Air-Source) | 38MURAQ18AB3* |  |  | CNPV*1814AL* | 58S(B,C)*B070M14**12 | 17400 | 16 | 8.5 | 18500 | 19700 | 106.5% | 2.38 | 0 | 10.5 |  |  |  | No | R-410A | 1.45 | Residential & Commercial | Ducted CEE Tier 1
215935483 | Central HP <5.4 tons | TEMPSTAR | HRCU-A-CB (Split System: Heat Pump with Remote Outdoor Unit-Air-Source) | T5H3V36*K*AAA* |  |  | EVM5X61M24A*+WALLCON | *80CTL1352422B* | 36000 | 22.5 | 8.5 | 37600 | 28200 | 75% | 2.04 | 0 | 12.5 |  |  |  | No | R-454B | 3 | Residential & Commercial | Ducted CEE Tier 1
215936303 | Central HP <5.4 tons | TEMPSTAR | HRCU-A-CB (Split System: Heat Pump with Remote Outdoor Unit-Air-Source) | T5H3V36*K*AAA* |  |  | EVD5X48M24A*+WALLCON | *80CSU1002120A* | 35000 | 21.5 | 8.5 | 38500 | 28400 | 73.77% | 2.04 | 0 | 12 |  |  |  | No | R-454B | 2.9167 | Residential & Commercial | Ducted CEE Tier 1
212984206 | Central HP <5.4 tons | BRYANT HEATING AND COOLING SYSTEMS | HRCU-A-CB (Split System: Heat Pump with Remote Outdoor Unit-Air-Source) | 38MURAQ18AB3* |  |  | CNPV*2417AL* | 912SE42060M17*** | 17500 | 16 | 8.5 | 18500 | 19200 | 103.8% | 2.3 | 0 | 10.5 |  |  |  | No | R-410A | 1.4583 | Residential & Commercial | Ducted CEE Tier 1
215942380 | Central HP <5.4 tons | CARRIER | HRCU-A-CB (Split System: Heat Pump with Remote Outdoor Unit-Air-Source) | 27VNA336A*030* |  |  | CVAMA4921XMA*+UI | 59MN7C060C17**14 | 35200 | 21 | 8.5 | 37400 | 28000 | 74.87% | 2.06 | 0 | 11.7 |  |  |  | No | R-454B | 2.9333 | Residential & Commercial | Ducted CEE Tier 1
215942530 | Central HP <5.4 tons | CARRIER | HRCU-A-CB (Split System: Heat Pump with Remote Outdoor Unit-Air-Source) | 27VNA336A*030* |  |  | CVAVA6121XMA*+UI | 59MN7C100C21**22 | 36000 | 22 | 8.5 | 37400 | 28200 | 75.4% | 2.04 | 0 | 12.5 |  |  |  | No | R-454B | 3 | Residential & Commercial | Ducted CEE Tier 1
215434147 | Central HP <5.4 tons | DAIKIN | HRCU-A-CB (Split System: Heat Pump with Remote Outdoor Unit-Air-Source) | DH7VSA3610A* |  |  | CA*EA4830*3A* | D*97MC0804CNA* | 34800 | 18.5 | 8.5 | 35000 | 28400 | 81.14% | 2 | 0 | 10.5 |  |  |  | No | R-32 | 2.9 | Residential & Commercial | Ducted CEE Tier 1
215434136 | Central HP <5.4 tons | DAIKIN | HRCU-A-CB (Split System: Heat Pump with Remote Outdoor Unit-Air-Source) | DH7VSA3610A* |  |  | CA*EA4830*3A* | D*96TC1005DNA* | 34800 | 18.5 | 8.5 | 35000 | 28400 | 81.14% | 2 | 0 | 10.5 |  |  |  | No | R-32 | 2.9 | Residential & Commercial | Ducted CEE Tier 1
215433913 | Central HP <5.4 tons | DAIKIN | HRCU-A-CB (Split System: Heat Pump with Remote Outdoor Unit-Air-Source) | DH7VSA3610A* |  |  | CA*EA6030*3A*+MBVK20DP1X00A* |  | 35000 | 19 | 8.5 | 35000 | 28400 | 81.14% | 2 | 0 | 10.5 |  |  |  | No | R-32 | 2.9167 | Residential & Commercial | Ducted CEE Tier 1
212984710 | Central HP <5.4 tons | BRYANT HEATING AND COOLING SYSTEMS | HRCU-A-CB (Split System: Heat Pump with Remote Outdoor Unit-Air-Source) | 38MURAQ18AB3* |  |  | CAP**2417AL* | 912SE48080M17*** | 17700 | 16.5 | 8.5 | 18700 | 19300 | 103.2% | 2.32 | 0 | 10.5 |  |  |  | No | R-410A | 1.475 | Residential & Commercial | Ducted CEE Tier 1
212986380 | Central HP <5.4 tons | BRYANT HEATING AND COOLING SYSTEMS | HRCU-A-CB (Split System: Heat Pump with Remote Outdoor Unit-Air-Source) | 38MURAQ18AB3* |  |  | CNPV*3017AL* | 916SA30040M14*** | 17600 | 16 | 8.1 | 18200 | 18700 | 102.7% | 2.24 | 0 | 11 |  |  |  | No | R-410A | 1.4667 | Residential & Commercial | Ducted CEE Tier 1
214396213 | Central HP <5.4 tons | YORK | HRCU-A-CB (Split System: Heat Pump with Remote Outdoor Unit-Air-Source) | HH836E2S11 |  |  | CTF36B5CDS1 | TM8V080B12MP12 | 33000 | 17 | 8.5 | 31000 | 25200 | 81.29% | 2 | 0 | 11 |  |  |  | No | R-454B | 2.75 | Residential & Commercial | Ducted CEE Tier 1
214606574 | Central HP <5.4 tons | YORK | HRCU-A-C (Split System: Heat Pump with Remote Outdoor Unit with No Indoor Fan --Air Source) | HH836E2S11 |  |  | CTF36C5CDS1 |  | 33600 | 15.2 | 8.5 | 32200 | 23400 | 72.67% | 2 | 0 | 10 |  |  |  | No | R-454B | 2.8 | Residential & Commercial | Ducted CEE Tier 1
214779583 | Central HP <5.4 tons | YORK | HRCU-A-CB (Split System: Heat Pump with Remote Outdoor Unit-Air-Source) | HMH72B341 |  |  | XAHB36DBCN1 | Y91E080B12SMPS1 | 33000 | 17 | 8.5 | 32000 | 22400 | 70% | 1.8 | 0 | 10 |  |  |  | No | R-410A | 2.75 | Residential & Commercial | Ducted CEE Tier 1
212975022 | Central HP <5.4 tons | DAY & NIGHT | HRCU-A-CB (Split System: Heat Pump with Remote Outdoor Unit-Air-Source) | DLCURAH24ABK |  |  | EN(A,D)4X24L17** | *96VTN0401410B* | 23200 | 15.5 | 8.5 | 27000 | 25000 | 92.59% | 2.06 | 0 | 10 |  |  |  | No | R-410A | 1.9333 | Residential & Commercial | Ducted CEE Tier 1
210692356 | Central HP <5.4 tons | DAIKIN | HRCU-A-CB (Split System: Heat Pump with Remote Outdoor Unit-Air-Source) | DZ9VCA3610A* |  |  | CHPF3743C6B*+TXV | D*97MC0803BNA* | 33400 | 18 | 8.2 | 34000 | 24400 | 71.76% | 1.8 | 0 | 11 |  |  |  | No | R-410A | 2.7833 | Residential & Commercial | Ducted CEE Tier 1
212973007 | Central HP <5.4 tons | DAY & NIGHT | HRCU-A-CB (Split System: Heat Pump with Remote Outdoor Unit-Air-Source) | DLCURAH24ABK |  |  | EN(A,D,W)4X36L17** | *96VSN0401410B* | 23400 | 16 | 8.1 | 26400 | 24600 | 93.18% | 2.02 | 0 | 10 |  |  |  | No | R-410A | 1.95 | Residential & Commercial | Ducted CEE Tier 1
211240541 | Central HP <5.4 tons | TEMPSTAR | HRCU-A-CB (Split System: Heat Pump with Remote Outdoor Unit-Air-Source) | DLCURAH24ABK |  |  | EA*4X24L17A* | *96VTN0801716A* | 23800 | 16.5 | 8.5 | 26800 | 24000 | 89.55% | 1.98 | 0 | 10 |  |  |  | No | R-410A | 1.9833 | Residential & Commercial | Ducted CEE Tier 1
212975315 | Central HP <5.4 tons | DAY & NIGHT | HRCU-A-CB (Split System: Heat Pump with Remote Outdoor Unit-Air-Source) | DLCURAH24ABK |  |  | EA*4X37L17A* | *96VTN0401712B* | 24000 | 16 | 8.1 | 25400 | 22000 | 86.61% | 1.82 | 0 | 10 |  |  |  | No | R-410A | 2 | Residential & Commercial | Ducted CEE Tier 1
211244457 | Central HP <5.4 tons | AIRQUEST | HRCU-A-CB (Split System: Heat Pump with Remote Outdoor Unit-Air-Source) | DLCURAH24ABK |  |  | EN(A,D)4X30L17** | *96VSN0601412A* | 23600 | 16.5 | 8.1 | 25800 | 23800 | 92.25% | 1.98 | 0 | 10 |  |  |  | No | R-410A | 1.9667 | Residential & Commercial | Ducted CEE Tier 1
212979838 | Central HP <5.4 tons | COMFORTMAKER | HRCU-A-CB (Split System: Heat Pump with Remote Outdoor Unit-Air-Source) | DLCURAH24ABK |  |  | EA*4X30L17A* | *80MS(N,L)0901714A* | 23600 | 17 | 8.5 | 26400 | 24600 | 93.18% | 2.04 | 0 | 10 |  |  |  | No | R-410A | 1.9667 | Residential & Commercial | Ducted CEE Tier 1
215865084 | Central HP <5.4 tons | AMERICAN STANDARD | HRCU-A-CB (Split System: Heat Pump with Remote Outdoor Unit-Air-Source) | 5A6V8X60A1 |  |  | 5TXCD010AS3+P0V0D000M50SD+LRP |  | 55000 | 18.1 | 8.5 | 55000 | 39000 | 70.91% | 2 | 0 | 10.5 |  |  |  | No | R-454B | 4.5833 | Residential & Commercial | Ducted CEE Tier 1
215865118 | Central HP <5.4 tons | AMERICAN STANDARD | HRCU-A-CB (Split System: Heat Pump with Remote Outdoor Unit-Air-Source) | 5A6V8X60A1 |  |  | 5PX*CD09AS3+P0V0C000M50SD+LRP |  | 54500 | 18.1 | 8.5 | 55000 | 39000 | 70.91% | 2 | 0 | 10.5 |  |  |  | No | R-454B | 4.5417 | Residential & Commercial | Ducted CEE Tier 1
215865098 | Central HP <5.4 tons | AMERICAN STANDARD | HRCU-A-CB (Split System: Heat Pump with Remote Outdoor Unit-Air-Source) | 5A6V8X48A1 |  |  | 5PX*D010AS3+P0V0C000M50SD+LRP |  | 46500 | 18.1 | 8.5 | 45000 | 34400 | 76.44% | 2.2 | 0 | 11 |  |  |  | No | R-454B | 3.875 | Residential & Commercial | Ducted CEE Tier 1
215864474 | Central HP <5.4 tons | AMERICAN STANDARD | HRCU-A-CB (Split System: Heat Pump with Remote Outdoor Unit-Air-Source) | 5A6V8X36A1 |  |  | 5PX*B004AS3 | *UHMB060CCV3+LRP | 31600 | 18.1 | 8.5 | 33000 | 25800 | 78.18% | 2 | 0 | 10 |  |  |  | No | R-454B | 2.6333 | Residential & Commercial | Ducted CEE Tier 1
215864558 | Central HP <5.4 tons | AMERICAN STANDARD | HRCU-A-CB (Split System: Heat Pump with Remote Outdoor Unit-Air-Source) | 5A6V8X36A1 |  |  | 5PX*CD05AS3 | S8V2C100M5PDB | 32000 | 18.1 | 8.5 | 34000 | 25800 | 75.88% | 2 | 0 | 10 |  |  |  | No | R-454B | 2.6667 | Residential & Commercial | Ducted CEE Tier 1
212979886 | Central HP <5.4 tons | COMFORTMAKER | HRCU-A-CB (Split System: Heat Pump with Remote Outdoor Unit-Air-Source) | DLCURAH24ABK |  |  | EA*4X37L21A* | *80MS(N,L)0901714A* | 24200 | 17.5 | 8.5 | 25200 | 21800 | 86.51% | 1.82 | 0 | 10 |  |  |  | No | R-410A | 2.0167 | Residential & Commercial | Ducted CEE Tier 1
212972917 | Central HP <5.4 tons | DAY & NIGHT | HRCU-A-CB (Split System: Heat Pump with Remote Outdoor Unit-Air-Source) | DLCURAH24ABK |  |  | EA*4X25L17A* | *96VSN0401410B* | 24000 | 16.5 | 8.1 | 25200 | 21800 | 86.51% | 1.82 | 0 | 10 |  |  |  | No | R-410A | 2 | Residential & Commercial | Ducted CEE Tier 1
212972967 | Central HP <5.4 tons | DAY & NIGHT | HRCU-A-CB (Split System: Heat Pump with Remote Outdoor Unit-Air-Source) | DLCURAH24ABK |  |  | EN(A,D)4X24L14** | *96VSN0401410B* | 23000 | 16 | 8.5 | 27000 | 25600 | 94.81% | 2.12 | 0 | 10 |  |  |  | No | R-410A | 1.9167 | Residential & Commercial | Ducted CEE Tier 1
212973587 | Central HP <5.4 tons | DAY & NIGHT | HRCU-A-CB (Split System: Heat Pump with Remote Outdoor Unit-Air-Source) | DLCURAH24ABK |  |  | EA*4X37L17A* | *96VSN0601412B* | 24000 | 17 | 8.1 | 25200 | 22400 | 88.89% | 1.86 | 0 | 10 |  |  |  | No | R-410A | 2 | Residential & Commercial | Ducted CEE Tier 1
214573771 | Central HP <5.4 tons | AIRQUEST | HRCU-A-CB (Split System: Heat Pump with Remote Outdoor Unit-Air-Source) | HVH837GKA2* |  |  | EA*4X42L21A*+WALLCON | *97CMN0802120B* | 31800 | 17 | 8.5 | 32800 | 24400 | 74.39% | 1.9 | 0 | 11 |  |  |  | No | R-410A | 2.65 | Residential & Commercial | Ducted CEE Tier 1
212981751 | Central HP <5.4 tons | AIRQUEST | HRCU-A-CB (Split System: Heat Pump with Remote Outdoor Unit-Air-Source) | DLCURAH24ABK |  |  | EA*4X37L17A* | *80MSU1002120A* | 24200 | 16.5 | 8.5 | 25200 | 22000 | 87.3% | 1.84 | 0 | 10 |  |  |  | No | R-410A | 2.0167 | Residential & Commercial | Ducted CEE Tier 1
212984107 | Central HP <5.4 tons | TEMPSTAR | HRCU-A-CB (Split System: Heat Pump with Remote Outdoor Unit-Air-Source) | DLCURAH24ABK |  |  | EA*4X37L21A* | *92MSN0601714A* | 24200 | 17.5 | 8.5 | 25200 | 21600 | 85.71% | 1.82 | 0 | 10 |  |  |  | No | R-410A | 2.0167 | Residential & Commercial | Ducted CEE Tier 1
215941204 | Central HP <5.4 tons | CARRIER | HRCU-A-CB (Split System: Heat Pump with Remote Outdoor Unit-Air-Source) | 27VNA348A*030* |  |  | CSAH*6012AM*+UI | 59TN6C080C21**20 | 45000 | 20 | 9 | 48500 | 36600 | 75.46% | 1.82 | 0 | 11 |  |  |  | No | R-454B | 3.75 | Residential & Commercial | Ducted CEE Tier 1
215941524 | Central HP <5.4 tons | CARRIER | HRCU-A-CB (Split System: Heat Pump with Remote Outdoor Unit-Air-Source) | 27VNA348A*030* |  |  | CVAVA4821XMA*+UI | 59TN6C080C21**20 | 44500 | 19.5 | 8.1 | 52000 | 38500 | 74.04% | 1.9 | 0 | 10.5 |  |  |  | No | R-454B | 3.7083 | Residential & Commercial | Ducted CEE Tier 1
214573623 | Central HP <5.4 tons | COMFORTMAKER | HRCU-A-CB (Split System: Heat Pump with Remote Outdoor Unit-Air-Source) | CVH837GKA2* |  |  | EA*4X36L21A*+WALLCON | *95CSU0802120B* | 31400 | 17 | 8.1 | 33000 | 24200 | 73.33% | 1.86 | 0 | 11 |  |  |  | No | R-410A | 2.6167 | Residential & Commercial | Ducted CEE Tier 1
214573843 | Central HP <5.4 tons | COMFORTMAKER | HRCU-A-CB (Split System: Heat Pump with Remote Outdoor Unit-Air-Source) | CVH837GKA2* |  |  | EA*4X42L24A*+WALLCON | *96CTN0802120B* | 31800 | 17.5 | 8.5 | 32800 | 24400 | 74.39% | 1.9 | 0 | 11 |  |  |  | No | R-410A | 2.65 | Residential & Commercial | Ducted CEE Tier 1
210471195 | Central HP <5.4 tons | DAY & NIGHT | HRCU-A-CB (Split System: Heat Pump with Remote Outdoor Unit-Air-Source) | CVH837GKA2* |  |  | EHD4X60AAL+WALLCON | *80CTL1352422A* | 33000 | 17 | 8.1 | 32200 | 24800 | 77.02% | 2.02 | 0 | 11.5 |  |  |  | No | R-410A | 2.75 | Residential & Commercial | Ducted CEE Tier 1
210471261 | Central HP <5.4 tons | DAY & NIGHT | HRCU-A-CB (Split System: Heat Pump with Remote Outdoor Unit-Air-Source) | CVH837GKA2* |  |  | EHD4X60AAL+WALLCON | *97CMN1202422A* | 33000 | 17 | 8.1 | 32200 | 25000 | 77.64% | 2 | 0 | 11 |  |  |  | No | R-410A | 2.75 | Residential & Commercial | Ducted CEE Tier 1
214075564 | Central HP <5.4 tons | RHEEM | HRCU-A-CB (Split System: Heat Pump with Remote Outdoor Unit-Air-Source) | RD17AZ24AJ3N |  |  | RCFZ2417MTANM | R801V0504A17UHN | 22600 | 17 | 9.5 | 22600 | 16900 | 74.78% | 2 | 0 | 11.2 |  |  |  | No | R-410A | 1.8833 | Residential & Commercial | Ducted CEE Tier 1
214075430 | Central HP <5.4 tons | RHEEM | HRCU-A-CB (Split System: Heat Pump with Remote Outdoor Unit-Air-Source) | RD17AZ24AJ3N |  |  | RCFZ2417MTANM | R951V0403A17M4S | 22600 | 17 | 9.5 | 22600 | 16900 | 74.78% | 2 | 0 | 11.2 |  |  |  | No | R-410A | 1.8833 | Residential & Commercial | Ducted CEE Tier 1
215940274 | Central HP <5.4 tons | CARRIER | HRCU-A-CB (Split System: Heat Pump with Remote Outdoor Unit-Air-Source) | 27VNA336A*030* |  |  | CVAMA4421XMA*+UI | 58CU*B060C17**16 | 35600 | 22 | 8.5 | 38000 | 28600 | 75.26% | 2.02 | 0 | 12.5 |  |  |  | No | R-454B | 2.9667 | Residential & Commercial | Ducted CEE Tier 1
215940574 | Central HP <5.4 tons | CARRIER | HRCU-A-CB (Split System: Heat Pump with Remote Outdoor Unit-Air-Source) | 27VNA336A*030* |  |  | CVAVA3817XMA*+UI | 58CU*B040C17**12 | 35600 | 22 | 8.5 | 38000 | 28600 | 75.26% | 2.04 | 0 | 12.5 |  |  |  | No | R-454B | 2.9667 | Residential & Commercial | Ducted CEE Tier 1
215864776 | Central HP <5.4 tons | AMERICAN STANDARD | HRCU-A-CB (Split System: Heat Pump with Remote Outdoor Unit-Air-Source) | 5A6V8X60A1 |  |  | 5TXCD010AS3 | S8V2C080M5PDB | 54000 | 18.1 | 8.5 | 55000 | 39500 | 71.82% | 2 | 0 | 10 |  |  |  | No | R-454B | 4.5 | Residential & Commercial | Ducted CEE Tier 1
215864792 | Central HP <5.4 tons | AMERICAN STANDARD | HRCU-A-CB (Split System: Heat Pump with Remote Outdoor Unit-Air-Source) | 5A6V8X36A1 |  |  | 5PX*BD06AS3 | S8V2B080M4PCB | 32800 | 18.1 | 8.5 | 34400 | 26000 | 75.58% | 2 | 0 | 10 |  |  |  | No | R-454B | 2.7333 | Residential & Commercial | Ducted CEE Tier 1
215864808 | Central HP <5.4 tons | AMERICAN STANDARD | HRCU-A-CB (Split System: Heat Pump with Remote Outdoor Unit-Air-Source) | 5A6V8X36A1 |  |  | 5PX*CD07AS3 | S8V2C100M5PCB | 33000 | 18.1 | 8.5 | 34200 | 25800 | 75.44% | 2.1 | 0 | 10 |  |  |  | No | R-454B | 2.75 | Residential & Commercial | Ducted CEE Tier 1
215864826 | Central HP <5.4 tons | AMERICAN STANDARD | HRCU-A-CB (Split System: Heat Pump with Remote Outdoor Unit-Air-Source) | 5A6V8X48A1 |  |  | 5PX*B006AS3 | S8V2B080M4PCB | 44500 | 18.1 | 8.5 | 46000 | 35200 | 76.52% | 2.1 | 0 | 10 |  |  |  | No | R-454B | 3.7083 | Residential & Commercial | Ducted CEE Tier 1
215864892 | Central HP <5.4 tons | AMERICAN STANDARD | HRCU-A-CB (Split System: Heat Pump with Remote Outdoor Unit-Air-Source) | 5A6V8X48A1 |  |  | 5PX*D010AS3 | S9V2C100U4VSB+LRP | 46000 | 18.1 | 8.5 | 45500 | 34800 | 76.48% | 2.1 | 0 | 10.5 |  |  |  | No | R-454B | 3.8333 | Residential & Commercial | Ducted CEE Tier 1
215864894 | Central HP <5.4 tons | AMERICAN STANDARD | HRCU-A-CB (Split System: Heat Pump with Remote Outdoor Unit-Air-Source) | 5A6V8X48A1 |  |  | 5PX*D010AS3 | S9V2C080U5PSC+LRP | 46000 | 18.1 | 8.5 | 45500 | 34800 | 76.48% | 2.1 | 0 | 10.5 |  |  |  | No | R-454B | 3.8333 | Residential & Commercial | Ducted CEE Tier 1
213296682 | Central HP <5.4 tons | YORK | HRCU-A-CB (Split System: Heat Pump with Remote Outdoor Unit-Air-Source) | HMH72B341 |  |  | XAHC36DXXN1+TXV | Y81E080C16SMPS1 | 34000 | 17.5 | 8.5 | 33400 | 23600 | 70.66% | 2.08 | 0 | 10 |  |  |  | No | R-410A | 2.8333 | Residential & Commercial | Ducted CEE Tier 1
213296550 | Central HP <5.4 tons | YORK | HRCU-A-CB (Split System: Heat Pump with Remote Outdoor Unit-Air-Source) | HMH72B341 |  |  | XAFC36DBCN1 | Y81E080C20LMPS1 | 34000 | 18 | 8.5 | 33400 | 24400 | 73.05% | 2.12 | 0 | 10 |  |  |  | No | R-410A | 2.8333 | Residential & Commercial | Ducted CEE Tier 1
212984074 | Central HP <5.4 tons | BRYANT HEATING AND COOLING SYSTEMS | HRCU-A-CB (Split System: Heat Pump with Remote Outdoor Unit-Air-Source) | 38MURAQ24AB3* |  |  | CAP**3621AL* | 912SE42060M17*** | 23800 | 17.5 | 8.5 | 26200 | 23600 | 90.08% | 1.96 | 0 | 10 |  |  |  | No | R-410A | 1.9833 | Residential & Commercial | Ducted CEE Tier 1
212984674 | Central HP <5.4 tons | BRYANT HEATING AND COOLING SYSTEMS | HRCU-A-CB (Split System: Heat Pump with Remote Outdoor Unit-Air-Source) | 38MURAQ24AB3* |  |  | CNPV*3617AL* | 912SE48080M17*** | 23600 | 17.5 | 8.5 | 26200 | 24600 | 93.89% | 2.04 | 0 | 10.5 |  |  |  | No | R-410A | 1.9667 | Residential & Commercial | Ducted CEE Tier 1
212987034 | Central HP <5.4 tons | HEIL | HRCU-A-CB (Split System: Heat Pump with Remote Outdoor Unit-Air-Source) | DLCURAH18ABK |  |  | EA*4X30L17A* | *96MSN0601412A* | 17500 | 16.5 | 8.5 | 18100 | 18700 | 103.3% | 2.26 | 0 | 10.5 |  |  |  | No | R-410A | 1.4583 | Residential & Commercial | Ducted CEE Tier 1
212986686 | Central HP <5.4 tons | HEIL | HRCU-A-CB (Split System: Heat Pump with Remote Outdoor Unit-Air-Source) | DLCURAH18ABK |  |  | EA*4X25L17A* | *96MSN0401712A* | 17700 | 15.5 | 8.1 | 17700 | 17800 | 100.6% | 2.14 | 0 | 10.5 |  |  |  | No | R-410A | 1.475 | Residential & Commercial | Ducted CEE Tier 1
212970001 | Central HP <5.4 tons | DAY & NIGHT | HRCU-A-CB (Split System: Heat Pump with Remote Outdoor Unit-Air-Source) | DLCURAH18ABK |  |  | EA*4X30L17A* | *80VSL0701716B* | 17500 | 16.5 | 8.5 | 18000 | 18700 | 103.9% | 2.26 | 0 | 10.5 |  |  |  | No | R-410A | 1.4583 | Residential & Commercial | Ducted CEE Tier 1
212988719 | Central HP <5.4 tons | TEMPSTAR | HRCU-A-CB (Split System: Heat Pump with Remote Outdoor Unit-Air-Source) | DLCURAH24ABK |  |  | EA*4X37L21A* | *95MSU0401712A* | 24200 | 17 | 8.5 | 25200 | 21400 | 84.92% | 1.8 | 0 | 10 |  |  |  | No | R-410A | 2.0167 | Residential & Commercial | Ducted CEE Tier 1
210692338 | Central HP <5.4 tons | DAIKIN | HRCU-A-CB (Split System: Heat Pump with Remote Outdoor Unit-Air-Source) | DZ9VCA3610A* |  |  | CHPF3642C6C*+TXV | D*97MC0804CNA* | 33400 | 18 | 8.2 | 34000 | 24400 | 71.76% | 1.8 | 0 | 11 |  |  |  | No | R-410A | 2.7833 | Residential & Commercial | Ducted CEE Tier 1
212971635 | Central HP <5.4 tons | AIRQUEST | HRCU-A-CB (Split System: Heat Pump with Remote Outdoor Unit-Air-Source) | DLCURAH24ABK |  |  | EA*4X25L17A* | *80VTL0701716B* | 24200 | 17 | 8.5 | 25200 | 21600 | 85.71% | 1.82 | 0 | 10 |  |  |  | No | R-410A | 2.0167 | Residential & Commercial | Ducted CEE Tier 1
212973924 | Central HP <5.4 tons | AIRQUEST | HRCU-A-CB (Split System: Heat Pump with Remote Outdoor Unit-Air-Source) | DLCURAH24ABK |  |  | EN(A,D)4X36L21** | *96VSN0801716B* | 23400 | 16.5 | 8.1 | 25800 | 24200 | 93.8% | 2 | 0 | 10 |  |  |  | No | R-410A | 1.95 | Residential & Commercial | Ducted CEE Tier 1
212975045 | Central HP <5.4 tons | AIRQUEST | HRCU-A-CB (Split System: Heat Pump with Remote Outdoor Unit-Air-Source) | DLCURAH24ABK |  |  | EN(A,D)4X30L17** | *96VTN0401410B* | 23400 | 16 | 8.1 | 26400 | 24600 | 93.18% | 2.04 | 0 | 10 |  |  |  | No | R-410A | 1.95 | Residential & Commercial | Ducted CEE Tier 1
211245136 | Central HP <5.4 tons | COMFORTMAKER | HRCU-A-CB (Split System: Heat Pump with Remote Outdoor Unit-Air-Source) | DLCURAH24ABK |  |  | EN(A,D,W)4X36L17** | *80ES(N,L)0701712A* | 24400 | 16.5 | 8.1 | 26400 | 22600 | 85.61% | 1.88 | 0 | 10.5 |  |  |  | No | R-410A | 2.0333 | Residential & Commercial | Ducted CEE Tier 1
211244466 | Central HP <5.4 tons | AIRQUEST | HRCU-A-CB (Split System: Heat Pump with Remote Outdoor Unit-Air-Source) | DLCURAH24ABK |  |  | EN(A,D)4X30L17** | *96VSN0801716A* | 24200 | 16.5 | 8.1 | 26200 | 23000 | 87.79% | 1.9 | 0 | 10.5 |  |  |  | No | R-410A | 2.0167 | Residential & Commercial | Ducted CEE Tier 1
213296684 | Central HP <5.4 tons | YORK | HRCU-A-CB (Split System: Heat Pump with Remote Outdoor Unit-Air-Source) | HMH72B341 |  |  | XAHC36DBCN1 | Y81E080C16SMPS1 | 34000 | 17.5 | 8.5 | 33400 | 23600 | 70.66% | 2.08 | 0 | 10 |  |  |  | No | R-410A | 2.8333 | Residential & Commercial | Ducted CEE Tier 1
211377857 | Central HP <5.4 tons | YORK | HRCU-A-CB (Split System: Heat Pump with Remote Outdoor Unit-Air-Source) | HMH72B341 |  |  | XAFC30CXXN1+TXV | TM9E100C16MP12 | 33000 | 17.5 | 8.5 | 33000 | 23200 | 70.3% | 2.04 | 0 | 10 |  |  |  | No | R-410A | 2.75 | Residential & Commercial | Ducted CEE Tier 1
215941044 | Central HP <5.4 tons | CARRIER | HRCU-A-CB (Split System: Heat Pump with Remote Outdoor Unit-Air-Source) | 27VNA348A*030* |  |  | CAA**6121AM*+UI | 58CU*B040C17**12 | 45500 | 21.5 | 9.5 | 48500 | 36800 | 75.88% | 2 | 0 | 11.5 |  |  |  | No | R-454B | 3.7917 | Residential & Commercial | Ducted CEE Tier 1
215941254 | Central HP <5.4 tons | CARRIER | HRCU-A-CB (Split System: Heat Pump with Remote Outdoor Unit-Air-Source) | 27VNA348A*030* |  |  | CSAH*6012AM*+UI | 59TN7A120C24**22 | 45000 | 20.5 | 9 | 48500 | 36400 | 75.05% | 1.82 | 0 | 11 |  |  |  | No | R-454B | 3.75 | Residential & Commercial | Ducted CEE Tier 1
215942590 | Central HP <5.4 tons | CARRIER | HRCU-A-CB (Split System: Heat Pump with Remote Outdoor Unit-Air-Source) | 27VNA348A*030* |  |  | CVAVA6121XMA*+UI | 59TN6C080C17**14 | 44500 | 20 | 8.1 | 54000 | 37800 | 70% | 1.95 | 0 | 11.5 |  |  |  | No | R-454B | 3.7083 | Residential & Commercial | Ducted CEE Tier 1
212976308 | Central HP <5.4 tons | HEIL | HRCU-A-CB (Split System: Heat Pump with Remote Outdoor Unit-Air-Source) | DLCURAH36ABK |  |  | EA*4X48L21A* | *96VTN0801716B* | 35400 | 16 | 8.1 | 37800 | 34800 | 92.06% | 2 | 0 | 10 |  |  |  | No | R-410A | 2.95 | Residential & Commercial | Ducted CEE Tier 1
214229469 | Central HP <5.4 tons | HEIL | HRCU-A-CB (Split System: Heat Pump with Remote Outdoor Unit-Air-Source) | DLCURAH36ABK |  |  | EN(A,D)4X48L24** | *80MSU1002120A* | 35800 | 16.5 | 8.5 | 38500 | 34800 | 90.39% | 2 | 0 | 10 |  |  |  | No | R-410A | 2.9833 | Residential & Commercial | Ducted CEE Tier 1
210471206 | Central HP <5.4 tons | DAY & NIGHT | HRCU-A-CB (Split System: Heat Pump with Remote Outdoor Unit-Air-Source) | CVH837GKA2* |  |  | EHD4X60AAL+WALLCON | *96CTN0801714A* | 32800 | 16.5 | 8.1 | 32600 | 25200 | 77.3% | 1.98 | 0 | 11 |  |  |  | No | R-410A | 2.7333 | Residential & Commercial | Ducted CEE Tier 1
214242417 | Central HP <5.4 tons | HEIL | HRCU-A-CB (Split System: Heat Pump with Remote Outdoor Unit-Air-Source) | HVH825GKA2* |  |  | EN(A,D)4X24L17**+WALLCON | *80CTL0451712B* | 23200 | 15.5 | 8.1 | 22200 | 17000 | 76.58% | 1.92 | 0 | 10.5 |  |  |  | No | R-410A | 1.9333 | Residential & Commercial | Ducted CEE Tier 1
214626072 | Central HP <5.4 tons | LENNOX | HRCU-A-CB (Split System: Heat Pump with Remote Outdoor Unit-Air-Source) | SL25XPV-036-230A** |  |  | CK40HT-42B-0*+TDR | SL280UH080NV48B* | 34600 | 21 | 8.8 | 34200 | 26200 | 76.61% | 1.82 | 0 | 13.3 |  |  |  | No | R-410A | 2.8833 | Residential & Commercial | Ducted CEE Tier 1
215864827 | Central HP <5.4 tons | TRANE | HRCU-A-CB (Split System: Heat Pump with Remote Outdoor Unit-Air-Source) | 5TWV8X48A1 |  |  | 5PX*C009AS3 | S9V2C100U4VSB+LRP | 46000 | 18.1 | 8.5 | 45500 | 34800 | 76.48% | 2.1 | 0 | 10.5 |  |  |  | No | R-454B | 3.8333 | Residential & Commercial | Ducted CEE Tier 1
215864030 | Central HP <5.4 tons | Wells | HRCU-A-CB (Split System: Heat Pump with Remote Outdoor Unit-Air-Source) | WDHP-48HH |  |  | WDAH-48MOC |  | 48000 | 16.5 | 9.5 | 50000 | 46000 | 92% | 1.9 | 0 | 10.5 |  |  |  | No | R-454B | 4 | Residential & Commercial | Ducted CEE Tier 1
211245169 | Central HP <5.4 tons | AIRQUEST | HRCU-A-CB (Split System: Heat Pump with Remote Outdoor Unit-Air-Source) | DLCURAH24ABK |  |  | EN(A,D,W)4X36L17** | *92ESN0601714A* | 24400 | 16.5 | 8.1 | 26400 | 22800 | 86.36% | 1.88 | 0 | 10.5 |  |  |  | No | R-410A | 2.0333 | Residential & Commercial | Ducted CEE Tier 1
212984119 | Central HP <5.4 tons | TEMPSTAR | HRCU-A-CB (Split System: Heat Pump with Remote Outdoor Unit-Air-Source) | DLCURAH24ABK |  |  | EN(A,D)4X24L17** | *92MSN0601714A* | 23200 | 16.5 | 8.5 | 26800 | 25400 | 94.78% | 2.14 | 0 | 10 |  |  |  | No | R-410A | 1.9333 | Residential & Commercial | Ducted CEE Tier 1
210692358 | Central HP <5.4 tons | DAIKIN | HRCU-A-CB (Split System: Heat Pump with Remote Outdoor Unit-Air-Source) | DZ9VCA3610A* |  |  | CHPF3743C6B*+TXV | D*97MC1005CNA* | 33400 | 18 | 8.2 | 34000 | 24400 | 71.76% | 1.8 | 0 | 11 |  |  |  | No | R-410A | 2.7833 | Residential & Commercial | Ducted CEE Tier 1
210692360 | Central HP <5.4 tons | DAIKIN | HRCU-A-CB (Split System: Heat Pump with Remote Outdoor Unit-Air-Source) | DZ9VCA3610A* |  |  | CSCF3642N6D*+MBVC1600**-1A*+TXV |  | 33800 | 18.5 | 8.2 | 34000 | 24400 | 71.76% | 1.8 | 0 | 11.5 |  |  |  | No | R-410A | 2.8167 | Residential & Commercial | Ducted CEE Tier 1
210692367 | Central HP <5.4 tons | DAIKIN | HRCU-A-CB (Split System: Heat Pump with Remote Outdoor Unit-Air-Source) | DZ9VCA3610A* |  |  | CSCF3642N6D*+TXV | D*96VC0403BNA* | 33800 | 18.5 | 8.2 | 34000 | 24400 | 71.76% | 1.8 | 0 | 11.5 |  |  |  | No | R-410A | 2.8167 | Residential & Commercial | Ducted CEE Tier 1
211244633 | Central HP <5.4 tons | AIRQUEST | HRCU-A-CB (Split System: Heat Pump with Remote Outdoor Unit-Air-Source) | DLCURAH24ABK |  |  | EN(A,D)4X30L17** | *96VTN0401410A* | 23400 | 16 | 8.1 | 25800 | 24000 | 93.02% | 2 | 0 | 10 |  |  |  | No | R-410A | 1.95 | Residential & Commercial | Ducted CEE Tier 1
212978689 | Central HP <5.4 tons | AIRQUEST | HRCU-A-CB (Split System: Heat Pump with Remote Outdoor Unit-Air-Source) | DLCURAH24ABK |  |  | EA*4X37L21A* | *80MS(N,L)0701712A* | 24400 | 17.5 | 8.5 | 25200 | 21200 | 84.13% | 1.8 | 0 | 10.5 |  |  |  | No | R-410A | 2.0333 | Residential & Commercial | Ducted CEE Tier 1
212978722 | Central HP <5.4 tons | AIRQUEST | HRCU-A-CB (Split System: Heat Pump with Remote Outdoor Unit-Air-Source) | DLCURAH24ABK |  |  | EN(A,D,W)4X36L17** | *80MS(N,L)0701712A* | 23400 | 17 | 8.1 | 25800 | 24200 | 93.8% | 2.04 | 0 | 10.5 |  |  |  | No | R-410A | 1.95 | Residential & Commercial | Ducted CEE Tier 1
212984758 | Central HP <5.4 tons | BRYANT HEATING AND COOLING SYSTEMS | HRCU-A-CB (Split System: Heat Pump with Remote Outdoor Unit-Air-Source) | 38MURAQ18AB3* |  |  | CNPV*3017AL* | 912SE48080M17*** | 17400 | 16.5 | 8.1 | 17900 | 18600 | 103.9% | 2.24 | 0 | 11 |  |  |  | No | R-410A | 1.45 | Residential & Commercial | Ducted CEE Tier 1
215940644 | Central HP <5.4 tons | CARRIER | HRCU-A-CB (Split System: Heat Pump with Remote Outdoor Unit-Air-Source) | 27VNA336A*030* |  |  | CVAVA4221XMA*+UI | 59TN7A060C17**16 | 34000 | 20 | 8.5 | 39500 | 28800 | 72.91% | 2.02 | 0 | 11 |  |  |  | No | R-454B | 2.8333 | Residential & Commercial | Ducted CEE Tier 1
215940694 | Central HP <5.4 tons | CARRIER | HRCU-A-CB (Split System: Heat Pump with Remote Outdoor Unit-Air-Source) | 27VNA336A*030* |  |  | CVAVA4224XMA*+UI | 59TN7A080C21**20 | 35400 | 21.5 | 8.5 | 38000 | 28600 | 75.26% | 2.04 | 0 | 12 |  |  |  | No | R-454B | 2.95 | Residential & Commercial | Ducted CEE Tier 1
215940844 | Central HP <5.4 tons | CARRIER | HRCU-A-CB (Split System: Heat Pump with Remote Outdoor Unit-Air-Source) | 27VNA336A*030* |  |  | CVAVA6021XMA*+UI | 59TN7A080C17**16 | 35400 | 21 | 8.5 | 38500 | 29000 | 75.32% | 2 | 0 | 12 |  |  |  | No | R-454B | 2.95 | Residential & Commercial | Ducted CEE Tier 1
215940874 | Central HP <5.4 tons | CARRIER | HRCU-A-CB (Split System: Heat Pump with Remote Outdoor Unit-Air-Source) | 27VNA336A*030* |  |  | CVAVA6024XMA*+UI | 59TN6C080C21**20 | 35400 | 21.5 | 8.5 | 38000 | 28600 | 75.26% | 2.04 | 0 | 12 |  |  |  | No | R-454B | 2.95 | Residential & Commercial | Ducted CEE Tier 1
215939684 | Central HP <5.4 tons | CARRIER | HRCU-A-CB (Split System: Heat Pump with Remote Outdoor Unit-Air-Source) | 27VNA336A*030* |  |  | CAA**4221AM*+UI | 59TN7A080C17**16 | 32400 | 19.5 | 9.5 | 35200 | 27200 | 77.27% | 2 | 0 | 11 |  |  |  | No | R-454B | 2.7 | Residential & Commercial | Ducted CEE Tier 1
215939804 | Central HP <5.4 tons | CARRIER | HRCU-A-CB (Split System: Heat Pump with Remote Outdoor Unit-Air-Source) | 27VNA336A*030* |  |  | CAA**6024AM*+UI | 59TN7A100C21**22 | 34000 | 20.5 | 9.5 | 34000 | 25800 | 75.88% | 2.06 | 0 | 12 |  |  |  | No | R-454B | 2.8333 | Residential & Commercial | Ducted CEE Tier 1
211227661 | Central HP <5.4 tons | BRYANT HEATING AND COOLING SYSTEMS | HRCU-A-CB (Split System: Heat Pump with Remote Outdoor Unit-Air-Source) | 38MURAQ36AB3* |  |  | CAP**4221AL* | 935SA66100E21*** | 36600 | 15.2 | 8.1 | 40000 | 35200 | 88% | 1.94 | 0 | 10 |  |  |  | No | R-410A | 3.05 | Residential & Commercial | Ducted CEE Tier 1
211227013 | Central HP <5.4 tons | BRYANT HEATING AND COOLING SYSTEMS | HRCU-A-CB (Split System: Heat Pump with Remote Outdoor Unit-Air-Source) | 38MURAQ36AB3* |  |  | CAP**3721AL* | 912SD60080E21*** | 37400 | 16 | 8.5 | 38500 | 34800 | 90.39% | 2.14 | 0 | 10 |  |  |  | No | R-410A | 3.1167 | Residential & Commercial | Ducted CEE Tier 1
211227330 | Central HP <5.4 tons | BRYANT HEATING AND COOLING SYSTEMS | HRCU-A-CB (Split System: Heat Pump with Remote Outdoor Unit-Air-Source) | 38MURAQ36AB3* |  |  | CAP**4221AL* | 8(0,1)*SA42090E17*** | 36000 | 15.5 | 8.1 | 39500 | 35200 | 89.11% | 1.9 | 0 | 10 |  |  |  | No | R-410A | 3 | Residential & Commercial | Ducted CEE Tier 1
211227530 | Central HP <5.4 tons | BRYANT HEATING AND COOLING SYSTEMS | HRCU-A-CB (Split System: Heat Pump with Remote Outdoor Unit-Air-Source) | 38MURAQ36AB3* |  |  | CAP**4221AL* | 912SD60080E21*** | 35200 | 16.5 | 8.1 | 38500 | 35000 | 90.91% | 1.88 | 0 | 10 |  |  |  | No | R-410A | 2.9333 | Residential & Commercial | Ducted CEE Tier 1
210474532 | Central HP <5.4 tons | DAY & NIGHT | HRCU-A-CB (Split System: Heat Pump with Remote Outdoor Unit-Air-Source) | CVH825GKA3* |  |  | EHD4X48AAL+WALLCON | *80CTL1352422A* | 24200 | 16 | 8.1 | 21200 | 16600 | 78.3% | 2.02 | 0 | 11 |  |  |  | No | R-410A | 2.0167 | Residential & Commercial | Ducted CEE Tier 1
210474565 | Central HP <5.4 tons | DAY & NIGHT | HRCU-A-CB (Split System: Heat Pump with Remote Outdoor Unit-Air-Source) | CVH825GKA3* |  |  | EHD4X48AAL+WALLCON | *96CTN1202422A* | 24200 | 16.5 | 8.1 | 21200 | 16600 | 78.3% | 2.02 | 0 | 11 |  |  |  | No | R-410A | 2.0167 | Residential & Commercial | Ducted CEE Tier 1
210474598 | Central HP <5.4 tons | DAY & NIGHT | HRCU-A-CB (Split System: Heat Pump with Remote Outdoor Unit-Air-Source) | CVH825GKA3* |  |  | EHD4X48AAL+WALLCON | *97CMN1002122A* | 24200 | 16 | 8.1 | 21200 | 16700 | 78.77% | 2.04 | 0 | 11 |  |  |  | No | R-410A | 2.0167 | Residential & Commercial | Ducted CEE Tier 1
210435123 | Central HP <5.4 tons | DAIKIN | HRCU-A-CB (Split System: Heat Pump with Remote Outdoor Unit-Air-Source) | DZ6VSA1810A* |  |  | CA*EA2422*4A* | D*80VC0803B*A* | 16600 | 17.5 | 8.5 | 17400 | 13000 | 74.71% | 2.1 | 0 | 10.9 |  |  |  | No | R-410A | 1.3833 | Residential & Commercial | Ducted CEE Tier 1
214570773 | Central HP <5.4 tons | COMFORTMAKER | HRCU-A-CB (Split System: Heat Pump with Remote Outdoor Unit-Air-Source) | CVH825GKA3* |  |  | EA*4X48L24A*+WALLCON | *97CMN0802120B* | 24000 | 16.5 | 8.5 | 21000 | 16500 | 78.57% | 2.02 | 0 | 11 |  |  |  | No | R-410A | 2 | Residential & Commercial | Ducted CEE Tier 1
214571223 | Central HP <5.4 tons | COMFORTMAKER | HRCU-A-CB (Split System: Heat Pump with Remote Outdoor Unit-Air-Source) | CVH825GKA3* |  |  | EN(A,D,W)4X48L21**+WALLCON | *95CSU0802120B* | 24200 | 17 | 8.1 | 21400 | 16600 | 77.57% | 2 | 0 | 11 |  |  |  | No | R-410A | 2.0167 | Residential & Commercial | Ducted CEE Tier 1
212981763 | Central HP <5.4 tons | AIRQUEST | HRCU-A-CB (Split System: Heat Pump with Remote Outdoor Unit-Air-Source) | DLCURAH24ABK |  |  | EA*4X37L21A* | *80MSU1002120A* | 24400 | 17 | 8.5 | 25200 | 21400 | 84.92% | 1.78 | 0 | 10 |  |  |  | No | R-410A | 2.0333 | Residential & Commercial | Ducted CEE Tier 1
212982279 | Central HP <5.4 tons | AIRQUEST | HRCU-A-CB (Split System: Heat Pump with Remote Outdoor Unit-Air-Source) | DLCURAH24ABK |  |  | EA*4X36L17A* | *80MSU0401712A* | 23400 | 17 | 8.5 | 25600 | 23400 | 91.41% | 1.94 | 0 | 10 |  |  |  | No | R-410A | 1.95 | Residential & Commercial | Ducted CEE Tier 1
214573621 | Central HP <5.4 tons | AIRQUEST | HRCU-A-CB (Split System: Heat Pump with Remote Outdoor Unit-Air-Source) | HVH837GKA2* |  |  | EA*4X36L21A*+WALLCON | *95CSU0802120B* | 31400 | 17 | 8.1 | 33000 | 24200 | 73.33% | 1.86 | 0 | 11 |  |  |  | No | R-410A | 2.6167 | Residential & Commercial | Ducted CEE Tier 1
214573921 | Central HP <5.4 tons | AIRQUEST | HRCU-A-CB (Split System: Heat Pump with Remote Outdoor Unit-Air-Source) | HVH837GKA2* |  |  | EA*4X48L21A*+WALLCON | *95CSU0802120B* | 32200 | 17.5 | 8.5 | 32400 | 25000 | 77.16% | 1.98 | 0 | 11 |  |  |  | No | R-410A | 2.6833 | Residential & Commercial | Ducted CEE Tier 1
211682131 | Central HP <5.4 tons | DAIKIN | HRCU-A-CB (Split System: Heat Pump with Remote Outdoor Unit-Air-Source) | RXSQ24TBVJU* |  |  | CXTQ24TASBLUA* | D*96VC0603BNA* | 22600 | 15.4 | 8.2 | 26000 | 18400 | 70.77% | 2.1 | 0 | 10.3 |  |  |  | No | R-410A | 1.8833 | Residential & Commercial | Ducted CEE Tier 1
211682972 | Central HP <5.4 tons | DAIKIN | HRCU-A-CB (Split System: Heat Pump with Remote Outdoor Unit-Air-Source) | RXSQ24TBVJU* |  |  | CXTQ24TASBLUA* | D*96VC0803BNA* | 22600 | 15.4 | 8.2 | 26000 | 18400 | 70.77% | 2.1 | 0 | 10.3 |  |  |  | No | R-410A | 1.8833 | Residential & Commercial | Ducted CEE Tier 1
214573731 | Central HP <5.4 tons | AIRQUEST | HRCU-A-CB (Split System: Heat Pump with Remote Outdoor Unit-Air-Source) | HVH837GKA2* |  |  | EA*4X42L21A*+WALLCON | *80CTL0702120B* | 31800 | 17 | 8.5 | 33000 | 24400 | 73.94% | 1.9 | 0 | 11 |  |  |  | No | R-410A | 2.65 | Residential & Commercial | Ducted CEE Tier 1
214573861 | Central HP <5.4 tons | AIRQUEST | HRCU-A-CB (Split System: Heat Pump with Remote Outdoor Unit-Air-Source) | HVH837GKA2* |  |  | EA*4X43L21A*+WALLCON | *95CSU0802120B* | 32800 | 17.5 | 8.5 | 32800 | 25200 | 76.83% | 2 | 0 | 11 |  |  |  | No | R-410A | 2.7333 | Residential & Commercial | Ducted CEE Tier 1
209251550 | Central HP <5.4 tons | BRYANT HEATING AND COOLING SYSTEMS | HRCU-A-CB (Split System: Heat Pump with Remote Outdoor Unit-Air-Source) | 284ANV048*0**B* |  |  | CNPV*4821AL*+UI | 987MB66100C21*** | 44000 | 21 | 8.5 | 46500 | 36400 | 78.28% | 2.18 | 12.5 | 12 |  |  |  | No | R-410A | 3.6667 | Residential & Commercial | Ducted CEE Tier 1
211226384 | Central HP <5.4 tons | HEIL | HRCU-A-CB (Split System: Heat Pump with Remote Outdoor Unit-Air-Source) | DLCURAH36ABK |  |  | EA*4X36L21A* | *95ESN1002122A* | 36400 | 15.2 | 8.1 | 40000 | 35400 | 88.5% | 1.88 | 0 | 10 |  |  |  | No | R-410A | 3.0333 | Residential & Commercial | Ducted CEE Tier 1
215941004 | Central HP <5.4 tons | CARRIER | HRCU-A-CB (Split System: Heat Pump with Remote Outdoor Unit-Air-Source) | 27VNA348A*030* |  |  | CAA**6024AM*+UI | 59TN7A080C21**20 | 44500 | 21 | 9.5 | 48500 | 36600 | 75.46% | 2 | 0 | 11 |  |  |  | No | R-454B | 3.7083 | Residential & Commercial | Ducted CEE Tier 1
215941154 | Central HP <5.4 tons | CARRIER | HRCU-A-CB (Split System: Heat Pump with Remote Outdoor Unit-Air-Source) | 27VNA348A*030* |  |  | CSAH*4812AM*+UI | 58CU*B060C17**16 | 44000 | 20 | 9 | 48500 | 36600 | 75.46% | 1.8 | 0 | 11 |  |  |  | No | R-454B | 3.6667 | Residential & Commercial | Ducted CEE Tier 1
215941474 | Central HP <5.4 tons | CARRIER | HRCU-A-CB (Split System: Heat Pump with Remote Outdoor Unit-Air-Source) | 27VNA348A*030* |  |  | CVAMA6024XMA*+UI | 59TN7A120C24**22 | 45500 | 20.5 | 8.1 | 52500 | 38000 | 72.38% | 1.95 | 0 | 11.5 |  |  |  | No | R-454B | 3.7917 | Residential & Commercial | Ducted CEE Tier 1
214626213 | Central HP <5.4 tons | LENNOX | HRCU-A-CB (Split System: Heat Pump with Remote Outdoor Unit-Air-Source) | SL25XPV-048-230A** |  |  | CK40HT-51/61C-0*+TDR | EL296UH110XV48C* | 44500 | 20.6 | 9.2 | 45500 | 37600 | 82.64% | 1.8 | 0 | 12.2 |  |  |  | No | R-410A | 3.7083 | Residential & Commercial | Ducted CEE Tier 1
210474620 | Central HP <5.4 tons | DAY & NIGHT | HRCU-A-CB (Split System: Heat Pump with Remote Outdoor Unit-Air-Source) | CVH825GKA3* |  |  | EHD4X48AAL+WALLCON | *96CTN1002122A* | 24200 | 16 | 8.1 | 21200 | 16700 | 78.77% | 2.04 | 0 | 11 |  |  |  | No | R-410A | 2.0167 | Residential & Commercial | Ducted CEE Tier 1
210473068 | Central HP <5.4 tons | DAY & NIGHT | HRCU-A-CB (Split System: Heat Pump with Remote Outdoor Unit-Air-Source) | CVH825GKA3* |  |  | EA*4X42L24A*+WALLCON | *96CTN1002122A* | 23800 | 16.5 | 8.1 | 21400 | 16600 | 77.57% | 1.96 | 0 | 11 |  |  |  | No | R-410A | 1.9833 | Residential & Commercial | Ducted CEE Tier 1
210474509 | Central HP <5.4 tons | COMFORTMAKER | HRCU-A-CB (Split System: Heat Pump with Remote Outdoor Unit-Air-Source) | CVH825GKA3* |  |  | EHD4X48AAL+WALLCON | *80CTL0451712A* | 24200 | 16 | 8.1 | 21400 | 16700 | 78.04% | 2 | 0 | 10.5 |  |  |  | No | R-410A | 2.0167 | Residential & Commercial | Ducted CEE Tier 1
210435116 | Central HP <5.4 tons | DAIKIN | HRCU-A-CB (Split System: Heat Pump with Remote Outdoor Unit-Air-Source) | DZ6VSA1810A* |  |  | CA*EA1818*4A* | D*96SC0805CUA* | 16600 | 17.5 | 8.5 | 17400 | 13000 | 74.71% | 2.1 | 0 | 10.9 |  |  |  | No | R-410A | 1.3833 | Residential & Commercial | Ducted CEE Tier 1
210435117 | Central HP <5.4 tons | DAIKIN | HRCU-A-CB (Split System: Heat Pump with Remote Outdoor Unit-Air-Source) | DZ6VSA1810A* |  |  | CA*EA1818*4A* | D*96VC0804CNA* | 16600 | 17.5 | 8.5 | 17400 | 13000 | 74.71% | 2.1 | 0 | 10.9 |  |  |  | No | R-410A | 1.3833 | Residential & Commercial | Ducted CEE Tier 1
210435133 | Central HP <5.4 tons | DAIKIN | HRCU-A-CB (Split System: Heat Pump with Remote Outdoor Unit-Air-Source) | DZ6VSA1810A* |  |  | CA*EA2422*4A* | D*80VC0805C*A* | 16600 | 17.5 | 8.5 | 17400 | 13000 | 74.71% | 2.1 | 0 | 10.9 |  |  |  | No | R-410A | 1.3833 | Residential & Commercial | Ducted CEE Tier 1
210474153 | Central HP <5.4 tons | DAY & NIGHT | HRCU-A-CB (Split System: Heat Pump with Remote Outdoor Unit-Air-Source) | CVH825GKA3* |  |  | EN(A,D)4X48L24**+WALLCON | *97CMN0602120A* | 24000 | 16.5 | 8.1 | 21400 | 16700 | 78.04% | 2 | 0 | 11 |  |  |  | No | R-410A | 2 | Residential & Commercial | Ducted CEE Tier 1
212971473 | Central HP <5.4 tons | DAY & NIGHT | HRCU-A-CB (Split System: Heat Pump with Remote Outdoor Unit-Air-Source) | DLCURAH18ABK |  |  | EA*4X30L17A* | *80VTL0701716B* | 17700 | 16.5 | 8.5 | 18200 | 18700 | 102.7% | 2.24 | 0 | 10.5 |  |  |  | No | R-410A | 1.475 | Residential & Commercial | Ducted CEE Tier 1
211245827 | Central HP <5.4 tons | BRYANT HEATING AND COOLING SYSTEMS | HRCU-A-CB (Split System: Heat Pump with Remote Outdoor Unit-Air-Source) | 38MURAQ24AB3* |  |  | FX4DNF025L |  | 24000 | 17 | 8.5 | 26200 | 23400 | 89.31% | 1.94 | 0 | 10 |  |  |  | No | R-410A | 2 | Residential & Commercial | Ducted CEE Tier 1
213607592 | Central HP <5.4 tons | COMFORTMAKER | HRCU-A-CB (Split System: Heat Pump with Remote Outdoor Unit-Air-Source) | DLCURAH18ABK |  |  | FTMA4X24L0B* |  | 18100 | 16.5 | 8.5 | 18200 | 18200 | 100% | 2.2 | 0 | 11 |  |  |  | No | R-410A | 1.5083 | Residential & Commercial | Ducted CEE Tier 1
211261408 | Central HP <5.4 tons | AIRQUEST | HRCU-A-CB (Split System: Heat Pump with Remote Outdoor Unit-Air-Source) | DLCURAH18ABK |  |  | EA*4X30L14A* | *95ESN0261410A* | 18100 | 15.5 | 8.5 | 18800 | 18500 | 98.4% | 2.22 | 0 | 10.5 |  |  |  | No | R-410A | 1.5083 | Residential & Commercial | Ducted CEE Tier 1
215931501 | Central HP <5.4 tons | DAY & NIGHT | HRCU-A-CB (Split System: Heat Pump with Remote Outdoor Unit-Air-Source) | C5H3V36*K*AAA* |  |  | FCMA5B48L0C*+WALLCON |  | 34400 | 21.5 | 9.5 | 34200 | 25800 | 75.44% | 2.06 | 0 | 12.5 |  |  |  | No | R-454B | 2.8667 | Residential & Commercial | Ducted CEE Tier 1
215936199 | Central HP <5.4 tons | COMFORTMAKER | HRCU-A-CB (Split System: Heat Pump with Remote Outdoor Unit-Air-Source) | C5H3V36*K*AAA* |  |  | EVD5X42M24A*+WALLCON | *95CSU0802120B* | 35400 | 21.5 | 8.5 | 38000 | 28600 | 75.26% | 2.04 | 0 | 12 |  |  |  | No | R-454B | 2.95 | Residential & Commercial | Ducted CEE Tier 1
213076458 | Central HP <5.4 tons | BRYANT HEATING AND COOLING SYSTEMS | HRCU-A-CB (Split System: Heat Pump with Remote Outdoor Unit-Air-Source) | 38MURAQ36AB3* |  |  | CAP**3717AL* | 82*TB36045V14*** | 36000 | 15.5 | 8.5 | 38500 | 35000 | 90.91% | 2 | 0 | 10 |  |  |  | No | R-410A | 3 | Residential & Commercial | Ducted CEE Tier 1
215939854 | Central HP <5.4 tons | CARRIER | HRCU-A-CB (Split System: Heat Pump with Remote Outdoor Unit-Air-Source) | 27VNA336A*030* |  |  | CAA**6121AM*+UI | 59TN7A060C17**16 | 34000 | 19.5 | 9 | 35200 | 26800 | 76.14% | 1.94 | 0 | 11 |  |  |  | No | R-454B | 2.8333 | Residential & Commercial | Ducted CEE Tier 1
215939934 | Central HP <5.4 tons | CARRIER | HRCU-A-CB (Split System: Heat Pump with Remote Outdoor Unit-Air-Source) | 27VNA336A*030* |  |  | CSAH*3612AM*+UI | 59TN6C080C21**20 | 33200 | 19 | 9 | 35000 | 26800 | 76.57% | 1.92 | 0 | 11 |  |  |  | No | R-454B | 2.7667 | Residential & Commercial | Ducted CEE Tier 1
215932574 | Central HP <5.4 tons | CARRIER | HRCU-A-CB (Split System: Heat Pump with Remote Outdoor Unit-Air-Source) | 27VNA336A*030* |  |  | CAA**6024AM*+UI | 59CU5B080C21**20 | 34000 | 20 | 9 | 34200 | 26000 | 76.02% | 1.94 | 0 | 11.7 |  |  |  | No | R-454B | 2.8333 | Residential & Commercial | Ducted CEE Tier 1
215934764 | Central HP <5.4 tons | CARRIER | HRCU-A-CB (Split System: Heat Pump with Remote Outdoor Unit-Air-Source) | 27VNA336A*030* |  |  | CVAMA4321XMA*+UI | 59TN6C060C17**14 | 34600 | 20.5 | 8.5 | 38000 | 27600 | 72.63% | 2.06 | 0 | 11.5 |  |  |  | No | R-454B | 2.8833 | Residential & Commercial | Ducted CEE Tier 1
215934914 | Central HP <5.4 tons | CARRIER | HRCU-A-CB (Split System: Heat Pump with Remote Outdoor Unit-Air-Source) | 27VNA336A*030* |  |  | CVAMA4421XMA*+UI | 59MN7C080C21**20 | 35600 | 21.5 | 8.5 | 38000 | 28600 | 75.26% | 2.02 | 0 | 12 |  |  |  | No | R-454B | 2.9667 | Residential & Commercial | Ducted CEE Tier 1
215935164 | Central HP <5.4 tons | CARRIER | HRCU-A-CB (Split System: Heat Pump with Remote Outdoor Unit-Air-Source) | 27VNA336A*030* |  |  | CVAMA6021XMA*+UI | 58CU*A100C21**20 | 35600 | 21.5 | 8.5 | 38000 | 28800 | 75.79% | 2.02 | 0 | 12 |  |  |  | No | R-454B | 2.9667 | Residential & Commercial | Ducted CEE Tier 1
214569506 | Central HP <5.4 tons | CARRIER | HRCU-A-CB (Split System: Heat Pump with Remote Outdoor Unit-Air-Source) | 25VNA448A*031* |  |  | CNPV*6024AL*+UI | 59CU5B080C21**20 | 44500 | 21 | 9 | 46500 | 36400 | 78.28% | 2.26 | 0 | 12 |  |  |  | No | R-410A | 3.7083 | Residential & Commercial | Ducted CEE Tier 1
214626024 | Central HP <5.4 tons | LENNOX | HRCU-A-CB (Split System: Heat Pump with Remote Outdoor Unit-Air-Source) | SL25XPV-024-230A** |  |  | CK40HT-42B-0*+TDR | SL280UH070V36A* | 22800 | 22.2 | 9.6 | 21400 | 20000 | 93.46% | 1.98 | 0 | 14.5 |  |  |  | No | R-410A | 1.9 | Residential & Commercial | Ducted CEE Tier 1
214626031 | Central HP <5.4 tons | LENNOX | HRCU-A-CB (Split System: Heat Pump with Remote Outdoor Unit-Air-Source) | SL25XPV-024-230A** |  |  | CK40HT-42B-0*+TDR | SLP99UH070XV36B* | 22800 | 23.2 | 9.5 | 21200 | 20000 | 94.34% | 1.96 | 0 | 14.5 |  |  |  | No | R-410A | 1.9 | Residential & Commercial | Ducted CEE Tier 1
214626056 | Central HP <5.4 tons | LENNOX | HRCU-A-CB (Split System: Heat Pump with Remote Outdoor Unit-Air-Source) | SL25XPV-024-230A** |  |  | CK40CT-36B-0*+TDR | SLP99UH070XV36B* | 22200 | 23 | 9.2 | 21600 | 20400 | 94.44% | 1.84 | 0 | 14.3 |  |  |  | No | R-410A | 1.85 | Residential & Commercial | Ducted CEE Tier 1
214626033 | Central HP <5.4 tons | LENNOX | HRCU-A-CB (Split System: Heat Pump with Remote Outdoor Unit-Air-Source) | SL25XPV-024-230A** |  |  | CK40HT-42C-0*+TDR | EL296UH090XV48C* | 22200 | 21.4 | 9.4 | 21400 | 20000 | 93.46% | 1.9 | 0 | 14.5 |  |  |  | No | R-410A | 1.85 | Residential & Commercial | Ducted CEE Tier 1
215864557 | Central HP <5.4 tons | TRANE | HRCU-A-CB (Split System: Heat Pump with Remote Outdoor Unit-Air-Source) | 5TWV8X36A1 |  |  | 5PX*CD05AS3 | S8V2C100M5PDB | 32000 | 18.1 | 8.5 | 34000 | 25800 | 75.88% | 2 | 0 | 10 |  |  |  | No | R-454B | 2.6667 | Residential & Commercial | Ducted CEE Tier 1
215864563 | Central HP <5.4 tons | TRANE | HRCU-A-CB (Split System: Heat Pump with Remote Outdoor Unit-Air-Source) | 5TWV8X36A1 |  |  | 5PX*CD05AS3 | S8V2C080M5PCB | 32000 | 18.1 | 8.5 | 33800 | 25600 | 75.74% | 2 | 0 | 10 |  |  |  | No | R-454B | 2.6667 | Residential & Commercial | Ducted CEE Tier 1
215864579 | Central HP <5.4 tons | TRANE | HRCU-A-CB (Split System: Heat Pump with Remote Outdoor Unit-Air-Source) | 5TWV8X36A1 |  |  | 5TXCB004AS3 | S8V2B060M4PDB | 31600 | 18.1 | 8.5 | 32800 | 25400 | 77.44% | 2 | 0 | 10 |  |  |  | No | R-454B | 2.6333 | Residential & Commercial | Ducted CEE Tier 1
215588081 | Central HP <5.4 tons | CARRIER | HRCU-A-CB (Split System: Heat Pump with Remote Outdoor Unit-Air-Source) | 27VNA154A*030* |  |  | CAA**4821AM*+UI | 59MN7C080C17**14 | 47000 | 17.5 | 10.5 | 51500 | 51000 | 99.03% | 2.04 | 0 | 11 |  |  |  | No | R-454B | 3.9167 | Residential & Commercial | Ducted CEE Tier 1
214574081 | Central HP <5.4 tons | AIRQUEST | HRCU-A-CB (Split System: Heat Pump with Remote Outdoor Unit-Air-Source) | HVH837GKA2* |  |  | EA*4X60L24A*+WALLCON | *96CTN0802120B* | 32800 | 18 | 8.5 | 31600 | 24600 | 77.85% | 2 | 0 | 11.5 |  |  |  | No | R-410A | 2.7333 | Residential & Commercial | Ducted CEE Tier 1
211240772 | Central HP <5.4 tons | TEMPSTAR | HRCU-A-CB (Split System: Heat Pump with Remote Outdoor Unit-Air-Source) | DLCURAH24ABK |  |  | EA*4X24L17A* | *80ESU0601716A | 24600 | 16.5 | 8.5 | 27200 | 23000 | 84.56% | 1.9 | 0 | 10 |  |  |  | No | R-410A | 2.05 | Residential & Commercial | Ducted CEE Tier 1
212974117 | Central HP <5.4 tons | DAY & NIGHT | HRCU-A-CB (Split System: Heat Pump with Remote Outdoor Unit-Air-Source) | DLCURAH24ABK |  |  | EN(A,D)4X36L21** | *96VSN0802120B* | 23800 | 17 | 8.5 | 26400 | 24000 | 90.91% | 1.98 | 0 | 10.5 |  |  |  | No | R-410A | 1.9833 | Residential & Commercial | Ducted CEE Tier 1
212974317 | Central HP <5.4 tons | DAY & NIGHT | HRCU-A-CB (Split System: Heat Pump with Remote Outdoor Unit-Air-Source) | DLCURAH24ABK |  |  | EA*4X36L21A* | *96VSN1002120B* | 23600 | 17 | 8.5 | 26200 | 24000 | 91.6% | 2 | 0 | 10 |  |  |  | No | R-410A | 1.9667 | Residential & Commercial | Ducted CEE Tier 1
212984695 | Central HP <5.4 tons | TEMPSTAR | HRCU-A-CB (Split System: Heat Pump with Remote Outdoor Unit-Air-Source) | DLCURAH24ABK |  |  | EN(A,D)4X36L21** | *92MSN0801716A* | 23600 | 17.5 | 8.5 | 26200 | 24600 | 93.89% | 2.04 | 0 | 10.5 |  |  |  | No | R-410A | 1.9667 | Residential & Commercial | Ducted CEE Tier 1
211378043 | Central HP <5.4 tons | YORK | HRCU-A-CB (Split System: Heat Pump with Remote Outdoor Unit-Air-Source) | HMH72B341 |  |  | XAFC30CXXN1+TXV | TM8Y100C16MP11 | 33200 | 18 | 8.5 | 33400 | 23400 | 70.06% | 2.06 | 0 | 10 |  |  |  | No | R-410A | 2.7667 | Residential & Commercial | Ducted CEE Tier 1
211378076 | Central HP <5.4 tons | YORK | HRCU-A-CB (Split System: Heat Pump with Remote Outdoor Unit-Air-Source) | HMH72B341 |  |  | XAFB36DXXN1+TXV | TM8Y080B12MP11 | 34000 | 18 | 8.1 | 33400 | 23600 | 70.66% | 2.04 | 0 | 10 |  |  |  | No | R-410A | 2.8333 | Residential & Commercial | Ducted CEE Tier 1
212986300 | Central HP <5.4 tons | COMFORTMAKER | HRCU-A-CB (Split System: Heat Pump with Remote Outdoor Unit-Air-Source) | DLCURAH18ABK |  |  | EA*4X24L17A* | *96MSN0401410A* | 17400 | 16 | 8.5 | 18500 | 19500 | 105.4% | 2.34 | 0 | 10.5 |  |  |  | No | R-410A | 1.45 | Residential & Commercial | Ducted CEE Tier 1
212986684 | Central HP <5.4 tons | COMFORTMAKER | HRCU-A-CB (Split System: Heat Pump with Remote Outdoor Unit-Air-Source) | DLCURAH18ABK |  |  | EA*4X25L17A* | *96MSN0401712A* | 17700 | 15.5 | 8.1 | 17700 | 17800 | 100.6% | 2.14 | 0 | 10.5 |  |  |  | No | R-410A | 1.475 | Residential & Commercial | Ducted CEE Tier 1
212987052 | Central HP <5.4 tons | COMFORTMAKER | HRCU-A-CB (Split System: Heat Pump with Remote Outdoor Unit-Air-Source) | DLCURAH18ABK |  |  | EN(A,D)4X24L14** | *96MSN0601412A* | 17300 | 16 | 8.1 | 18300 | 19200 | 104.9% | 2.32 | 0 | 10.5 |  |  |  | No | R-410A | 1.4417 | Residential & Commercial | Ducted CEE Tier 1
214242267 | Central HP <5.4 tons | HEIL | HRCU-A-CB (Split System: Heat Pump with Remote Outdoor Unit-Air-Source) | HVH825GKA3* |  |  | EN(A,D,W)4X48L21**+WALLCON | *97CMN0601714B* | 24000 | 16.5 | 8.1 | 21400 | 16700 | 78.04% | 1.98 | 0 | 11 |  |  |  | No | R-410A | 2 | Residential & Commercial | Ducted CEE Tier 1
214242367 | Central HP <5.4 tons | HEIL | HRCU-A-CB (Split System: Heat Pump with Remote Outdoor Unit-Air-Source) | HVH825GKA3* |  |  | EN(A,D)4X48L24**+WALLCON | *97CMN1202422B* | 24200 | 17 | 8.1 | 21200 | 16600 | 78.3% | 2 | 0 | 11 |  |  |  | No | R-410A | 2.0167 | Residential & Commercial | Ducted CEE Tier 1
214573391 | Central HP <5.4 tons | AIRQUEST | HRCU-A-CB (Split System: Heat Pump with Remote Outdoor Unit-Air-Source) | HVH837GKA** |  |  | EN(A,D,W)4X42L21**+WALLCON | *95CSU1002122B* | 31800 | 17 | 8.1 | 33000 | 24400 | 73.94% | 1.9 | 0 | 11.5 |  |  |  | No | R-410A | 2.65 | Residential & Commercial | Ducted CEE Tier 1
211245554 | Central HP <5.4 tons | BRYANT HEATING AND COOLING SYSTEMS | HRCU-A-CB (Split System: Heat Pump with Remote Outdoor Unit-Air-Source) | 38MURAQ24AB3* |  |  | CNPV*3621AL* | 926TB60080V21*** | 23600 | 17 | 8.1 | 25800 | 23800 | 92.25% | 1.98 | 0 | 10.5 |  |  |  | No | R-410A | 1.9667 | Residential & Commercial | Ducted CEE Tier 1
214421501 | Central HP <5.4 tons | YORK | HRCU-A-CB (Split System: Heat Pump with Remote Outdoor Unit-Air-Source) | HH860E2S11 |  |  | CTM60D5CGS1+JMET18DS2N1 |  | 45500 | 18 | 9.5 | 45500 | 33800 | 74.29% | 2 | 0 | 12 |  |  |  | No | R-454B | 3.7917 | Residential & Commercial | Ducted CEE Tier 1
214609015 | Central HP <5.4 tons | YORK | HRCU-A-CB (Split System: Heat Pump with Remote Outdoor Unit-Air-Source) | HH860E2S11 |  |  | CTM60C5CHS1 | Y91E100C20SMPS1 | 53000 | 19 | 8.5 | 54000 | 38500 | 71.3% | 2 | 0 | 11 |  |  |  | No | R-454B | 4.4167 | Residential & Commercial | Ducted CEE Tier 1
214609029 | Central HP <5.4 tons | YORK | HRCU-A-CB (Split System: Heat Pump with Remote Outdoor Unit-Air-Source) | HH860E2S11 |  |  | CTF60C5CGS1 | Y91E100C20SMPS1 | 45500 | 18 | 9 | 46500 | 34000 | 73.12% | 2 | 0 | 11.7 |  |  |  | No | R-454B | 3.7917 | Residential & Commercial | Ducted CEE Tier 1
214719799 | Central HP <5.4 tons | YORK | HRCU-A-CB (Split System: Heat Pump with Remote Outdoor Unit-Air-Source) | HH860E2S11 |  |  | CTU60C5XGS1+TXV | TM8V120C20MP12 | 44500 | 18 | 9 | 45000 | 33800 | 75.11% | 2 | 0 | 11 |  |  |  | No | R-454B | 3.7083 | Residential & Commercial | Ducted CEE Tier 1
214719800 | Central HP <5.4 tons | YORK | HRCU-A-CB (Split System: Heat Pump with Remote Outdoor Unit-Air-Source) | HH860E2S11 |  |  | CTU60C5XGS1+TXV | TM8V100C20MP12 | 44500 | 18 | 9 | 45000 | 33800 | 75.11% | 2 | 0 | 11 |  |  |  | No | R-454B | 3.7083 | Residential & Commercial | Ducted CEE Tier 1
214807642 | Central HP <5.4 tons | YORK | HRCU-A-CB (Split System: Heat Pump with Remote Outdoor Unit-Air-Source) | HH860E2S11 |  |  | CTU60D5XGS1+JME18D2SN1+TXV |  | 46000 | 19 | 9.5 | 45500 | 33800 | 74.29% | 2 | 0 | 12 |  |  |  | No | R-454B | 3.8333 | Residential & Commercial | Ducted CEE Tier 1
213785255 | Central HP <5.4 tons | CARRIER | HRCU-A-CB (Split System: Heat Pump with Remote Outdoor Unit-Air-Source) | 25VNA424A*031* |  |  | CSPH*4212AL*+UI | 58TN*B110C21**20 | 23600 | 19 | 10 | 26400 | 19700 | 74.62% | 2.52 | 0 | 13 |  |  |  | No | R-410A | 1.9667 | Residential & Commercial | Ducted CEE Tier 1
214569370 | Central HP <5.4 tons | CARRIER | HRCU-A-CB (Split System: Heat Pump with Remote Outdoor Unit-Air-Source) | 25VNA424A*031* |  |  | CSPH*3612AL*+UI | 59MN7C060C21**20 | 23600 | 19 | 10.5 | 26600 | 19900 | 74.81% | 2.48 | 0 | 12.5 |  |  |  | No | R-410A | 1.9667 | Residential & Commercial | Ducted CEE Tier 1
215936249 | Central HP <5.4 tons | COMFORTMAKER | HRCU-A-CB (Split System: Heat Pump with Remote Outdoor Unit-Air-Source) | C5H3V36*K*AAA* |  |  | EVD5X42M24A*+WALLCON | *97CMN1202422B* | 35400 | 22 | 8.5 | 38000 | 28400 | 74.74% | 2.04 | 0 | 12.5 |  |  |  | No | R-454B | 2.95 | Residential & Commercial | Ducted CEE Tier 1
215936319 | Central HP <5.4 tons | COMFORTMAKER | HRCU-A-CB (Split System: Heat Pump with Remote Outdoor Unit-Air-Source) | C5H3V36*K*AAA* |  |  | EVD5X48M24A*+WALLCON | *80CTL0902120B* | 35200 | 21.5 | 8.5 | 38000 | 28200 | 74.21% | 2.04 | 0 | 12 |  |  |  | No | R-454B | 2.9333 | Residential & Commercial | Ducted CEE Tier 1
215936419 | Central HP <5.4 tons | COMFORTMAKER | HRCU-A-CB (Split System: Heat Pump with Remote Outdoor Unit-Air-Source) | C5H3V36*K*AAA* |  |  | EVD5X48M24A*+WALLCON | *96CTN1202422B* | 35000 | 21.5 | 8.5 | 38000 | 28200 | 74.21% | 2.02 | 0 | 12 |  |  |  | No | R-454B | 2.9167 | Residential & Commercial | Ducted CEE Tier 1
215936769 | Central HP <5.4 tons | COMFORTMAKER | HRCU-A-CB (Split System: Heat Pump with Remote Outdoor Unit-Air-Source) | C5H3V36*K*AAA* |  |  | EVD5X60M24A*+WALLCON | *80CTL1102120B* | 35600 | 22 | 8.5 | 38000 | 28400 | 74.74% | 2.04 | 0 | 12.5 |  |  |  | No | R-454B | 2.9667 | Residential & Commercial | Ducted CEE Tier 1
215864975 | Central HP <5.4 tons | TRANE | HRCU-A-CB (Split System: Heat Pump with Remote Outdoor Unit-Air-Source) | 5TWV8X48A1 |  |  | 5TXCD010AS3 | *UHMD120CCV5+LRP | 46000 | 18.1 | 8.5 | 45000 | 34600 | 76.89% | 2.2 | 0 | 10.5 |  |  |  | No | R-454B | 3.8333 | Residential & Commercial | Ducted CEE Tier 1
215864995 | Central HP <5.4 tons | TRANE | HRCU-A-CB (Split System: Heat Pump with Remote Outdoor Unit-Air-Source) | 5TWV8X48A1 |  |  | 5TXCD010AS3 | S8V2D120M5PCB | 46500 | 18.1 | 8.5 | 45500 | 34800 | 76.48% | 2.2 | 0 | 10.5 |  |  |  | No | R-454B | 3.875 | Residential & Commercial | Ducted CEE Tier 1
215864831 | Central HP <5.4 tons | TRANE | HRCU-A-CB (Split System: Heat Pump with Remote Outdoor Unit-Air-Source) | 5TWV8X48A1 |  |  | 5PX*C009AS3 | S8V2C100M5PDB | 46000 | 18.1 | 8.5 | 45500 | 35000 | 76.92% | 2.1 | 0 | 10 |  |  |  | No | R-454B | 3.8333 | Residential & Commercial | Ducted CEE Tier 1
214242887 | Central HP <5.4 tons | HEIL | HRCU-A-CB (Split System: Heat Pump with Remote Outdoor Unit-Air-Source) | HVH825GKA2* |  |  | END4X42L17**+WALLCON | *80CTL0901716B* | 24000 | 17 | 8.1 | 21400 | 16600 | 77.57% | 1.98 | 0 | 11.5 |  |  |  | No | R-410A | 2 | Residential & Commercial | Ducted CEE Tier 1
214243017 | Central HP <5.4 tons | HEIL | HRCU-A-CB (Split System: Heat Pump with Remote Outdoor Unit-Air-Source) | HVH825GKA2* |  |  | EN(A,D,W)4X42L21**+WALLCON | *97CMN0601714B* | 23600 | 16 | 8.1 | 21600 | 16700 | 77.31% | 1.94 | 0 | 11 |  |  |  | No | R-410A | 1.9667 | Residential & Commercial | Ducted CEE Tier 1
214243037 | Central HP <5.4 tons | HEIL | HRCU-A-CB (Split System: Heat Pump with Remote Outdoor Unit-Air-Source) | HVH825GKA2* |  |  | EN(A,D,W)4X42L21**+WALLCON | *97CMN1002122B* | 23800 | 16.5 | 8.1 | 21400 | 16600 | 77.57% | 1.96 | 0 | 11 |  |  |  | No | R-410A | 1.9833 | Residential & Commercial | Ducted CEE Tier 1
214243087 | Central HP <5.4 tons | HEIL | HRCU-A-CB (Split System: Heat Pump with Remote Outdoor Unit-Air-Source) | HVH825GKA2* |  |  | EN(A,D,W)4X48L21**+WALLCON | *80CTL0701716B* | 24000 | 17 | 8.1 | 21400 | 16600 | 77.57% | 2 | 0 | 11 |  |  |  | No | R-410A | 2 | Residential & Commercial | Ducted CEE Tier 1
215912263 | Central HP <5.4 tons | YORK | HRCU-A-CB (Split System: Heat Pump with Remote Outdoor Unit-Air-Source) | HH824E2S11 |  |  | CTM36B5ADS1 | TM9Y080B12MP11 | 23000 | 18 | 9.5 | 23000 | 18500 | 80.43% | 2 | 0 | 12 |  |  |  | No | R-454B | 1.9167 | Residential & Commercial | Ducted CEE Tier 1
216010724 | Central HP <5.4 tons | YORK | HRCU-A-CB (Split System: Heat Pump with Remote Outdoor Unit-Air-Source) | HH824E2S11 |  |  | CTM36B5ADS1+JMC12B2SN1 |  | 23000 | 18 | 9.5 | 23000 | 18600 | 80.87% | 2 | 0 | 12 |  |  |  | No | R-454B | 1.9167 | Residential & Commercial | Ducted CEE Tier 1
212985364 | Central HP <5.4 tons | COMFORTMAKER | HRCU-A-CB (Split System: Heat Pump with Remote Outdoor Unit-Air-Source) | DLCURAH24ABK |  |  | EN(A,D)4X36L21** | *92MSN1002120A* | 23600 | 17.5 | 8.5 | 26400 | 24200 | 91.67% | 2.02 | 0 | 10.5 |  |  |  | No | R-410A | 1.9667 | Residential & Commercial | Ducted CEE Tier 1
214574061 | Central HP <5.4 tons | AIRQUEST | HRCU-A-CB (Split System: Heat Pump with Remote Outdoor Unit-Air-Source) | HVH837GKA2* |  |  | EA*4X60L24A*+WALLCON | *97CMN0602120B* | 32600 | 17.5 | 8.5 | 31800 | 25000 | 78.62% | 1.96 | 0 | 11 |  |  |  | No | R-410A | 2.7167 | Residential & Commercial | Ducted CEE Tier 1
211244152 | Central HP <5.4 tons | HEIL | HRCU-A-CB (Split System: Heat Pump with Remote Outdoor Unit-Air-Source) | DLCURAH24ABK |  |  | EN(A,D)4X24L17** | *92ESN0601412A* | 24200 | 15.5 | 8.5 | 27200 | 22600 | 83.09% | 1.86 | 0 | 10 |  |  |  | No | R-410A | 2.0167 | Residential & Commercial | Ducted CEE Tier 1
211244185 | Central HP <5.4 tons | HEIL | HRCU-A-CB (Split System: Heat Pump with Remote Outdoor Unit-Air-Source) | DLCURAH24ABK |  |  | EN(A,D)4X24L17** | *95ESN0601714A* | 24200 | 15.5 | 8.5 | 27200 | 22800 | 83.82% | 1.86 | 0 | 10 |  |  |  | No | R-410A | 2.0167 | Residential & Commercial | Ducted CEE Tier 1
211244251 | Central HP <5.4 tons | HEIL | HRCU-A-CB (Split System: Heat Pump with Remote Outdoor Unit-Air-Source) | DLCURAH24ABK |  |  | EN(A,D)4X24L17** | OMV098J12* | 23400 | 16 | 8.5 | 26600 | 24000 | 90.23% | 1.98 | 0 | 10 |  |  |  | No | R-410A | 1.95 | Residential & Commercial | Ducted CEE Tier 1
211241245 | Central HP <5.4 tons | TEMPSTAR | HRCU-A-CB (Split System: Heat Pump with Remote Outdoor Unit-Air-Source) | DLCURAH24ABK |  |  | EA*4X30L14A* | *80VSL0451412A* | 24200 | 16 | 8.5 | 26400 | 23000 | 87.12% | 1.9 | 0 | 10 |  |  |  | No | R-410A | 2.0167 | Residential & Commercial | Ducted CEE Tier 1
211378459 | Central HP <5.4 tons | YORK | HRCU-A-CB (Split System: Heat Pump with Remote Outdoor Unit-Air-Source) | HMH72B341 |  |  | XAHC36DXXN1+TXV | TMLE120C16MP11 | 33600 | 17.5 | 8.1 | 33000 | 23200 | 70.3% | 2.04 | 0 | 10 |  |  |  | No | R-410A | 2.8 | Residential & Commercial | Ducted CEE Tier 1
211378492 | Central HP <5.4 tons | YORK | HRCU-A-CB (Split System: Heat Pump with Remote Outdoor Unit-Air-Source) | HMH72B341 |  |  | XAHC36DXXN1+TXV | TM8E100C16MP11 | 33600 | 17.5 | 8.1 | 33000 | 23200 | 70.3% | 2.04 | 0 | 10 |  |  |  | No | R-410A | 2.8 | Residential & Commercial | Ducted CEE Tier 1
211378627 | Central HP <5.4 tons | YORK | HRCU-A-CB (Split System: Heat Pump with Remote Outdoor Unit-Air-Source) | HMH72B341 |  |  | XAFC36DXXN1+TXV | TM8E080C16MP11 | 34000 | 17 | 8.5 | 33600 | 23600 | 70.24% | 2.08 | 0 | 10 |  |  |  | No | R-410A | 2.8333 | Residential & Commercial | Ducted CEE Tier 1
211241263 | Central HP <5.4 tons | TEMPSTAR | HRCU-A-CB (Split System: Heat Pump with Remote Outdoor Unit-Air-Source) | DLCURAH24ABK |  |  | EA*4X30L14A* | *96VSN0601412A* | 23400 | 16.5 | 8.5 | 25800 | 24200 | 93.8% | 2 | 0 | 10 |  |  |  | No | R-410A | 1.95 | Residential & Commercial | Ducted CEE Tier 1
211241338 | Central HP <5.4 tons | TEMPSTAR | HRCU-A-CB (Split System: Heat Pump with Remote Outdoor Unit-Air-Source) | DLCURAH24ABK |  |  | EA*4X30L14A* | *80ES(N,L)0451412A* | 24400 | 16 | 8.5 | 26600 | 22600 | 84.96% | 1.86 | 0 | 10 |  |  |  | No | R-410A | 2.0333 | Residential & Commercial | Ducted CEE Tier 1
212979884 | Central HP <5.4 tons | AIRQUEST | HRCU-A-CB (Split System: Heat Pump with Remote Outdoor Unit-Air-Source) | DLCURAH24ABK |  |  | EA*4X37L21A* | *80MS(N,L)0901714A* | 24200 | 17.5 | 8.5 | 25200 | 21800 | 86.51% | 1.82 | 0 | 10 |  |  |  | No | R-410A | 2.0167 | Residential & Commercial | Ducted CEE Tier 1
212979932 | Central HP <5.4 tons | AIRQUEST | HRCU-A-CB (Split System: Heat Pump with Remote Outdoor Unit-Air-Source) | DLCURAH24ABK |  |  | EN(A,D)4X36L21** | *80MS(N,L)0901714A* | 23600 | 17 | 8.5 | 26400 | 24400 | 92.42% | 2.02 | 0 | 10.5 |  |  |  | No | R-410A | 1.9667 | Residential & Commercial | Ducted CEE Tier 1
212981703 | Central HP <5.4 tons | AIRQUEST | HRCU-A-CB (Split System: Heat Pump with Remote Outdoor Unit-Air-Source) | DLCURAH24ABK |  |  | EA*4X25L17A* | *80MSU1002120A* | 24400 | 17 | 8.5 | 25200 | 21600 | 85.71% | 1.8 | 0 | 10 |  |  |  | No | R-410A | 2.0333 | Residential & Commercial | Ducted CEE Tier 1
212981787 | Central HP <5.4 tons | AIRQUEST | HRCU-A-CB (Split System: Heat Pump with Remote Outdoor Unit-Air-Source) | DLCURAH24ABK |  |  | EN(A,D)4X30L17** | *80MSU1002120A* | 23800 | 16.5 | 8.5 | 26400 | 24000 | 90.91% | 1.98 | 0 | 10.5 |  |  |  | No | R-410A | 1.9833 | Residential & Commercial | Ducted CEE Tier 1
214573631 | Central HP <5.4 tons | AIRQUEST | HRCU-A-CB (Split System: Heat Pump with Remote Outdoor Unit-Air-Source) | HVH837GKA2* |  |  | EA*4X36L21A*+WALLCON | *95CSU1002122B* | 31600 | 17 | 8.1 | 32800 | 24200 | 73.78% | 1.86 | 0 | 11 |  |  |  | No | R-410A | 2.6333 | Residential & Commercial | Ducted CEE Tier 1
211229348 | Central HP <5.4 tons | TEMPSTAR | HRCU-A-CB (Split System: Heat Pump with Remote Outdoor Unit-Air-Source) | DLCURAH36ABK |  |  | EA*4X48L24A* | *80VSL0702120A* | 36000 | 16 | 8.5 | 38500 | 34600 | 89.87% | 2.06 | 0 | 10 |  |  |  | No | R-410A | 3 | Residential & Commercial | Ducted CEE Tier 1
211229357 | Central HP <5.4 tons | TEMPSTAR | HRCU-A-CB (Split System: Heat Pump with Remote Outdoor Unit-Air-Source) | DLCURAH36ABK |  |  | EA*4X48L24A* | *80VSL0902120A* | 35600 | 16.5 | 8.1 | 37800 | 34600 | 91.53% | 2.04 | 0 | 10 |  |  |  | No | R-410A | 2.9667 | Residential & Commercial | Ducted CEE Tier 1
211230268 | Central HP <5.4 tons | TEMPSTAR | HRCU-A-CB (Split System: Heat Pump with Remote Outdoor Unit-Air-Source) | DLCURAH36ABK |  |  | EN(A,D,W)4X48L21** | *95ESU0601716A* | 35800 | 16 | 8.1 | 38500 | 34800 | 90.39% | 2 | 0 | 10 |  |  |  | No | R-410A | 2.9833 | Residential & Commercial | Ducted CEE Tier 1
211228108 | Central HP <5.4 tons | TEMPSTAR | HRCU-A-CB (Split System: Heat Pump with Remote Outdoor Unit-Air-Source) | DLCURAH36ABK |  |  | EA*4X42L24A* | *95ESU1002122A* | 36600 | 15.2 | 8.1 | 40000 | 35200 | 88% | 1.94 | 0 | 10 |  |  |  | No | R-410A | 3.05 | Residential & Commercial | Ducted CEE Tier 1
211228292 | Central HP <5.4 tons | TEMPSTAR | HRCU-A-CB (Split System: Heat Pump with Remote Outdoor Unit-Air-Source) | DLCURAH36ABK |  |  | EA*4X43L21A* | *80ES(N,L)1102120A* | 37000 | 16 | 8.5 | 38500 | 34800 | 90.39% | 2.12 | 0 | 10 |  |  |  | No | R-410A | 3.0833 | Residential & Commercial | Ducted CEE Tier 1
211228573 | Central HP <5.4 tons | TEMPSTAR | HRCU-A-CB (Split System: Heat Pump with Remote Outdoor Unit-Air-Source) | DLCURAH36ABK |  |  | EA*4X43L21A* | *96VSN1002120A* | 36400 | 16 | 8.5 | 38500 | 34800 | 90.39% | 2.08 | 0 | 10 |  |  |  | No | R-410A | 3.0333 | Residential & Commercial | Ducted CEE Tier 1
213774545 | Central HP <5.4 tons | CARRIER | HRCU-A-CB (Split System: Heat Pump with Remote Outdoor Unit-Air-Source) | 25VNA825A*032* |  |  | CSPH*4212AL*+UI | 59TN6C120C24**22 | 24200 | 16 | 8.1 | 21400 | 16600 | 77.57% | 2 | 0 | 10.5 |  |  |  | No | R-410A | 2.0167 | Residential & Commercial | Ducted CEE Tier 1
213774595 | Central HP <5.4 tons | CARRIER | HRCU-A-CB (Split System: Heat Pump with Remote Outdoor Unit-Air-Source) | 25VNA825A*032* |  |  | CSPH*4812AL*+UI | 58TN*B090C21**20 | 24200 | 16 | 8.1 | 21200 | 16600 | 78.3% | 2.02 | 0 | 10.5 |  |  |  | No | R-410A | 2.0167 | Residential & Commercial | Ducted CEE Tier 1
213774645 | Central HP <5.4 tons | CARRIER | HRCU-A-CB (Split System: Heat Pump with Remote Outdoor Unit-Air-Source) | 25VNA825A*032* |  |  | CSPH*4812AL*+UI | 59MN7C080C17**14 | 24200 | 16 | 8.1 | 21400 | 16600 | 77.57% | 2 | 0 | 10.5 |  |  |  | No | R-410A | 2.0167 | Residential & Commercial | Ducted CEE Tier 1
214573761 | Central HP <5.4 tons | AIRQUEST | HRCU-A-CB (Split System: Heat Pump with Remote Outdoor Unit-Air-Source) | HVH837GKA2* |  |  | EA*4X42L21A*+WALLCON | *97CMN0602120B* | 31600 | 17 | 8.1 | 33200 | 24800 | 74.7% | 1.88 | 0 | 10.5 |  |  |  | No | R-410A | 2.6333 | Residential & Commercial | Ducted CEE Tier 1
214573811 | Central HP <5.4 tons | AIRQUEST | HRCU-A-CB (Split System: Heat Pump with Remote Outdoor Unit-Air-Source) | HVH837GKA2* |  |  | EA*4X42L24A*+WALLCON | *95CSU1002122B* | 31800 | 17.5 | 8.5 | 32800 | 24400 | 74.39% | 1.9 | 0 | 11 |  |  |  | No | R-410A | 2.65 | Residential & Commercial | Ducted CEE Tier 1
212985822 | Central HP <5.4 tons | TEMPSTAR | HRCU-A-CB (Split System: Heat Pump with Remote Outdoor Unit-Air-Source) | DLCURAH24ABK |  |  | EA*4X37L17A* | *96MSN0261410A* | 24000 | 16.5 | 8.5 | 25200 | 25200 | 100% | 2.08 | 0 | 10 |  |  |  | No | R-410A | 2 | Residential & Commercial | Ducted CEE Tier 1
212986257 | Central HP <5.4 tons | TEMPSTAR | HRCU-A-CB (Split System: Heat Pump with Remote Outdoor Unit-Air-Source) | DLCURAH24ABK |  |  | EN(A,D)4X30L17** | *96MSN0401410A* | 23400 | 16 | 8.1 | 26400 | 24400 | 92.42% | 2.02 | 0 | 10 |  |  |  | No | R-410A | 1.95 | Residential & Commercial | Ducted CEE Tier 1
212986876 | Central HP <5.4 tons | TEMPSTAR | HRCU-A-CB (Split System: Heat Pump with Remote Outdoor Unit-Air-Source) | DLCURAH24ABK |  |  | EA*4X24L17A* | *96MSN0601412A* | 23400 | 16.5 | 8.5 | 27000 | 21800 | 80.74% | 1.82 | 0 | 10 |  |  |  | No | R-410A | 1.95 | Residential & Commercial | Ducted CEE Tier 1
212987445 | Central HP <5.4 tons | TEMPSTAR | HRCU-A-CB (Split System: Heat Pump with Remote Outdoor Unit-Air-Source) | DLCURAH24ABK |  |  | EA*4X37L21A* | *96MSN0801716A* | 24400 | 18 | 9 | 29200 | 25200 | 86.3% | 2.1 | 0 | 10.5 |  |  |  | No | R-410A | 2.0333 | Residential & Commercial | Ducted CEE Tier 1
212987806 | Central HP <5.4 tons | TEMPSTAR | HRCU-A-CB (Split System: Heat Pump with Remote Outdoor Unit-Air-Source) | DLCURAH24ABK |  |  | EA*4X36L21A* | *96MSN0802120A* | 23800 | 17 | 8.5 | 26200 | 21600 | 82.44% | 1.82 | 0 | 10 |  |  |  | No | R-410A | 1.9833 | Residential & Commercial | Ducted CEE Tier 1
212985232 | Central HP <5.4 tons | COMFORTMAKER | HRCU-A-CB (Split System: Heat Pump with Remote Outdoor Unit-Air-Source) | DLCURAH36ABK |  |  | EA*4X48L21A* | *92MSN1002120A* | 35800 | 16.5 | 8.5 | 37800 | 34600 | 91.53% | 2.02 | 0 | 10 |  |  |  | No | R-410A | 2.9833 | Residential & Commercial | Ducted CEE Tier 1
213249339 | Central HP <5.4 tons | COMFORTMAKER | HRCU-A-CB (Split System: Heat Pump with Remote Outdoor Unit-Air-Source) | DLCURAH36ABK |  |  | FEVA0036**+NAVA43601CK |  | 35400 | 16 | 8.5 | 38500 | 35000 | 90.91% | 1.9 | 0 | 10 |  |  |  | No | R-410A | 2.95 | Residential & Commercial | Ducted CEE Tier 1
215933994 | Central HP <5.4 tons | CARRIER | HRCU-A-CB (Split System: Heat Pump with Remote Outdoor Unit-Air-Source) | 27VNA348A*030* |  |  | CAA**4821AM*+UI | 58TN*B070C21**20 | 43500 | 20.5 | 9.5 | 48000 | 36600 | 76.25% | 2 | 0 | 10.5 |  |  |  | No | R-454B | 3.625 | Residential & Commercial | Ducted CEE Tier 1
215934094 | Central HP <5.4 tons | CARRIER | HRCU-A-CB (Split System: Heat Pump with Remote Outdoor Unit-Air-Source) | 27VNA348A*030* |  |  | CAA**6024AM*+UI | 58TN*B070C21**20 | 44500 | 21 | 9.5 | 48500 | 36600 | 75.46% | 2 | 0 | 11 |  |  |  | No | R-454B | 3.7083 | Residential & Commercial | Ducted CEE Tier 1
211228691 | Central HP <5.4 tons | TEMPSTAR | HRCU-A-CB (Split System: Heat Pump with Remote Outdoor Unit-Air-Source) | DLCURAH36ABK |  |  | EA*4X43L21A* | OMV098J12* | 36200 | 15.2 | 8.5 | 38500 | 35000 | 90.91% | 2.06 | 0 | 10 |  |  |  | No | R-410A | 3.0167 | Residential & Commercial | Ducted CEE Tier 1
211228877 | Central HP <5.4 tons | TEMPSTAR | HRCU-A-CB (Split System: Heat Pump with Remote Outdoor Unit-Air-Source) | DLCURAH36ABK |  |  | EA*4X48L21A* | *80ESU0601716A | 36600 | 16 | 8.5 | 38500 | 34800 | 90.39% | 2.08 | 0 | 10 |  |  |  | No | R-410A | 3.05 | Residential & Commercial | Ducted CEE Tier 1
211229092 | Central HP <5.4 tons | TEMPSTAR | HRCU-A-CB (Split System: Heat Pump with Remote Outdoor Unit-Air-Source) | DLCURAH36ABK |  |  | EA*4X48L21A* | *96VSN0801716A* | 35600 | 16 | 8.1 | 38500 | 34600 | 89.87% | 2.04 | 0 | 10 |  |  |  | No | R-410A | 2.9667 | Residential & Commercial | Ducted CEE Tier 1
214279728 | Central HP <5.4 tons | DAY & NIGHT | HRCU-A-CB (Split System: Heat Pump with Remote Outdoor Unit-Air-Source) | DLCURAH18ABK |  |  | EA*4X19L17A* | *96MSN0601716A* | 17700 | 16.5 | 8.5 | 17700 | 17900 | 101.1% | 2.16 | 0 | 10.5 |  |  |  | No | R-410A | 1.475 | Residential & Commercial | Ducted CEE Tier 1
212972678 | Central HP <5.4 tons | HEIL | HRCU-A-CB (Split System: Heat Pump with Remote Outdoor Unit-Air-Source) | DLCURAH18ABK |  |  | EA*4X24L14A* | *96VSN0401410B* | 17200 | 16 | 8.5 | 18200 | 19400 | 106.6% | 2.34 | 0 | 10 |  |  |  | No | R-410A | 1.4333 | Residential & Commercial | Ducted CEE Tier 1
212975805 | Central HP <5.4 tons | HEIL | HRCU-A-CB (Split System: Heat Pump with Remote Outdoor Unit-Air-Source) | DLCURAH18ABK |  |  | EA*4X25L17A* | *96VTN0801716B* | 17800 | 16.5 | 8.1 | 17600 | 17800 | 101.1% | 2.14 | 0 | 10.5 |  |  |  | No | R-410A | 1.4833 | Residential & Commercial | Ducted CEE Tier 1
212978229 | Central HP <5.4 tons | HEIL | HRCU-A-CB (Split System: Heat Pump with Remote Outdoor Unit-Air-Source) | DLCURAH18ABK |  |  | EA*4X19L17A* | *80MS(N,L)0701412A* | 18200 | 17 | 8.5 | 18100 | 17700 | 97.79% | 2.16 | 0 | 11 |  |  |  | No | R-410A | 1.5167 | Residential & Commercial | Ducted CEE Tier 1
212978781 | Central HP <5.4 tons | HEIL | HRCU-A-CB (Split System: Heat Pump with Remote Outdoor Unit-Air-Source) | DLCURAH18ABK |  |  | EA*4X30L17A* | *80MS(N,L)0701712A* | 17600 | 16.5 | 8.5 | 18200 | 18800 | 103.3% | 2.26 | 0 | 10.5 |  |  |  | No | R-410A | 1.4667 | Residential & Commercial | Ducted CEE Tier 1
210474653 | Central HP <5.4 tons | DAY & NIGHT | HRCU-A-CB (Split System: Heat Pump with Remote Outdoor Unit-Air-Source) | CVH825GKA3* |  |  | EHD4X48AAL+WALLCON | *97CMN0602120A* | 24200 | 16 | 8.1 | 21400 | 16700 | 78.04% | 2 | 0 | 10.5 |  |  |  | No | R-410A | 2.0167 | Residential & Commercial | Ducted CEE Tier 1
210435104 | Central HP <5.4 tons | DAIKIN | HRCU-A-CB (Split System: Heat Pump with Remote Outdoor Unit-Air-Source) | DZ6VSA1810A* |  |  | CA*EA1818*4A* | D*80VC0604B*A* | 16600 | 17.5 | 8.5 | 17400 | 13000 | 74.71% | 2.1 | 0 | 10.9 |  |  |  | No | R-410A | 1.3833 | Residential & Commercial | Ducted CEE Tier 1
210435120 | Central HP <5.4 tons | DAIKIN | HRCU-A-CB (Split System: Heat Pump with Remote Outdoor Unit-Air-Source) | DZ6VSA1810A* |  |  | CA*EA2422*4A* | D*80SC0604BUA* | 16600 | 17.5 | 8.5 | 17400 | 13000 | 74.71% | 2.1 | 0 | 10.9 |  |  |  | No | R-410A | 1.3833 | Residential & Commercial | Ducted CEE Tier 1
210473200 | Central HP <5.4 tons | DAY & NIGHT | HRCU-A-CB (Split System: Heat Pump with Remote Outdoor Unit-Air-Source) | CVH825GKA3* |  |  | EA*4X43L21A*+WALLCON | *97CMN0601714A* | 24200 | 16.5 | 8.1 | 21200 | 16800 | 79.25% | 2 | 0 | 11 |  |  |  | No | R-410A | 2.0167 | Residential & Commercial | Ducted CEE Tier 1
210473277 | Central HP <5.4 tons | DAY & NIGHT | HRCU-A-CB (Split System: Heat Pump with Remote Outdoor Unit-Air-Source) | CVH825GKA3* |  |  | EA*4X48L21A*+WALLCON | *95CSU0802120A* | 24200 | 17 | 8.1 | 21000 | 16500 | 78.57% | 2.02 | 0 | 11 |  |  |  | No | R-410A | 2.0167 | Residential & Commercial | Ducted CEE Tier 1
210473332 | Central HP <5.4 tons | DAY & NIGHT | HRCU-A-CB (Split System: Heat Pump with Remote Outdoor Unit-Air-Source) | CVH825GKA3* |  |  | EA*4X48L21A*+WALLCON | *80CTL0451712A* | 24000 | 16.5 | 8.1 | 21000 | 16700 | 79.52% | 2 | 0 | 11 |  |  |  | No | R-410A | 2 | Residential & Commercial | Ducted CEE Tier 1
210473343 | Central HP <5.4 tons | DAY & NIGHT | HRCU-A-CB (Split System: Heat Pump with Remote Outdoor Unit-Air-Source) | CVH825GKA3* |  |  | EA*4X48L21A*+WALLCON | *80CTL0701716A* | 24000 | 17 | 8.1 | 21000 | 16600 | 79.05% | 2.02 | 0 | 11 |  |  |  | No | R-410A | 2 | Residential & Commercial | Ducted CEE Tier 1
214626042 | Central HP <5.4 tons | LENNOX | HRCU-A-CB (Split System: Heat Pump with Remote Outdoor Unit-Air-Source) | SL25XPV-024-230A** |  |  | CK40DT-60D-0*+TDR | SLP99DF090XV36C* | 22600 | 23 | 9.9 | 24000 | 22400 | 93.33% | 1.9 | 0 | 14.4 |  |  |  | No | R-410A | 1.8833 | Residential & Commercial | Ducted CEE Tier 1
214626062 | Central HP <5.4 tons | LENNOX | HRCU-A-CB (Split System: Heat Pump with Remote Outdoor Unit-Air-Source) | SL25XPV-024-230A** |  |  | CK40CT-48B-0*+TDR | SL280UH090V36B* | 22200 | 21.8 | 9.5 | 21400 | 20400 | 95.33% | 1.86 | 0 | 14.3 |  |  |  | No | R-410A | 1.85 | Residential & Commercial | Ducted CEE Tier 1
215683943 | Central HP <5.4 tons | CARRIER | HRCU-A-CB (Split System: Heat Pump with Remote Outdoor Unit-Air-Source) | 27VNA036A*030* |  |  | CAA**4221AM*+UI | 58TN*B090C17**16 | 33200 | 18 | 9 | 35800 | 25600 | 71.51% | 1.86 | 0 | 10 |  |  |  | No | R-454B | 2.7667 | Residential & Commercial | Ducted CEE Tier 1
215864958 | Central HP <5.4 tons | AMERICAN STANDARD | HRCU-A-CB (Split System: Heat Pump with Remote Outdoor Unit-Air-Source) | 5A6V8X48A1 |  |  | 5TXCD008AS3 | S9V2C100U5PSC+LRP | 45500 | 18.1 | 8.5 | 45500 | 35200 | 77.36% | 2.1 | 0 | 10 |  |  |  | No | R-454B | 3.7917 | Residential & Commercial | Ducted CEE Tier 1
215864992 | Central HP <5.4 tons | AMERICAN STANDARD | HRCU-A-CB (Split System: Heat Pump with Remote Outdoor Unit-Air-Source) | 5A6V8X48A1 |  |  | 5TXCD010AS3 | S8V2C080M5PDB | 46000 | 18.1 | 8.5 | 45000 | 34600 | 76.89% | 2.2 | 0 | 10.5 |  |  |  | No | R-454B | 3.8333 | Residential & Commercial | Ducted CEE Tier 1
215865028 | Central HP <5.4 tons | AMERICAN STANDARD | HRCU-A-CB (Split System: Heat Pump with Remote Outdoor Unit-Air-Source) | 5A6V8X60A1 |  |  | 5PX*DD10AS3 | S9V2C100D5PSC+LRP | 53000 | 18.1 | 8.5 | 55000 | 39500 | 71.82% | 2 | 0 | 10 |  |  |  | No | R-454B | 4.4167 | Residential & Commercial | Ducted CEE Tier 1
215865060 | Central HP <5.4 tons | AMERICAN STANDARD | HRCU-A-CB (Split System: Heat Pump with Remote Outdoor Unit-Air-Source) | 5A6V8X36A1 |  |  | 5TXCB004AS3+P0V0A000M30SD+LRP |  | 31400 | 18.1 | 8.5 | 32600 | 25400 | 77.91% | 2 | 0 | 10 |  |  |  | No | R-454B | 2.6167 | Residential & Commercial | Ducted CEE Tier 1
215865108 | Central HP <5.4 tons | AMERICAN STANDARD | HRCU-A-CB (Split System: Heat Pump with Remote Outdoor Unit-Air-Source) | 5A6V8X48A1 |  |  | 5TXCD008AS3+P0V0C000M50SD+LRP |  | 45500 | 18.1 | 8.5 | 45500 | 34800 | 76.48% | 2.2 | 0 | 10.5 |  |  |  | No | R-454B | 3.7917 | Residential & Commercial | Ducted CEE Tier 1
215865110 | Central HP <5.4 tons | AMERICAN STANDARD | HRCU-A-CB (Split System: Heat Pump with Remote Outdoor Unit-Air-Source) | 5A6V8X48A1 |  |  | 5TXCD008AS3+P0V0D000M50SD+LRP |  | 46000 | 18.1 | 8.5 | 45500 | 34800 | 76.48% | 2.2 | 0 | 11 |  |  |  | No | R-454B | 3.8333 | Residential & Commercial | Ducted CEE Tier 1
211229142 | Central HP <5.4 tons | TEMPSTAR | HRCU-A-CB (Split System: Heat Pump with Remote Outdoor Unit-Air-Source) | DLCURAH36ABK |  |  | EA*4X48L21A* | *95ESU1002120A* | 36200 | 16 | 8.5 | 38500 | 34600 | 89.87% | 2.06 | 0 | 10 |  |  |  | No | R-410A | 3.0167 | Residential & Commercial | Ducted CEE Tier 1
211229191 | Central HP <5.4 tons | TEMPSTAR | HRCU-A-CB (Split System: Heat Pump with Remote Outdoor Unit-Air-Source) | DLCURAH36ABK |  |  | EA*4X48L21A* | *96VTN1002122A* | 35800 | 16.5 | 8.5 | 37800 | 34600 | 91.53% | 2.04 | 0 | 10 |  |  |  | No | R-410A | 2.9833 | Residential & Commercial | Ducted CEE Tier 1
211229629 | Central HP <5.4 tons | TEMPSTAR | HRCU-A-CB (Split System: Heat Pump with Remote Outdoor Unit-Air-Source) | DLCURAH36ABK |  |  | EA*4X48L24A* | *96VTN1202422A* | 36000 | 16 | 8.5 | 38500 | 34600 | 89.87% | 2.06 | 0 | 10 |  |  |  | No | R-410A | 3 | Residential & Commercial | Ducted CEE Tier 1
211229677 | Central HP <5.4 tons | TEMPSTAR | HRCU-A-CB (Split System: Heat Pump with Remote Outdoor Unit-Air-Source) | DLCURAH36ABK |  |  | END4X42L17** | *80VTL0701716A* | 35600 | 16 | 8.1 | 38500 | 35000 | 90.91% | 1.96 | 0 | 10 |  |  |  | No | R-410A | 2.9667 | Residential & Commercial | Ducted CEE Tier 1
211229929 | Central HP <5.4 tons | TEMPSTAR | HRCU-A-CB (Split System: Heat Pump with Remote Outdoor Unit-Air-Source) | DLCURAH36ABK |  |  | EN(A,D,W)4X48L21** | *80ES(N,L)0702116A* | 35800 | 16.5 | 8.1 | 38500 | 34800 | 90.39% | 2 | 0 | 10 |  |  |  | No | R-410A | 2.9833 | Residential & Commercial | Ducted CEE Tier 1
211229997 | Central HP <5.4 tons | TEMPSTAR | HRCU-A-CB (Split System: Heat Pump with Remote Outdoor Unit-Air-Source) | DLCURAH36ABK |  |  | EN(A,D,W)4X48L21** | *80VSL0701716A* | 35800 | 16 | 8.1 | 38500 | 34800 | 90.39% | 2 | 0 | 10 |  |  |  | No | R-410A | 2.9833 | Residential & Commercial | Ducted CEE Tier 1
211230213 | Central HP <5.4 tons | TEMPSTAR | HRCU-A-CB (Split System: Heat Pump with Remote Outdoor Unit-Air-Source) | DLCURAH36ABK |  |  | EN(A,D,W)4X48L21** | *95ESN1002122A* | 37600 | 15.5 | 8.5 | 39500 | 35000 | 88.61% | 2.08 | 0 | 10.5 |  |  |  | No | R-410A | 3.1333 | Residential & Commercial | Ducted CEE Tier 1
215588115 | Central HP <5.4 tons | CARRIER | HRCU-A-CB (Split System: Heat Pump with Remote Outdoor Unit-Air-Source) | 27VNA154A*030* |  |  | CAA**6121AM*+UI | 58TN*B070C17**16 | 49000 | 18.5 | 10 | 52000 | 52000 | 100% | 2 | 0 | 11.5 |  |  |  | No | R-454B | 4.0833 | Residential & Commercial | Ducted CEE Tier 1
215588129 | Central HP <5.4 tons | CARRIER | HRCU-A-CB (Split System: Heat Pump with Remote Outdoor Unit-Air-Source) | 27VNA154A*030* |  |  | CAA**6124AM*+UI | 59MN7C060C21**20 | 49000 | 18.5 | 11 | 53500 | 53500 | 100% | 1.9 | 0 | 10.5 |  |  |  | No | R-454B | 4.0833 | Residential & Commercial | Ducted CEE Tier 1
215588249 | Central HP <5.4 tons | CARRIER | HRCU-A-CB (Split System: Heat Pump with Remote Outdoor Unit-Air-Source) | 27VNA154A*030* |  |  | CVAMA6024XMA*+UI | 58TN*B135C24**22 | 52000 | 19.5 | 8.1 | 52500 | 46000 | 87.62% | 1.84 | 0 | 12 |  |  |  | No | R-454B | 4.3333 | Residential & Commercial | Ducted CEE Tier 1
215588313 | Central HP <5.4 tons | CARRIER | HRCU-A-CB (Split System: Heat Pump with Remote Outdoor Unit-Air-Source) | 27VNA154A*030* |  |  | CVAVA4924XMA*+UI | 58TN*B070C21**20 | 51500 | 19 | 8.1 | 53000 | 47000 | 88.68% | 1.82 | 0 | 11.5 |  |  |  | No | R-454B | 4.2917 | Residential & Commercial | Ducted CEE Tier 1
215588315 | Central HP <5.4 tons | CARRIER | HRCU-A-CB (Split System: Heat Pump with Remote Outdoor Unit-Air-Source) | 27VNA154A*030* |  |  | CVAVA4924XMA*+UI | 58TN*B090C21**20 | 52000 | 19.5 | 8.1 | 52500 | 46000 | 87.62% | 1.84 | 0 | 12 |  |  |  | No | R-454B | 4.3333 | Residential & Commercial | Ducted CEE Tier 1
215588429 | Central HP <5.4 tons | CARRIER | HRCU-A-CB (Split System: Heat Pump with Remote Outdoor Unit-Air-Source) | 27VNA154A*030* |  |  | CAA**6024AM*+UI | 59TN7A080C21**20 | 49000 | 19 | 10.5 | 52500 | 53500 | 101.9% | 1.94 | 0 | 11 |  |  |  | No | R-454B | 4.0833 | Residential & Commercial | Ducted CEE Tier 1
211230330 | Central HP <5.4 tons | TEMPSTAR | HRCU-A-CB (Split System: Heat Pump with Remote Outdoor Unit-Air-Source) | DLCURAH36ABK |  |  | EN(A,D,W)4X48L21** | *96VTN0802120A* | 35600 | 16 | 8.1 | 38500 | 34800 | 90.39% | 2 | 0 | 10 |  |  |  | No | R-410A | 2.9667 | Residential & Commercial | Ducted CEE Tier 1
211230413 | Central HP <5.4 tons | TEMPSTAR | HRCU-A-CB (Split System: Heat Pump with Remote Outdoor Unit-Air-Source) | DLCURAH36ABK |  |  | EN(A,D)4X48L24** | *80ES(N,L)0702116A* | 35800 | 16.5 | 8.1 | 38500 | 34800 | 90.39% | 2 | 0 | 10 |  |  |  | No | R-410A | 2.9833 | Residential & Commercial | Ducted CEE Tier 1
215934264 | Central HP <5.4 tons | CARRIER | HRCU-A-CB (Split System: Heat Pump with Remote Outdoor Unit-Air-Source) | 27VNA348A*030* |  |  | CAA**6121AM*+UI | 59MN7C100C21**22 | 45500 | 21 | 9.5 | 48500 | 36800 | 75.88% | 2 | 0 | 11 |  |  |  | No | R-454B | 3.7917 | Residential & Commercial | Ducted CEE Tier 1
215934464 | Central HP <5.4 tons | CARRIER | HRCU-A-CB (Split System: Heat Pump with Remote Outdoor Unit-Air-Source) | 27VNA348A*030* |  |  | CSAH*4812AM*+UI | 58TN*B110C21**20 | 44500 | 20.5 | 9 | 48500 | 36400 | 75.05% | 1.82 | 0 | 11 |  |  |  | No | R-454B | 3.7083 | Residential & Commercial | Ducted CEE Tier 1
213076666 | Central HP <5.4 tons | COMFORTMAKER | HRCU-A-CB (Split System: Heat Pump with Remote Outdoor Unit-Air-Source) | DLCURAH36ABK |  |  | EA*4X42L24A* | *80VTL0902120B* | 35200 | 16 | 8.1 | 38500 | 35000 | 90.91% | 1.88 | 0 | 10 |  |  |  | No | R-410A | 2.9333 | Residential & Commercial | Ducted CEE Tier 1
210471294 | Central HP <5.4 tons | DAY & NIGHT | HRCU-A-CB (Split System: Heat Pump with Remote Outdoor Unit-Air-Source) | CVH837GKA2* |  |  | EHD4X60AAL+WALLCON | *80CTL0701412A* | 32800 | 17 | 8.1 | 32400 | 25000 | 77.16% | 2 | 0 | 11 |  |  |  | No | R-410A | 2.7333 | Residential & Commercial | Ducted CEE Tier 1
215864497 | Central HP <5.4 tons | TRANE | HRCU-A-CB (Split System: Heat Pump with Remote Outdoor Unit-Air-Source) | 5TWV8X36A1 |  |  | 5PX*B004AS3 | L8V1B080U4VSB+LRP | 31600 | 18.1 | 8.5 | 32800 | 25600 | 78.05% | 2 | 0 | 10 |  |  |  | No | R-454B | 2.6333 | Residential & Commercial | Ducted CEE Tier 1
215588447 | Central HP <5.4 tons | CARRIER | HRCU-A-CB (Split System: Heat Pump with Remote Outdoor Unit-Air-Source) | 27VNA154A*030* |  |  | CSAH*6012AM*+UI | 59TN6C080C21**20 | 49500 | 18.5 | 10.5 | 52500 | 53500 | 101.9% | 1.9 | 0 | 11 |  |  |  | No | R-454B | 4.125 | Residential & Commercial | Ducted CEE Tier 1
215588531 | Central HP <5.4 tons | CARRIER | HRCU-A-CB (Split System: Heat Pump with Remote Outdoor Unit-Air-Source) | 27VNA154A*030* |  |  | CVAVA6024XMA*+UI | 59TN6C080C21**20 | 51500 | 19 | 8.1 | 53000 | 46500 | 87.74% | 1.84 | 0 | 11.5 |  |  |  | No | R-454B | 4.2917 | Residential & Commercial | Ducted CEE Tier 1
215588564 | Central HP <5.4 tons | CARRIER | HRCU-A-CB (Split System: Heat Pump with Remote Outdoor Unit-Air-Source) | 27VNA154A*030* |  |  | CAA**6121AM*+UI | 59CU5B080C21**20 | 50000 | 19 | 10.5 | 53000 | 53000 | 100% | 1.92 | 0 | 11 |  |  |  | No | R-454B | 4.1667 | Residential & Commercial | Ducted CEE Tier 1
214650444 | Central HP <5.4 tons | YORK | HRCU-A-CB (Split System: Heat Pump with Remote Outdoor Unit-Air-Source) | HH824E2S11 |  |  | CTU36B5XDS1+TXV | YP9C060B12MP13 | 23000 | 18 | 9.5 | 23000 | 18800 | 81.74% | 2 | 0 | 12 |  |  |  | No | R-454B | 1.9167 | Residential & Commercial | Ducted CEE Tier 1
214626156 | Central HP <5.4 tons | LENNOX | HRCU-A-CB (Split System: Heat Pump with Remote Outdoor Unit-Air-Source) | SL25XPV-036-230A** |  |  | CK40CT-48B-0*+TDR | EL296UH045XV36B* | 33800 | 21.4 | 8.8 | 35800 | 27800 | 77.65% | 1.8 | 0 | 12.5 |  |  |  | No | R-410A | 2.8167 | Residential & Commercial | Ducted CEE Tier 1
214626074 | Central HP <5.4 tons | LENNOX | HRCU-A-CB (Split System: Heat Pump with Remote Outdoor Unit-Air-Source) | SL25XPV-036-230A** |  |  | CK40HT-42B-0*+TDR | SL280UH090V48B* | 34800 | 21.4 | 8.8 | 34200 | 26200 | 76.61% | 1.84 | 0 | 13.5 |  |  |  | No | R-410A | 2.9 | Residential & Commercial | Ducted CEE Tier 1
214626138 | Central HP <5.4 tons | LENNOX | HRCU-A-CB (Split System: Heat Pump with Remote Outdoor Unit-Air-Source) | SL25XPV-036-230A** |  |  | CK40DT-50/60C-0*+TDR | SL280DF110V60C* | 34400 | 21 | 9.4 | 36000 | 28800 | 80% | 1.86 | 0 | 13.5 |  |  |  | No | R-410A | 2.8667 | Residential & Commercial | Ducted CEE Tier 1
216411166 | Central HP <5.4 tons | YORK | HRCU-A-CB (Split System: Heat Pump with Remote Outdoor Unit-Air-Source) | HH824E2S11 |  |  | CTF30A5ADS1 | Y92E040A10SMPS1 | 23000 | 18 | 9 | 23000 | 17700 | 76.96% | 2 | 0 | 12 |  |  |  | No | R-454B | 1.9167 | Residential & Commercial | Ducted CEE Tier 1
216010725 | Central HP <5.4 tons | YORK | HRCU-A-CB (Split System: Heat Pump with Remote Outdoor Unit-Air-Source) | HH824E2S11 |  |  | CTM36B5ADS1+JME12B2SN1 |  | 23000 | 19 | 9.5 | 23000 | 18400 | 80% | 2 | 0 | 12 |  |  |  | No | R-454B | 1.9167 | Residential & Commercial | Ducted CEE Tier 1
215864847 | Central HP <5.4 tons | TRANE | HRCU-A-CB (Split System: Heat Pump with Remote Outdoor Unit-Air-Source) | 5TWV8X48A1 |  |  | 5PX*CD09AS3 | *DHMC100CCV4+LRP | 45500 | 18.1 | 8.5 | 45500 | 34800 | 76.48% | 2.1 | 0 | 10.5 |  |  |  | No | R-454B | 3.7917 | Residential & Commercial | Ducted CEE Tier 1
215864863 | Central HP <5.4 tons | TRANE | HRCU-A-CB (Split System: Heat Pump with Remote Outdoor Unit-Air-Source) | 5TWV8X48A1 |  |  | 5PX*D008AS3 | *UHMD120CCV5+LRP | 45000 | 18.1 | 8.5 | 45500 | 34800 | 76.48% | 2.1 | 0 | 10 |  |  |  | No | R-454B | 3.75 | Residential & Commercial | Ducted CEE Tier 1
212609400 | Central HP <5.4 tons | RUSSELL | HRCU-A-CB (Split System: Heat Pump with Remote Outdoor Unit-Air-Source) | SP18AZ48AJVC |  |  | TCFZ6021SEAAM | S802V1005A21UHN | 44500 | 19 | 8.5 | 43000 | 45000 | 104.7% | 2 | 0 | 11.7 |  |  |  | No | R-410A | 3.7083 | Residential & Commercial | Ducted CEE Tier 1
215683577 | Central HP <5.4 tons | CARRIER | HRCU-A-CB (Split System: Heat Pump with Remote Outdoor Unit-Air-Source) | 27VNA024A*030* |  |  | CAA**2417AM*+UI | 58CU*A040C17**12 | 22800 | 16.5 | 9 | 24000 | 16800 | 70% | 1.96 | 0 | 10 |  |  |  | No | R-454B | 1.9 | Residential & Commercial | Ducted CEE Tier 1
214253214 | Central HP <5.4 tons | AMERICAN STANDARD | HRCU-A-CB (Split System: Heat Pump with Remote Outdoor Unit-Air-Source) | 4A6V0X60A1 |  |  | 4PX*DU60BS3 | S8V2D120M5PCB | 54000 | 19 | 8.2 | 52000 | 39500 | 75.96% | 1.8 | 0 | 11.7 |  |  |  | No | R-410A | 4.5 | Residential & Commercial | Ducted CEE Tier 1
214570433 | Central HP <5.4 tons | COMFORTMAKER | HRCU-A-CB (Split System: Heat Pump with Remote Outdoor Unit-Air-Source) | CVH825GKA3* |  |  | EA*4X37L21A*+WALLCON | *80CTL0702120B* | 24400 | 16.5 | 8.5 | 21200 | 16600 | 78.3% | 2.02 | 0 | 11 |  |  |  | No | R-410A | 2.0333 | Residential & Commercial | Ducted CEE Tier 1
214571203 | Central HP <5.4 tons | COMFORTMAKER | HRCU-A-CB (Split System: Heat Pump with Remote Outdoor Unit-Air-Source) | CVH825GKA3* |  |  | EN(A,D,W)4X42L21**+WALLCON | *96CTN0802120B* | 23800 | 16.5 | 8.1 | 21400 | 16600 | 77.57% | 1.96 | 0 | 11 |  |  |  | No | R-410A | 1.9833 | Residential & Commercial | Ducted CEE Tier 1
214571253 | Central HP <5.4 tons | COMFORTMAKER | HRCU-A-CB (Split System: Heat Pump with Remote Outdoor Unit-Air-Source) | CVH825GKA3* |  |  | EN(A,D,W)4X48L21**+WALLCON | *97CMN0802120B* | 24200 | 17 | 8.1 | 21200 | 16600 | 78.3% | 2.02 | 0 | 11.5 |  |  |  | No | R-410A | 2.0167 | Residential & Commercial | Ducted CEE Tier 1
210474455 | Central HP <5.4 tons | DAY & NIGHT | HRCU-A-CB (Split System: Heat Pump with Remote Outdoor Unit-Air-Source) | CVH825GKA3* |  |  | EHD4X48AAL+WALLCON | *95CSU0802120A* | 24200 | 16.5 | 8.1 | 21200 | 16600 | 78.3% | 2.02 | 0 | 11 |  |  |  | No | R-410A | 2.0167 | Residential & Commercial | Ducted CEE Tier 1
210474587 | Central HP <5.4 tons | DAY & NIGHT | HRCU-A-CB (Split System: Heat Pump with Remote Outdoor Unit-Air-Source) | CVH825GKA3* |  |  | EHD4X48AAL+WALLCON | *97CMN0801714A* | 24200 | 16 | 8.1 | 21400 | 16700 | 78.04% | 2 | 0 | 10.5 |  |  |  | No | R-410A | 2.0167 | Residential & Commercial | Ducted CEE Tier 1
214570463 | Central HP <5.4 tons | COMFORTMAKER | HRCU-A-CB (Split System: Heat Pump with Remote Outdoor Unit-Air-Source) | CVH825GKA3* |  |  | EA*4X37L21A*+WALLCON | *97CMN0602120B* | 24400 | 16.5 | 8.5 | 21200 | 16700 | 78.77% | 2.02 | 0 | 11 |  |  |  | No | R-410A | 2.0333 | Residential & Commercial | Ducted CEE Tier 1
215683641 | Central HP <5.4 tons | CARRIER | HRCU-A-CB (Split System: Heat Pump with Remote Outdoor Unit-Air-Source) | 27VNA024A*030* |  |  | CAA**3017AM*+UI | 59TN6C080C17**14 | 23000 | 17 | 9 | 23800 | 16700 | 70.17% | 1.98 | 0 | 10 |  |  |  | No | R-454B | 1.9167 | Residential & Commercial | Ducted CEE Tier 1
215683677 | Central HP <5.4 tons | CARRIER | HRCU-A-CB (Split System: Heat Pump with Remote Outdoor Unit-Air-Source) | 27VNA024A*030* |  |  | CAA**3717AM*+UI | 59MN7C060C17**14 | 23600 | 17 | 9 | 23600 | 16600 | 70.34% | 1.98 | 0 | 10 |  |  |  | No | R-454B | 1.9667 | Residential & Commercial | Ducted CEE Tier 1
215683691 | Central HP <5.4 tons | CARRIER | HRCU-A-CB (Split System: Heat Pump with Remote Outdoor Unit-Air-Source) | 27VNA024A*030* |  |  | CAA**3721AM*+UI | 58TN*B045C17**12 | 23800 | 17 | 9 | 23400 | 16500 | 70.51% | 2 | 0 | 10.5 |  |  |  | No | R-454B | 1.9833 | Residential & Commercial | Ducted CEE Tier 1
215674416 | Central HP <5.4 tons | HEIL | HRCU-A-CB (Split System: Heat Pump with Remote Outdoor Unit-Air-Source) | H5H0V48*K*AAA* |  |  | EA*5X61M21A*+WALLCON | *97CMN0802120B* | 46000 | 18 | 9 | 48000 | 33800 | 70.42% | 2.08 | 0 | 10 |  |  |  | No | R-454B | 3.8333 | Residential & Commercial | Ducted CEE Tier 1
214626227 | Central HP <5.4 tons | LENNOX | HRCU-A-CB (Split System: Heat Pump with Remote Outdoor Unit-Air-Source) | SL25XPV-048-230A** |  |  | CK40HT-51/61C-0*+TDR | SLP99UH090XV48C* | 44500 | 20.6 | 9.2 | 45500 | 37600 | 82.64% | 1.8 | 0 | 12 |  |  |  | No | R-410A | 3.7083 | Residential & Commercial | Ducted CEE Tier 1
212989175 | Central HP <5.4 tons | TEMPSTAR | HRCU-A-CB (Split System: Heat Pump with Remote Outdoor Unit-Air-Source) | DLCURAH24ABK |  |  | EA*4X36L17A* | *95MSU0601716A* | 23600 | 17 | 8.5 | 26200 | 24000 | 91.6% | 1.98 | 0 | 10 |  |  |  | No | R-410A | 1.9667 | Residential & Commercial | Ducted CEE Tier 1
212978681 | Central HP <5.4 tons | DAY & NIGHT | HRCU-A-CB (Split System: Heat Pump with Remote Outdoor Unit-Air-Source) | DLCURAH24ABK |  |  | EA*4X37L17A* | *80MS(N,L)0701712A* | 24200 | 17.5 | 8.5 | 25200 | 22000 | 87.3% | 1.84 | 0 | 10 |  |  |  | No | R-410A | 2.0167 | Residential & Commercial | Ducted CEE Tier 1
212979197 | Central HP <5.4 tons | DAY & NIGHT | HRCU-A-CB (Split System: Heat Pump with Remote Outdoor Unit-Air-Source) | DLCURAH24ABK |  |  | EA*4X37L21A* | *80MS(N,L)0701716A* | 24200 | 17.5 | 8.5 | 25200 | 21600 | 85.71% | 1.82 | 0 | 10.5 |  |  |  | No | R-410A | 2.0167 | Residential & Commercial | Ducted CEE Tier 1
212975312 | Central HP <5.4 tons | AIRQUEST | HRCU-A-CB (Split System: Heat Pump with Remote Outdoor Unit-Air-Source) | DLCURAH24ABK |  |  | EA*4X37L17A* | *96VTN0401712B* | 24000 | 16 | 8.1 | 25400 | 22000 | 86.61% | 1.82 | 0 | 10 |  |  |  | No | R-410A | 2 | Residential & Commercial | Ducted CEE Tier 1
212975631 | Central HP <5.4 tons | AIRQUEST | HRCU-A-CB (Split System: Heat Pump with Remote Outdoor Unit-Air-Source) | DLCURAH24ABK |  |  | EA*4X24L14A* | *96VTN0601412B* | 23200 | 16.5 | 8.5 | 26800 | 27000 | 100.7% | 2.3 | 0 | 10 |  |  |  | No | R-410A | 1.9333 | Residential & Commercial | Ducted CEE Tier 1
212977601 | Central HP <5.4 tons | AIRQUEST | HRCU-A-CB (Split System: Heat Pump with Remote Outdoor Unit-Air-Source) | DLCURAH24ABK |  |  | EA*4X30L14A* | *80MS(N,L)0451412A* | 23600 | 17 | 8.5 | 26400 | 24600 | 93.18% | 2.04 | 0 | 10 |  |  |  | No | R-410A | 1.9667 | Residential & Commercial | Ducted CEE Tier 1
212977685 | Central HP <5.4 tons | AIRQUEST | HRCU-A-CB (Split System: Heat Pump with Remote Outdoor Unit-Air-Source) | DLCURAH24ABK |  |  | EN(A,D)4X30L17** | *80MS(N,L)0451412A* | 23600 | 17 | 8.5 | 26400 | 24200 | 91.67% | 2 | 0 | 10.5 |  |  |  | No | R-410A | 1.9667 | Residential & Commercial | Ducted CEE Tier 1
215864981 | Central HP <5.4 tons | TRANE | HRCU-A-CB (Split System: Heat Pump with Remote Outdoor Unit-Air-Source) | 5TWV8X48A1 |  |  | 5TXCD010AS3 | S9V2C080U5PSC+LRP | 46500 | 18.1 | 8.5 | 45500 | 34800 | 76.48% | 2.1 | 0 | 10.5 |  |  |  | No | R-454B | 3.875 | Residential & Commercial | Ducted CEE Tier 1
216010728 | Central HP <5.4 tons | YORK | HRCU-A-CB (Split System: Heat Pump with Remote Outdoor Unit-Air-Source) | HH824E2S11 |  |  | CTM36B5ADS1 | Y82E080B12LMPS1 | 23000 | 19 | 9.5 | 23000 | 18600 | 80.87% | 2 | 0 | 12 |  |  |  | No | R-454B | 1.9167 | Residential & Commercial | Ducted CEE Tier 1
214243137 | Central HP <5.4 tons | HEIL | HRCU-A-CB (Split System: Heat Pump with Remote Outdoor Unit-Air-Source) | HVH825GKA2* |  |  | EN(A,D,W)4X48L21**+WALLCON | *97CMN0601714B* | 24000 | 16.5 | 8.1 | 21400 | 16700 | 78.04% | 2 | 0 | 11 |  |  |  | No | R-410A | 2 | Residential & Commercial | Ducted CEE Tier 1
215864647 | Central HP <5.4 tons | TRANE | HRCU-A-CB (Split System: Heat Pump with Remote Outdoor Unit-Air-Source) | 5TWV8X48A1 |  |  | 5PX*C007AS3 | L8V1C100U5VSB+LRP | 45500 | 18.1 | 8.5 | 45500 | 35200 | 77.36% | 2.2 | 0 | 10.5 |  |  |  | No | R-454B | 3.7917 | Residential & Commercial | Ducted CEE Tier 1
215864879 | Central HP <5.4 tons | TRANE | HRCU-A-CB (Split System: Heat Pump with Remote Outdoor Unit-Air-Source) | 5TWV8X48A1 |  |  | 5PX*D008AS3 | S8V2C100M5PCB | 45500 | 18.1 | 8.5 | 45500 | 35200 | 77.36% | 2.1 | 0 | 10 |  |  |  | No | R-454B | 3.7917 | Residential & Commercial | Ducted CEE Tier 1
215864915 | Central HP <5.4 tons | TRANE | HRCU-A-CB (Split System: Heat Pump with Remote Outdoor Unit-Air-Source) | 5TWV8X48A1 |  |  | 5PX*DD10AS3 | S8V2C080M5PDB | 45000 | 18.1 | 8.5 | 45000 | 34800 | 77.33% | 2.1 | 0 | 10 |  |  |  | No | R-454B | 3.75 | Residential & Commercial | Ducted CEE Tier 1
215940984 | Central HP <5.4 tons | CARRIER | HRCU-A-CB (Split System: Heat Pump with Remote Outdoor Unit-Air-Source) | 27VNA348A*030* |  |  | CAA**4821AM*+UI | 59TN7A100C21**22 | 43500 | 21 | 9.5 | 48000 | 36400 | 75.83% | 2 | 0 | 10.5 |  |  |  | No | R-454B | 3.625 | Residential & Commercial | Ducted CEE Tier 1
215941604 | Central HP <5.4 tons | CARRIER | HRCU-A-CB (Split System: Heat Pump with Remote Outdoor Unit-Air-Source) | 27VNA348A*030* |  |  | CVAVA4824XMA*+UI | 59TN7A100C21**22 | 44500 | 20 | 8.1 | 52000 | 38000 | 73.08% | 1.9 | 0 | 11 |  |  |  | No | R-454B | 3.7083 | Residential & Commercial | Ducted CEE Tier 1
213077501 | Central HP <5.4 tons | COMFORTMAKER | HRCU-A-CB (Split System: Heat Pump with Remote Outdoor Unit-Air-Source) | DLCURAH36ABK |  |  | EA*4X42L21A* | *96VTN0802120B* | 35600 | 16 | 8.1 | 38500 | 35200 | 91.43% | 1.9 | 0 | 10 |  |  |  | No | R-410A | 2.9667 | Residential & Commercial | Ducted CEE Tier 1
213077735 | Central HP <5.4 tons | COMFORTMAKER | HRCU-A-CB (Split System: Heat Pump with Remote Outdoor Unit-Air-Source) | DLCURAH36ABK |  |  | EA*4X42L24A* | *96VTN1002122B* | 35400 | 16.5 | 8.1 | 38500 | 35000 | 90.91% | 1.88 | 0 | 10 |  |  |  | No | R-410A | 2.95 | Residential & Commercial | Ducted CEE Tier 1
213078320 | Central HP <5.4 tons | COMFORTMAKER | HRCU-A-CB (Split System: Heat Pump with Remote Outdoor Unit-Air-Source) | DLCURAH36ABK |  |  | EA*4X43L21A* | *80MS(N,L)0901714A* | 36200 | 16.5 | 8.5 | 38000 | 34800 | 91.58% | 2.04 | 0 | 10 |  |  |  | No | R-410A | 3.0167 | Residential & Commercial | Ducted CEE Tier 1
212984158 | Central HP <5.4 tons | BRYANT HEATING AND COOLING SYSTEMS | HRCU-A-CB (Split System: Heat Pump with Remote Outdoor Unit-Air-Source) | 38MURAQ18AB3* |  |  | CAP**1917AL* | 912SE42060M17*** | 18000 | 16.5 | 8.5 | 18000 | 17800 | 98.89% | 2.14 | 0 | 11 |  |  |  | No | R-410A | 1.5 | Residential & Commercial | Ducted CEE Tier 1
215935553 | Central HP <5.4 tons | TEMPSTAR | HRCU-A-CB (Split System: Heat Pump with Remote Outdoor Unit-Air-Source) | T5H3V36*K*AAA* |  |  | EVD5X31M17A*+WALLCON | *97CMN0601714B* | 34800 | 20.5 | 8.5 | 38000 | 27800 | 73.16% | 2.08 | 0 | 11.5 |  |  |  | No | R-454B | 2.9 | Residential & Commercial | Ducted CEE Tier 1
215934470 | Central HP <5.4 tons | DAY & NIGHT | HRCU-A-CB (Split System: Heat Pump with Remote Outdoor Unit-Air-Source) | C5H3V48*K*AAA* |  |  | ESH5X48M12A*+WALLCON | *80CTL1102120B* | 44500 | 20.5 | 9 | 48500 | 36400 | 75.05% | 1.82 | 0 | 11 |  |  |  | No | R-454B | 3.7083 | Residential & Commercial | Ducted CEE Tier 1
210435081 | Central HP <5.4 tons | DAIKIN | HRCU-A-CB (Split System: Heat Pump with Remote Outdoor Unit-Air-Source) | DZ6VSA1810A* |  |  | DFVE24BP1400A* |  | 16600 | 17.5 | 8.5 | 17400 | 13000 | 74.71% | 2.1 | 0 | 10.9 |  |  |  | No | R-410A | 1.3833 | Residential & Commercial | Ducted CEE Tier 1
213773241 | Central HP <5.4 tons | DAY & NIGHT | HRCU-A-CB (Split System: Heat Pump with Remote Outdoor Unit-Air-Source) | CVH825GKA3* |  |  | EA*4X37L17A*+WALLCON | *96CTN0601714B* | 24000 | 16 | 8.1 | 21400 | 16700 | 78.04% | 1.98 | 0 | 10.5 |  |  |  | No | R-410A | 2 | Residential & Commercial | Ducted CEE Tier 1
213774411 | Central HP <5.4 tons | DAY & NIGHT | HRCU-A-CB (Split System: Heat Pump with Remote Outdoor Unit-Air-Source) | CVH825GKA3* |  |  | EHD4X42AAL+WALLCON | *80CTL0701716B* | 24200 | 16 | 8.1 | 21400 | 16600 | 77.57% | 1.98 | 0 | 10.5 |  |  |  | No | R-410A | 2.0167 | Residential & Commercial | Ducted CEE Tier 1
213774441 | Central HP <5.4 tons | DAY & NIGHT | HRCU-A-CB (Split System: Heat Pump with Remote Outdoor Unit-Air-Source) | CVH825GKA3* |  |  | EHD4X42AAL+WALLCON | *80CTL1102120B* | 24200 | 16 | 8.1 | 21400 | 16600 | 77.57% | 2 | 0 | 10.5 |  |  |  | No | R-410A | 2.0167 | Residential & Commercial | Ducted CEE Tier 1
210533049 | Central HP <5.4 tons | BRYANT HEATING AND COOLING SYSTEMS | HRCU-A-CB (Split System: Heat Pump with Remote Outdoor Unit-Air-Source) | 284ANV024*0**B* |  |  | CNPV*3017AL*+UI | 935CA48060C17*** | 23200 | 20 | 9.5 | 26800 | 20000 | 74.63% | 2.36 | 0 | 13 |  |  |  | No | R-410A | 1.9333 | Residential & Commercial | Ducted CEE Tier 1
212975690 | Central HP <5.4 tons | HEIL | HRCU-A-CB (Split System: Heat Pump with Remote Outdoor Unit-Air-Source) | DLCURAH24ABK |  |  | EA*4X36L17A* | *96VTN0601412B* | 23600 | 17 | 8.5 | 26200 | 24000 | 91.6% | 2 | 0 | 10 |  |  |  | No | R-410A | 1.9667 | Residential & Commercial | Ducted CEE Tier 1
212976078 | Central HP <5.4 tons | HEIL | HRCU-A-CB (Split System: Heat Pump with Remote Outdoor Unit-Air-Source) | DLCURAH24ABK |  |  | EA*4X37L21A* | *96VTN0801716B* | 24600 | 17 | 8.5 | 25200 | 21200 | 84.13% | 1.78 | 0 | 10.5 |  |  |  | No | R-410A | 2.05 | Residential & Commercial | Ducted CEE Tier 1
212976117 | Central HP <5.4 tons | HEIL | HRCU-A-CB (Split System: Heat Pump with Remote Outdoor Unit-Air-Source) | DLCURAH24ABK |  |  | EN(A,D,W)4X36L17** | *96VTN0801716B* | 23400 | 16.5 | 8.1 | 25800 | 24200 | 93.8% | 2 | 0 | 10 |  |  |  | No | R-410A | 1.95 | Residential & Commercial | Ducted CEE Tier 1
214229169 | Central HP <5.4 tons | HEIL | HRCU-A-CB (Split System: Heat Pump with Remote Outdoor Unit-Air-Source) | DLCURAH24ABK |  |  | EA*4X37L17A* | *80MSU0601716A* | 24000 | 17.5 | 8.5 | 25600 | 21600 | 84.38% | 1.82 | 0 | 10 |  |  |  | No | R-410A | 2 | Residential & Commercial | Ducted CEE Tier 1
212973627 | Central HP <5.4 tons | DAY & NIGHT | HRCU-A-CB (Split System: Heat Pump with Remote Outdoor Unit-Air-Source) | DLCURAH24ABK |  |  | EN(A,D)4X30L17** | *96VSN0601412B* | 23400 | 16.5 | 8.1 | 26200 | 24600 | 93.89% | 2.04 | 0 | 10 |  |  |  | No | R-410A | 1.95 | Residential & Commercial | Ducted CEE Tier 1
212978659 | Central HP <5.4 tons | DAY & NIGHT | HRCU-A-CB (Split System: Heat Pump with Remote Outdoor Unit-Air-Source) | DLCURAH24ABK |  |  | EA*4X36L17A* | *80MS(N,L)0701712A* | 23600 | 17.5 | 8.5 | 26000 | 24200 | 93.08% | 2.02 | 0 | 10 |  |  |  | No | R-410A | 1.9667 | Residential & Commercial | Ducted CEE Tier 1
211240427 | Central HP <5.4 tons | TEMPSTAR | HRCU-A-CB (Split System: Heat Pump with Remote Outdoor Unit-Air-Source) | DLCURAH24ABK |  |  | EA*4X24L17A* | *96VSN0801716A* | 23800 | 16.5 | 8.5 | 26800 | 24000 | 89.55% | 1.98 | 0 | 10 |  |  |  | No | R-410A | 1.9833 | Residential & Commercial | Ducted CEE Tier 1
210474246 | Central HP <5.4 tons | DAY & NIGHT | HRCU-A-CB (Split System: Heat Pump with Remote Outdoor Unit-Air-Source) | CVH825GKA3* |  |  | EHD4X42AAL+WALLCON | *95CSU1002122A* | 24200 | 16 | 8.1 | 21400 | 16600 | 77.57% | 2 | 0 | 11 |  |  |  | No | R-410A | 2.0167 | Residential & Commercial | Ducted CEE Tier 1
210474521 | Central HP <5.4 tons | DAY & NIGHT | HRCU-A-CB (Split System: Heat Pump with Remote Outdoor Unit-Air-Source) | CVH825GKA3* |  |  | EHD4X48AAL+WALLCON | *80CTL0701716A* | 24200 | 16.5 | 8.1 | 21200 | 16600 | 78.3% | 2.02 | 0 | 10.5 |  |  |  | No | R-410A | 2.0167 | Residential & Commercial | Ducted CEE Tier 1
210472815 | Central HP <5.4 tons | DAY & NIGHT | HRCU-A-CB (Split System: Heat Pump with Remote Outdoor Unit-Air-Source) | CVH825GKA3* |  |  | EA*4X42L21A*+WALLCON | *95CSU0601716A* | 23600 | 16.5 | 8.1 | 21400 | 16700 | 78.04% | 1.94 | 0 | 10.5 |  |  |  | No | R-410A | 1.9667 | Residential & Commercial | Ducted CEE Tier 1
210473299 | Central HP <5.4 tons | DAY & NIGHT | HRCU-A-CB (Split System: Heat Pump with Remote Outdoor Unit-Air-Source) | CVH825GKA3* |  |  | EA*4X48L21A*+WALLCON | *80CSU0401712A* | 24200 | 17 | 8.1 | 21000 | 16500 | 78.57% | 2.02 | 0 | 11 |  |  |  | No | R-410A | 2.0167 | Residential & Commercial | Ducted CEE Tier 1
215935214 | Central HP <5.4 tons | CARRIER | HRCU-A-CB (Split System: Heat Pump with Remote Outdoor Unit-Air-Source) | 27VNA336A*030* |  |  | CVAMA6021XMA*+UI | 58TN*B090C21**20 | 35600 | 22 | 8.5 | 38000 | 28400 | 74.74% | 2.02 | 0 | 12.5 |  |  |  | No | R-454B | 2.9667 | Residential & Commercial | Ducted CEE Tier 1
215935264 | Central HP <5.4 tons | CARRIER | HRCU-A-CB (Split System: Heat Pump with Remote Outdoor Unit-Air-Source) | 27VNA336A*030* |  |  | CVAMA6021XMA*+UI | 59MN7C060C21**20 | 35400 | 21 | 8.5 | 38500 | 29000 | 75.32% | 2.02 | 0 | 12 |  |  |  | No | R-454B | 2.95 | Residential & Commercial | Ducted CEE Tier 1
215667449 | Central HP <5.4 tons | HEIL | HRCU-A-CB (Split System: Heat Pump with Remote Outdoor Unit-Air-Source) | H5H0V24*K*AAA* |  |  | EA*5X30M17A*+WALLCON | *80CTL0901716B* | 23000 | 17 | 9 | 23800 | 16700 | 70.17% | 1.98 | 0 | 10 |  |  |  | No | R-454B | 1.9167 | Residential & Commercial | Ducted CEE Tier 1
215942500 | Central HP <5.4 tons | CARRIER | HRCU-A-CB (Split System: Heat Pump with Remote Outdoor Unit-Air-Source) | 27VNA336A*030* |  |  | CVAVA6121XMA*+UI | 58TN*B110C21**20 | 36000 | 22 | 8.5 | 37400 | 28200 | 75.4% | 2.04 | 0 | 12.5 |  |  |  | No | R-454B | 3 | Residential & Commercial | Ducted CEE Tier 1
215942620 | Central HP <5.4 tons | CARRIER | HRCU-A-CB (Split System: Heat Pump with Remote Outdoor Unit-Air-Source) | 27VNA336A*030* |  |  | CVAVA6121XMA*+UI | 59TN6C080C21**20 | 35800 | 22 | 8.5 | 37400 | 28400 | 75.94% | 2.04 | 0 | 12.5 |  |  |  | No | R-454B | 2.9833 | Residential & Commercial | Ducted CEE Tier 1
213079654 | Central HP <5.4 tons | COMFORTMAKER | HRCU-A-CB (Split System: Heat Pump with Remote Outdoor Unit-Air-Source) | DLCURAH36ABK |  |  | EA*4X37L21A* | *92MSN0802120A* | 36800 | 16.5 | 8.5 | 38500 | 34800 | 90.39% | 2.08 | 0 | 10 |  |  |  | No | R-410A | 3.0667 | Residential & Commercial | Ducted CEE Tier 1
213079724 | Central HP <5.4 tons | COMFORTMAKER | HRCU-A-CB (Split System: Heat Pump with Remote Outdoor Unit-Air-Source) | DLCURAH36ABK |  |  | EN(A,D)4X48L24** | *92MSN0802120A* | 35800 | 16.5 | 8.1 | 38500 | 34800 | 90.39% | 2 | 0 | 10 |  |  |  | No | R-410A | 2.9833 | Residential & Commercial | Ducted CEE Tier 1
213080056 | Central HP <5.4 tons | COMFORTMAKER | HRCU-A-CB (Split System: Heat Pump with Remote Outdoor Unit-Air-Source) | DLCURAH36ABK |  |  | EA*4X43L21A* | *96MSN0801716A* | 36400 | 15.5 | 8.5 | 38500 | 35000 | 90.91% | 2.06 | 0 | 10 |  |  |  | No | R-410A | 3.0333 | Residential & Commercial | Ducted CEE Tier 1
215941064 | Central HP <5.4 tons | CARRIER | HRCU-A-CB (Split System: Heat Pump with Remote Outdoor Unit-Air-Source) | 27VNA348A*030* |  |  | CAA**6121AM*+UI | 59TN7A080C17**16 | 44500 | 20 | 9 | 49000 | 37600 | 76.73% | 2 | 0 | 11 |  |  |  | No | R-454B | 3.7083 | Residential & Commercial | Ducted CEE Tier 1
210472914 | Central HP <5.4 tons | DAY & NIGHT | HRCU-A-CB (Split System: Heat Pump with Remote Outdoor Unit-Air-Source) | CVH825GKA3* |  |  | EA*4X42L21A*+WALLCON | *96CTN0801714A* | 23600 | 16.5 | 8.1 | 21400 | 16700 | 78.04% | 1.96 | 0 | 11 |  |  |  | No | R-410A | 1.9667 | Residential & Commercial | Ducted CEE Tier 1
210473310 | Central HP <5.4 tons | DAY & NIGHT | HRCU-A-CB (Split System: Heat Pump with Remote Outdoor Unit-Air-Source) | CVH825GKA3* |  |  | EA*4X48L21A*+WALLCON | *80CSU0601716A* | 24000 | 17 | 8.1 | 21000 | 16600 | 79.05% | 2.02 | 0 | 11 |  |  |  | No | R-410A | 2 | Residential & Commercial | Ducted CEE Tier 1
210473453 | Central HP <5.4 tons | DAY & NIGHT | HRCU-A-CB (Split System: Heat Pump with Remote Outdoor Unit-Air-Source) | CVH825GKA3* |  |  | EA*4X48L24A*+WALLCON | *95CSU1002122A* | 24200 | 17 | 8.1 | 21000 | 16500 | 78.57% | 2.02 | 0 | 11 |  |  |  | No | R-410A | 2.0167 | Residential & Commercial | Ducted CEE Tier 1
210473508 | Central HP <5.4 tons | DAY & NIGHT | HRCU-A-CB (Split System: Heat Pump with Remote Outdoor Unit-Air-Source) | CVH825GKA3* |  |  | EA*4X48L24A*+WALLCON | *97CMN1202422A* | 24000 | 16.5 | 8.1 | 21000 | 16600 | 79.05% | 2.02 | 0 | 11 |  |  |  | No | R-410A | 2 | Residential & Commercial | Ducted CEE Tier 1
210473944 | Central HP <5.4 tons | DAY & NIGHT | HRCU-A-CB (Split System: Heat Pump with Remote Outdoor Unit-Air-Source) | CVH825GKA3* |  |  | EN(A,D,W)4X48L21**+WALLCON | *80CSU1002120A* | 24000 | 16.5 | 8.1 | 21400 | 16600 | 77.57% | 2 | 0 | 11 |  |  |  | No | R-410A | 2 | Residential & Commercial | Ducted CEE Tier 1
211244733 | Central HP <5.4 tons | AIRQUEST | HRCU-A-CB (Split System: Heat Pump with Remote Outdoor Unit-Air-Source) | DLCURAH24ABK |  |  | EN(A,D)4X30L17** | *92ESN0601714A* | 24400 | 16.5 | 8.1 | 26400 | 22800 | 86.36% | 1.88 | 0 | 10.5 |  |  |  | No | R-410A | 2.0333 | Residential & Commercial | Ducted CEE Tier 1
211244981 | Central HP <5.4 tons | AIRQUEST | HRCU-A-CB (Split System: Heat Pump with Remote Outdoor Unit-Air-Source) | DLCURAH24ABK |  |  | EN(A,D,W)4X36L17** | *80ESU0401712A* | 24000 | 17 | 8.1 | 26000 | 23200 | 89.23% | 1.94 | 0 | 10.5 |  |  |  | No | R-410A | 2 | Residential & Commercial | Ducted CEE Tier 1
211245224 | Central HP <5.4 tons | AIRQUEST | HRCU-A-CB (Split System: Heat Pump with Remote Outdoor Unit-Air-Source) | DLCURAH24ABK |  |  | EN(A,D,W)4X36L17** | *92ESN0401712A* | 23600 | 15.5 | 8.1 | 26200 | 23400 | 89.31% | 1.92 | 0 | 10 |  |  |  | No | R-410A | 1.9667 | Residential & Commercial | Ducted CEE Tier 1
212983165 | Central HP <5.4 tons | AIRQUEST | HRCU-A-CB (Split System: Heat Pump with Remote Outdoor Unit-Air-Source) | DLCURAH24ABK |  |  | EA*4X36L17A* | *92MSN0401712A* | 23400 | 16 | 8.5 | 26400 | 24000 | 90.91% | 1.98 | 0 | 10 |  |  |  | No | R-410A | 1.95 | Residential & Commercial | Ducted CEE Tier 1
214574141 | Central HP <5.4 tons | AIRQUEST | HRCU-A-CB (Split System: Heat Pump with Remote Outdoor Unit-Air-Source) | HVH837GKA2* |  |  | EA*4X61L21A*+WALLCON | *96CTN0802120B* | 33200 | 18.5 | 8.5 | 31800 | 24800 | 77.99% | 2 | 0 | 11.5 |  |  |  | No | R-410A | 2.7667 | Residential & Commercial | Ducted CEE Tier 1
214574711 | Central HP <5.4 tons | AIRQUEST | HRCU-A-CB (Split System: Heat Pump with Remote Outdoor Unit-Air-Source) | HVH837GKA2* |  |  | EN(A,D,W)4X60L24**+WALLCON | *95CSU1002122B* | 32800 | 19 | 8.5 | 32200 | 24600 | 76.4% | 1.98 | 0 | 12 |  |  |  | No | R-410A | 2.7333 | Residential & Commercial | Ducted CEE Tier 1
214240061 | Central HP <5.4 tons | KENMORE | HRCU-A-CB (Split System: Heat Pump with Remote Outdoor Unit-Air-Source) | (C,H,T)VH837GKA** |  |  | EN(A,D,W)4X60L24**+WALLCON | *80CTL1352422B* | 32800 | 17.5 | 8.1 | 32200 | 24600 | 76.4% | 1.96 | 0 | 12 |  |  |  | No | R-410A | 2.7333 | Residential & Commercial | Ducted CEE Tier 1
211226952 | Central HP <5.4 tons | BRYANT HEATING AND COOLING SYSTEMS | HRCU-A-CB (Split System: Heat Pump with Remote Outdoor Unit-Air-Source) | 38MURAQ36AB3* |  |  | CAP**3721AL* | 82*TA48090V17*** | 36600 | 16 | 8.5 | 38500 | 34800 | 90.39% | 2.08 | 0 | 10 |  |  |  | No | R-410A | 3.05 | Residential & Commercial | Ducted CEE Tier 1
214574553 | Central HP <5.4 tons | COMFORTMAKER | HRCU-A-CB (Split System: Heat Pump with Remote Outdoor Unit-Air-Source) | CVH837GKA2* |  |  | EN(A,D,W)4X42L21**+WALLCON | *97CMN0802120B* | 31800 | 17 | 8.1 | 33000 | 24400 | 73.94% | 1.88 | 0 | 11 |  |  |  | No | R-410A | 2.65 | Residential & Commercial | Ducted CEE Tier 1
212982087 | Central HP <5.4 tons | AIRQUEST | HRCU-A-CB (Split System: Heat Pump with Remote Outdoor Unit-Air-Source) | DLCURAH36ABK |  |  | EA*4X48L21A* | *80MSU0401712A* | 35600 | 16 | 8.5 | 37800 | 34600 | 91.53% | 2.04 | 0 | 10 |  |  |  | No | R-410A | 2.9667 | Residential & Commercial | Ducted CEE Tier 1
215941314 | Central HP <5.4 tons | CARRIER | HRCU-A-CB (Split System: Heat Pump with Remote Outdoor Unit-Air-Source) | 27VNA348A*030* |  |  | CVAMA4821XMA*+UI | 59TN7A100C21**22 | 44500 | 20 | 8.1 | 52000 | 38500 | 74.04% | 2 | 0 | 11 |  |  |  | No | R-454B | 3.7083 | Residential & Commercial | Ducted CEE Tier 1
212970702 | Central HP <5.4 tons | HEIL | HRCU-A-CB (Split System: Heat Pump with Remote Outdoor Unit-Air-Source) | DLCURAH36ABK |  |  | EA*4X48L24A* | *80VSL0902120B* | 35800 | 16.5 | 8.5 | 38000 | 34600 | 91.05% | 2.02 | 0 | 10 |  |  |  | No | R-410A | 2.9833 | Residential & Commercial | Ducted CEE Tier 1
211226951 | Central HP <5.4 tons | TEMPSTAR | HRCU-A-CB (Split System: Heat Pump with Remote Outdoor Unit-Air-Source) | DLCURAH36ABK |  |  | EA*4X37L21A* | *80VTL0701716A* | 36200 | 16 | 8.5 | 38500 | 34800 | 90.39% | 2.08 | 0 | 10 |  |  |  | No | R-410A | 3.0167 | Residential & Commercial | Ducted CEE Tier 1
211227351 | Central HP <5.4 tons | TEMPSTAR | HRCU-A-CB (Split System: Heat Pump with Remote Outdoor Unit-Air-Source) | DLCURAH36ABK |  |  | EA*4X42L21A* | *80ES(N,L)0902116A* | 35800 | 16 | 8.1 | 38500 | 35000 | 90.91% | 1.9 | 0 | 10 |  |  |  | No | R-410A | 2.9833 | Residential & Commercial | Ducted CEE Tier 1
211227785 | Central HP <5.4 tons | TEMPSTAR | HRCU-A-CB (Split System: Heat Pump with Remote Outdoor Unit-Air-Source) | DLCURAH36ABK |  |  | EA*4X42L24A* | *80ES(N,L)0902116A* | 35800 | 16 | 8.1 | 39500 | 35000 | 88.61% | 1.9 | 0 | 10 |  |  |  | No | R-410A | 2.9833 | Residential & Commercial | Ducted CEE Tier 1
215434351 | Central HP <5.4 tons | DAIKIN | HRCU-A-CB (Split System: Heat Pump with Remote Outdoor Unit-Air-Source) | DH7VSA4810A* |  |  | CA*EA6030*3A* | D*80TC1005C*A* | 45500 | 16.5 | 8.8 | 47000 | 33600 | 71.49% | 2 | 0 | 10 |  |  |  | No | R-32 | 3.7917 | Residential & Commercial | Ducted CEE Tier 1
215434365 | Central HP <5.4 tons | DAIKIN | HRCU-A-CB (Split System: Heat Pump with Remote Outdoor Unit-Air-Source) | DH7VSA4810A* |  |  | CHPEA4830*3A* | D*96SC0805CUA* | 45500 | 16.2 | 8.5 | 46000 | 33600 | 73.04% | 2 | 0 | 10 |  |  |  | No | R-32 | 3.7917 | Residential & Commercial | Ducted CEE Tier 1
215669444 | Central HP <5.4 tons | HEIL | HRCU-A-CB (Split System: Heat Pump with Remote Outdoor Unit-Air-Source) | H5H0V36*K*AAA* |  |  | EA*5X61M21A*+WALLCON | *80CSU1002120A* | 34800 | 18 | 9 | 34400 | 24800 | 72.09% | 1.9 | 0 | 10 |  |  |  | No | R-454B | 2.9 | Residential & Commercial | Ducted CEE Tier 1
215669494 | Central HP <5.4 tons | HEIL | HRCU-A-CB (Split System: Heat Pump with Remote Outdoor Unit-Air-Source) | H5H0V36*K*AAA* |  |  | EA*5X61M21A*+WALLCON | *80CTL1102120B* | 35000 | 18.5 | 9 | 34400 | 24800 | 72.09% | 1.92 | 0 | 10.5 |  |  |  | No | R-454B | 2.9167 | Residential & Commercial | Ducted CEE Tier 1
215669644 | Central HP <5.4 tons | HEIL | HRCU-A-CB (Split System: Heat Pump with Remote Outdoor Unit-Air-Source) | H5H0V36*K*AAA* |  |  | EA*5X61M24A*+WALLCON | *80CTL1102120B* | 35000 | 18.5 | 9 | 34400 | 24600 | 71.51% | 1.92 | 0 | 10.5 |  |  |  | No | R-454B | 2.9167 | Residential & Commercial | Ducted CEE Tier 1
215939784 | Central HP <5.4 tons | CARRIER | HRCU-A-CB (Split System: Heat Pump with Remote Outdoor Unit-Air-Source) | 27VNA336A*030* |  |  | CAA**6024AM*+UI | 59TN6C080C21**20 | 34000 | 20 | 9.5 | 34200 | 26000 | 76.02% | 2.06 | 0 | 11.7 |  |  |  | No | R-454B | 2.8333 | Residential & Commercial | Ducted CEE Tier 1
215940154 | Central HP <5.4 tons | CARRIER | HRCU-A-CB (Split System: Heat Pump with Remote Outdoor Unit-Air-Source) | 27VNA336A*030* |  |  | CSAH*4812AM*+UI | 59TN7A100C21**22 | 33800 | 19.5 | 9 | 34600 | 26400 | 76.3% | 1.92 | 0 | 11.7 |  |  |  | No | R-454B | 2.8167 | Residential & Commercial | Ducted CEE Tier 1
215940204 | Central HP <5.4 tons | CARRIER | HRCU-A-CB (Split System: Heat Pump with Remote Outdoor Unit-Air-Source) | 27VNA336A*030* |  |  | CSAH*6012AM*+UI | 59TN7A060C17**16 | 33800 | 18.5 | 9 | 35000 | 26800 | 76.57% | 1.92 | 0 | 11 |  |  |  | No | R-454B | 2.8167 | Residential & Commercial | Ducted CEE Tier 1
214569638 | Central HP <5.4 tons | CARRIER | HRCU-A-CB (Split System: Heat Pump with Remote Outdoor Unit-Air-Source) | 25VNA436A*031* |  |  | CSPH*4212AL*+UI | 59MN7C060C21**20 | 33800 | 18 | 9 | 36800 | 26200 | 71.2% | 2.02 | 0 | 11.5 |  |  |  | No | R-410A | 2.8167 | Residential & Commercial | Ducted CEE Tier 1
214569640 | Central HP <5.4 tons | CARRIER | HRCU-A-CB (Split System: Heat Pump with Remote Outdoor Unit-Air-Source) | 25VNA436A*031* |  |  | CSPH*4212AL*+UI | 59MN7C080C21**20 | 34000 | 18.5 | 9 | 36600 | 26000 | 71.04% | 2.04 | 0 | 11.5 |  |  |  | No | R-410A | 2.8333 | Residential & Commercial | Ducted CEE Tier 1
211240263 | Central HP <5.4 tons | TEMPSTAR | HRCU-A-CB (Split System: Heat Pump with Remote Outdoor Unit-Air-Source) | DLCURAH24ABK |  |  | EA*4X24L14A* | *80VTL0451412A* | 23800 | 16.5 | 8.5 | 26800 | 24000 | 89.55% | 1.98 | 0 | 10 |  |  |  | No | R-410A | 1.9833 | Residential & Commercial | Ducted CEE Tier 1
211241486 | Central HP <5.4 tons | TEMPSTAR | HRCU-A-CB (Split System: Heat Pump with Remote Outdoor Unit-Air-Source) | DLCURAH24ABK |  |  | EA*4X30L17A* | *80VSL0451716A* | 24200 | 16.5 | 8.5 | 26400 | 23000 | 87.12% | 1.9 | 0 | 10 |  |  |  | No | R-410A | 2.0167 | Residential & Commercial | Ducted CEE Tier 1
212982255 | Central HP <5.4 tons | AIRQUEST | HRCU-A-CB (Split System: Heat Pump with Remote Outdoor Unit-Air-Source) | DLCURAH24ABK |  |  | EA*4X25L17A* | *80MSU0401712A* | 24400 | 17 | 8.5 | 25200 | 21600 | 85.71% | 1.82 | 0 | 10 |  |  |  | No | R-410A | 2.0333 | Residential & Commercial | Ducted CEE Tier 1
212983176 | Central HP <5.4 tons | AIRQUEST | HRCU-A-CB (Split System: Heat Pump with Remote Outdoor Unit-Air-Source) | DLCURAH24ABK |  |  | EA*4X36L21A* | *92MSN0401712A* | 23600 | 16 | 8.5 | 26400 | 24000 | 90.91% | 1.96 | 0 | 10 |  |  |  | No | R-410A | 1.9667 | Residential & Commercial | Ducted CEE Tier 1
212983209 | Central HP <5.4 tons | AIRQUEST | HRCU-A-CB (Split System: Heat Pump with Remote Outdoor Unit-Air-Source) | DLCURAH24ABK |  |  | EN(A,D)4X24L17** | *92MSN0401712A* | 23000 | 15.5 | 8.5 | 27000 | 25600 | 94.81% | 2.12 | 0 | 10 |  |  |  | No | R-410A | 1.9167 | Residential & Commercial | Ducted CEE Tier 1
212983559 | Central HP <5.4 tons | AIRQUEST | HRCU-A-CB (Split System: Heat Pump with Remote Outdoor Unit-Air-Source) | DLCURAH24ABK |  |  | EA*4X36L17A* | *92MSN0601412A* | 24000 | 17 | 8.5 | 26400 | 23400 | 88.64% | 1.94 | 0 | 10 |  |  |  | No | R-410A | 2 | Residential & Commercial | Ducted CEE Tier 1
214626110 | Central HP <5.4 tons | LENNOX | HRCU-A-CB (Split System: Heat Pump with Remote Outdoor Unit-Air-Source) | SL25XPV-036-230A** |  |  | CK40HT-48B-0*+TDR | SL297UH060NV36B* | 33800 | 21.4 | 8.8 | 34600 | 26200 | 75.72% | 1.82 | 0 | 13.3 |  |  |  | No | R-410A | 2.8167 | Residential & Commercial | Ducted CEE Tier 1
214626103 | Central HP <5.4 tons | LENNOX | HRCU-A-CB (Split System: Heat Pump with Remote Outdoor Unit-Air-Source) | SL25XPV-036-230A** |  |  | CK40HT-48B-0*+TDR | EL297UH045XV36B* | 33600 | 21.6 | 8.8 | 34800 | 26200 | 75.29% | 1.82 | 0 | 13 |  |  |  | No | R-410A | 2.8 | Residential & Commercial | Ducted CEE Tier 1
211378209 | Central HP <5.4 tons | YORK | HRCU-A-CB (Split System: Heat Pump with Remote Outdoor Unit-Air-Source) | HMH72B341 |  |  | XAFC36DBCN1 | YPLC100C16MP13 | 34000 | 17.5 | 8.5 | 33800 | 23800 | 70.41% | 2.08 | 0 | 10 |  |  |  | No | R-410A | 2.8333 | Residential & Commercial | Ducted CEE Tier 1
211378477 | Central HP <5.4 tons | YORK | HRCU-A-CB (Split System: Heat Pump with Remote Outdoor Unit-Air-Source) | HMH72B341 |  |  | XAFC36DXXN1+TXV | TMLE120C16MP11 | 34000 | 18 | 8.5 | 33600 | 23800 | 70.83% | 2.08 | 0 | 10 |  |  |  | No | R-410A | 2.8333 | Residential & Commercial | Ducted CEE Tier 1
211227903 | Central HP <5.4 tons | TEMPSTAR | HRCU-A-CB (Split System: Heat Pump with Remote Outdoor Unit-Air-Source) | DLCURAH36ABK |  |  | EA*4X42L24A* | *80ESU0802120A | 37000 | 15.5 | 8.5 | 40000 | 35200 | 88% | 1.96 | 0 | 10 |  |  |  | No | R-410A | 3.0833 | Residential & Commercial | Ducted CEE Tier 1
211228794 | Central HP <5.4 tons | TEMPSTAR | HRCU-A-CB (Split System: Heat Pump with Remote Outdoor Unit-Air-Source) | DLCURAH36ABK |  |  | EA*4X48L21A* | *80ES(N,L)0902116A* | 36200 | 16 | 8.5 | 38500 | 34600 | 89.87% | 2.08 | 0 | 10 |  |  |  | No | R-410A | 3.0167 | Residential & Commercial | Ducted CEE Tier 1
211229407 | Central HP <5.4 tons | TEMPSTAR | HRCU-A-CB (Split System: Heat Pump with Remote Outdoor Unit-Air-Source) | DLCURAH36ABK |  |  | EA*4X48L24A* | *80VTL0902120A* | 35600 | 16.5 | 8.1 | 37800 | 34600 | 91.53% | 2.04 | 0 | 10 |  |  |  | No | R-410A | 2.9667 | Residential & Commercial | Ducted CEE Tier 1
211229600 | Central HP <5.4 tons | TEMPSTAR | HRCU-A-CB (Split System: Heat Pump with Remote Outdoor Unit-Air-Source) | DLCURAH36ABK |  |  | EA*4X48L24A* | *96VTN0802120A* | 35600 | 16 | 8.1 | 37800 | 34600 | 91.53% | 2.02 | 0 | 10 |  |  |  | No | R-410A | 2.9667 | Residential & Commercial | Ducted CEE Tier 1
215941094 | Central HP <5.4 tons | CARRIER | HRCU-A-CB (Split System: Heat Pump with Remote Outdoor Unit-Air-Source) | 27VNA348A*030* |  |  | CAA**6124AM*+UI | 59TN6C080C21**20 | 45500 | 21 | 9.5 | 48500 | 37000 | 76.29% | 2 | 0 | 11 |  |  |  | No | R-454B | 3.7917 | Residential & Commercial | Ducted CEE Tier 1
215941194 | Central HP <5.4 tons | CARRIER | HRCU-A-CB (Split System: Heat Pump with Remote Outdoor Unit-Air-Source) | 27VNA348A*030* |  |  | CSAH*4812AM*+UI | 59TN7A120C24**22 | 44500 | 20 | 9 | 48500 | 36400 | 75.05% | 1.82 | 0 | 10.5 |  |  |  | No | R-454B | 3.7083 | Residential & Commercial | Ducted CEE Tier 1
211378611 | Central HP <5.4 tons | YORK | HRCU-A-CB (Split System: Heat Pump with Remote Outdoor Unit-Air-Source) | HMH72B341 |  |  | XAHC36DXXN1+TXV | TM8E080C16MP11 | 33600 | 17.5 | 8.1 | 32800 | 23200 | 70.73% | 2.04 | 0 | 10 |  |  |  | No | R-410A | 2.8 | Residential & Commercial | Ducted CEE Tier 1
211378794 | Central HP <5.4 tons | YORK | HRCU-A-CB (Split System: Heat Pump with Remote Outdoor Unit-Air-Source) | HMH72B341 |  |  | XAUB36DXXN1+TXV | TM8E040A12MP11 | 34000 | 18 | 8.1 | 33600 | 23800 | 70.83% | 2.06 | 0 | 10 |  |  |  | No | R-410A | 2.8333 | Residential & Commercial | Ducted CEE Tier 1
211378844 | Central HP <5.4 tons | YORK | HRCU-A-CB (Split System: Heat Pump with Remote Outdoor Unit-Air-Source) | HMH72B341 |  |  | XAFC30CXXN1+TXV | TL9E080C16UH11 | 33000 | 17 | 8.5 | 33000 | 23200 | 70.3% | 2.04 | 0 | 10 |  |  |  | No | R-410A | 2.75 | Residential & Commercial | Ducted CEE Tier 1
211378893 | Central HP <5.4 tons | YORK | HRCU-A-CB (Split System: Heat Pump with Remote Outdoor Unit-Air-Source) | HMH72B341 |  |  | XAFC30CXXN1+TXV | TL8E100C20UH11 | 33400 | 17.5 | 8.5 | 33000 | 23200 | 70.3% | 2.06 | 0 | 10 |  |  |  | No | R-410A | 2.7833 | Residential & Commercial | Ducted CEE Tier 1
213772926 | Central HP <5.4 tons | BRYANT HEATING AND COOLING SYSTEMS | HRCU-A-CB (Split System: Heat Pump with Remote Outdoor Unit-Air-Source) | 288BNV025*0**C* |  |  | CAP**3017AL*+UI | 986TD42080C17*** | 23400 | 16.5 | 8.1 | 21600 | 16700 | 77.31% | 1.9 | 0 | 10.5 |  |  |  | No | R-410A | 1.95 | Residential & Commercial | Ducted CEE Tier 1
210470418 | Central HP <5.4 tons | CARRIER | HRCU-A-CB (Split System: Heat Pump with Remote Outdoor Unit-Air-Source) | 25VNA837A*031* |  |  | CAP**6121AL*+UI | 58CU*A100C21**20 | 33200 | 17 | 8.1 | 32200 | 24800 | 77.02% | 1.98 | 0 | 11.5 |  |  |  | No | R-410A | 2.7667 | Residential & Commercial | Ducted CEE Tier 1
214626104 | Central HP <5.4 tons | LENNOX | HRCU-A-CB (Split System: Heat Pump with Remote Outdoor Unit-Air-Source) | SL25XPV-036-230A** |  |  | CK40HT-48B-0*+TDR | EL297UH070XV36B* | 33800 | 21.8 | 8.8 | 34600 | 26200 | 75.72% | 1.82 | 0 | 13.3 |  |  |  | No | R-410A | 2.8167 | Residential & Commercial | Ducted CEE Tier 1
214626134 | Central HP <5.4 tons | LENNOX | HRCU-A-CB (Split System: Heat Pump with Remote Outdoor Unit-Air-Source) | SL25XPV-036-230A** |  |  | CK40DT-50/60C-0*+TDR | EL297DF090XV60C* | 34200 | 21 | 9.3 | 36000 | 29000 | 80.56% | 1.84 | 0 | 13.5 |  |  |  | No | R-410A | 2.85 | Residential & Commercial | Ducted CEE Tier 1
214626184 | Central HP <5.4 tons | LENNOX | HRCU-A-CB (Split System: Heat Pump with Remote Outdoor Unit-Air-Source) | SL25XPV-036-230A** |  |  | CK40CT-48C-0*+TDR | SL297UH080NV60C* | 34000 | 20.8 | 8.8 | 35600 | 27400 | 76.97% | 1.82 | 0 | 13.4 |  |  |  | No | R-410A | 2.8333 | Residential & Commercial | Ducted CEE Tier 1
214626185 | Central HP <5.4 tons | LENNOX | HRCU-A-CB (Split System: Heat Pump with Remote Outdoor Unit-Air-Source) | SL25XPV-036-230A** |  |  | CK40CT-48C-0*+TDR | SLP99UH090XV36C* | 34000 | 22 | 8.8 | 35600 | 27600 | 77.53% | 1.82 | 0 | 13.4 |  |  |  | No | R-410A | 2.8333 | Residential & Commercial | Ducted CEE Tier 1
214626161 | Central HP <5.4 tons | LENNOX | HRCU-A-CB (Split System: Heat Pump with Remote Outdoor Unit-Air-Source) | SL25XPV-036-230A** |  |  | CK40CT-48B-0*+TDR | SL280UH090V36B* | 34000 | 22.2 | 8.8 | 35600 | 27600 | 77.53% | 1.82 | 0 | 13.4 |  |  |  | No | R-410A | 2.8333 | Residential & Commercial | Ducted CEE Tier 1
211240827 | Central HP <5.4 tons | TEMPSTAR | HRCU-A-CB (Split System: Heat Pump with Remote Outdoor Unit-Air-Source) | DLCURAH24ABK |  |  | EA*4X25L17A* | *96VSN0601714A* | 24800 | 16.5 | 8.5 | 25600 | 21200 | 82.81% | 1.78 | 0 | 10 |  |  |  | No | R-410A | 2.0667 | Residential & Commercial | Ducted CEE Tier 1
211240931 | Central HP <5.4 tons | TEMPSTAR | HRCU-A-CB (Split System: Heat Pump with Remote Outdoor Unit-Air-Source) | DLCURAH24ABK |  |  | EA*4X25L17A* | *95ESU0601716A* | 24800 | 17 | 8.5 | 25600 | 21000 | 82.03% | 1.78 | 0 | 10.5 |  |  |  | No | R-410A | 2.0667 | Residential & Commercial | Ducted CEE Tier 1
211241447 | Central HP <5.4 tons | TEMPSTAR | HRCU-A-CB (Split System: Heat Pump with Remote Outdoor Unit-Air-Source) | DLCURAH24ABK |  |  | EA*4X30L17A* | *95ESU0401712A* | 23600 | 16.5 | 8.5 | 26000 | 23800 | 91.54% | 1.98 | 0 | 10 |  |  |  | No | R-410A | 1.9667 | Residential & Commercial | Ducted CEE Tier 1
211241604 | Central HP <5.4 tons | TEMPSTAR | HRCU-A-CB (Split System: Heat Pump with Remote Outdoor Unit-Air-Source) | DLCURAH24ABK |  |  | EA*4X30L17A* | *96VTN0401410A* | 23200 | 16 | 8.5 | 25800 | 24200 | 93.8% | 2.02 | 0 | 10 |  |  |  | No | R-410A | 1.9333 | Residential & Commercial | Ducted CEE Tier 1
212989151 | Central HP <5.4 tons | TEMPSTAR | HRCU-A-CB (Split System: Heat Pump with Remote Outdoor Unit-Air-Source) | DLCURAH24ABK |  |  | EA*4X25L17A* | *95MSU0601716A* | 24200 | 17 | 8.5 | 25200 | 21800 | 86.51% | 1.82 | 0 | 10 |  |  |  | No | R-410A | 2.0167 | Residential & Commercial | Ducted CEE Tier 1
212989619 | Central HP <5.4 tons | TEMPSTAR | HRCU-A-CB (Split System: Heat Pump with Remote Outdoor Unit-Air-Source) | DLCURAH24ABK |  |  | EA*4X37L21A* | *95MSU0802120A* | 24000 | 17.5 | 8.5 | 25200 | 21800 | 86.51% | 1.82 | 0 | 10 |  |  |  | No | R-410A | 2 | Residential & Commercial | Ducted CEE Tier 1
211240506 | Central HP <5.4 tons | TEMPSTAR | HRCU-A-CB (Split System: Heat Pump with Remote Outdoor Unit-Air-Source) | DLCURAH24ABK |  |  | EA*4X24L17A* | *80ESU0401712A* | 23600 | 17 | 8.5 | 26600 | 24600 | 92.48% | 2.04 | 0 | 10 |  |  |  | No | R-410A | 1.9667 | Residential & Commercial | Ducted CEE Tier 1
211241527 | Central HP <5.4 tons | TEMPSTAR | HRCU-A-CB (Split System: Heat Pump with Remote Outdoor Unit-Air-Source) | DLCURAH24ABK |  |  | EA*4X30L17A* | *80VTL0451412A* | 24200 | 16.5 | 8.5 | 26400 | 23000 | 87.12% | 1.9 | 0 | 10 |  |  |  | No | R-410A | 2.0167 | Residential & Commercial | Ducted CEE Tier 1
215433915 | Central HP <5.4 tons | DAIKIN | HRCU-A-CB (Split System: Heat Pump with Remote Outdoor Unit-Air-Source) | DH7VSA3610A* |  |  | CHPEA4830*3A*+MBVK20DP1X00A* |  | 35000 | 19 | 8.1 | 35000 | 28400 | 81.14% | 2 | 0 | 10.5 |  |  |  | No | R-32 | 2.9167 | Residential & Commercial | Ducted CEE Tier 1
213773636 | Central HP <5.4 tons | BRYANT HEATING AND COOLING SYSTEMS | HRCU-A-CB (Split System: Heat Pump with Remote Outdoor Unit-Air-Source) | 288BNV025*0**C* |  |  | CAP**4321AL*+UI | 987MC42080C17*** | 24400 | 16.5 | 8.1 | 21200 | 16600 | 78.3% | 2.02 | 0 | 11 |  |  |  | No | R-410A | 2.0333 | Residential & Commercial | Ducted CEE Tier 1
215669402 | Central HP <5.4 tons | CARRIER | HRCU-A-CB (Split System: Heat Pump with Remote Outdoor Unit-Air-Source) | 27VNA036A*030* |  |  | CAA**6024AM*+UI | 59TN6C100C21**22 | 34400 | 18 | 9 | 34200 | 24800 | 72.51% | 1.9 | 0 | 10.5 |  |  |  | No | R-454B | 2.8667 | Residential & Commercial | Ducted CEE Tier 1
215669672 | Central HP <5.4 tons | CARRIER | HRCU-A-CB (Split System: Heat Pump with Remote Outdoor Unit-Air-Source) | 27VNA036A*030* |  |  | CAA**6124AM*+UI | 59CU5B100C21**22 | 35000 | 18.5 | 9 | 34400 | 24600 | 71.51% | 1.92 | 0 | 10 |  |  |  | No | R-454B | 2.9167 | Residential & Commercial | Ducted CEE Tier 1
212985046 | Central HP <5.4 tons | HEIL | HRCU-A-CB (Split System: Heat Pump with Remote Outdoor Unit-Air-Source) | DLCURAH24ABK |  |  | EA*4X37L21A* | *92MSN0802120A* | 24800 | 17.5 | 8.5 | 25600 | 21400 | 83.59% | 1.8 | 0 | 10.5 |  |  |  | No | R-410A | 2.0667 | Residential & Commercial | Ducted CEE Tier 1
212986218 | Central HP <5.4 tons | HEIL | HRCU-A-CB (Split System: Heat Pump with Remote Outdoor Unit-Air-Source) | DLCURAH24ABK |  |  | EN(A,D)4X24L14** | *96MSN0401410A* | 23200 | 16 | 8.5 | 27000 | 25200 | 93.33% | 2.1 | 0 | 10 |  |  |  | No | R-410A | 1.9333 | Residential & Commercial | Ducted CEE Tier 1
211241681 | Central HP <5.4 tons | TEMPSTAR | HRCU-A-CB (Split System: Heat Pump with Remote Outdoor Unit-Air-Source) | DLCURAH24ABK |  |  | EA*4X30L17A* | *80ES(N,L)0901714A* | 24600 | 16.5 | 8.5 | 26600 | 22600 | 84.96% | 1.86 | 0 | 10 |  |  |  | No | R-410A | 2.05 | Residential & Commercial | Ducted CEE Tier 1
212973218 | Central HP <5.4 tons | HEIL | HRCU-A-CB (Split System: Heat Pump with Remote Outdoor Unit-Air-Source) | DLCURAH24ABK |  |  | EA*4X36L17A* | *96VSN0401712B* | 23400 | 16.5 | 8.5 | 26200 | 24400 | 93.13% | 2.02 | 0 | 10 |  |  |  | No | R-410A | 1.95 | Residential & Commercial | Ducted CEE Tier 1
212973268 | Central HP <5.4 tons | HEIL | HRCU-A-CB (Split System: Heat Pump with Remote Outdoor Unit-Air-Source) | DLCURAH24ABK |  |  | EN(A,D)4X30L17** | *96VSN0401712B* | 23200 | 16 | 8.1 | 26200 | 24800 | 94.66% | 2.06 | 0 | 10 |  |  |  | No | R-410A | 1.9333 | Residential & Commercial | Ducted CEE Tier 1
212974958 | Central HP <5.4 tons | HEIL | HRCU-A-CB (Split System: Heat Pump with Remote Outdoor Unit-Air-Source) | DLCURAH24ABK |  |  | EA*4X30L14A* | *96VTN0401410B* | 23200 | 16 | 8.5 | 26400 | 25000 | 94.7% | 2.08 | 0 | 10 |  |  |  | No | R-410A | 1.9333 | Residential & Commercial | Ducted CEE Tier 1
212975049 | Central HP <5.4 tons | HEIL | HRCU-A-CB (Split System: Heat Pump with Remote Outdoor Unit-Air-Source) | DLCURAH24ABK |  |  | EN(A,D)4X30L17** | *96VTN0401410B* | 23400 | 16 | 8.1 | 26400 | 24600 | 93.18% | 2.04 | 0 | 10 |  |  |  | No | R-410A | 1.95 | Residential & Commercial | Ducted CEE Tier 1
212975349 | Central HP <5.4 tons | HEIL | HRCU-A-CB (Split System: Heat Pump with Remote Outdoor Unit-Air-Source) | DLCURAH24ABK |  |  | EN(A,D)4X30L17** | *96VTN0401712B* | 23200 | 16 | 8.1 | 26200 | 24800 | 94.66% | 2.06 | 0 | 10 |  |  |  | No | R-410A | 1.9333 | Residential & Commercial | Ducted CEE Tier 1
212975701 | Central HP <5.4 tons | HEIL | HRCU-A-CB (Split System: Heat Pump with Remote Outdoor Unit-Air-Source) | DLCURAH24ABK |  |  | EA*4X37L17A* | *96VTN0601412B* | 24000 | 17 | 8.1 | 25200 | 22400 | 88.89% | 1.86 | 0 | 10 |  |  |  | No | R-410A | 2 | Residential & Commercial | Ducted CEE Tier 1
212976026 | Central HP <5.4 tons | HEIL | HRCU-A-CB (Split System: Heat Pump with Remote Outdoor Unit-Air-Source) | DLCURAH24ABK |  |  | EA*4X30L17A* | *96VTN0801716B* | 23400 | 17 | 8.5 | 26200 | 25000 | 95.42% | 2.08 | 0 | 10 |  |  |  | No | R-410A | 1.95 | Residential & Commercial | Ducted CEE Tier 1
214572523 | Central HP <5.4 tons | COMFORTMAKER | HRCU-A-CB (Split System: Heat Pump with Remote Outdoor Unit-Air-Source) | CVH837GKA** |  |  | EA*4X36L21A*+WALLCON | *96CTN0802120B* | 31600 | 17.5 | 8.1 | 32800 | 24200 | 73.78% | 1.86 | 0 | 11 |  |  |  | No | R-410A | 2.6333 | Residential & Commercial | Ducted CEE Tier 1
214572673 | Central HP <5.4 tons | COMFORTMAKER | HRCU-A-CB (Split System: Heat Pump with Remote Outdoor Unit-Air-Source) | CVH837GKA** |  |  | EA*4X42L24A*+WALLCON | *95CSU1002122B* | 31800 | 17.5 | 8.5 | 32800 | 24400 | 74.39% | 1.9 | 0 | 11 |  |  |  | No | R-410A | 2.65 | Residential & Commercial | Ducted CEE Tier 1
211230150 | Central HP <5.4 tons | TEMPSTAR | HRCU-A-CB (Split System: Heat Pump with Remote Outdoor Unit-Air-Source) | DLCURAH36ABK |  |  | EN(A,D,W)4X48L21** | *92ESN1002120A* | 35800 | 16.5 | 8.1 | 38500 | 34800 | 90.39% | 2 | 0 | 10 |  |  |  | No | R-410A | 2.9833 | Residential & Commercial | Ducted CEE Tier 1
212976813 | Central HP <5.4 tons | HEIL | HRCU-A-CB (Split System: Heat Pump with Remote Outdoor Unit-Air-Source) | DLCURAH36ABK |  |  | EA*4X48L24A* | *96VTN1002120B* | 36000 | 16.5 | 8.5 | 37800 | 34800 | 92.06% | 2.04 | 0 | 10 |  |  |  | No | R-410A | 3 | Residential & Commercial | Ducted CEE Tier 1
211230777 | Central HP <5.4 tons | TEMPSTAR | HRCU-A-CB (Split System: Heat Pump with Remote Outdoor Unit-Air-Source) | DLCURAH36ABK |  |  | EN(A,D)4X48L24** | *96VTN1002122A* | 36000 | 16.5 | 8.1 | 38500 | 34800 | 90.39% | 2.02 | 0 | 10.5 |  |  |  | No | R-410A | 3 | Residential & Commercial | Ducted CEE Tier 1
213607742 | Central HP <5.4 tons | COMFORTMAKER | HRCU-A-CB (Split System: Heat Pump with Remote Outdoor Unit-Air-Source) | DLCURAH36ABK |  |  | FTMA4B48L0C* |  | 36400 | 17 | 9 | 37200 | 34600 | 93.01% | 2.08 | 0 | 10 |  |  |  | No | R-410A | 3.0333 | Residential & Commercial | Ducted CEE Tier 1
211228770 | Central HP <5.4 tons | TEMPSTAR | HRCU-A-CB (Split System: Heat Pump with Remote Outdoor Unit-Air-Source) | DLCURAH36ABK |  |  | EA*4X48L21A* | *80ES(N,L)0702116A* | 35600 | 16.5 | 8.5 | 37800 | 34600 | 91.53% | 2.04 | 0 | 10 |  |  |  | No | R-410A | 2.9667 | Residential & Commercial | Ducted CEE Tier 1
211228922 | Central HP <5.4 tons | TEMPSTAR | HRCU-A-CB (Split System: Heat Pump with Remote Outdoor Unit-Air-Source) | DLCURAH36ABK |  |  | EA*4X48L21A* | *80VTL0902120A* | 35400 | 16 | 8.1 | 37800 | 34600 | 91.53% | 2.02 | 0 | 10 |  |  |  | No | R-410A | 2.95 | Residential & Commercial | Ducted CEE Tier 1
214573373 | Central HP <5.4 tons | COMFORTMAKER | HRCU-A-CB (Split System: Heat Pump with Remote Outdoor Unit-Air-Source) | CVH837GKA** |  |  | EN(A,D,W)4X42L21**+WALLCON | *80CTL0702120B* | 31800 | 17 | 8.1 | 33000 | 24600 | 74.55% | 1.88 | 0 | 11 |  |  |  | No | R-410A | 2.65 | Residential & Commercial | Ducted CEE Tier 1
214573443 | Central HP <5.4 tons | COMFORTMAKER | HRCU-A-CB (Split System: Heat Pump with Remote Outdoor Unit-Air-Source) | CVH837GKA** |  |  | EN(A,D,W)4X48L21**+WALLCON | *95CSU0802120B* | 32400 | 17.5 | 8.1 | 32800 | 24800 | 75.61% | 1.96 | 0 | 11.5 |  |  |  | No | R-410A | 2.7 | Residential & Commercial | Ducted CEE Tier 1
214573691 | Central HP <5.4 tons | AIRQUEST | HRCU-A-CB (Split System: Heat Pump with Remote Outdoor Unit-Air-Source) | HVH837GKA2* |  |  | EA*4X37L21A*+WALLCON | *95CSU1002122B* | 33000 | 17.5 | 8.5 | 32600 | 25000 | 76.69% | 2 | 0 | 11.5 |  |  |  | No | R-410A | 2.75 | Residential & Commercial | Ducted CEE Tier 1
214573911 | Central HP <5.4 tons | AIRQUEST | HRCU-A-CB (Split System: Heat Pump with Remote Outdoor Unit-Air-Source) | HVH837GKA2* |  |  | EA*4X48L21A*+WALLCON | *80CTL0702120B* | 32200 | 17.5 | 8.5 | 32400 | 25000 | 77.16% | 1.98 | 0 | 11 |  |  |  | No | R-410A | 2.6833 | Residential & Commercial | Ducted CEE Tier 1
214573961 | Central HP <5.4 tons | AIRQUEST | HRCU-A-CB (Split System: Heat Pump with Remote Outdoor Unit-Air-Source) | HVH837GKA2* |  |  | EA*4X48L21A*+WALLCON | *96CTN0802120B* | 32400 | 17.5 | 8.5 | 32400 | 24800 | 76.54% | 2 | 0 | 11.5 |  |  |  | No | R-410A | 2.7 | Residential & Commercial | Ducted CEE Tier 1
212982339 | Central HP <5.4 tons | AIRQUEST | HRCU-A-CB (Split System: Heat Pump with Remote Outdoor Unit-Air-Source) | DLCURAH24ABK |  |  | EN(A,D)4X30L17** | *80MSU0401712A* | 23800 | 16.5 | 8.5 | 25800 | 23800 | 92.25% | 1.98 | 0 | 10.5 |  |  |  | No | R-410A | 1.9833 | Residential & Commercial | Ducted CEE Tier 1
215669374 | Central HP <5.4 tons | HEIL | HRCU-A-CB (Split System: Heat Pump with Remote Outdoor Unit-Air-Source) | H5H0V36*K*AAA* |  |  | EA*5X60M24A*+WALLCON | *97CMN0802120B* | 34400 | 18 | 9 | 34200 | 24800 | 72.51% | 1.9 | 0 | 10 |  |  |  | No | R-454B | 2.8667 | Residential & Commercial | Ducted CEE Tier 1
215940354 | Central HP <5.4 tons | CARRIER | HRCU-A-CB (Split System: Heat Pump with Remote Outdoor Unit-Air-Source) | 27VNA336A*030* |  |  | CVAMA4921XMA*+UI | 59TN7A060C17**16 | 35200 | 21 | 8.5 | 38500 | 29400 | 76.36% | 2.02 | 0 | 11.7 |  |  |  | No | R-454B | 2.9333 | Residential & Commercial | Ducted CEE Tier 1
215940554 | Central HP <5.4 tons | CARRIER | HRCU-A-CB (Split System: Heat Pump with Remote Outdoor Unit-Air-Source) | 27VNA336A*030* |  |  | CVAVA3621XMA*+UI | 59TN7A080C21**20 | 34400 | 20.5 | 8.5 | 38500 | 28200 | 73.25% | 2.04 | 0 | 11.7 |  |  |  | No | R-454B | 2.8667 | Residential & Commercial | Ducted CEE Tier 1
215940604 | Central HP <5.4 tons | CARRIER | HRCU-A-CB (Split System: Heat Pump with Remote Outdoor Unit-Air-Source) | 27VNA336A*030* |  |  | CVAVA3817XMA*+UI | 59TN7A080C17**16 | 35200 | 21 | 8.5 | 38500 | 29200 | 75.84% | 2.06 | 0 | 11.7 |  |  |  | No | R-454B | 2.9333 | Residential & Commercial | Ducted CEE Tier 1
215939634 | Central HP <5.4 tons | CARRIER | HRCU-A-CB (Split System: Heat Pump with Remote Outdoor Unit-Air-Source) | 27VNA336A*030* |  |  | CAA**3617AM*+UI | 59TN7A080C17**16 | 32000 | 19 | 9.5 | 35600 | 27400 | 76.97% | 1.98 | 0 | 10.5 |  |  |  | No | R-454B | 2.6667 | Residential & Commercial | Ducted CEE Tier 1
215939904 | Central HP <5.4 tons | CARRIER | HRCU-A-CB (Split System: Heat Pump with Remote Outdoor Unit-Air-Source) | 27VNA336A*030* |  |  | CAA**6124AM*+UI | 59TN7A080C21**20 | 34400 | 20.5 | 9.5 | 34400 | 26000 | 75.58% | 2.06 | 0 | 12 |  |  |  | No | R-454B | 2.8667 | Residential & Commercial | Ducted CEE Tier 1
215939984 | Central HP <5.4 tons | CARRIER | HRCU-A-CB (Split System: Heat Pump with Remote Outdoor Unit-Air-Source) | 27VNA336A*030* |  |  | CSAH*3612AM*+UI | 59TN7A080C21**20 | 33200 | 19 | 9 | 35000 | 26800 | 76.57% | 1.92 | 0 | 11 |  |  |  | No | R-454B | 2.7667 | Residential & Commercial | Ducted CEE Tier 1
215940004 | Central HP <5.4 tons | CARRIER | HRCU-A-CB (Split System: Heat Pump with Remote Outdoor Unit-Air-Source) | 27VNA336A*030* |  |  | CSAH*3612AM*+UI | 59TN7A120C24**22 | 33400 | 19 | 9 | 34800 | 26600 | 76.44% | 1.92 | 0 | 11 |  |  |  | No | R-454B | 2.7833 | Residential & Commercial | Ducted CEE Tier 1
214574151 | Central HP <5.4 tons | AIRQUEST | HRCU-A-CB (Split System: Heat Pump with Remote Outdoor Unit-Air-Source) | HVH837GKA2* |  |  | EA*4X61L24A*+WALLCON | *80CTL0702120B* | 33200 | 18 | 8.5 | 32000 | 24800 | 77.5% | 2 | 0 | 11.5 |  |  |  | No | R-410A | 2.7667 | Residential & Commercial | Ducted CEE Tier 1
211239230 | Central HP <5.4 tons | TEMPSTAR | HRCU-A-CB (Split System: Heat Pump with Remote Outdoor Unit-Air-Source) | DLCURAH24ABK |  |  | FJMA4*24L*B* |  | 24000 | 16 | 9 | 26400 | 23400 | 88.64% | 1.92 | 0 | 10 |  |  |  | No | R-410A | 2 | Residential & Commercial | Ducted CEE Tier 1
211240424 | Central HP <5.4 tons | HEIL | HRCU-A-CB (Split System: Heat Pump with Remote Outdoor Unit-Air-Source) | DLCURAH24ABK |  |  | EA*4X24L17A* | *96VSN0801716A* | 23800 | 16.5 | 8.5 | 26800 | 24000 | 89.55% | 1.98 | 0 | 10 |  |  |  | No | R-410A | 1.9833 | Residential & Commercial | Ducted CEE Tier 1
211240473 | Central HP <5.4 tons | HEIL | HRCU-A-CB (Split System: Heat Pump with Remote Outdoor Unit-Air-Source) | DLCURAH24ABK |  |  | EA*4X24L17A* | *80VSL0451716A* | 23800 | 16 | 8.5 | 26800 | 24000 | 89.55% | 1.98 | 0 | 10 |  |  |  | No | R-410A | 1.9833 | Residential & Commercial | Ducted CEE Tier 1
211240724 | Central HP <5.4 tons | HEIL | HRCU-A-CB (Split System: Heat Pump with Remote Outdoor Unit-Air-Source) | DLCURAH24ABK |  |  | EA*4X24L17A* | *95ESN0801716A* | 24400 | 15.5 | 8.5 | 27400 | 23000 | 83.94% | 1.88 | 0 | 10 |  |  |  | No | R-410A | 2.0333 | Residential & Commercial | Ducted CEE Tier 1
211240860 | Central HP <5.4 tons | HEIL | HRCU-A-CB (Split System: Heat Pump with Remote Outdoor Unit-Air-Source) | DLCURAH24ABK |  |  | EA*4X25L17A* | *96VSN0801716A* | 24800 | 17 | 8.5 | 25600 | 21200 | 82.81% | 1.78 | 0 | 10.5 |  |  |  | No | R-410A | 2.0667 | Residential & Commercial | Ducted CEE Tier 1
211682981 | Central HP <5.4 tons | DAIKIN | HRCU-A-CB (Split System: Heat Pump with Remote Outdoor Unit-Air-Source) | RXSQ24TBVJU* |  |  | CXTQ24TASBLUA* | D*80VC0603B*A* | 22600 | 15.4 | 8.2 | 26000 | 18400 | 70.77% | 2.1 | 0 | 10.3 |  |  |  | No | R-410A | 1.8833 | Residential & Commercial | Ducted CEE Tier 1
212977640 | Central HP <5.4 tons | DAY & NIGHT | HRCU-A-CB (Split System: Heat Pump with Remote Outdoor Unit-Air-Source) | DLCURAH24ABK |  |  | EA*4X37L17A* | *80MS(N,L)0451412A* | 24200 | 17 | 8.5 | 25200 | 22000 | 87.3% | 1.84 | 0 | 10 |  |  |  | No | R-410A | 2.0167 | Residential & Commercial | Ducted CEE Tier 1
211229647 | Central HP <5.4 tons | TEMPSTAR | HRCU-A-CB (Split System: Heat Pump with Remote Outdoor Unit-Air-Source) | DLCURAH36ABK |  |  | EA*4X48L24A* | OLV154F20A | 37400 | 15.2 | 8.5 | 39000 | 35000 | 89.74% | 2.14 | 0 | 10 |  |  |  | No | R-410A | 3.1167 | Residential & Commercial | Ducted CEE Tier 1
213080406 | Central HP <5.4 tons | COMFORTMAKER | HRCU-A-CB (Split System: Heat Pump with Remote Outdoor Unit-Air-Source) | DLCURAH36ABK |  |  | EA*4X42L24A* | *96MSN1002122A* | 35400 | 16 | 8.5 | 38500 | 35000 | 90.91% | 1.88 | 0 | 10 |  |  |  | No | R-410A | 2.95 | Residential & Commercial | Ducted CEE Tier 1
210470915 | Central HP <5.4 tons | DAY & NIGHT | HRCU-A-CB (Split System: Heat Pump with Remote Outdoor Unit-Air-Source) | CVH837GKA2* |  |  | EN(A,D,W)4X60L24**+WALLCON | *80CTL0902120A* | 32800 | 18 | 8.1 | 32200 | 24800 | 77.02% | 1.98 | 0 | 12 |  |  |  | No | R-410A | 2.7333 | Residential & Commercial | Ducted CEE Tier 1
211230699 | Central HP <5.4 tons | TEMPSTAR | HRCU-A-CB (Split System: Heat Pump with Remote Outdoor Unit-Air-Source) | DLCURAH36ABK |  |  | EN(A,D)4X48L24** | *96VSN0802120A* | 36200 | 16 | 8.1 | 38500 | 34800 | 90.39% | 2.02 | 0 | 10 |  |  |  | No | R-410A | 3.0167 | Residential & Commercial | Ducted CEE Tier 1
212985237 | Central HP <5.4 tons | TEMPSTAR | HRCU-A-CB (Split System: Heat Pump with Remote Outdoor Unit-Air-Source) | DLCURAH36ABK |  |  | EA*4X48L21A* | *92MSN1002120A* | 35800 | 16.5 | 8.5 | 37800 | 34600 | 91.53% | 2.02 | 0 | 10 |  |  |  | No | R-410A | 2.9833 | Residential & Commercial | Ducted CEE Tier 1
215434366 | Central HP <5.4 tons | DAIKIN | HRCU-A-CB (Split System: Heat Pump with Remote Outdoor Unit-Air-Source) | DH7VSA4810A* |  |  | CHPEA4830*3A* | D*96TC0804CNA* | 45500 | 16.2 | 8.5 | 46000 | 33600 | 73.04% | 2 | 0 | 10 |  |  |  | No | R-32 | 3.7917 | Residential & Commercial | Ducted CEE Tier 1
215434385 | Central HP <5.4 tons | DAIKIN | HRCU-A-CB (Split System: Heat Pump with Remote Outdoor Unit-Air-Source) | DH7VSA4810A* |  |  | CHPEA6030*3A* | D*96TC1205DNA* | 45500 | 16.5 | 8.5 | 46500 | 33600 | 72.26% | 2 | 0 | 10 |  |  |  | No | R-32 | 3.7917 | Residential & Commercial | Ducted CEE Tier 1
214626050 | Central HP <5.4 tons | LENNOX | HRCU-A-CB (Split System: Heat Pump with Remote Outdoor Unit-Air-Source) | SL25XPV-024-230A** |  |  | CK40CT-36B-0*+TDR | SL280UH080NV48B* | 22200 | 21.6 | 9.1 | 21400 | 20600 | 96.26% | 1.84 | 0 | 14 |  |  |  | No | R-410A | 1.85 | Residential & Commercial | Ducted CEE Tier 1
213078076 | Central HP <5.4 tons | HEIL | HRCU-A-CB (Split System: Heat Pump with Remote Outdoor Unit-Air-Source) | DLCURAH36ABK |  |  | EA*4X37L21A* | *80MS(N,L)0701716A* | 36600 | 16 | 8.5 | 38500 | 35000 | 90.91% | 2.06 | 0 | 10 |  |  |  | No | R-410A | 3.05 | Residential & Commercial | Ducted CEE Tier 1
210471184 | Central HP <5.4 tons | DAY & NIGHT | HRCU-A-CB (Split System: Heat Pump with Remote Outdoor Unit-Air-Source) | CVH837GKA2* |  |  | EHD4X60AAL+WALLCON | *80CTL0902120A* | 33000 | 17 | 8.1 | 32200 | 25000 | 77.64% | 2 | 0 | 11.5 |  |  |  | No | R-410A | 2.75 | Residential & Commercial | Ducted CEE Tier 1
213078526 | Central HP <5.4 tons | HEIL | HRCU-A-CB (Split System: Heat Pump with Remote Outdoor Unit-Air-Source) | DLCURAH36ABK |  |  | EA*4X42L24A* | *80MS(N,L)0902120A* | 35400 | 16.5 | 8.1 | 38500 | 35000 | 90.91% | 1.9 | 0 | 10 |  |  |  | No | R-410A | 2.95 | Residential & Commercial | Ducted CEE Tier 1
213078646 | Central HP <5.4 tons | HEIL | HRCU-A-CB (Split System: Heat Pump with Remote Outdoor Unit-Air-Source) | DLCURAH36ABK |  |  | EA*4X42L24A* | *80MS(N,L)1102120A* | 35800 | 16.5 | 8.1 | 38500 | 35000 | 90.91% | 1.9 | 0 | 10 |  |  |  | No | R-410A | 2.9833 | Residential & Commercial | Ducted CEE Tier 1
213078310 | Central HP <5.4 tons | HEIL | HRCU-A-CB (Split System: Heat Pump with Remote Outdoor Unit-Air-Source) | DLCURAH36ABK |  |  | EA*4X42L21A* | *80MS(N,L)0901714A* | 35400 | 16.5 | 8.1 | 38500 | 35000 | 90.91% | 1.88 | 0 | 10 |  |  |  | No | R-410A | 2.95 | Residential & Commercial | Ducted CEE Tier 1
210470612 | Central HP <5.4 tons | DAY & NIGHT | HRCU-A-CB (Split System: Heat Pump with Remote Outdoor Unit-Air-Source) | CVH837GKA2* |  |  | EA*4X61L24A*+WALLCON | *97CMN1202422A* | 33200 | 17.5 | 8.5 | 32000 | 25000 | 78.12% | 2 | 0 | 11.7 |  |  |  | No | R-410A | 2.7667 | Residential & Commercial | Ducted CEE Tier 1
214570451 | Central HP <5.4 tons | AIRQUEST | HRCU-A-CB (Split System: Heat Pump with Remote Outdoor Unit-Air-Source) | HVH825GKA3* |  |  | EA*4X37L21A*+WALLCON | *95CSU1002122B* | 24400 | 16.5 | 8.5 | 21200 | 16600 | 78.3% | 2.04 | 0 | 11 |  |  |  | No | R-410A | 2.0333 | Residential & Commercial | Ducted CEE Tier 1
214570531 | Central HP <5.4 tons | AIRQUEST | HRCU-A-CB (Split System: Heat Pump with Remote Outdoor Unit-Air-Source) | HVH825GKA3* |  |  | EA*4X42L21A*+WALLCON | *97CMN0802120B* | 23800 | 16.5 | 8.1 | 21400 | 16600 | 77.57% | 1.96 | 0 | 10.5 |  |  |  | No | R-410A | 1.9833 | Residential & Commercial | Ducted CEE Tier 1
214572771 | Central HP <5.4 tons | AIRQUEST | HRCU-A-CB (Split System: Heat Pump with Remote Outdoor Unit-Air-Source) | HVH837GKA** |  |  | EA*4X48L21A*+WALLCON | *80CTL0702120B* | 32200 | 17.5 | 8.5 | 32400 | 25000 | 77.16% | 1.98 | 0 | 11 |  |  |  | No | R-410A | 2.6833 | Residential & Commercial | Ducted CEE Tier 1
214573041 | Central HP <5.4 tons | AIRQUEST | HRCU-A-CB (Split System: Heat Pump with Remote Outdoor Unit-Air-Source) | HVH837GKA** |  |  | EA*4X61L24A*+WALLCON | *97CMN0602120B* | 33000 | 18 | 8.5 | 32000 | 25000 | 78.12% | 1.98 | 0 | 11.5 |  |  |  | No | R-410A | 2.75 | Residential & Commercial | Ducted CEE Tier 1
211261330 | Central HP <5.4 tons | DAY & NIGHT | HRCU-A-CB (Split System: Heat Pump with Remote Outdoor Unit-Air-Source) | DLCURAH18ABK |  |  | EA*4X30L14A* | *95ESN0401410A* | 17900 | 15.5 | 8.5 | 18500 | 18500 | 100% | 2.22 | 0 | 10.5 |  |  |  | No | R-410A | 1.4917 | Residential & Commercial | Ducted CEE Tier 1
211261414 | Central HP <5.4 tons | DAY & NIGHT | HRCU-A-CB (Split System: Heat Pump with Remote Outdoor Unit-Air-Source) | DLCURAH18ABK |  |  | EA*4X30L14A* | *95ESN0261410A* | 18100 | 15.5 | 8.5 | 18800 | 18500 | 98.4% | 2.22 | 0 | 10.5 |  |  |  | No | R-410A | 1.5083 | Residential & Commercial | Ducted CEE Tier 1
211262100 | Central HP <5.4 tons | DAY & NIGHT | HRCU-A-CB (Split System: Heat Pump with Remote Outdoor Unit-Air-Source) | DLCURAH18ABK |  |  | EA*4X30L17A* | *92ESN0601714A* | 17900 | 16.5 | 8.5 | 18300 | 18500 | 101.1% | 2.22 | 0 | 10.5 |  |  |  | No | R-410A | 1.4917 | Residential & Commercial | Ducted CEE Tier 1
215434165 | Central HP <5.4 tons | DAIKIN | HRCU-A-CB (Split System: Heat Pump with Remote Outdoor Unit-Air-Source) | DH7VSA3610A* |  |  | CHPEA4830*3A* | D*97MC1005CNA* | 35000 | 18.5 | 8.1 | 35000 | 28400 | 81.14% | 2 | 0 | 10.5 |  |  |  | No | R-32 | 2.9167 | Residential & Commercial | Ducted CEE Tier 1
215434166 | Central HP <5.4 tons | DAIKIN | HRCU-A-CB (Split System: Heat Pump with Remote Outdoor Unit-Air-Source) | DH7VSA3610A* |  |  | CHPEA4830*3A* | D*97MC0804CNA* | 35000 | 18.5 | 8.1 | 35000 | 28400 | 81.14% | 2 | 0 | 10.5 |  |  |  | No | R-32 | 2.9167 | Residential & Commercial | Ducted CEE Tier 1
215912267 | Central HP <5.4 tons | YORK | HRCU-A-CB (Split System: Heat Pump with Remote Outdoor Unit-Air-Source) | HH824E2S11 |  |  | CTM36B5ADS1 | TM9E080B12MP12 | 23000 | 17 | 9.5 | 23000 | 18800 | 81.74% | 2 | 0 | 12 |  |  |  | No | R-454B | 1.9167 | Residential & Commercial | Ducted CEE Tier 1
214626186 | Central HP <5.4 tons | LENNOX | HRCU-A-CB (Split System: Heat Pump with Remote Outdoor Unit-Air-Source) | SL25XPV-036-230A** |  |  | CK40CT-48C-0*+TDR | SLP99UH090XV48C* | 34000 | 22 | 8.8 | 35600 | 27400 | 76.97% | 1.82 | 0 | 13.4 |  |  |  | No | R-410A | 2.8333 | Residential & Commercial | Ducted CEE Tier 1
214626201 | Central HP <5.4 tons | LENNOX | HRCU-A-CB (Split System: Heat Pump with Remote Outdoor Unit-Air-Source) | SL25XPV-036-230A** |  |  | CK40CT-50/60C-0*+TDR | SL280UH090XV60C* | 33800 | 21.6 | 8.7 | 34200 | 26600 | 77.78% | 1.82 | 0 | 13.5 |  |  |  | No | R-410A | 2.8167 | Residential & Commercial | Ducted CEE Tier 1
214626203 | Central HP <5.4 tons | LENNOX | HRCU-A-CB (Split System: Heat Pump with Remote Outdoor Unit-Air-Source) | SL25XPV-036-230A** |  |  | CK40CT-50/60C-0*+TDR | SL280UH110V60C* | 33800 | 21.2 | 8.6 | 34200 | 26600 | 77.78% | 1.82 | 0 | 13.5 |  |  |  | No | R-410A | 2.8167 | Residential & Commercial | Ducted CEE Tier 1
216010727 | Central HP <5.4 tons | YORK | HRCU-A-CB (Split System: Heat Pump with Remote Outdoor Unit-Air-Source) | HH824E2S11 |  |  | CTM36B5ADS1 | TL9E060B12UH11 | 23000 | 18 | 9 | 23000 | 18900 | 82.17% | 2 | 0 | 12 |  |  |  | No | R-454B | 1.9167 | Residential & Commercial | Ducted CEE Tier 1
215940104 | Central HP <5.4 tons | CARRIER | HRCU-A-CB (Split System: Heat Pump with Remote Outdoor Unit-Air-Source) | 27VNA336A*030* |  |  | CSAH*4812AM*+UI | 58CU*B040C17**12 | 33800 | 19.5 | 9 | 34600 | 26400 | 76.3% | 1.92 | 0 | 11.7 |  |  |  | No | R-454B | 2.8167 | Residential & Commercial | Ducted CEE Tier 1
215940254 | Central HP <5.4 tons | CARRIER | HRCU-A-CB (Split System: Heat Pump with Remote Outdoor Unit-Air-Source) | 27VNA336A*030* |  |  | CVAMA4421XMA*+UI | 59TN6C080C21**20 | 35600 | 21.5 | 8.5 | 38000 | 28600 | 75.26% | 2.04 | 0 | 12 |  |  |  | No | R-454B | 2.9667 | Residential & Commercial | Ducted CEE Tier 1
215940304 | Central HP <5.4 tons | CARRIER | HRCU-A-CB (Split System: Heat Pump with Remote Outdoor Unit-Air-Source) | 27VNA336A*030* |  |  | CVAMA4421XMA*+UI | 59TN7A080C21**20 | 35600 | 21.5 | 8.5 | 38000 | 28600 | 75.26% | 2.04 | 0 | 12 |  |  |  | No | R-454B | 2.9667 | Residential & Commercial | Ducted CEE Tier 1
215940404 | Central HP <5.4 tons | CARRIER | HRCU-A-CB (Split System: Heat Pump with Remote Outdoor Unit-Air-Source) | 27VNA336A*030* |  |  | CVAMA6021XMA*+UI | 58CU*B040C17**12 | 35600 | 22 | 8.5 | 38000 | 28600 | 75.26% | 2.02 | 0 | 12.5 |  |  |  | No | R-454B | 2.9667 | Residential & Commercial | Ducted CEE Tier 1
215940654 | Central HP <5.4 tons | CARRIER | HRCU-A-CB (Split System: Heat Pump with Remote Outdoor Unit-Air-Source) | 27VNA336A*030* |  |  | CVAVA4221XMA*+UI | 59TN7A080C17**16 | 34200 | 20.5 | 8.5 | 39000 | 28600 | 73.33% | 2.04 | 0 | 11.5 |  |  |  | No | R-454B | 2.85 | Residential & Commercial | Ducted CEE Tier 1
215940704 | Central HP <5.4 tons | CARRIER | HRCU-A-CB (Split System: Heat Pump with Remote Outdoor Unit-Air-Source) | 27VNA336A*030* |  |  | CVAVA4224XMA*+UI | 59TN7A100C21**22 | 35600 | 22 | 8.5 | 38000 | 28400 | 74.74% | 2.04 | 0 | 12.5 |  |  |  | No | R-454B | 2.9667 | Residential & Commercial | Ducted CEE Tier 1
214626220 | Central HP <5.4 tons | LENNOX | HRCU-A-CB (Split System: Heat Pump with Remote Outdoor Unit-Air-Source) | SL25XPV-048-230A** |  |  | CK40HT-51/61C-0*+TDR | SL280UH090V60C* | 45000 | 21 | 9.2 | 45500 | 37200 | 81.76% | 1.84 | 0 | 12.5 |  |  |  | No | R-410A | 3.75 | Residential & Commercial | Ducted CEE Tier 1
214253220 | Central HP <5.4 tons | AMERICAN STANDARD | HRCU-A-CB (Split System: Heat Pump with Remote Outdoor Unit-Air-Source) | 4A6V0X60A1 |  |  | 4TXCD010DS3 | S8V2D120M5PCB | 54000 | 19 | 8.2 | 52000 | 39500 | 75.96% | 1.8 | 0 | 11.7 |  |  |  | No | R-410A | 4.5 | Residential & Commercial | Ducted CEE Tier 1
214626242 | Central HP <5.4 tons | LENNOX | HRCU-A-CB (Split System: Heat Pump with Remote Outdoor Unit-Air-Source) | SL25XPV-048-230A** |  |  | CK40CT-49C-0*+TDR | SL280UH080NV60C* | 45500 | 20.6 | 8.9 | 44000 | 35800 | 81.36% | 1.78 | 0 | 12.3 |  |  |  | No | R-410A | 3.7917 | Residential & Commercial | Ducted CEE Tier 1
214626245 | Central HP <5.4 tons | LENNOX | HRCU-A-CB (Split System: Heat Pump with Remote Outdoor Unit-Air-Source) | SL25XPV-048-230A** |  |  | CK40CT-49C-0*+TDR | SL280UH100NV60C* | 45500 | 20.4 | 8.9 | 44000 | 35800 | 81.36% | 1.78 | 0 | 12.3 |  |  |  | No | R-410A | 3.7917 | Residential & Commercial | Ducted CEE Tier 1
214626246 | Central HP <5.4 tons | LENNOX | HRCU-A-CB (Split System: Heat Pump with Remote Outdoor Unit-Air-Source) | SL25XPV-048-230A** |  |  | CK40CT-49C-0*+TDR | SL280UH110V60C* | 45500 | 20 | 8.9 | 44000 | 35800 | 81.36% | 1.78 | 0 | 12.3 |  |  |  | No | R-410A | 3.7917 | Residential & Commercial | Ducted CEE Tier 1
214626261 | Central HP <5.4 tons | LENNOX | HRCU-A-CB (Split System: Heat Pump with Remote Outdoor Unit-Air-Source) | SL25XPV-048-230A** |  |  | CK40CT-60C-0*+TDR | SL280UH080NV60C* | 46000 | 20.6 | 9.5 | 43500 | 36200 | 83.22% | 1.92 | 0 | 12.5 |  |  |  | No | R-410A | 3.8333 | Residential & Commercial | Ducted CEE Tier 1
214626235 | Central HP <5.4 tons | LENNOX | HRCU-A-CB (Split System: Heat Pump with Remote Outdoor Unit-Air-Source) | SL25XPV-048-230A** |  |  | CK40CT-49C-0*+TDR | EL296UH090XV60C* | 45500 | 20 | 8.9 | 44000 | 36000 | 81.82% | 1.78 | 0 | 12 |  |  |  | No | R-410A | 3.7917 | Residential & Commercial | Ducted CEE Tier 1
214626253 | Central HP <5.4 tons | LENNOX | HRCU-A-CB (Split System: Heat Pump with Remote Outdoor Unit-Air-Source) | SL25XPV-048-230A** |  |  | CK40CT-60C-0*+TDR | EL296UH090XV48C* | 45500 | 20 | 9.5 | 44000 | 36400 | 82.73% | 1.9 | 0 | 12 |  |  |  | No | R-410A | 3.7917 | Residential & Commercial | Ducted CEE Tier 1
210471250 | Central HP <5.4 tons | DAY & NIGHT | HRCU-A-CB (Split System: Heat Pump with Remote Outdoor Unit-Air-Source) | CVH837GKA2* |  |  | EHD4X60AAL+WALLCON | *97CMN1002122A* | 33000 | 17 | 8.1 | 32200 | 24800 | 77.02% | 2.02 | 0 | 11.5 |  |  |  | No | R-410A | 2.75 | Residential & Commercial | Ducted CEE Tier 1
213249344 | Central HP <5.4 tons | TEMPSTAR | HRCU-A-CB (Split System: Heat Pump with Remote Outdoor Unit-Air-Source) | DLCURAH36ABK |  |  | FEVA0036**+NAVA43601CK |  | 35400 | 16 | 8.5 | 38500 | 35000 | 90.91% | 1.9 | 0 | 10 |  |  |  | No | R-410A | 2.95 | Residential & Commercial | Ducted CEE Tier 1
213078794 | Central HP <5.4 tons | HEIL | HRCU-A-CB (Split System: Heat Pump with Remote Outdoor Unit-Air-Source) | DLCURAH36ABK |  |  | EA*4X42L24A* | *80MS(N,L)1552420A* | 35600 | 16.5 | 8.1 | 38500 | 35000 | 90.91% | 1.9 | 0 | 10 |  |  |  | No | R-410A | 2.9667 | Residential & Commercial | Ducted CEE Tier 1
213079328 | Central HP <5.4 tons | HEIL | HRCU-A-CB (Split System: Heat Pump with Remote Outdoor Unit-Air-Source) | DLCURAH36ABK |  |  | EN(A,D)4X48L24** | *80MSU0802120A* | 35800 | 17 | 8.1 | 38000 | 34800 | 91.58% | 2.04 | 0 | 10.5 |  |  |  | No | R-410A | 2.9833 | Residential & Commercial | Ducted CEE Tier 1
213080417 | Central HP <5.4 tons | HEIL | HRCU-A-CB (Split System: Heat Pump with Remote Outdoor Unit-Air-Source) | DLCURAH36ABK |  |  | EA*4X43L21A* | *96MSN1002122A* | 36800 | 16 | 8.5 | 38500 | 34800 | 90.39% | 2.1 | 0 | 10 |  |  |  | No | R-410A | 3.0667 | Residential & Commercial | Ducted CEE Tier 1
215940954 | Central HP <5.4 tons | CARRIER | HRCU-A-CB (Split System: Heat Pump with Remote Outdoor Unit-Air-Source) | 27VNA348A*030* |  |  | CAA**4821AM*+UI | 58CU*B060C17**16 | 43500 | 21 | 9.5 | 48000 | 36600 | 76.25% | 1.9 | 0 | 11 |  |  |  | No | R-454B | 3.625 | Residential & Commercial | Ducted CEE Tier 1
212973027 | Central HP <5.4 tons | DAY & NIGHT | HRCU-A-CB (Split System: Heat Pump with Remote Outdoor Unit-Air-Source) | DLCURAH18ABK |  |  | EA*4X24L17A* | *96VSN0401712B* | 17200 | 16 | 8.5 | 18200 | 19400 | 106.6% | 2.34 | 0 | 10.5 |  |  |  | No | R-410A | 1.4333 | Residential & Commercial | Ducted CEE Tier 1
212978757 | Central HP <5.4 tons | COMFORTMAKER | HRCU-A-CB (Split System: Heat Pump with Remote Outdoor Unit-Air-Source) | DLCURAH18ABK |  |  | EA*4X24L17A* | *80MS(N,L)0701712A* | 17500 | 16.5 | 8.5 | 18400 | 19500 | 106% | 2.34 | 0 | 10.5 |  |  |  | No | R-410A | 1.4583 | Residential & Commercial | Ducted CEE Tier 1
212975381 | Central HP <5.4 tons | DAY & NIGHT | HRCU-A-CB (Split System: Heat Pump with Remote Outdoor Unit-Air-Source) | DLCURAH18ABK |  |  | EA*4X19L17A* | *96VTN0601412B* | 17700 | 16.5 | 8.1 | 17700 | 17900 | 101.1% | 2.16 | 0 | 10.5 |  |  |  | No | R-410A | 1.475 | Residential & Commercial | Ducted CEE Tier 1
212982437 | Central HP <5.4 tons | COMFORTMAKER | HRCU-A-CB (Split System: Heat Pump with Remote Outdoor Unit-Air-Source) | DLCURAH18ABK |  |  | EN(A,D)4X30L17** | *80MSU0401712A* | 17500 | 16 | 8.1 | 18200 | 18500 | 101.6% | 2.22 | 0 | 10.5 |  |  |  | No | R-410A | 1.4583 | Residential & Commercial | Ducted CEE Tier 1
214573541 | Central HP <5.4 tons | AIRQUEST | HRCU-A-CB (Split System: Heat Pump with Remote Outdoor Unit-Air-Source) | HVH837GKA** |  |  | EN(A,D)4X48L24**+WALLCON | *96CTN0802120B* | 32400 | 17.5 | 8.5 | 32600 | 24800 | 76.07% | 1.98 | 0 | 11.5 |  |  |  | No | R-410A | 2.7 | Residential & Commercial | Ducted CEE Tier 1
214573241 | Central HP <5.4 tons | AIRQUEST | HRCU-A-CB (Split System: Heat Pump with Remote Outdoor Unit-Air-Source) | HVH837GKA** |  |  | EHD4X48AAL+WALLCON | *96CTN0802120B* | 32600 | 17.5 | 8.5 | 32600 | 24800 | 76.07% | 1.98 | 0 | 11 |  |  |  | No | R-410A | 2.7167 | Residential & Commercial | Ducted CEE Tier 1
215941074 | Central HP <5.4 tons | CARRIER | HRCU-A-CB (Split System: Heat Pump with Remote Outdoor Unit-Air-Source) | 27VNA348A*030* |  |  | CAA**6121AM*+UI | 59TN7A080C21**20 | 45000 | 21 | 9.5 | 48500 | 37000 | 76.29% | 2 | 0 | 11 |  |  |  | No | R-454B | 3.75 | Residential & Commercial | Ducted CEE Tier 1
211227539 | Central HP <5.4 tons | TEMPSTAR | HRCU-A-CB (Split System: Heat Pump with Remote Outdoor Unit-Air-Source) | DLCURAH36ABK |  |  | EA*4X42L21A* | *92ESN0802120A* | 35200 | 16.5 | 8.1 | 38500 | 35000 | 90.91% | 1.88 | 0 | 10 |  |  |  | No | R-410A | 2.9333 | Residential & Commercial | Ducted CEE Tier 1
211227857 | Central HP <5.4 tons | TEMPSTAR | HRCU-A-CB (Split System: Heat Pump with Remote Outdoor Unit-Air-Source) | DLCURAH36ABK |  |  | EA*4X42L24A* | *80ES(N,L)1552420A* | 36400 | 15.5 | 8.1 | 39500 | 35200 | 89.11% | 1.94 | 0 | 10 |  |  |  | No | R-410A | 3.0333 | Residential & Commercial | Ducted CEE Tier 1
211229510 | Central HP <5.4 tons | TEMPSTAR | HRCU-A-CB (Split System: Heat Pump with Remote Outdoor Unit-Air-Source) | DLCURAH36ABK |  |  | EA*4X48L24A* | *95ESN1002122A* | 37400 | 15.5 | 8.5 | 38500 | 35000 | 90.91% | 2.14 | 0 | 10 |  |  |  | No | R-410A | 3.1167 | Residential & Commercial | Ducted CEE Tier 1
211229977 | Central HP <5.4 tons | TEMPSTAR | HRCU-A-CB (Split System: Heat Pump with Remote Outdoor Unit-Air-Source) | DLCURAH36ABK |  |  | EN(A,D,W)4X48L21** | *80ES(N,L)1102120A* | 36200 | 16.5 | 8.1 | 38500 | 34800 | 90.39% | 2.02 | 0 | 10.5 |  |  |  | No | R-410A | 3.0167 | Residential & Commercial | Ducted CEE Tier 1
211229656 | Central HP <5.4 tons | TEMPSTAR | HRCU-A-CB (Split System: Heat Pump with Remote Outdoor Unit-Air-Source) | DLCURAH36ABK |  |  | EA*4X48L24A* | OMV154L20A | 36800 | 16 | 8.5 | 38500 | 34800 | 90.39% | 2.1 | 0 | 10 |  |  |  | No | R-410A | 3.0667 | Residential & Commercial | Ducted CEE Tier 1
215864707 | Central HP <5.4 tons | TRANE | HRCU-A-CB (Split System: Heat Pump with Remote Outdoor Unit-Air-Source) | 5TWV8X60A1 |  |  | 5TXCC007AS3 | S8V2C100M5PDB | 53000 | 18.1 | 8.5 | 56000 | 40000 | 71.43% | 2 | 0 | 10 |  |  |  | No | R-454B | 4.4167 | Residential & Commercial | Ducted CEE Tier 1
215864725 | Central HP <5.4 tons | TRANE | HRCU-A-CB (Split System: Heat Pump with Remote Outdoor Unit-Air-Source) | 5TWV8X60A1 |  |  | 5TXCD008AS3 | L8V1C100U5VSB+LRP | 53500 | 18.1 | 8.5 | 55500 | 40000 | 72.07% | 2 | 0 | 10 |  |  |  | No | R-454B | 4.4583 | Residential & Commercial | Ducted CEE Tier 1
211240448 | Central HP <5.4 tons | TEMPSTAR | HRCU-A-CB (Split System: Heat Pump with Remote Outdoor Unit-Air-Source) | DLCURAH24ABK |  |  | EA*4X24L17A* | *80ES(N,L)0701716A* | 24600 | 16 | 8.5 | 27400 | 23000 | 83.94% | 1.88 | 0 | 10 |  |  |  | No | R-410A | 2.05 | Residential & Commercial | Ducted CEE Tier 1
211240782 | Central HP <5.4 tons | TEMPSTAR | HRCU-A-CB (Split System: Heat Pump with Remote Outdoor Unit-Air-Source) | DLCURAH24ABK |  |  | EA*4X24L17A* | OMV098J12* | 23400 | 16.5 | 8.5 | 26600 | 25000 | 93.98% | 2.08 | 0 | 10 |  |  |  | No | R-410A | 1.95 | Residential & Commercial | Ducted CEE Tier 1
211241083 | Central HP <5.4 tons | TEMPSTAR | HRCU-A-CB (Split System: Heat Pump with Remote Outdoor Unit-Air-Source) | DLCURAH24ABK |  |  | EA*4X25L17A* | *80ES(N,L)0451712A* | 24800 | 17 | 8.5 | 25600 | 21200 | 82.81% | 1.78 | 0 | 10.5 |  |  |  | No | R-410A | 2.0667 | Residential & Commercial | Ducted CEE Tier 1
211241792 | Central HP <5.4 tons | TEMPSTAR | HRCU-A-CB (Split System: Heat Pump with Remote Outdoor Unit-Air-Source) | DLCURAH24ABK |  |  | EA*4X30L17A* | OMV098J12* | 23600 | 16.5 | 8.5 | 26000 | 23800 | 91.54% | 1.98 | 0 | 10 |  |  |  | No | R-410A | 1.9667 | Residential & Commercial | Ducted CEE Tier 1
211241894 | Central HP <5.4 tons | TEMPSTAR | HRCU-A-CB (Split System: Heat Pump with Remote Outdoor Unit-Air-Source) | DLCURAH24ABK |  |  | EA*4X36L17A* | *80ES(N,L)0701716A* | 25000 | 16 | 8.5 | 26800 | 21800 | 81.34% | 1.8 | 0 | 10 |  |  |  | No | R-410A | 2.0833 | Residential & Commercial | Ducted CEE Tier 1
214650542 | Central HP <5.4 tons | YORK | HRCU-A-CB (Split System: Heat Pump with Remote Outdoor Unit-Air-Source) | HH824E2S11 |  |  | CTU30B5XCS1+TXV | Y81E080B12SMPS1 | 23000 | 18 | 9.5 | 23000 | 19100 | 83.04% | 2 | 0 | 12 |  |  |  | No | R-454B | 1.9167 | Residential & Commercial | Ducted CEE Tier 1
214650526 | Central HP <5.4 tons | YORK | HRCU-A-CB (Split System: Heat Pump with Remote Outdoor Unit-Air-Source) | HH824E2S11 |  |  | CTU30B5XCS1+TXV | TM8Y080B12MP11 | 23000 | 18 | 9.5 | 23000 | 18800 | 81.74% | 2 | 0 | 12 |  |  |  | No | R-454B | 1.9167 | Residential & Commercial | Ducted CEE Tier 1
214650025 | Central HP <5.4 tons | YORK | HRCU-A-CB (Split System: Heat Pump with Remote Outdoor Unit-Air-Source) | HH824E2S11 |  |  | CTU30B5XCS1+TXV | TMLE100B12MP11 | 23000 | 17 | 9.5 | 23000 | 18400 | 80% | 2 | 0 | 12 |  |  |  | No | R-454B | 1.9167 | Residential & Commercial | Ducted CEE Tier 1
216374518 | Central HP <5.4 tons | YORK | HRCU-A-CB (Split System: Heat Pump with Remote Outdoor Unit-Air-Source) | HH824E2S11 |  |  | CTU36B5XDS1+TXV | Y92E060B12SMPS1 | 23000 | 18 | 9.5 | 23000 | 18300 | 79.57% | 2 | 0 | 12 |  |  |  | No | R-454B | 1.9167 | Residential & Commercial | Ducted CEE Tier 1
211259945 | Central HP <5.4 tons | TEMPSTAR | HRCU-A-CB (Split System: Heat Pump with Remote Outdoor Unit-Air-Source) | DLCURAH18ABK |  |  | EA*4X19L17A* | *92ESN0601412A* | 18700 | 16.5 | 8.5 | 18600 | 17500 | 94.09% | 2.14 | 0 | 11 |  |  |  | No | R-410A | 1.5583 | Residential & Commercial | Ducted CEE Tier 1
211259976 | Central HP <5.4 tons | TEMPSTAR | HRCU-A-CB (Split System: Heat Pump with Remote Outdoor Unit-Air-Source) | DLCURAH18ABK |  |  | EA*4X19L17A* | *92ESN0401410A* | 18400 | 15.5 | 8.5 | 18500 | 17600 | 95.14% | 2.12 | 0 | 10.5 |  |  |  | No | R-410A | 1.5333 | Residential & Commercial | Ducted CEE Tier 1
211260294 | Central HP <5.4 tons | TEMPSTAR | HRCU-A-CB (Split System: Heat Pump with Remote Outdoor Unit-Air-Source) | DLCURAH18ABK |  |  | EA*4X24L17A* | *96VSN0401712A* | 17700 | 15.5 | 8.5 | 18700 | 19100 | 102.1% | 2.28 | 0 | 10.5 |  |  |  | No | R-410A | 1.475 | Residential & Commercial | Ducted CEE Tier 1
211260427 | Central HP <5.4 tons | TEMPSTAR | HRCU-A-CB (Split System: Heat Pump with Remote Outdoor Unit-Air-Source) | DLCURAH18ABK |  |  | EA*4X24L17A* | *96VTN0801716A* | 17400 | 16 | 8.5 | 18300 | 19200 | 104.9% | 2.3 | 0 | 10.5 |  |  |  | No | R-410A | 1.45 | Residential & Commercial | Ducted CEE Tier 1
211260744 | Central HP <5.4 tons | TEMPSTAR | HRCU-A-CB (Split System: Heat Pump with Remote Outdoor Unit-Air-Source) | DLCURAH18ABK |  |  | EA*4X25L17A* | *96VSN0601412A* | 18500 | 16 | 8.5 | 18300 | 17400 | 95.08% | 2.12 | 0 | 11 |  |  |  | No | R-410A | 1.5417 | Residential & Commercial | Ducted CEE Tier 1
211261533 | Central HP <5.4 tons | TEMPSTAR | HRCU-A-CB (Split System: Heat Pump with Remote Outdoor Unit-Air-Source) | DLCURAH18ABK |  |  | EA*4X30L17A* | *80VSL0451412A* | 17900 | 16 | 8.5 | 18400 | 18500 | 100.5% | 2.22 | 0 | 10.5 |  |  |  | No | R-410A | 1.4917 | Residential & Commercial | Ducted CEE Tier 1
215864529 | Central HP <5.4 tons | TRANE | HRCU-A-CB (Split System: Heat Pump with Remote Outdoor Unit-Air-Source) | 5TWV8X36A1 |  |  | 5PX*C005AS3 | S8V2C100M5PCB | 31800 | 18.1 | 8.5 | 32800 | 25400 | 77.44% | 2.1 | 0 | 10 |  |  |  | No | R-454B | 2.65 | Residential & Commercial | Ducted CEE Tier 1
215864581 | Central HP <5.4 tons | TRANE | HRCU-A-CB (Split System: Heat Pump with Remote Outdoor Unit-Air-Source) | 5TWV8X36A1 |  |  | 5TXCB004AS3 | S8V2B060M4PCB | 31600 | 18.1 | 8.5 | 32800 | 25400 | 77.44% | 2 | 0 | 10 |  |  |  | No | R-454B | 2.6333 | Residential & Commercial | Ducted CEE Tier 1
215864597 | Central HP <5.4 tons | TRANE | HRCU-A-CB (Split System: Heat Pump with Remote Outdoor Unit-Air-Source) | 5TWV8X36A1 |  |  | 5TXCB006AS3 | *UHMB080CCV3+LRP | 32800 | 18.1 | 8.5 | 33400 | 25600 | 76.65% | 2.1 | 0 | 10 |  |  |  | No | R-454B | 2.7333 | Residential & Commercial | Ducted CEE Tier 1
216448744 | Central HP <5.4 tons | TRANE | HRCU-A-CB (Split System: Heat Pump with Remote Outdoor Unit-Air-Source) | 5TWV0X36A1 |  |  | 5PX*B006AS3+P0V0A000M30SD+LRP |  | 34200 | 19 | 9.4 | 32600 | 24400 | 74.85% | 2.1 | 0 | 12 |  |  |  | No | R-454B | 2.85 | Residential & Commercial | Ducted CEE Tier 1
214240041 | Central HP <5.4 tons | KENMORE | HRCU-A-CB (Split System: Heat Pump with Remote Outdoor Unit-Air-Source) | (C,H,T)VH837GKA** |  |  | EN(A,D,W)4X60L24**+WALLCON | *80CTL0902120B* | 32800 | 17.5 | 8.1 | 32200 | 24600 | 76.4% | 1.96 | 0 | 12 |  |  |  | No | R-410A | 2.7333 | Residential & Commercial | Ducted CEE Tier 1
214239691 | Central HP <5.4 tons | KENMORE | HRCU-A-CB (Split System: Heat Pump with Remote Outdoor Unit-Air-Source) | (C,H,T)VH837GKA** |  |  | END4X42L17**+WALLCON | *97CMN0601714B* | 31800 | 16.5 | 8.1 | 33200 | 25000 | 75.3% | 1.88 | 0 | 11 |  |  |  | No | R-410A | 2.65 | Residential & Commercial | Ducted CEE Tier 1
215937429 | Central HP <5.4 tons | COMFORTMAKER | HRCU-A-CB (Split System: Heat Pump with Remote Outdoor Unit-Air-Source) | C5H3V48*K*AAA* |  |  | EVM5X60M21A*+WALLCON | *96CTN0801714B* | 44000 | 20 | 8.1 | 53500 | 37600 | 70.28% | 2 | 0 | 11.5 |  |  |  | No | R-454B | 3.6667 | Residential & Commercial | Ducted CEE Tier 1
215938029 | Central HP <5.4 tons | COMFORTMAKER | HRCU-A-CB (Split System: Heat Pump with Remote Outdoor Unit-Air-Source) | C5H3V48*K*AAA* |  |  | EVD5X49M24A*+WALLCON | *80CTL1102120B* | 45500 | 21 | 8.1 | 52500 | 38000 | 72.38% | 1.95 | 0 | 11.5 |  |  |  | No | R-454B | 3.7917 | Residential & Commercial | Ducted CEE Tier 1
211378191 | Central HP <5.4 tons | YORK | HRCU-A-CB (Split System: Heat Pump with Remote Outdoor Unit-Air-Source) | HMH72B341 |  |  | XAFC36DBCN1 | TM8V100C16MP12 | 34000 | 17.5 | 8.5 | 33800 | 23800 | 70.41% | 2.08 | 0 | 10 |  |  |  | No | R-410A | 2.8333 | Residential & Commercial | Ducted CEE Tier 1
211229965 | Central HP <5.4 tons | TEMPSTAR | HRCU-A-CB (Split System: Heat Pump with Remote Outdoor Unit-Air-Source) | DLCURAH36ABK |  |  | EN(A,D,W)4X48L21** | *80ES(N,L)0902120A* | 36600 | 16 | 8.1 | 39500 | 34800 | 88.1% | 2.04 | 0 | 10.5 |  |  |  | No | R-410A | 3.05 | Residential & Commercial | Ducted CEE Tier 1
211230367 | Central HP <5.4 tons | TEMPSTAR | HRCU-A-CB (Split System: Heat Pump with Remote Outdoor Unit-Air-Source) | DLCURAH36ABK |  |  | EN(A,D,W)4X48L21** | OLV112A16A | 36000 | 15.5 | 8.1 | 38500 | 35000 | 90.91% | 2.02 | 0 | 10 |  |  |  | No | R-410A | 3 | Residential & Commercial | Ducted CEE Tier 1
211230626 | Central HP <5.4 tons | TEMPSTAR | HRCU-A-CB (Split System: Heat Pump with Remote Outdoor Unit-Air-Source) | DLCURAH36ABK |  |  | EN(A,D)4X48L24** | *92ESN1002122A* | 37600 | 15.5 | 8.5 | 39500 | 35000 | 88.61% | 2.08 | 0 | 10.5 |  |  |  | No | R-410A | 3.1333 | Residential & Commercial | Ducted CEE Tier 1
212982603 | Central HP <5.4 tons | AIRQUEST | HRCU-A-CB (Split System: Heat Pump with Remote Outdoor Unit-Air-Source) | DLCURAH36ABK |  |  | EA*4X48L24A* | *80MSU0601716A* | 35600 | 17 | 8.5 | 37800 | 34600 | 91.53% | 2.02 | 0 | 10 |  |  |  | No | R-410A | 2.9667 | Residential & Commercial | Ducted CEE Tier 1
214574063 | Central HP <5.4 tons | COMFORTMAKER | HRCU-A-CB (Split System: Heat Pump with Remote Outdoor Unit-Air-Source) | CVH837GKA2* |  |  | EA*4X60L24A*+WALLCON | *97CMN0602120B* | 32600 | 17.5 | 8.5 | 31800 | 25000 | 78.62% | 1.96 | 0 | 11 |  |  |  | No | R-410A | 2.7167 | Residential & Commercial | Ducted CEE Tier 1
214229312 | Central HP <5.4 tons | HEIL | HRCU-A-CB (Split System: Heat Pump with Remote Outdoor Unit-Air-Source) | DLCURAH36ABK |  |  | END4X42L17** | *80MSU0601716A* | 35400 | 16 | 8.1 | 38500 | 35000 | 90.91% | 1.96 | 0 | 10 |  |  |  | No | R-410A | 2.95 | Residential & Commercial | Ducted CEE Tier 1
215938444 | Central HP <5.4 tons | CARRIER | HRCU-A-CB (Split System: Heat Pump with Remote Outdoor Unit-Air-Source) | 27VNA348A*030* |  |  | CVAVA6121XMA*+UI | 58TN*B090C17**16 | 45000 | 21 | 8.1 | 53500 | 37600 | 70.28% | 1.95 | 0 | 12 |  |  |  | No | R-454B | 3.75 | Residential & Commercial | Ducted CEE Tier 1
213781566 | Central HP <5.4 tons | BRYANT HEATING AND COOLING SYSTEMS | HRCU-A-CB (Split System: Heat Pump with Remote Outdoor Unit-Air-Source) | 288BNV037*0**B* |  |  | CAP**6121AL*+UI | 88*TB60090C21*** | 33200 | 17.5 | 8.5 | 32000 | 24800 | 77.5% | 1.98 | 0 | 11.7 |  |  |  | No | R-410A | 2.7667 | Residential & Commercial | Ducted CEE Tier 1
213867341 | Central HP <5.4 tons | AMERICAN STANDARD | HRCU-A-CB (Split System: Heat Pump with Remote Outdoor Unit-Air-Source) | 4A6C7048A4 |  |  | 4TXCC009DS3+P0V0C000M50SC |  | 48000 | 17 | 8.1 | 48000 | 48500 | 101% | 3.6 | 0 | 12.5 |  |  |  | No | R-410A | 4 | Residential & Commercial | Ducted CEE Tier 1
211241963 | Central HP <5.4 tons | TEMPSTAR | HRCU-A-CB (Split System: Heat Pump with Remote Outdoor Unit-Air-Source) | DLCURAH24ABK |  |  | EA*4X36L17A* | *80VTL0451412A* | 24200 | 16.5 | 8.5 | 26200 | 22400 | 85.5% | 1.86 | 0 | 10 |  |  |  | No | R-410A | 2.0167 | Residential & Commercial | Ducted CEE Tier 1
211242412 | Central HP <5.4 tons | TEMPSTAR | HRCU-A-CB (Split System: Heat Pump with Remote Outdoor Unit-Air-Source) | DLCURAH24ABK |  |  | EA*4X36L21A* | *80VSL0702120A* | 24800 | 16.5 | 8.5 | 26600 | 22000 | 82.71% | 1.82 | 0 | 10 |  |  |  | No | R-410A | 2.0667 | Residential & Commercial | Ducted CEE Tier 1
212972149 | Central HP <5.4 tons | HEIL | HRCU-A-CB (Split System: Heat Pump with Remote Outdoor Unit-Air-Source) | DLCURAH24ABK |  |  | EN(A,D)4X36L21** | *80VTL0902120B* | 23400 | 17 | 8.5 | 26200 | 24600 | 93.89% | 2.06 | 0 | 10 |  |  |  | No | R-410A | 1.95 | Residential & Commercial | Ducted CEE Tier 1
212973228 | Central HP <5.4 tons | HEIL | HRCU-A-CB (Split System: Heat Pump with Remote Outdoor Unit-Air-Source) | DLCURAH24ABK |  |  | EA*4X36L21A* | *96VSN0401712B* | 23400 | 16.5 | 8.5 | 26200 | 24200 | 92.37% | 2 | 0 | 10 |  |  |  | No | R-410A | 1.95 | Residential & Commercial | Ducted CEE Tier 1
212973258 | Central HP <5.4 tons | HEIL | HRCU-A-CB (Split System: Heat Pump with Remote Outdoor Unit-Air-Source) | DLCURAH24ABK |  |  | EN(A,D)4X24L17** | *96VSN0401712B* | 23200 | 15.5 | 8.5 | 27000 | 25000 | 92.59% | 2.06 | 0 | 10 |  |  |  | No | R-410A | 1.9333 | Residential & Commercial | Ducted CEE Tier 1
211240495 | Central HP <5.4 tons | TEMPSTAR | HRCU-A-CB (Split System: Heat Pump with Remote Outdoor Unit-Air-Source) | DLCURAH24ABK |  |  | EA*4X24L17A* | *95ESU0601716A* | 24000 | 16.5 | 8.5 | 26800 | 24000 | 89.55% | 1.98 | 0 | 10 |  |  |  | No | R-410A | 2 | Residential & Commercial | Ducted CEE Tier 1
211240604 | Central HP <5.4 tons | TEMPSTAR | HRCU-A-CB (Split System: Heat Pump with Remote Outdoor Unit-Air-Source) | DLCURAH24ABK |  |  | EA*4X24L17A* | *96VTN0601412A* | 23200 | 16.5 | 8.5 | 26400 | 25600 | 96.97% | 2.14 | 0 | 10 |  |  |  | No | R-410A | 1.9333 | Residential & Commercial | Ducted CEE Tier 1
214421498 | Central HP <5.4 tons | YORK | HRCU-A-CB (Split System: Heat Pump with Remote Outdoor Unit-Air-Source) | HH836E2S11 |  |  | CTM48C5CFS1+JMET12CS2N1 |  | 33800 | 19 | 9 | 31600 | 25200 | 79.75% | 2 | 0 | 11.7 |  |  |  | No | R-454B | 2.8167 | Residential & Commercial | Ducted CEE Tier 1
214421499 | Central HP <5.4 tons | YORK | HRCU-A-CB (Split System: Heat Pump with Remote Outdoor Unit-Air-Source) | HH836E2S11 |  |  | CTM48C5CFS1+JMET16CS2N1 |  | 33800 | 19 | 9 | 31400 | 25200 | 80.25% | 2 | 0 | 11.7 |  |  |  | No | R-454B | 2.8167 | Residential & Commercial | Ducted CEE Tier 1
211226520 | Central HP <5.4 tons | AIRQUEST | HRCU-A-CB (Split System: Heat Pump with Remote Outdoor Unit-Air-Source) | DLCURAH36ABK |  |  | EA*4X37L17A* | *80ES(N,L)0701716A* | 36200 | 15.5 | 8.5 | 39500 | 35000 | 88.61% | 2.02 | 0 | 10 |  |  |  | No | R-410A | 3.0167 | Residential & Commercial | Ducted CEE Tier 1
214573943 | Central HP <5.4 tons | COMFORTMAKER | HRCU-A-CB (Split System: Heat Pump with Remote Outdoor Unit-Air-Source) | CVH837GKA2* |  |  | EA*4X48L21A*+WALLCON | *97CMN0602120B* | 32200 | 17 | 8.5 | 32600 | 25200 | 77.3% | 1.96 | 0 | 11 |  |  |  | No | R-410A | 2.6833 | Residential & Commercial | Ducted CEE Tier 1
211226614 | Central HP <5.4 tons | AIRQUEST | HRCU-A-CB (Split System: Heat Pump with Remote Outdoor Unit-Air-Source) | DLCURAH36ABK |  |  | EA*4X37L17A* | *92ESN0601412A* | 36200 | 15.2 | 8.5 | 38500 | 35000 | 90.91% | 2.02 | 0 | 10 |  |  |  | No | R-410A | 3.0167 | Residential & Commercial | Ducted CEE Tier 1
210532907 | Central HP <5.4 tons | BRYANT HEATING AND COOLING SYSTEMS | HRCU-A-CB (Split System: Heat Pump with Remote Outdoor Unit-Air-Source) | 284ANV048*0**B* |  |  | CNPV*4824AL*+UI | 986TC66120C24*** | 44000 | 21 | 8.5 | 46500 | 36400 | 78.28% | 2.18 | 0 | 12 |  |  |  | No | R-410A | 3.6667 | Residential & Commercial | Ducted CEE Tier 1
213296773 | Central HP <5.4 tons | YORK | HRCU-A-CB (Split System: Heat Pump with Remote Outdoor Unit-Air-Source) | HMH72B341 |  |  | XAFB36DXXN1+TXV | Y81E040A12LMPS1 | 34000 | 18 | 8.5 | 33400 | 24200 | 72.46% | 2.1 | 0 | 10 |  |  |  | No | R-410A | 2.8333 | Residential & Commercial | Ducted CEE Tier 1
215434371 | Central HP <5.4 tons | DAIKIN | HRCU-A-CB (Split System: Heat Pump with Remote Outdoor Unit-Air-Source) | DH7VSA4810A* |  |  | CHPEA4830*3A* | D*96TC1005DNA* | 45500 | 16.5 | 8.5 | 46000 | 33600 | 73.04% | 2 | 0 | 10 |  |  |  | No | R-32 | 3.7917 | Residential & Commercial | Ducted CEE Tier 1
213296562 | Central HP <5.4 tons | YORK | HRCU-A-CB (Split System: Heat Pump with Remote Outdoor Unit-Air-Source) | HMH72B341 |  |  | XAFA30DXXN1+TXV | Y81E040A12LMPS1 | 33800 | 17.5 | 8.1 | 33400 | 23400 | 70.06% | 2.04 | 0 | 10 |  |  |  | No | R-410A | 2.8167 | Residential & Commercial | Ducted CEE Tier 1
210597920 | Central HP <5.4 tons | HEIL | HRCU-A-CB (Split System: Heat Pump with Remote Outdoor Unit-Air-Source) | HVH825GKA2* |  |  | EA*4X42L24A*+WALLCON | *97CMN0602120A* | 23600 | 16.5 | 8.1 | 21400 | 16700 | 78.04% | 1.96 | 0 | 11 |  |  |  | No | R-410A | 1.9667 | Residential & Commercial | Ducted CEE Tier 1
210597940 | Central HP <5.4 tons | HEIL | HRCU-A-CB (Split System: Heat Pump with Remote Outdoor Unit-Air-Source) | HVH825GKA2* |  |  | EA*4X43L21A*+WALLCON | *80CSU1002120A* | 24400 | 16.5 | 8.1 | 21200 | 16700 | 78.77% | 2.02 | 0 | 11 |  |  |  | No | R-410A | 2.0333 | Residential & Commercial | Ducted CEE Tier 1
210597988 | Central HP <5.4 tons | HEIL | HRCU-A-CB (Split System: Heat Pump with Remote Outdoor Unit-Air-Source) | HVH825GKA2* |  |  | EA*4X43L21A*+WALLCON | *97CMN0801714A* | 24400 | 16.5 | 8.1 | 21200 | 16700 | 78.77% | 2.02 | 0 | 11 |  |  |  | No | R-410A | 2.0333 | Residential & Commercial | Ducted CEE Tier 1
210598004 | Central HP <5.4 tons | HEIL | HRCU-A-CB (Split System: Heat Pump with Remote Outdoor Unit-Air-Source) | HVH825GKA2* |  |  | EA*4X48L21A*+WALLCON | *80CSU1002120A* | 24000 | 16.5 | 8.1 | 21000 | 16600 | 79.05% | 2.02 | 0 | 11 |  |  |  | No | R-410A | 2 | Residential & Commercial | Ducted CEE Tier 1
214396227 | Central HP <5.4 tons | FRASER-JOHNSTON | HRCU-A-CB (Split System: Heat Pump with Remote Outdoor Unit-Air-Source) | HH824E2S11 |  |  | CTF36B5ADS1 | TPLC080B12MP13 | 23000 | 18 | 9 | 23000 | 18500 | 80.43% | 2 | 0 | 12 |  |  |  | No | R-454B | 1.9167 | Residential & Commercial | Ducted CEE Tier 1
211244470 | Central HP <5.4 tons | HEIL | HRCU-A-CB (Split System: Heat Pump with Remote Outdoor Unit-Air-Source) | DLCURAH24ABK |  |  | EN(A,D)4X30L17** | *96VSN0801716A* | 24200 | 16.5 | 8.1 | 26200 | 23000 | 87.79% | 1.9 | 0 | 10.5 |  |  |  | No | R-410A | 2.0167 | Residential & Commercial | Ducted CEE Tier 1
211244803 | Central HP <5.4 tons | HEIL | HRCU-A-CB (Split System: Heat Pump with Remote Outdoor Unit-Air-Source) | DLCURAH24ABK |  |  | EN(A,D)4X30L17** | *80ES(N,L)0701412A* | 24200 | 16.5 | 8.1 | 26400 | 22800 | 86.36% | 1.88 | 0 | 10.5 |  |  |  | No | R-410A | 2.0167 | Residential & Commercial | Ducted CEE Tier 1
215864715 | Central HP <5.4 tons | TRANE | HRCU-A-CB (Split System: Heat Pump with Remote Outdoor Unit-Air-Source) | 5TWV8X60A1 |  |  | 5TXCC009AS3 | S8V2C100M5PDB | 54000 | 18.1 | 8.5 | 55500 | 40000 | 72.07% | 2 | 0 | 10 |  |  |  | No | R-454B | 4.5 | Residential & Commercial | Ducted CEE Tier 1
215864765 | Central HP <5.4 tons | TRANE | HRCU-A-CB (Split System: Heat Pump with Remote Outdoor Unit-Air-Source) | 5TWV8X60A1 |  |  | 5TXCD010AS3 | S9V2C080U5PSC+LRP | 54500 | 18.1 | 8.5 | 55500 | 40000 | 72.07% | 2 | 0 | 10 |  |  |  | No | R-454B | 4.5417 | Residential & Commercial | Ducted CEE Tier 1
214574041 | Central HP <5.4 tons | AIRQUEST | HRCU-A-CB (Split System: Heat Pump with Remote Outdoor Unit-Air-Source) | HVH837GKA2* |  |  | EA*4X60L24A*+WALLCON | *95CSU0802120B* | 32800 | 17.5 | 8.5 | 31600 | 24800 | 78.48% | 1.98 | 0 | 11.5 |  |  |  | No | R-410A | 2.7333 | Residential & Commercial | Ducted CEE Tier 1
216410828 | Central HP <5.4 tons | YORK | HRCU-A-CB (Split System: Heat Pump with Remote Outdoor Unit-Air-Source) | HMH72B341 |  |  | XAHB36DBCN1 | Y92E080B12SMPS1 | 33200 | 17.5 | 8.5 | 33000 | 23200 | 70.3% | 2 | 0 | 10 |  |  |  | No | R-410A | 2.7667 | Residential & Commercial | Ducted CEE Tier 1
214807373 | Central HP <5.4 tons | YORK | HRCU-A-CB (Split System: Heat Pump with Remote Outdoor Unit-Air-Source) | HH836E2S11 |  |  | CTU36B5XDS1+JMC12B2SN1+TXV |  | 34000 | 19 | 9 | 31400 | 25600 | 81.53% | 2 | 0 | 11.7 |  |  |  | No | R-454B | 2.8333 | Residential & Commercial | Ducted CEE Tier 1
214728356 | Central HP <5.4 tons | YORK | HRCU-A-CB (Split System: Heat Pump with Remote Outdoor Unit-Air-Source) | HH836E2S11 |  |  | CTU36B5XDS1+TXV | TM8V080B12MP12 | 33000 | 17 | 8.5 | 31000 | 25200 | 81.29% | 2 | 0 | 11 |  |  |  | No | R-454B | 2.75 | Residential & Commercial | Ducted CEE Tier 1
212978273 | Central HP <5.4 tons | AIRQUEST | HRCU-A-CB (Split System: Heat Pump with Remote Outdoor Unit-Air-Source) | DLCURAH18ABK |  |  | EA*4X30L14A* | *80MS(N,L)0701412A* | 17700 | 16.5 | 8.5 | 18200 | 18700 | 102.7% | 2.24 | 0 | 10.5 |  |  |  | No | R-410A | 1.475 | Residential & Commercial | Ducted CEE Tier 1
212978766 | Central HP <5.4 tons | AIRQUEST | HRCU-A-CB (Split System: Heat Pump with Remote Outdoor Unit-Air-Source) | DLCURAH18ABK |  |  | EA*4X25L17A* | *80MS(N,L)0701712A* | 18000 | 17 | 8.5 | 17800 | 17700 | 99.44% | 2.14 | 0 | 11 |  |  |  | No | R-410A | 1.5 | Residential & Commercial | Ducted CEE Tier 1
212969601 | Central HP <5.4 tons | DAY & NIGHT | HRCU-A-CB (Split System: Heat Pump with Remote Outdoor Unit-Air-Source) | DLCURAH18ABK |  |  | EN(A,D)4X30L17** | *80VSL0451412B* | 17400 | 16.5 | 8.1 | 17900 | 18600 | 103.9% | 2.24 | 0 | 11 |  |  |  | No | R-410A | 1.45 | Residential & Commercial | Ducted CEE Tier 1
211261715 | Central HP <5.4 tons | TEMPSTAR | HRCU-A-CB (Split System: Heat Pump with Remote Outdoor Unit-Air-Source) | DLCURAH18ABK |  |  | EA*4X30L17A* | *80VSL0451716A* | 17800 | 16 | 8.5 | 18300 | 18600 | 101.6% | 2.22 | 0 | 10.5 |  |  |  | No | R-410A | 1.4833 | Residential & Commercial | Ducted CEE Tier 1
211262150 | Central HP <5.4 tons | TEMPSTAR | HRCU-A-CB (Split System: Heat Pump with Remote Outdoor Unit-Air-Source) | DLCURAH18ABK |  |  | EA*4X30L17A* | *92ESN0401712A* | 17900 | 15.5 | 8.5 | 18600 | 18500 | 99.46% | 2.22 | 0 | 10.5 |  |  |  | No | R-410A | 1.4917 | Residential & Commercial | Ducted CEE Tier 1
214239631 | Central HP <5.4 tons | KENMORE | HRCU-A-CB (Split System: Heat Pump with Remote Outdoor Unit-Air-Source) | (C,H,T)VH837GKA** |  |  | EN(A,D)4X36L21**+WALLCON | *96CTN1002122B* | 31400 | 16.5 | 8.1 | 33000 | 24000 | 72.73% | 1.82 | 0 | 11 |  |  |  | No | R-410A | 2.6167 | Residential & Commercial | Ducted CEE Tier 1
215937967 | Central HP <5.4 tons | AIRQUEST | HRCU-A-CB (Split System: Heat Pump with Remote Outdoor Unit-Air-Source) | H5H3V48*K*AAA* |  |  | EVD5X48M24A*+WALLCON | *97CMN1202422B* | 44500 | 20 | 8.1 | 52000 | 38000 | 73.08% | 1.9 | 0 | 11 |  |  |  | No | R-454B | 3.7083 | Residential & Commercial | Ducted CEE Tier 1
215938087 | Central HP <5.4 tons | AIRQUEST | HRCU-A-CB (Split System: Heat Pump with Remote Outdoor Unit-Air-Source) | H5H3V48*K*AAA* |  |  | EVD5X49M24A*+WALLCON | *97CMN1002122B* | 45500 | 20.5 | 8.1 | 52500 | 38000 | 72.38% | 1.9 | 0 | 11.5 |  |  |  | No | R-454B | 3.7917 | Residential & Commercial | Ducted CEE Tier 1
213770687 | Central HP <5.4 tons | HEIL | HRCU-A-CB (Split System: Heat Pump with Remote Outdoor Unit-Air-Source) | HVH825GKA2* |  |  | EA*4X30L14A*+WALLCON | *80CTL0701412B* | 23400 | 16.5 | 8.1 | 21600 | 16700 | 77.31% | 1.92 | 0 | 11 |  |  |  | No | R-410A | 1.95 | Residential & Commercial | Ducted CEE Tier 1
213770887 | Central HP <5.4 tons | HEIL | HRCU-A-CB (Split System: Heat Pump with Remote Outdoor Unit-Air-Source) | HVH825GKA2* |  |  | EA*4X36L17A*+WALLCON | *96CTN0601714B* | 23400 | 16 | 8.1 | 21600 | 16700 | 77.31% | 1.92 | 0 | 10.5 |  |  |  | No | R-410A | 1.95 | Residential & Commercial | Ducted CEE Tier 1
215434380 | Central HP <5.4 tons | DAIKIN | HRCU-A-CB (Split System: Heat Pump with Remote Outdoor Unit-Air-Source) | DH7VSA4810A* |  |  | CHPEA6030*3A* | D*96TC1005CNA* | 45500 | 16.2 | 8.5 | 46500 | 33600 | 72.26% | 2 | 0 | 10 |  |  |  | No | R-32 | 3.7917 | Residential & Commercial | Ducted CEE Tier 1
215433952 | Central HP <5.4 tons | DAIKIN | HRCU-A-CB (Split System: Heat Pump with Remote Outdoor Unit-Air-Source) | DH7VSA4810A* |  |  | CHPEA6030*3A*+MBVK20DP1X00A* |  | 45500 | 17.5 | 8.5 | 46500 | 33600 | 72.26% | 2 | 0 | 10 |  |  |  | No | R-32 | 3.7917 | Residential & Commercial | Ducted CEE Tier 1
215434356 | Central HP <5.4 tons | DAIKIN | HRCU-A-CB (Split System: Heat Pump with Remote Outdoor Unit-Air-Source) | DH7VSA4810A* |  |  | CA*EA6030*3A* | D*97MC1005CNA* | 45500 | 16.2 | 8.8 | 47000 | 33600 | 71.49% | 2 | 0 | 10 |  |  |  | No | R-32 | 3.7917 | Residential & Commercial | Ducted CEE Tier 1
215932360 | Central HP <5.4 tons | DAY & NIGHT | HRCU-A-CB (Split System: Heat Pump with Remote Outdoor Unit-Air-Source) | C5H3V36*K*AAA* |  |  | EA*5X42M21A*+WALLCON | *96CTN1002122B* | 32800 | 20 | 9.5 | 34800 | 26600 | 76.44% | 2 | 0 | 11.5 |  |  |  | No | R-454B | 2.7333 | Residential & Commercial | Ducted CEE Tier 1
210532923 | Central HP <5.4 tons | BRYANT HEATING AND COOLING SYSTEMS | HRCU-A-CB (Split System: Heat Pump with Remote Outdoor Unit-Air-Source) | 284ANV048*0**B* |  |  | CSPH*4812AL*+UI | 88*TA66135C24*** | 44500 | 20.5 | 9 | 46500 | 36400 | 78.28% | 2.24 | 0 | 11.7 |  |  |  | No | R-410A | 3.7083 | Residential & Commercial | Ducted CEE Tier 1
214574513 | Central HP <5.4 tons | COMFORTMAKER | HRCU-A-CB (Split System: Heat Pump with Remote Outdoor Unit-Air-Source) | CVH837GKA2* |  |  | EN(A,D,W)4X42L21**+WALLCON | *80CTL0702120B* | 31800 | 17 | 8.1 | 33000 | 24600 | 74.55% | 1.88 | 0 | 11 |  |  |  | No | R-410A | 2.65 | Residential & Commercial | Ducted CEE Tier 1
214574583 | Central HP <5.4 tons | COMFORTMAKER | HRCU-A-CB (Split System: Heat Pump with Remote Outdoor Unit-Air-Source) | CVH837GKA2* |  |  | EN(A,D,W)4X48L21**+WALLCON | *95CSU0802120B* | 32400 | 17.5 | 8.1 | 32800 | 24800 | 75.61% | 1.96 | 0 | 11.5 |  |  |  | No | R-410A | 2.7 | Residential & Commercial | Ducted CEE Tier 1
214574683 | Central HP <5.4 tons | COMFORTMAKER | HRCU-A-CB (Split System: Heat Pump with Remote Outdoor Unit-Air-Source) | CVH837GKA2* |  |  | EN(A,D)4X48L24**+WALLCON | *96CTN0802120B* | 32400 | 17.5 | 8.5 | 32600 | 24800 | 76.07% | 1.98 | 0 | 11.5 |  |  |  | No | R-410A | 2.7 | Residential & Commercial | Ducted CEE Tier 1
213077706 | Central HP <5.4 tons | DAY & NIGHT | HRCU-A-CB (Split System: Heat Pump with Remote Outdoor Unit-Air-Source) | DLCURAH36ABK |  |  | EA*4X36L21A* | *96VTN1002122B* | 35000 | 16.5 | 8.1 | 38500 | 35200 | 91.43% | 1.82 | 0 | 10 |  |  |  | No | R-410A | 2.9167 | Residential & Commercial | Ducted CEE Tier 1
213077906 | Central HP <5.4 tons | DAY & NIGHT | HRCU-A-CB (Split System: Heat Pump with Remote Outdoor Unit-Air-Source) | DLCURAH36ABK |  |  | END4X42L17** | *80MS(N,L)0701412A* | 35400 | 16 | 8.1 | 38500 | 35000 | 90.91% | 1.94 | 0 | 10 |  |  |  | No | R-410A | 2.95 | Residential & Commercial | Ducted CEE Tier 1
213781666 | Central HP <5.4 tons | BRYANT HEATING AND COOLING SYSTEMS | HRCU-A-CB (Split System: Heat Pump with Remote Outdoor Unit-Air-Source) | 288BNV037*0**B* |  |  | CAP**6124AL*+UI | 88*TB60110C21*** | 33200 | 17.5 | 8.5 | 32000 | 24800 | 77.5% | 2 | 0 | 11.5 |  |  |  | No | R-410A | 2.7667 | Residential & Commercial | Ducted CEE Tier 1
213781986 | Central HP <5.4 tons | BRYANT HEATING AND COOLING SYSTEMS | HRCU-A-CB (Split System: Heat Pump with Remote Outdoor Unit-Air-Source) | 288BNV037*0**B* |  |  | CSPH*4212AL*+UI | 987MC66100C21*** | 32600 | 16.5 | 8.1 | 33000 | 24600 | 74.55% | 1.94 | 0 | 11 |  |  |  | No | R-410A | 2.7167 | Residential & Commercial | Ducted CEE Tier 1
214242473 | Central HP <5.4 tons | KENMORE | HRCU-A-CB (Split System: Heat Pump with Remote Outdoor Unit-Air-Source) | (C,H,T)VH825GKA2* |  |  | EN(A,D)4X24L17**+WALLCON | *97CMN0601714B* | 23200 | 15.5 | 8.1 | 22200 | 16900 | 76.13% | 1.92 | 0 | 10.5 |  |  |  | No | R-410A | 1.9333 | Residential & Commercial | Ducted CEE Tier 1
214242423 | Central HP <5.4 tons | KENMORE | HRCU-A-CB (Split System: Heat Pump with Remote Outdoor Unit-Air-Source) | (C,H,T)VH825GKA2* |  |  | EN(A,D)4X24L17**+WALLCON | *80CTL0451712B* | 23200 | 15.5 | 8.1 | 22200 | 17000 | 76.58% | 1.92 | 0 | 10.5 |  |  |  | No | R-410A | 1.9333 | Residential & Commercial | Ducted CEE Tier 1
214807623 | Central HP <5.4 tons | YORK | HRCU-A-CB (Split System: Heat Pump with Remote Outdoor Unit-Air-Source) | HH860E2S11 |  |  | CTU60C5XGS1+TXV | TPLC080C16MP13 | 43500 | 18 | 9 | 44000 | 33400 | 75.91% | 2 | 0 | 11.7 |  |  |  | No | R-454B | 3.625 | Residential & Commercial | Ducted CEE Tier 1
214807389 | Central HP <5.4 tons | YORK | HRCU-A-CB (Split System: Heat Pump with Remote Outdoor Unit-Air-Source) | HH860E2S11 |  |  | CTU60D5XHS1+JMVT20DC2N1+TXV |  | 54500 | 19 | 9 | 53500 | 38500 | 71.96% | 2 | 0 | 12 |  |  |  | No | R-454B | 4.5417 | Residential & Commercial | Ducted CEE Tier 1
214239311 | Central HP <5.4 tons | KENMORE | HRCU-A-CB (Split System: Heat Pump with Remote Outdoor Unit-Air-Source) | (C,H,T)VH837GKA2* |  |  | EN(A,D)4X48L24**+WALLCON | *80CTL1352422B* | 32400 | 17 | 8.1 | 32600 | 24600 | 75.46% | 1.96 | 0 | 11.7 |  |  |  | No | R-410A | 2.7 | Residential & Commercial | Ducted CEE Tier 1
214239331 | Central HP <5.4 tons | KENMORE | HRCU-A-CB (Split System: Heat Pump with Remote Outdoor Unit-Air-Source) | (C,H,T)VH837GKA2* |  |  | EN(A,D)4X48L24**+WALLCON | *97CMN1202422B* | 32400 | 17 | 8.1 | 32800 | 24600 | 75% | 1.94 | 0 | 11.5 |  |  |  | No | R-410A | 2.7 | Residential & Commercial | Ducted CEE Tier 1
214239361 | Central HP <5.4 tons | KENMORE | HRCU-A-CB (Split System: Heat Pump with Remote Outdoor Unit-Air-Source) | (C,H,T)VH837GKA2* |  |  | EN(A,D,W)4X60L24**+WALLCON | *80CTL0902120B* | 32800 | 17.5 | 8.1 | 32200 | 24600 | 76.4% | 1.96 | 0 | 12 |  |  |  | No | R-410A | 2.7333 | Residential & Commercial | Ducted CEE Tier 1
214719804 | Central HP <5.4 tons | YORK | HRCU-A-CB (Split System: Heat Pump with Remote Outdoor Unit-Air-Source) | HH860E2S11 |  |  | CTU60C5XGS1+TXV | YPLC100C20MP13 | 44500 | 18 | 9 | 45000 | 33800 | 75.11% | 2 | 0 | 11 |  |  |  | No | R-454B | 3.7083 | Residential & Commercial | Ducted CEE Tier 1
214807640 | Central HP <5.4 tons | YORK | HRCU-A-CB (Split System: Heat Pump with Remote Outdoor Unit-Air-Source) | HH860E2S11 |  |  | CTU60D5XGS1+JMC20D2SN1+TXV |  | 46000 | 19 | 9.5 | 46000 | 34000 | 73.91% | 2 | 0 | 12 |  |  |  | No | R-454B | 3.8333 | Residential & Commercial | Ducted CEE Tier 1
214807658 | Central HP <5.4 tons | YORK | HRCU-A-CB (Split System: Heat Pump with Remote Outdoor Unit-Air-Source) | HH860E2S11 |  |  | CTU60C5XGS1+TXV | TL8E080C16UH11 | 44000 | 18 | 9 | 44500 | 33600 | 75.51% | 2 | 0 | 11.7 |  |  |  | No | R-454B | 3.6667 | Residential & Commercial | Ducted CEE Tier 1
215433912 | Central HP <5.4 tons | DAIKIN | HRCU-A-CB (Split System: Heat Pump with Remote Outdoor Unit-Air-Source) | DH7VSA3610A* |  |  | CA*EA4830*3A*+MBVK16CP1X00A* |  | 35000 | 19 | 8.5 | 35000 | 28400 | 81.14% | 2 | 0 | 10.5 |  |  |  | No | R-32 | 2.9167 | Residential & Commercial | Ducted CEE Tier 1
215434139 | Central HP <5.4 tons | DAIKIN | HRCU-A-CB (Split System: Heat Pump with Remote Outdoor Unit-Air-Source) | DH7VSA3610A* |  |  | CA*EA4830*3A* | D*80TC1005C*A* | 34800 | 18.5 | 8.5 | 35000 | 28400 | 81.14% | 2 | 0 | 10.5 |  |  |  | No | R-32 | 2.9 | Residential & Commercial | Ducted CEE Tier 1
215434144 | Central HP <5.4 tons | DAIKIN | HRCU-A-CB (Split System: Heat Pump with Remote Outdoor Unit-Air-Source) | DH7VSA3610A* |  |  | CA*EA4830*3A* | D*80SC0805CUA* | 34800 | 18.5 | 8.5 | 35000 | 28400 | 81.14% | 2 | 0 | 10.5 |  |  |  | No | R-32 | 2.9 | Residential & Commercial | Ducted CEE Tier 1
215434162 | Central HP <5.4 tons | DAIKIN | HRCU-A-CB (Split System: Heat Pump with Remote Outdoor Unit-Air-Source) | DH7VSA3610A* |  |  | CHPEA4830*3A* | D*96SC0805CUA* | 35000 | 18.5 | 8.1 | 35000 | 28400 | 81.14% | 2 | 0 | 10.5 |  |  |  | No | R-32 | 2.9167 | Residential & Commercial | Ducted CEE Tier 1
215865120 | Central HP <5.4 tons | AMERICAN STANDARD | HRCU-A-CB (Split System: Heat Pump with Remote Outdoor Unit-Air-Source) | 5A6V8X60A1 |  |  | 5PX*D010AS3+P0V0D000M50SD+LRP |  | 54500 | 18.1 | 8.5 | 54500 | 39000 | 71.56% | 2 | 0 | 10.5 |  |  |  | No | R-454B | 4.5417 | Residential & Commercial | Ducted CEE Tier 1
214229015 | Central HP <5.4 tons | HEIL | HRCU-A-CB (Split System: Heat Pump with Remote Outdoor Unit-Air-Source) | DLCURAH18ABK |  |  | EN(A,D)4X24L17** | *80MSU0601716A* | 17600 | 16 | 8.5 | 18500 | 18900 | 102.2% | 2.28 | 0 | 11 |  |  |  | No | R-410A | 1.4667 | Residential & Commercial | Ducted CEE Tier 1
212975778 | Central HP <5.4 tons | DAY & NIGHT | HRCU-A-CB (Split System: Heat Pump with Remote Outdoor Unit-Air-Source) | DLCURAH18ABK |  |  | EA*4X19L17A* | *96VTN0801716B* | 17700 | 16.5 | 8.1 | 17700 | 17900 | 101.1% | 2.16 | 0 | 10.5 |  |  |  | No | R-410A | 1.475 | Residential & Commercial | Ducted CEE Tier 1
211245596 | Central HP <5.4 tons | BRYANT HEATING AND COOLING SYSTEMS | HRCU-A-CB (Split System: Heat Pump with Remote Outdoor Unit-Air-Source) | 38MURAQ24AB3* |  |  | CNPV*3621AL* | 8(0,1)*SA36070E17*** | 24400 | 16.5 | 8.1 | 26400 | 22600 | 85.61% | 1.88 | 0 | 10.5 |  |  |  | No | R-410A | 2.0333 | Residential & Commercial | Ducted CEE Tier 1
212982387 | Central HP <5.4 tons | AIRQUEST | HRCU-A-CB (Split System: Heat Pump with Remote Outdoor Unit-Air-Source) | DLCURAH18ABK |  |  | EA*4X24L17A* | *80MSU0401712A* | 17200 | 16 | 8.5 | 18300 | 19100 | 104.4% | 2.3 | 0 | 10 |  |  |  | No | R-410A | 1.4333 | Residential & Commercial | Ducted CEE Tier 1
214229008 | Central HP <5.4 tons | DAY & NIGHT | HRCU-A-CB (Split System: Heat Pump with Remote Outdoor Unit-Air-Source) | DLCURAH18ABK |  |  | EA*4X30L17A* | *80MSU0601716A* | 17800 | 16.5 | 8.5 | 18400 | 18500 | 100.5% | 2.24 | 0 | 10.5 |  |  |  | No | R-410A | 1.4833 | Residential & Commercial | Ducted CEE Tier 1
214626269 | Central HP <5.4 tons | LENNOX | HRCU-A-CB (Split System: Heat Pump with Remote Outdoor Unit-Air-Source) | SL25XPV-048-230A** |  |  | CK40CT-60C-0*+TDR | SLP99UH090XV48C* | 45500 | 20 | 9.5 | 44000 | 36400 | 82.73% | 1.9 | 0 | 12 |  |  |  | No | R-410A | 3.7917 | Residential & Commercial | Ducted CEE Tier 1
213078063 | Central HP <5.4 tons | DAY & NIGHT | HRCU-A-CB (Split System: Heat Pump with Remote Outdoor Unit-Air-Source) | DLCURAH36ABK |  |  | EA*4X37L17A* | *80MS(N,L)0701716A* | 36000 | 15.5 | 8.5 | 38500 | 35000 | 90.91% | 2 | 0 | 10 |  |  |  | No | R-410A | 3 | Residential & Commercial | Ducted CEE Tier 1
213080201 | Central HP <5.4 tons | DAY & NIGHT | HRCU-A-CB (Split System: Heat Pump with Remote Outdoor Unit-Air-Source) | DLCURAH36ABK |  |  | EA*4X48L21A* | *96MSN0802120A* | 36000 | 16 | 8.5 | 38000 | 34800 | 91.58% | 2.04 | 0 | 10 |  |  |  | No | R-410A | 3 | Residential & Commercial | Ducted CEE Tier 1
211230668 | Central HP <5.4 tons | TEMPSTAR | HRCU-A-CB (Split System: Heat Pump with Remote Outdoor Unit-Air-Source) | DLCURAH36ABK |  |  | EN(A,D)4X48L24** | *95ESN1002122A* | 37600 | 15.5 | 8.5 | 39500 | 35000 | 88.61% | 2.08 | 0 | 10.5 |  |  |  | No | R-410A | 3.1333 | Residential & Commercial | Ducted CEE Tier 1
211230768 | Central HP <5.4 tons | TEMPSTAR | HRCU-A-CB (Split System: Heat Pump with Remote Outdoor Unit-Air-Source) | DLCURAH36ABK |  |  | EN(A,D)4X48L24** | *96VTN1002120A* | 36600 | 15.5 | 8.1 | 39500 | 35000 | 88.61% | 2.04 | 0 | 10 |  |  |  | No | R-410A | 3.05 | Residential & Commercial | Ducted CEE Tier 1
215941744 | Central HP <5.4 tons | CARRIER | HRCU-A-CB (Split System: Heat Pump with Remote Outdoor Unit-Air-Source) | 27VNA348A*030* |  |  | CVAVA6024XMA*+UI | 59TN7A100C21**22 | 45500 | 20.5 | 8.1 | 52500 | 38000 | 72.38% | 1.9 | 0 | 11.5 |  |  |  | No | R-454B | 3.7917 | Residential & Commercial | Ducted CEE Tier 1
212978969 | Central HP <5.4 tons | DAY & NIGHT | HRCU-A-CB (Split System: Heat Pump with Remote Outdoor Unit-Air-Source) | DLCURAH36ABK |  |  | EA*4X48L21A* | *80MS(N,L)0701716A* | 35600 | 16 | 8.1 | 37800 | 34600 | 91.53% | 2 | 0 | 10 |  |  |  | No | R-410A | 2.9667 | Residential & Commercial | Ducted CEE Tier 1
213080462 | Central HP <5.4 tons | DAY & NIGHT | HRCU-A-CB (Split System: Heat Pump with Remote Outdoor Unit-Air-Source) | DLCURAH36ABK |  |  | EA*4X42L24A* | *96MSN1202422A* | 35200 | 16 | 8.1 | 38500 | 35000 | 90.91% | 1.88 | 0 | 10 |  |  |  | No | R-410A | 2.9333 | Residential & Commercial | Ducted CEE Tier 1
213194304 | Central HP <5.4 tons | LENNOX | HRCU-A-CB (Split System: Heat Pump with Remote Outdoor Unit-Air-Source) | SL25XPV-048-230A** |  |  | C35-49C+TDR+TXV | EL297UH090XV48C* | 45000 | 20 | 8.9 | 44000 | 36000 | 81.82% | 1.76 | 0 | 11.7 |  |  |  | No | R-410A | 3.75 | Residential & Commercial | Ducted CEE Tier 1
215941234 | Central HP <5.4 tons | CARRIER | HRCU-A-CB (Split System: Heat Pump with Remote Outdoor Unit-Air-Source) | 27VNA348A*030* |  |  | CSAH*6012AM*+UI | 59TN7A080C21**20 | 45000 | 20 | 9 | 48500 | 36600 | 75.46% | 1.82 | 0 | 11 |  |  |  | No | R-454B | 3.75 | Residential & Commercial | Ducted CEE Tier 1
215941654 | Central HP <5.4 tons | CARRIER | HRCU-A-CB (Split System: Heat Pump with Remote Outdoor Unit-Air-Source) | 27VNA348A*030* |  |  | CVAVA4924XMA*+UI | 59TN7A120C24**22 | 45500 | 20.5 | 8.1 | 52500 | 38000 | 72.38% | 1.95 | 0 | 11.5 |  |  |  | No | R-454B | 3.7917 | Residential & Commercial | Ducted CEE Tier 1
214229019 | Central HP <5.4 tons | DAY & NIGHT | HRCU-A-CB (Split System: Heat Pump with Remote Outdoor Unit-Air-Source) | DLCURAH18ABK |  |  | EN(A,D)4X24L17** | *80MSU0601716A* | 17600 | 16 | 8.5 | 18500 | 18900 | 102.2% | 2.28 | 0 | 11 |  |  |  | No | R-410A | 1.4667 | Residential & Commercial | Ducted CEE Tier 1
211245620 | Central HP <5.4 tons | BRYANT HEATING AND COOLING SYSTEMS | HRCU-A-CB (Split System: Heat Pump with Remote Outdoor Unit-Air-Source) | 38MURAQ24AB3* |  |  | CNPV*3621AL* | 8(0,1)*SA42090E17*** | 24600 | 16.5 | 8.5 | 26400 | 22400 | 84.85% | 1.86 | 0 | 10.5 |  |  |  | No | R-410A | 2.05 | Residential & Commercial | Ducted CEE Tier 1
211245656 | Central HP <5.4 tons | BRYANT HEATING AND COOLING SYSTEMS | HRCU-A-CB (Split System: Heat Pump with Remote Outdoor Unit-Air-Source) | 38MURAQ24AB3* |  |  | CNPV*3621AL* | 912SD42060E17*** | 24400 | 16.5 | 8.1 | 26400 | 22800 | 86.36% | 1.88 | 0 | 10.5 |  |  |  | No | R-410A | 2.0333 | Residential & Commercial | Ducted CEE Tier 1
211245722 | Central HP <5.4 tons | BRYANT HEATING AND COOLING SYSTEMS | HRCU-A-CB (Split System: Heat Pump with Remote Outdoor Unit-Air-Source) | 38MURAQ24AB3* |  |  | CNPV*3621AL* | 912SD36040E17*** | 23600 | 15.5 | 8.1 | 26200 | 23400 | 89.31% | 1.92 | 0 | 10 |  |  |  | No | R-410A | 1.9667 | Residential & Commercial | Ducted CEE Tier 1
211259675 | Central HP <5.4 tons | TEMPSTAR | HRCU-A-CB (Split System: Heat Pump with Remote Outdoor Unit-Air-Source) | DLCURAH18ABK |  |  | EA*4X19L17A* | *95ESU0401712A* | 18200 | 16.5 | 8.5 | 18100 | 17600 | 97.24% | 2.14 | 0 | 11 |  |  |  | No | R-410A | 1.5167 | Residential & Commercial | Ducted CEE Tier 1
211260316 | Central HP <5.4 tons | TEMPSTAR | HRCU-A-CB (Split System: Heat Pump with Remote Outdoor Unit-Air-Source) | DLCURAH18ABK |  |  | EA*4X24L17A* | *96VSN0801716A* | 17400 | 16 | 8.5 | 18300 | 19200 | 104.9% | 2.3 | 0 | 10.5 |  |  |  | No | R-410A | 1.45 | Residential & Commercial | Ducted CEE Tier 1
214875795 | Central HP <5.4 tons | YORK | HRCU-A-CB (Split System: Heat Pump with Remote Outdoor Unit-Air-Source) | HMH72B341 |  |  | XAFC36DBCN1+JME12C2SN1 |  | 34000 | 18.5 | 8.5 | 33600 | 23600 | 70.24% | 2 | 0 | 10.5 |  |  |  | No | R-410A | 2.8333 | Residential & Commercial | Ducted CEE Tier 1
216508720 | Central HP <5.4 tons | YORK | HRCU-A-CB (Split System: Heat Pump with Remote Outdoor Unit-Air-Source) | HH836E2S11 |  |  | CTF30A5ADS1 | YPLC060A12MP13 | 32800 | 17 | 8.5 | 30600 | 25200 | 82.35% | 2 | 0 | 11 |  |  |  | No | R-454B | 2.7333 | Residential & Commercial | Ducted CEE Tier 1
214719761 | Central HP <5.4 tons | YORK | HRCU-A-CB (Split System: Heat Pump with Remote Outdoor Unit-Air-Source) | HH836E2S11 |  |  | CTU48C5XFS1+TXV | TM8Y080C16MP11 | 33200 | 19 | 9 | 31400 | 25000 | 79.62% | 2 | 0 | 11 |  |  |  | No | R-454B | 2.7667 | Residential & Commercial | Ducted CEE Tier 1
213296556 | Central HP <5.4 tons | YORK | HRCU-A-CB (Split System: Heat Pump with Remote Outdoor Unit-Air-Source) | HMH72B341 |  |  | XAFB36DXXN1+TXV | Y81E080B12LMPS1 | 34000 | 18 | 8.1 | 33400 | 24000 | 71.86% | 2.08 | 0 | 10 |  |  |  | No | R-410A | 2.8333 | Residential & Commercial | Ducted CEE Tier 1
215939914 | Central HP <5.4 tons | CARRIER | HRCU-A-CB (Split System: Heat Pump with Remote Outdoor Unit-Air-Source) | 27VNA336A*030* |  |  | CAA**6124AM*+UI | 59TN7A100C21**22 | 34400 | 20.5 | 9.5 | 34200 | 26000 | 76.02% | 2.06 | 0 | 12 |  |  |  | No | R-454B | 2.8667 | Residential & Commercial | Ducted CEE Tier 1
215940484 | Central HP <5.4 tons | CARRIER | HRCU-A-CB (Split System: Heat Pump with Remote Outdoor Unit-Air-Source) | 27VNA336A*030* |  |  | CVAMA6024XMA*+UI | 59TN7A100C21**22 | 35600 | 22 | 8.5 | 38000 | 28400 | 74.74% | 2.04 | 0 | 12.5 |  |  |  | No | R-454B | 2.9667 | Residential & Commercial | Ducted CEE Tier 1
211260439 | Central HP <5.4 tons | TEMPSTAR | HRCU-A-CB (Split System: Heat Pump with Remote Outdoor Unit-Air-Source) | DLCURAH18ABK |  |  | EA*4X24L17A* | *80VTL0701716A* | 17300 | 16 | 8.5 | 18100 | 19200 | 106.1% | 2.32 | 0 | 10.5 |  |  |  | No | R-410A | 1.4417 | Residential & Commercial | Ducted CEE Tier 1
211260634 | Central HP <5.4 tons | TEMPSTAR | HRCU-A-CB (Split System: Heat Pump with Remote Outdoor Unit-Air-Source) | DLCURAH18ABK |  |  | EA*4X24L17A* | *80ES(N,L)0701412A* | 17600 | 16 | 8.5 | 18400 | 19100 | 103.8% | 2.3 | 0 | 10.5 |  |  |  | No | R-410A | 1.4667 | Residential & Commercial | Ducted CEE Tier 1
211260659 | Central HP <5.4 tons | TEMPSTAR | HRCU-A-CB (Split System: Heat Pump with Remote Outdoor Unit-Air-Source) | DLCURAH18ABK |  |  | EA*4X24L17A* | OMV098J12* | 18200 | 16 | 9 | 19200 | 18800 | 97.92% | 2.26 | 0 | 10.5 |  |  |  | No | R-410A | 1.5167 | Residential & Commercial | Ducted CEE Tier 1
212973308 | Central HP <5.4 tons | HEIL | HRCU-A-CB (Split System: Heat Pump with Remote Outdoor Unit-Air-Source) | DLCURAH18ABK |  |  | EA*4X24L14A* | *96VSN0601412B* | 17200 | 16 | 8.5 | 18100 | 19400 | 107.2% | 2.34 | 0 | 10.5 |  |  |  | No | R-410A | 1.4333 | Residential & Commercial | Ducted CEE Tier 1
212975382 | Central HP <5.4 tons | HEIL | HRCU-A-CB (Split System: Heat Pump with Remote Outdoor Unit-Air-Source) | DLCURAH18ABK |  |  | EA*4X19L17A* | *96VTN0601412B* | 17700 | 16.5 | 8.1 | 17700 | 17900 | 101.1% | 2.16 | 0 | 10.5 |  |  |  | No | R-410A | 1.475 | Residential & Commercial | Ducted CEE Tier 1
212978265 | Central HP <5.4 tons | HEIL | HRCU-A-CB (Split System: Heat Pump with Remote Outdoor Unit-Air-Source) | DLCURAH18ABK |  |  | EA*4X25L17A* | *80MS(N,L)0701412A* | 18200 | 17 | 8.5 | 18000 | 17600 | 97.78% | 2.14 | 0 | 11 |  |  |  | No | R-410A | 1.5167 | Residential & Commercial | Ducted CEE Tier 1
211259898 | Central HP <5.4 tons | TEMPSTAR | HRCU-A-CB (Split System: Heat Pump with Remote Outdoor Unit-Air-Source) | DLCURAH18ABK |  |  | EA*4X19L17A* | *80ES(N,L)0451412A* | 18600 | 16.5 | 8.5 | 18500 | 17500 | 94.59% | 2.14 | 0 | 11 |  |  |  | No | R-410A | 1.55 | Residential & Commercial | Ducted CEE Tier 1
211259962 | Central HP <5.4 tons | TEMPSTAR | HRCU-A-CB (Split System: Heat Pump with Remote Outdoor Unit-Air-Source) | DLCURAH18ABK |  |  | EA*4X19L17A* | *92ESN0601714A* | 18200 | 16.5 | 8.5 | 18100 | 17600 | 97.24% | 2.14 | 0 | 11 |  |  |  | No | R-410A | 1.5167 | Residential & Commercial | Ducted CEE Tier 1
213779036 | Central HP <5.4 tons | BRYANT HEATING AND COOLING SYSTEMS | HRCU-A-CB (Split System: Heat Pump with Remote Outdoor Unit-Air-Source) | 288BNV037*0**A* |  |  | CAP**3721AL*+UI | 986TD42080C17*** | 32800 | 17 | 8.5 | 33000 | 25200 | 76.36% | 1.96 | 0 | 11 |  |  |  | No | R-410A | 2.7333 | Residential & Commercial | Ducted CEE Tier 1
214573791 | Central HP <5.4 tons | AIRQUEST | HRCU-A-CB (Split System: Heat Pump with Remote Outdoor Unit-Air-Source) | HVH837GKA2* |  |  | EA*4X42L24A*+WALLCON | *80CTL0702120B* | 31800 | 18 | 8.5 | 33000 | 24400 | 73.94% | 1.9 | 0 | 11 |  |  |  | No | R-410A | 2.65 | Residential & Commercial | Ducted CEE Tier 1
215864695 | Central HP <5.4 tons | TRANE | HRCU-A-CB (Split System: Heat Pump with Remote Outdoor Unit-Air-Source) | 5TWV8X60A1 |  |  | 5TXCC007AS3 | S8V2C080M5PCB | 53000 | 18.1 | 8.5 | 56000 | 40000 | 71.43% | 2 | 0 | 10 |  |  |  | No | R-454B | 4.4167 | Residential & Commercial | Ducted CEE Tier 1
212985848 | Central HP <5.4 tons | COMFORTMAKER | HRCU-A-CB (Split System: Heat Pump with Remote Outdoor Unit-Air-Source) | DLCURAH24ABK |  |  | EN(A,D)4X30L14** | *96MSN0261410A* | 23400 | 16 | 8.1 | 26000 | 24000 | 92.31% | 1.98 | 0 | 10 |  |  |  | No | R-410A | 1.95 | Residential & Commercial | Ducted CEE Tier 1
212986216 | Central HP <5.4 tons | COMFORTMAKER | HRCU-A-CB (Split System: Heat Pump with Remote Outdoor Unit-Air-Source) | DLCURAH24ABK |  |  | EN(A,D)4X24L14** | *96MSN0401410A* | 23200 | 16 | 8.5 | 27000 | 25200 | 93.33% | 2.1 | 0 | 10 |  |  |  | No | R-410A | 1.9333 | Residential & Commercial | Ducted CEE Tier 1
212973528 | Central HP <5.4 tons | HEIL | HRCU-A-CB (Split System: Heat Pump with Remote Outdoor Unit-Air-Source) | DLCURAH24ABK |  |  | EA*4X24L14A* | *96VSN0601412B* | 23200 | 16.5 | 8.5 | 26800 | 27000 | 100.7% | 2.3 | 0 | 10 |  |  |  | No | R-410A | 1.9333 | Residential & Commercial | Ducted CEE Tier 1
211260361 | Central HP <5.4 tons | TEMPSTAR | HRCU-A-CB (Split System: Heat Pump with Remote Outdoor Unit-Air-Source) | DLCURAH18ABK |  |  | EA*4X24L17A* | *80VSL0451716A* | 17600 | 16 | 8.5 | 18500 | 19100 | 103.2% | 2.3 | 0 | 10.5 |  |  |  | No | R-410A | 1.4667 | Residential & Commercial | Ducted CEE Tier 1
211260397 | Central HP <5.4 tons | TEMPSTAR | HRCU-A-CB (Split System: Heat Pump with Remote Outdoor Unit-Air-Source) | DLCURAH18ABK |  |  | EA*4X24L17A* | *80VTL0451412A* | 17600 | 16.5 | 8.5 | 18500 | 19100 | 103.2% | 2.3 | 0 | 10.5 |  |  |  | No | R-410A | 1.4667 | Residential & Commercial | Ducted CEE Tier 1
211260478 | Central HP <5.4 tons | TEMPSTAR | HRCU-A-CB (Split System: Heat Pump with Remote Outdoor Unit-Air-Source) | DLCURAH18ABK |  |  | EA*4X24L17A* | *95ESN0601412A* | 17800 | 16 | 8.5 | 18700 | 19000 | 101.6% | 2.28 | 0 | 10.5 |  |  |  | No | R-410A | 1.4833 | Residential & Commercial | Ducted CEE Tier 1
211260080 | Central HP <5.4 tons | TEMPSTAR | HRCU-A-CB (Split System: Heat Pump with Remote Outdoor Unit-Air-Source) | DLCURAH18ABK |  |  | EA*4X24L14A* | *80VSL0451412A* | 17700 | 16 | 8.5 | 18600 | 19100 | 102.7% | 2.3 | 0 | 10.5 |  |  |  | No | R-410A | 1.475 | Residential & Commercial | Ducted CEE Tier 1
211260516 | Central HP <5.4 tons | TEMPSTAR | HRCU-A-CB (Split System: Heat Pump with Remote Outdoor Unit-Air-Source) | DLCURAH18ABK |  |  | EA*4X24L17A* | *95ESN0261410A* | 18000 | 15.5 | 8.5 | 19000 | 18900 | 99.47% | 2.26 | 0 | 10.5 |  |  |  | No | R-410A | 1.5 | Residential & Commercial | Ducted CEE Tier 1
211261402 | Central HP <5.4 tons | TEMPSTAR | HRCU-A-CB (Split System: Heat Pump with Remote Outdoor Unit-Air-Source) | DLCURAH18ABK |  |  | EA*4X30L14A* | *96VTN0601412A* | 18000 | 16 | 8.5 | 18500 | 18500 | 100% | 2.22 | 0 | 10.5 |  |  |  | No | R-410A | 1.5 | Residential & Commercial | Ducted CEE Tier 1
211261586 | Central HP <5.4 tons | TEMPSTAR | HRCU-A-CB (Split System: Heat Pump with Remote Outdoor Unit-Air-Source) | DLCURAH18ABK |  |  | EA*4X30L17A* | *96VSN0401410A* | 17500 | 16 | 8.5 | 18100 | 18600 | 102.8% | 2.24 | 0 | 10.5 |  |  |  | No | R-410A | 1.4583 | Residential & Commercial | Ducted CEE Tier 1
212973628 | Central HP <5.4 tons | HEIL | HRCU-A-CB (Split System: Heat Pump with Remote Outdoor Unit-Air-Source) | DLCURAH24ABK |  |  | EN(A,D)4X30L17** | *96VSN0601412B* | 23400 | 16.5 | 8.1 | 26200 | 24600 | 93.89% | 2.04 | 0 | 10 |  |  |  | No | R-410A | 1.95 | Residential & Commercial | Ducted CEE Tier 1
212975316 | Central HP <5.4 tons | HEIL | HRCU-A-CB (Split System: Heat Pump with Remote Outdoor Unit-Air-Source) | DLCURAH24ABK |  |  | EA*4X37L17A* | *96VTN0401712B* | 24000 | 16 | 8.1 | 25400 | 22000 | 86.61% | 1.82 | 0 | 10 |  |  |  | No | R-410A | 2 | Residential & Commercial | Ducted CEE Tier 1
212975657 | Central HP <5.4 tons | HEIL | HRCU-A-CB (Split System: Heat Pump with Remote Outdoor Unit-Air-Source) | DLCURAH24ABK |  |  | EA*4X25L17A* | *96VTN0601412B* | 24000 | 17 | 8.5 | 25000 | 21800 | 87.2% | 1.82 | 0 | 10 |  |  |  | No | R-410A | 2 | Residential & Commercial | Ducted CEE Tier 1
211241317 | Central HP <5.4 tons | TEMPSTAR | HRCU-A-CB (Split System: Heat Pump with Remote Outdoor Unit-Air-Source) | DLCURAH24ABK |  |  | EA*4X30L14A* | *96VTN0601412A* | 23400 | 16.5 | 8.5 | 25800 | 24200 | 93.8% | 2 | 0 | 10 |  |  |  | No | R-410A | 1.95 | Residential & Commercial | Ducted CEE Tier 1
212972928 | Central HP <5.4 tons | HEIL | HRCU-A-CB (Split System: Heat Pump with Remote Outdoor Unit-Air-Source) | DLCURAH24ABK |  |  | EA*4X30L14A* | *96VSN0401410B* | 23400 | 16 | 8.5 | 26400 | 24800 | 93.94% | 2.06 | 0 | 10 |  |  |  | No | R-410A | 1.95 | Residential & Commercial | Ducted CEE Tier 1
212972978 | Central HP <5.4 tons | HEIL | HRCU-A-CB (Split System: Heat Pump with Remote Outdoor Unit-Air-Source) | DLCURAH24ABK |  |  | EN(A,D)4X24L17** | *96VSN0401410B* | 23000 | 16 | 8.5 | 27000 | 25600 | 94.81% | 2.12 | 0 | 10 |  |  |  | No | R-410A | 1.9167 | Residential & Commercial | Ducted CEE Tier 1
215864999 | Central HP <5.4 tons | TRANE | HRCU-A-CB (Split System: Heat Pump with Remote Outdoor Unit-Air-Source) | 5TWV8X60A1 |  |  | 5PX*C009AS3 | L8V1C100U5VSB+LRP | 54500 | 18.1 | 8.5 | 55000 | 39500 | 71.82% | 2 | 0 | 10 |  |  |  | No | R-454B | 4.5417 | Residential & Commercial | Ducted CEE Tier 1
214389268 | Central HP <5.4 tons | CARRIER | HRCU-A-CB (Split System: Heat Pump with Remote Outdoor Unit-Air-Source) | 25VNA436A*031* |  |  | CNPV*4217AL*+UI | 59TN6C080C17**14 | 33000 | 19 | 9 | 37400 | 26400 | 70.59% | 1.98 | 0 | 11.7 |  |  |  | No | R-410A | 2.75 | Residential & Commercial | Ducted CEE Tier 1
214389286 | Central HP <5.4 tons | CARRIER | HRCU-A-CB (Split System: Heat Pump with Remote Outdoor Unit-Air-Source) | 25VNA436A*031* |  |  | CNPV*4821AL*+UI | 58TN*B110C21**20 | 33600 | 19.5 | 9 | 36600 | 26000 | 71.04% | 2.04 | 0 | 12.5 |  |  |  | No | R-410A | 2.8 | Residential & Commercial | Ducted CEE Tier 1
214389304 | Central HP <5.4 tons | CARRIER | HRCU-A-CB (Split System: Heat Pump with Remote Outdoor Unit-Air-Source) | 25VNA436A*031* |  |  | CNPV*4824AL*+UI | 58TN*B110C21**20 | 33600 | 19.5 | 9 | 36600 | 26000 | 71.04% | 2.04 | 0 | 12.5 |  |  |  | No | R-410A | 2.8 | Residential & Commercial | Ducted CEE Tier 1
211227109 | Central HP <5.4 tons | HEIL | HRCU-A-CB (Split System: Heat Pump with Remote Outdoor Unit-Air-Source) | DLCURAH36ABK |  |  | EA*4X37L21A* | *96VSN0801716A* | 36800 | 15.2 | 8.5 | 38500 | 35000 | 90.91% | 2.1 | 0 | 10 |  |  |  | No | R-410A | 3.0667 | Residential & Commercial | Ducted CEE Tier 1
211227118 | Central HP <5.4 tons | HEIL | HRCU-A-CB (Split System: Heat Pump with Remote Outdoor Unit-Air-Source) | DLCURAH36ABK |  |  | EA*4X37L21A* | *96VSN0802120A* | 36400 | 16 | 8.5 | 38500 | 34800 | 90.39% | 2.08 | 0 | 10 |  |  |  | No | R-410A | 3.0333 | Residential & Commercial | Ducted CEE Tier 1
211227148 | Central HP <5.4 tons | HEIL | HRCU-A-CB (Split System: Heat Pump with Remote Outdoor Unit-Air-Source) | DLCURAH36ABK |  |  | EA*4X37L21A* | *95ESU1002120A* | 36600 | 16 | 8.5 | 38500 | 34800 | 90.39% | 2.1 | 0 | 10 |  |  |  | No | R-410A | 3.05 | Residential & Commercial | Ducted CEE Tier 1
211230497 | Central HP <5.4 tons | TEMPSTAR | HRCU-A-CB (Split System: Heat Pump with Remote Outdoor Unit-Air-Source) | DLCURAH36ABK |  |  | EN(A,D)4X48L24** | *80ES(N,L)1552420A* | 37200 | 16 | 8.1 | 39500 | 35000 | 88.61% | 2.08 | 0 | 10.5 |  |  |  | No | R-410A | 3.1 | Residential & Commercial | Ducted CEE Tier 1
211227773 | Central HP <5.4 tons | TEMPSTAR | HRCU-A-CB (Split System: Heat Pump with Remote Outdoor Unit-Air-Source) | DLCURAH36ABK |  |  | EA*4X42L24A* | *80ES(N,L)0702116A* | 35200 | 16 | 8.1 | 38500 | 35000 | 90.91% | 1.88 | 0 | 10 |  |  |  | No | R-410A | 2.9333 | Residential & Commercial | Ducted CEE Tier 1
211227198 | Central HP <5.4 tons | HEIL | HRCU-A-CB (Split System: Heat Pump with Remote Outdoor Unit-Air-Source) | DLCURAH36ABK |  |  | EA*4X37L21A* | *96VTN1002120A* | 36600 | 15.5 | 8.5 | 38500 | 34800 | 90.39% | 2.1 | 0 | 10 |  |  |  | No | R-410A | 3.05 | Residential & Commercial | Ducted CEE Tier 1
212391576 | Central HP <5.4 tons | AMERICAN STANDARD | HRCU-A-CB (Split System: Heat Pump with Remote Outdoor Unit-Air-Source) | 4A6V7X60A1 |  |  | 4TXCD010DS3 | S8V2D120M5PDA | 54000 | 17.1 | 8.2 | 52000 | 39500 | 75.96% | 1.8 | 0 | 11.7 |  |  |  | No | R-410A | 4.5 | Residential & Commercial | Ducted CEE Tier 1
215434164 | Central HP <5.4 tons | DAIKIN | HRCU-A-CB (Split System: Heat Pump with Remote Outdoor Unit-Air-Source) | DH7VSA3610A* |  |  | CHPEA4830*3A* | D*97MC1205DNA* | 35000 | 18.5 | 8.1 | 35000 | 28400 | 81.14% | 2 | 0 | 10.5 |  |  |  | No | R-32 | 2.9167 | Residential & Commercial | Ducted CEE Tier 1
213194264 | Central HP <5.4 tons | LENNOX | HRCU-A-CB (Split System: Heat Pump with Remote Outdoor Unit-Air-Source) | SL25XPV-036-230A** |  |  | C35-48B+TDR+TXV | EL297UH045XV36B* | 33800 | 21.4 | 8.8 | 35800 | 27800 | 77.65% | 1.8 | 0 | 12.5 |  |  |  | No | R-410A | 2.8167 | Residential & Commercial | Ducted CEE Tier 1
213194273 | Central HP <5.4 tons | LENNOX | HRCU-A-CB (Split System: Heat Pump with Remote Outdoor Unit-Air-Source) | SL25XPV-036-230A** |  |  | C35-50/60C+TDR+TXV | EL297UH090XV60C* | 33600 | 21 | 8.6 | 34400 | 26600 | 77.33% | 1.8 | 0 | 13.3 |  |  |  | No | R-410A | 2.8 | Residential & Commercial | Ducted CEE Tier 1
212523828 | Central HP <5.4 tons | LENNOX | HRCU-A-CB (Split System: Heat Pump with Remote Outdoor Unit-Air-Source) | SL25XPV-036-230A** |  |  | C35-50/60C+TDR+TXV | SLP98UH090XV60C* | 33600 | 21 | 8.6 | 34400 | 26600 | 77.33% | 1.8 | 0 | 13.3 |  |  |  | No | R-410A | 2.8 | Residential & Commercial | Ducted CEE Tier 1
214626108 | Central HP <5.4 tons | LENNOX | HRCU-A-CB (Split System: Heat Pump with Remote Outdoor Unit-Air-Source) | SL25XPV-036-230A** |  |  | CK40HT-48B-0*+TDR | SL280UH090XV48B* | 34000 | 22 | 8.8 | 34400 | 25800 | 75% | 1.84 | 0 | 13.5 |  |  |  | No | R-410A | 2.8333 | Residential & Commercial | Ducted CEE Tier 1
214626124 | Central HP <5.4 tons | LENNOX | HRCU-A-CB (Split System: Heat Pump with Remote Outdoor Unit-Air-Source) | SL25XPV-036-230A** |  |  | CK40HT-48C-0*+TDR | SL280UH090XV60C* | 34200 | 21.4 | 8.5 | 33800 | 26000 | 76.92% | 1.76 | 0 | 13.5 |  |  |  | No | R-410A | 2.85 | Residential & Commercial | Ducted CEE Tier 1
211227525 | Central HP <5.4 tons | HEIL | HRCU-A-CB (Split System: Heat Pump with Remote Outdoor Unit-Air-Source) | DLCURAH36ABK |  |  | EA*4X42L21A* | *92ESN0801716A* | 35400 | 16 | 8.1 | 38500 | 35000 | 90.91% | 1.88 | 0 | 10 |  |  |  | No | R-410A | 2.95 | Residential & Commercial | Ducted CEE Tier 1
211227770 | Central HP <5.4 tons | HEIL | HRCU-A-CB (Split System: Heat Pump with Remote Outdoor Unit-Air-Source) | DLCURAH36ABK |  |  | EA*4X42L24A* | *80ES(N,L)0702116A* | 35200 | 16 | 8.1 | 38500 | 35000 | 90.91% | 1.88 | 0 | 10 |  |  |  | No | R-410A | 2.9333 | Residential & Commercial | Ducted CEE Tier 1
211228134 | Central HP <5.4 tons | HEIL | HRCU-A-CB (Split System: Heat Pump with Remote Outdoor Unit-Air-Source) | DLCURAH36ABK |  |  | EA*4X42L24A* | *96VTN1002122A* | 35400 | 16.5 | 8.1 | 38500 | 35000 | 90.91% | 1.88 | 0 | 10 |  |  |  | No | R-410A | 2.95 | Residential & Commercial | Ducted CEE Tier 1
211228370 | Central HP <5.4 tons | HEIL | HRCU-A-CB (Split System: Heat Pump with Remote Outdoor Unit-Air-Source) | DLCURAH36ABK |  |  | EA*4X43L21A* | *80ESU1002120A* | 36400 | 16 | 8.5 | 38500 | 34800 | 90.39% | 2.08 | 0 | 10 |  |  |  | No | R-410A | 3.0333 | Residential & Commercial | Ducted CEE Tier 1
211228504 | Central HP <5.4 tons | HEIL | HRCU-A-CB (Split System: Heat Pump with Remote Outdoor Unit-Air-Source) | DLCURAH36ABK |  |  | EA*4X43L21A* | *95ESN0802120A* | 37200 | 15.5 | 8.5 | 38500 | 35000 | 90.91% | 2.12 | 0 | 10 |  |  |  | No | R-410A | 3.1 | Residential & Commercial | Ducted CEE Tier 1
211228679 | Central HP <5.4 tons | HEIL | HRCU-A-CB (Split System: Heat Pump with Remote Outdoor Unit-Air-Source) | DLCURAH36ABK |  |  | EA*4X43L21A* | OLV112A16A | 36600 | 15.2 | 8.5 | 38500 | 35000 | 90.91% | 2.08 | 0 | 10 |  |  |  | No | R-410A | 3.05 | Residential & Commercial | Ducted CEE Tier 1
211228779 | Central HP <5.4 tons | HEIL | HRCU-A-CB (Split System: Heat Pump with Remote Outdoor Unit-Air-Source) | DLCURAH36ABK |  |  | EA*4X48L21A* | *80ES(N,L)0901714A* | 36400 | 16 | 8.5 | 38500 | 34800 | 90.39% | 2.08 | 0 | 10 |  |  |  | No | R-410A | 3.0333 | Residential & Commercial | Ducted CEE Tier 1
211227900 | Central HP <5.4 tons | HEIL | HRCU-A-CB (Split System: Heat Pump with Remote Outdoor Unit-Air-Source) | DLCURAH36ABK |  |  | EA*4X42L24A* | *80ESU0802120A | 37000 | 15.5 | 8.5 | 40000 | 35200 | 88% | 1.96 | 0 | 10 |  |  |  | No | R-410A | 3.0833 | Residential & Commercial | Ducted CEE Tier 1
215434348 | Central HP <5.4 tons | DAIKIN | HRCU-A-CB (Split System: Heat Pump with Remote Outdoor Unit-Air-Source) | DH7VSA4810A* |  |  | CA*EA6030*3A* | D*80SC0805CUA* | 45500 | 16.5 | 8.8 | 47000 | 33600 | 71.49% | 2 | 0 | 10 |  |  |  | No | R-32 | 3.7917 | Residential & Commercial | Ducted CEE Tier 1
213770770 | Central HP <5.4 tons | COMFORTMAKER | HRCU-A-CB (Split System: Heat Pump with Remote Outdoor Unit-Air-Source) | CVH825GKA2* |  |  | EA*4X30L17A*+WALLCON | *97CMN0801714B* | 23400 | 16 | 8.1 | 21600 | 16700 | 77.31% | 1.9 | 0 | 10.5 |  |  |  | No | R-410A | 1.95 | Residential & Commercial | Ducted CEE Tier 1
213770970 | Central HP <5.4 tons | COMFORTMAKER | HRCU-A-CB (Split System: Heat Pump with Remote Outdoor Unit-Air-Source) | CVH825GKA2* |  |  | EA*4X36L21A*+WALLCON | *97CMN0601714B* | 23400 | 16 | 8.1 | 21600 | 16700 | 77.31% | 1.92 | 0 | 10.5 |  |  |  | No | R-410A | 1.95 | Residential & Commercial | Ducted CEE Tier 1
213771090 | Central HP <5.4 tons | COMFORTMAKER | HRCU-A-CB (Split System: Heat Pump with Remote Outdoor Unit-Air-Source) | CVH825GKA2* |  |  | EA*4X37L17A*+WALLCON | *97CMN0801714B* | 24200 | 16 | 8.1 | 21400 | 16700 | 78.04% | 2 | 0 | 11 |  |  |  | No | R-410A | 2.0167 | Residential & Commercial | Ducted CEE Tier 1
213771120 | Central HP <5.4 tons | COMFORTMAKER | HRCU-A-CB (Split System: Heat Pump with Remote Outdoor Unit-Air-Source) | CVH825GKA2* |  |  | EA*4X37L17A*+WALLCON | *96CTN0801714B* | 24200 | 16.5 | 8.1 | 21400 | 16700 | 78.04% | 2 | 0 | 11 |  |  |  | No | R-410A | 2.0167 | Residential & Commercial | Ducted CEE Tier 1
215865079 | Central HP <5.4 tons | TRANE | HRCU-A-CB (Split System: Heat Pump with Remote Outdoor Unit-Air-Source) | 5TWV8X60A1 |  |  | 5TXCD008AS3+P0V0D000M50SD+LRP |  | 53500 | 18.1 | 8.5 | 55500 | 39500 | 71.17% | 2 | 0 | 10.5 |  |  |  | No | R-454B | 4.4583 | Residential & Commercial | Ducted CEE Tier 1
215865081 | Central HP <5.4 tons | TRANE | HRCU-A-CB (Split System: Heat Pump with Remote Outdoor Unit-Air-Source) | 5TWV8X60A1 |  |  | 5TXCD010AS3+P0V0C000M50SD+LRP |  | 54500 | 18.1 | 8.5 | 55000 | 39500 | 71.82% | 2 | 0 | 10.5 |  |  |  | No | R-454B | 4.5417 | Residential & Commercial | Ducted CEE Tier 1
211682974 | Central HP <5.4 tons | DAIKIN | HRCU-A-CB (Split System: Heat Pump with Remote Outdoor Unit-Air-Source) | RXSQ24TBVJU* |  |  | CXTQ24TASBLUA* | D*96VC0403BNA* | 22600 | 15.4 | 8.2 | 26000 | 18400 | 70.77% | 2.1 | 0 | 10.3 |  |  |  | No | R-410A | 1.8833 | Residential & Commercial | Ducted CEE Tier 1
211240235 | Central HP <5.4 tons | TEMPSTAR | HRCU-A-CB (Split System: Heat Pump with Remote Outdoor Unit-Air-Source) | DLCURAH24ABK |  |  | EA*4X24L14A* | *80VSL0451412A* | 24000 | 16 | 8.5 | 27000 | 23800 | 88.15% | 1.96 | 0 | 10 |  |  |  | No | R-410A | 2 | Residential & Commercial | Ducted CEE Tier 1
211240253 | Central HP <5.4 tons | TEMPSTAR | HRCU-A-CB (Split System: Heat Pump with Remote Outdoor Unit-Air-Source) | DLCURAH24ABK |  |  | EA*4X24L14A* | *96VSN0601412A* | 23200 | 16 | 8.5 | 26400 | 25600 | 96.97% | 2.14 | 0 | 10 |  |  |  | No | R-410A | 1.9333 | Residential & Commercial | Ducted CEE Tier 1
211242496 | Central HP <5.4 tons | TEMPSTAR | HRCU-A-CB (Split System: Heat Pump with Remote Outdoor Unit-Air-Source) | DLCURAH24ABK |  |  | EA*4X36L21A* | *80VTL0701716A* | 24400 | 17 | 8.5 | 26200 | 22400 | 85.5% | 1.88 | 0 | 10 |  |  |  | No | R-410A | 2.0333 | Residential & Commercial | Ducted CEE Tier 1
213825965 | Central HP <5.4 tons | AMERICAN STANDARD | HRCU-A-CB (Split System: Heat Pump with Remote Outdoor Unit-Air-Source) | 4A6V8X48A1 |  |  | 4TXCC009DS3 | *UHMC100CCV4 | 46500 | 18 | 8.5 | 41000 | 29000 | 70.73% | 2 | 0 | 12 |  |  |  | No | R-410A | 3.875 | Residential & Commercial | Ducted CEE Tier 1
213826690 | Central HP <5.4 tons | AMERICAN STANDARD | HRCU-A-CB (Split System: Heat Pump with Remote Outdoor Unit-Air-Source) | 4A6V7X48A1 |  |  | 4TXCC009DS3 | S9V2C100U4VSB+LRP | 46500 | 17.1 | 8.5 | 40500 | 28400 | 70.12% | 1.8 | 0 | 11.7 |  |  |  | No | R-410A | 3.875 | Residential & Commercial | Ducted CEE Tier 1
211242931 | Central HP <5.4 tons | TEMPSTAR | HRCU-A-CB (Split System: Heat Pump with Remote Outdoor Unit-Air-Source) | DLCURAH24ABK |  |  | EA*4X37L17A* | *96VTN0801716A* | 24600 | 16.5 | 8.5 | 25600 | 21400 | 83.59% | 1.8 | 0 | 10 |  |  |  | No | R-410A | 2.05 | Residential & Commercial | Ducted CEE Tier 1
211242962 | Central HP <5.4 tons | TEMPSTAR | HRCU-A-CB (Split System: Heat Pump with Remote Outdoor Unit-Air-Source) | DLCURAH24ABK |  |  | EA*4X37L17A* | *95ESN0401712A* | 24400 | 15.2 | 8.5 | 26000 | 21600 | 83.08% | 1.78 | 0 | 10 |  |  |  | No | R-410A | 2.0333 | Residential & Commercial | Ducted CEE Tier 1
211243399 | Central HP <5.4 tons | TEMPSTAR | HRCU-A-CB (Split System: Heat Pump with Remote Outdoor Unit-Air-Source) | DLCURAH24ABK |  |  | EA*4X37L21A* | *80VTL0902120A* | 24600 | 17 | 8.5 | 25400 | 21200 | 83.46% | 1.78 | 0 | 10.5 |  |  |  | No | R-410A | 2.05 | Residential & Commercial | Ducted CEE Tier 1
215864697 | Central HP <5.4 tons | TRANE | HRCU-A-CB (Split System: Heat Pump with Remote Outdoor Unit-Air-Source) | 5TWV8X60A1 |  |  | 5TXCC007AS3 | L8V1C100U5VSB+LRP | 53000 | 18.1 | 8.5 | 56000 | 40000 | 71.43% | 2 | 0 | 10 |  |  |  | No | R-454B | 4.4167 | Residential & Commercial | Ducted CEE Tier 1
215864713 | Central HP <5.4 tons | TRANE | HRCU-A-CB (Split System: Heat Pump with Remote Outdoor Unit-Air-Source) | 5TWV8X60A1 |  |  | 5TXCC009AS3 | S9V2C080U5PSC+LRP | 54000 | 18.1 | 8.5 | 55500 | 40000 | 72.07% | 2 | 0 | 10 |  |  |  | No | R-454B | 4.5 | Residential & Commercial | Ducted CEE Tier 1
215864779 | Central HP <5.4 tons | TRANE | HRCU-A-CB (Split System: Heat Pump with Remote Outdoor Unit-Air-Source) | 5TWV8X60A1 |  |  | 5TXCD010AS3 | L8V1C100U5VSB+LRP | 54500 | 18.1 | 8.5 | 55000 | 39500 | 71.82% | 2 | 0 | 10.5 |  |  |  | No | R-454B | 4.5417 | Residential & Commercial | Ducted CEE Tier 1
215865015 | Central HP <5.4 tons | TRANE | HRCU-A-CB (Split System: Heat Pump with Remote Outdoor Unit-Air-Source) | 5TWV8X60A1 |  |  | 5PX*D010AS3 | S9V2D120U5PSC+LRP | 54500 | 18.1 | 8.5 | 55000 | 39500 | 71.82% | 2 | 0 | 10.5 |  |  |  | No | R-454B | 4.5417 | Residential & Commercial | Ducted CEE Tier 1
213194250 | Central HP <5.4 tons | LENNOX | HRCU-A-CB (Split System: Heat Pump with Remote Outdoor Unit-Air-Source) | SL25XPV-024-230A** |  |  | C35-36B+TDR+TXV | EL297UH070XV36B* | 22200 | 23 | 9.2 | 21600 | 20400 | 94.44% | 1.84 | 0 | 14.3 |  |  |  | No | R-410A | 1.85 | Residential & Commercial | Ducted CEE Tier 1
214075315 | Central HP <5.4 tons | RHEEM | HRCU-A-CB (Split System: Heat Pump with Remote Outdoor Unit-Air-Source) | RD17AZ60AJ3N |  |  | RCFZ6024STANM | R951V1005A21UHU | 55000 | 18 | 8.1 | 54000 | 49500 | 91.67% | 1.75 | 0 | 10 |  |  |  | No | R-410A | 4.5833 | Residential & Commercial | Ducted CEE Tier 1
215936433 | Central HP <5.4 tons | TEMPSTAR | HRCU-A-CB (Split System: Heat Pump with Remote Outdoor Unit-Air-Source) | T5H3V36*K*AAA* |  |  | EVD5X49M24A*+WALLCON | *80CSU1002120A* | 35400 | 21.5 | 8.5 | 38500 | 28600 | 74.29% | 2.04 | 0 | 12 |  |  |  | No | R-454B | 2.95 | Residential & Commercial | Ducted CEE Tier 1
211229288 | Central HP <5.4 tons | HEIL | HRCU-A-CB (Split System: Heat Pump with Remote Outdoor Unit-Air-Source) | DLCURAH36ABK |  |  | EA*4X48L24A* | *80ES(N,L)0902420A* | 36000 | 16.5 | 8.5 | 38500 | 34600 | 89.87% | 2.06 | 0 | 10 |  |  |  | No | R-410A | 3 | Residential & Commercial | Ducted CEE Tier 1
211229324 | Central HP <5.4 tons | HEIL | HRCU-A-CB (Split System: Heat Pump with Remote Outdoor Unit-Air-Source) | DLCURAH36ABK |  |  | EA*4X48L24A* | *80ES(N,L)1352420A* | 36200 | 16 | 8.5 | 38500 | 34600 | 89.87% | 2.06 | 0 | 10 |  |  |  | No | R-410A | 3.0167 | Residential & Commercial | Ducted CEE Tier 1
211229363 | Central HP <5.4 tons | HEIL | HRCU-A-CB (Split System: Heat Pump with Remote Outdoor Unit-Air-Source) | DLCURAH36ABK |  |  | EA*4X48L24A* | *80VSL0902420A* | 35800 | 16.5 | 8.5 | 37800 | 34600 | 91.53% | 2.04 | 0 | 10 |  |  |  | No | R-410A | 2.9833 | Residential & Commercial | Ducted CEE Tier 1
211229372 | Central HP <5.4 tons | HEIL | HRCU-A-CB (Split System: Heat Pump with Remote Outdoor Unit-Air-Source) | DLCURAH36ABK |  |  | EA*4X48L24A* | *80VSL1102422A* | 35800 | 16.5 | 8.5 | 37800 | 34600 | 91.53% | 2.04 | 0 | 10 |  |  |  | No | R-410A | 2.9833 | Residential & Commercial | Ducted CEE Tier 1
211229404 | Central HP <5.4 tons | HEIL | HRCU-A-CB (Split System: Heat Pump with Remote Outdoor Unit-Air-Source) | DLCURAH36ABK |  |  | EA*4X48L24A* | *80VTL0902120A* | 35600 | 16.5 | 8.1 | 37800 | 34600 | 91.53% | 2.04 | 0 | 10 |  |  |  | No | R-410A | 2.9667 | Residential & Commercial | Ducted CEE Tier 1
211229597 | Central HP <5.4 tons | HEIL | HRCU-A-CB (Split System: Heat Pump with Remote Outdoor Unit-Air-Source) | DLCURAH36ABK |  |  | EA*4X48L24A* | *96VTN0802120A* | 35600 | 16 | 8.1 | 37800 | 34600 | 91.53% | 2.02 | 0 | 10 |  |  |  | No | R-410A | 2.9667 | Residential & Commercial | Ducted CEE Tier 1
215941584 | Central HP <5.4 tons | CARRIER | HRCU-A-CB (Split System: Heat Pump with Remote Outdoor Unit-Air-Source) | 27VNA348A*030* |  |  | CVAVA4824XMA*+UI | 59TN6C080C21**20 | 44500 | 20 | 8.1 | 52000 | 38000 | 73.08% | 1.9 | 0 | 11 |  |  |  | No | R-454B | 3.7083 | Residential & Commercial | Ducted CEE Tier 1
213296641 | Central HP <5.4 tons | YORK | HRCU-A-CB (Split System: Heat Pump with Remote Outdoor Unit-Air-Source) | HMH72B341 |  |  | XAHB30CXXN1+TXV | Y81E040A12SMPS1 | 31800 | 17 | 8.1 | 32200 | 22600 | 70.19% | 2 | 0 | 10 |  |  |  | No | R-410A | 2.65 | Residential & Commercial | Ducted CEE Tier 1
214389256 | Central HP <5.4 tons | CARRIER | HRCU-A-CB (Split System: Heat Pump with Remote Outdoor Unit-Air-Source) | 25VNA436A*031* |  |  | CNPV*4217AL*+UI | 58TN*B070C17**16 | 33400 | 19 | 9 | 37400 | 26400 | 70.59% | 2 | 0 | 11.7 |  |  |  | No | R-410A | 2.7833 | Residential & Commercial | Ducted CEE Tier 1
212974098 | Central HP <5.4 tons | HEIL | HRCU-A-CB (Split System: Heat Pump with Remote Outdoor Unit-Air-Source) | DLCURAH24ABK |  |  | EA*4X36L21A* | *96VSN0802120B* | 24000 | 17 | 8.5 | 26400 | 23400 | 88.64% | 1.94 | 0 | 10 |  |  |  | No | R-410A | 2 | Residential & Commercial | Ducted CEE Tier 1
212975036 | Central HP <5.4 tons | HEIL | HRCU-A-CB (Split System: Heat Pump with Remote Outdoor Unit-Air-Source) | DLCURAH24ABK |  |  | EN(A,D)4X30L14** | *96VTN0401410B* | 23200 | 15.5 | 8.1 | 25800 | 24200 | 93.8% | 2 | 0 | 10 |  |  |  | No | R-410A | 1.9333 | Residential & Commercial | Ducted CEE Tier 1
212976408 | Central HP <5.4 tons | HEIL | HRCU-A-CB (Split System: Heat Pump with Remote Outdoor Unit-Air-Source) | DLCURAH24ABK |  |  | EA*4X37L21A* | *96VTN0802120B* | 24400 | 17 | 8.5 | 25200 | 21400 | 84.92% | 1.8 | 0 | 10.5 |  |  |  | No | R-410A | 2.0333 | Residential & Commercial | Ducted CEE Tier 1
211241551 | Central HP <5.4 tons | TEMPSTAR | HRCU-A-CB (Split System: Heat Pump with Remote Outdoor Unit-Air-Source) | DLCURAH24ABK |  |  | EA*4X30L17A* | *96VTN0801716A* | 24200 | 16.5 | 8.5 | 26400 | 23000 | 87.12% | 1.9 | 0 | 10 |  |  |  | No | R-410A | 2.0167 | Residential & Commercial | Ducted CEE Tier 1
212989158 | Central HP <5.4 tons | COMFORTMAKER | HRCU-A-CB (Split System: Heat Pump with Remote Outdoor Unit-Air-Source) | DLCURAH24ABK |  |  | EA*4X30L17A* | *95MSU0601716A* | 23600 | 17 | 8.5 | 26400 | 24600 | 93.18% | 2.04 | 0 | 10 |  |  |  | No | R-410A | 1.9667 | Residential & Commercial | Ducted CEE Tier 1
212989206 | Central HP <5.4 tons | COMFORTMAKER | HRCU-A-CB (Split System: Heat Pump with Remote Outdoor Unit-Air-Source) | DLCURAH24ABK |  |  | EA*4X37L21A* | *95MSU0601716A* | 24200 | 17.5 | 8.5 | 25200 | 21600 | 85.71% | 1.82 | 0 | 10.5 |  |  |  | No | R-410A | 2.0167 | Residential & Commercial | Ducted CEE Tier 1
215939714 | Central HP <5.4 tons | CARRIER | HRCU-A-CB (Split System: Heat Pump with Remote Outdoor Unit-Air-Source) | 27VNA336A*030* |  |  | CAA**4821AM*+UI | 59TN6C080C21**20 | 33400 | 20 | 9.5 | 34600 | 26400 | 76.3% | 2.04 | 0 | 11.5 |  |  |  | No | R-454B | 2.7833 | Residential & Commercial | Ducted CEE Tier 1
215940794 | Central HP <5.4 tons | CARRIER | HRCU-A-CB (Split System: Heat Pump with Remote Outdoor Unit-Air-Source) | 27VNA336A*030* |  |  | CVAVA4924XMA*+UI | 59TN7A120C24**22 | 35600 | 22 | 8.5 | 38500 | 28400 | 73.77% | 2.04 | 0 | 12.5 |  |  |  | No | R-454B | 2.9667 | Residential & Commercial | Ducted CEE Tier 1
215942430 | Central HP <5.4 tons | CARRIER | HRCU-A-CB (Split System: Heat Pump with Remote Outdoor Unit-Air-Source) | 27VNA336A*030* |  |  | CVAMA6124XMA*+UI | 58TN*B070C21**20 | 35800 | 22 | 8.5 | 37400 | 28200 | 75.4% | 2.04 | 0 | 12.5 |  |  |  | No | R-454B | 2.9833 | Residential & Commercial | Ducted CEE Tier 1
214389290 | Central HP <5.4 tons | CARRIER | HRCU-A-CB (Split System: Heat Pump with Remote Outdoor Unit-Air-Source) | 25VNA436A*031* |  |  | CNPV*4821AL*+UI | 59MN7C060C17**14 | 33600 | 19 | 9 | 37000 | 26200 | 70.81% | 2 | 0 | 11.7 |  |  |  | No | R-410A | 2.8 | Residential & Commercial | Ducted CEE Tier 1
214389308 | Central HP <5.4 tons | CARRIER | HRCU-A-CB (Split System: Heat Pump with Remote Outdoor Unit-Air-Source) | 25VNA436A*031* |  |  | CNPV*4824AL*+UI | 59MN7C100C21**22 | 33800 | 19.5 | 9 | 36600 | 26000 | 71.04% | 2.04 | 0 | 12.5 |  |  |  | No | R-410A | 2.8167 | Residential & Commercial | Ducted CEE Tier 1
210532937 | Central HP <5.4 tons | BRYANT HEATING AND COOLING SYSTEMS | HRCU-A-CB (Split System: Heat Pump with Remote Outdoor Unit-Air-Source) | 284ANV024*0**B* |  |  | CAP**2417AL*+UI | 83*CA48060C17*** | 23000 | 20 | 10 | 27000 | 20200 | 74.81% | 2.3 | 0 | 12.5 |  |  |  | No | R-410A | 1.9167 | Residential & Commercial | Ducted CEE Tier 1
210532971 | Central HP <5.4 tons | BRYANT HEATING AND COOLING SYSTEMS | HRCU-A-CB (Split System: Heat Pump with Remote Outdoor Unit-Air-Source) | 284ANV024*0**B* |  |  | CAP**3017AL*+UI | 935CA48060C17*** | 23000 | 20 | 10 | 26800 | 20000 | 74.63% | 2.36 | 0 | 12.5 |  |  |  | No | R-410A | 1.9167 | Residential & Commercial | Ducted CEE Tier 1
210533055 | Central HP <5.4 tons | BRYANT HEATING AND COOLING SYSTEMS | HRCU-A-CB (Split System: Heat Pump with Remote Outdoor Unit-Air-Source) | 284ANV024*0**B* |  |  | CNPV*3017AL*+UI | 88*TA48070C17*** | 23200 | 20.5 | 10 | 26800 | 19900 | 74.25% | 2.38 | 0 | 13 |  |  |  | No | R-410A | 1.9333 | Residential & Commercial | Ducted CEE Tier 1
211240873 | Central HP <5.4 tons | TEMPSTAR | HRCU-A-CB (Split System: Heat Pump with Remote Outdoor Unit-Air-Source) | DLCURAH24ABK |  |  | EA*4X25L17A* | *95ESU0401712A* | 24200 | 17 | 8.5 | 25200 | 21600 | 85.71% | 1.8 | 0 | 10 |  |  |  | No | R-410A | 2.0167 | Residential & Commercial | Ducted CEE Tier 1
211240977 | Central HP <5.4 tons | TEMPSTAR | HRCU-A-CB (Split System: Heat Pump with Remote Outdoor Unit-Air-Source) | DLCURAH24ABK |  |  | EA*4X25L17A* | *96VTN0801716A* | 24800 | 17 | 8.5 | 25600 | 21200 | 82.81% | 1.78 | 0 | 10.5 |  |  |  | No | R-410A | 2.0667 | Residential & Commercial | Ducted CEE Tier 1
211241141 | Central HP <5.4 tons | TEMPSTAR | HRCU-A-CB (Split System: Heat Pump with Remote Outdoor Unit-Air-Source) | DLCURAH24ABK |  |  | EA*4X25L17A* | *92ESN0801716A* | 25000 | 17.5 | 8.5 | 25600 | 21000 | 82.03% | 1.78 | 0 | 10.5 |  |  |  | No | R-410A | 2.0833 | Residential & Commercial | Ducted CEE Tier 1
211241174 | Central HP <5.4 tons | TEMPSTAR | HRCU-A-CB (Split System: Heat Pump with Remote Outdoor Unit-Air-Source) | DLCURAH24ABK |  |  | EA*4X25L17A* | *92ESN0401410A* | 24800 | 15.5 | 8.5 | 26000 | 21200 | 81.54% | 1.76 | 0 | 10 |  |  |  | No | R-410A | 2.0667 | Residential & Commercial | Ducted CEE Tier 1
214573741 | Central HP <5.4 tons | AIRQUEST | HRCU-A-CB (Split System: Heat Pump with Remote Outdoor Unit-Air-Source) | HVH837GKA2* |  |  | EA*4X42L21A*+WALLCON | *95CSU0802120B* | 31800 | 17 | 8.5 | 33000 | 24400 | 73.94% | 1.9 | 0 | 11 |  |  |  | No | R-410A | 2.65 | Residential & Commercial | Ducted CEE Tier 1
214573841 | Central HP <5.4 tons | AIRQUEST | HRCU-A-CB (Split System: Heat Pump with Remote Outdoor Unit-Air-Source) | HVH837GKA2* |  |  | EA*4X42L24A*+WALLCON | *96CTN0802120B* | 31800 | 17.5 | 8.5 | 32800 | 24400 | 74.39% | 1.9 | 0 | 11 |  |  |  | No | R-410A | 2.65 | Residential & Commercial | Ducted CEE Tier 1
214573891 | Central HP <5.4 tons | AIRQUEST | HRCU-A-CB (Split System: Heat Pump with Remote Outdoor Unit-Air-Source) | HVH837GKA2* |  |  | EA*4X43L21A*+WALLCON | *97CMN0802120B* | 32800 | 17.5 | 8.5 | 32800 | 25200 | 76.83% | 2 | 0 | 11.5 |  |  |  | No | R-410A | 2.7333 | Residential & Commercial | Ducted CEE Tier 1
214626133 | Central HP <5.4 tons | LENNOX | HRCU-A-CB (Split System: Heat Pump with Remote Outdoor Unit-Air-Source) | SL25XPV-036-230A** |  |  | CK40HT-48C-0*+TDR | SLP99UH110XV60C* | 34000 | 21.2 | 8.5 | 33800 | 26000 | 76.92% | 1.76 | 0 | 13.5 |  |  |  | No | R-410A | 2.8333 | Residential & Commercial | Ducted CEE Tier 1
214626181 | Central HP <5.4 tons | LENNOX | HRCU-A-CB (Split System: Heat Pump with Remote Outdoor Unit-Air-Source) | SL25XPV-036-230A** |  |  | CK40CT-48C-0*+TDR | SL280UH110V60C* | 34000 | 21 | 8.8 | 35400 | 27400 | 77.4% | 1.84 | 0 | 13.5 |  |  |  | No | R-410A | 2.8333 | Residential & Commercial | Ducted CEE Tier 1
214626206 | Central HP <5.4 tons | LENNOX | HRCU-A-CB (Split System: Heat Pump with Remote Outdoor Unit-Air-Source) | SL25XPV-036-230A** |  |  | CK40CT-50/60C-0*+TDR | SL297UH080NV60C* | 33600 | 21 | 8.6 | 34400 | 26600 | 77.33% | 1.8 | 0 | 13.3 |  |  |  | No | R-410A | 2.8 | Residential & Commercial | Ducted CEE Tier 1
215864817 | Central HP <5.4 tons | TRANE | HRCU-A-CB (Split System: Heat Pump with Remote Outdoor Unit-Air-Source) | 5TWV8X48A1 |  |  | 5PX*B006AS3 | S8V2B080M4PDB | 44500 | 18.1 | 8.5 | 46000 | 35200 | 76.52% | 2.1 | 0 | 10 |  |  |  | No | R-454B | 3.7083 | Residential & Commercial | Ducted CEE Tier 1
215864851 | Central HP <5.4 tons | TRANE | HRCU-A-CB (Split System: Heat Pump with Remote Outdoor Unit-Air-Source) | 5TWV8X48A1 |  |  | 5PX*CD09AS3 | S8V2C080M5PDB | 46000 | 18.1 | 8.5 | 45000 | 34800 | 77.33% | 2.1 | 0 | 10.5 |  |  |  | No | R-454B | 3.8333 | Residential & Commercial | Ducted CEE Tier 1
215864869 | Central HP <5.4 tons | TRANE | HRCU-A-CB (Split System: Heat Pump with Remote Outdoor Unit-Air-Source) | 5TWV8X48A1 |  |  | 5PX*D008AS3 | S8V2C100M5PDB | 45500 | 18.1 | 8.5 | 45500 | 35200 | 77.36% | 2.1 | 0 | 10 |  |  |  | No | R-454B | 3.7917 | Residential & Commercial | Ducted CEE Tier 1
213770690 | Central HP <5.4 tons | COMFORTMAKER | HRCU-A-CB (Split System: Heat Pump with Remote Outdoor Unit-Air-Source) | CVH825GKA2* |  |  | EA*4X30L14A*+WALLCON | *80CTL0701412B* | 23400 | 16.5 | 8.1 | 21600 | 16700 | 77.31% | 1.92 | 0 | 11 |  |  |  | No | R-410A | 1.95 | Residential & Commercial | Ducted CEE Tier 1
213770860 | Central HP <5.4 tons | COMFORTMAKER | HRCU-A-CB (Split System: Heat Pump with Remote Outdoor Unit-Air-Source) | CVH825GKA2* |  |  | EA*4X36L17A*+WALLCON | *97CMN0601714B* | 23400 | 16 | 8.1 | 21600 | 16800 | 77.78% | 1.92 | 0 | 10.5 |  |  |  | No | R-410A | 1.95 | Residential & Commercial | Ducted CEE Tier 1
213770910 | Central HP <5.4 tons | COMFORTMAKER | HRCU-A-CB (Split System: Heat Pump with Remote Outdoor Unit-Air-Source) | CVH825GKA2* |  |  | EA*4X36L21A*+WALLCON | *80CTL0451712B* | 23400 | 16 | 8.1 | 21600 | 16800 | 77.78% | 1.92 | 0 | 10.5 |  |  |  | No | R-410A | 1.95 | Residential & Commercial | Ducted CEE Tier 1
213771260 | Central HP <5.4 tons | COMFORTMAKER | HRCU-A-CB (Split System: Heat Pump with Remote Outdoor Unit-Air-Source) | CVH825GKA2* |  |  | EA*4X42L21A*+WALLCON | *80CTL0701716B* | 23800 | 16.5 | 8.1 | 21400 | 16700 | 78.04% | 1.96 | 0 | 10.5 |  |  |  | No | R-410A | 1.9833 | Residential & Commercial | Ducted CEE Tier 1
213771460 | Central HP <5.4 tons | COMFORTMAKER | HRCU-A-CB (Split System: Heat Pump with Remote Outdoor Unit-Air-Source) | CVH825GKA2* |  |  | EA*4X43L21A*+WALLCON | *80CTL0901716B* | 24600 | 17 | 8.5 | 21000 | 16600 | 79.05% | 2.02 | 0 | 11 |  |  |  | No | R-410A | 2.05 | Residential & Commercial | Ducted CEE Tier 1
213771710 | Central HP <5.4 tons | COMFORTMAKER | HRCU-A-CB (Split System: Heat Pump with Remote Outdoor Unit-Air-Source) | CVH825GKA2* |  |  | EA*4X48L24A*+WALLCON | *97CMN1002122B* | 24200 | 16.5 | 8.1 | 21000 | 16500 | 78.57% | 2.02 | 0 | 11 |  |  |  | No | R-410A | 2.0167 | Residential & Commercial | Ducted CEE Tier 1
213770600 | Central HP <5.4 tons | COMFORTMAKER | HRCU-A-CB (Split System: Heat Pump with Remote Outdoor Unit-Air-Source) | CVH825GKA2* |  |  | EA*4X25L17A*+WALLCON | *80CTL0701412B* | 24400 | 16.5 | 8.5 | 21200 | 16600 | 78.3% | 2.02 | 0 | 11 |  |  |  | No | R-410A | 2.0333 | Residential & Commercial | Ducted CEE Tier 1
213770610 | Central HP <5.4 tons | COMFORTMAKER | HRCU-A-CB (Split System: Heat Pump with Remote Outdoor Unit-Air-Source) | CVH825GKA2* |  |  | EA*4X25L17A*+WALLCON | *80CTL0701716B* | 24400 | 16.5 | 8.1 | 21200 | 16700 | 78.77% | 2.02 | 0 | 11 |  |  |  | No | R-410A | 2.0333 | Residential & Commercial | Ducted CEE Tier 1
213771650 | Central HP <5.4 tons | COMFORTMAKER | HRCU-A-CB (Split System: Heat Pump with Remote Outdoor Unit-Air-Source) | CVH825GKA2* |  |  | EA*4X48L21A*+WALLCON | *96CTN0601714B* | 24000 | 16.5 | 8.1 | 21000 | 16600 | 79.05% | 2 | 0 | 10.5 |  |  |  | No | R-410A | 2 | Residential & Commercial | Ducted CEE Tier 1
211229556 | Central HP <5.4 tons | HEIL | HRCU-A-CB (Split System: Heat Pump with Remote Outdoor Unit-Air-Source) | DLCURAH36ABK |  |  | EA*4X48L24A* | *96VSN1202422A* | 35800 | 16 | 8.5 | 38500 | 34600 | 89.87% | 2.04 | 0 | 10 |  |  |  | No | R-410A | 2.9833 | Residential & Commercial | Ducted CEE Tier 1
211229974 | Central HP <5.4 tons | HEIL | HRCU-A-CB (Split System: Heat Pump with Remote Outdoor Unit-Air-Source) | DLCURAH36ABK |  |  | EN(A,D,W)4X48L21** | *80ES(N,L)1102120A* | 36200 | 16.5 | 8.1 | 38500 | 34800 | 90.39% | 2.02 | 0 | 10.5 |  |  |  | No | R-410A | 3.0167 | Residential & Commercial | Ducted CEE Tier 1
211230033 | Central HP <5.4 tons | HEIL | HRCU-A-CB (Split System: Heat Pump with Remote Outdoor Unit-Air-Source) | DLCURAH36ABK |  |  | EN(A,D,W)4X48L21** | *80ESU0601716A | 35600 | 16.5 | 8.1 | 38500 | 34800 | 90.39% | 2 | 0 | 10 |  |  |  | No | R-410A | 2.9667 | Residential & Commercial | Ducted CEE Tier 1
211230265 | Central HP <5.4 tons | HEIL | HRCU-A-CB (Split System: Heat Pump with Remote Outdoor Unit-Air-Source) | DLCURAH36ABK |  |  | EN(A,D,W)4X48L21** | *95ESU0601716A* | 35800 | 16 | 8.1 | 38500 | 34800 | 90.39% | 2 | 0 | 10 |  |  |  | No | R-410A | 2.9833 | Residential & Commercial | Ducted CEE Tier 1
211230458 | Central HP <5.4 tons | HEIL | HRCU-A-CB (Split System: Heat Pump with Remote Outdoor Unit-Air-Source) | DLCURAH36ABK |  |  | EN(A,D)4X48L24** | *80ES(N,L)1102120A* | 36200 | 16.5 | 8.1 | 38500 | 34800 | 90.39% | 2.02 | 0 | 10.5 |  |  |  | No | R-410A | 3.0167 | Residential & Commercial | Ducted CEE Tier 1
213607802 | Central HP <5.4 tons | COMFORTMAKER | HRCU-A-CB (Split System: Heat Pump with Remote Outdoor Unit-Air-Source) | DLCURAH48ABK |  |  | FTMA4B60L0D* |  | 48500 | 17 | 8.5 | 48500 | 34000 | 70.1% | 2.02 | 0 | 10 |  |  |  | No | R-410A | 4.0417 | Residential & Commercial | Ducted CEE Tier 1
213771240 | Central HP <5.4 tons | COMFORTMAKER | HRCU-A-CB (Split System: Heat Pump with Remote Outdoor Unit-Air-Source) | CVH825GKA2* |  |  | EA*4X37L21A*+WALLCON | *96CTN1002122B* | 24400 | 16.5 | 8.5 | 21200 | 16600 | 78.3% | 2.04 | 0 | 11 |  |  |  | No | R-410A | 2.0333 | Residential & Commercial | Ducted CEE Tier 1
213771270 | Central HP <5.4 tons | COMFORTMAKER | HRCU-A-CB (Split System: Heat Pump with Remote Outdoor Unit-Air-Source) | CVH825GKA2* |  |  | EA*4X42L21A*+WALLCON | *80CTL0901716B* | 23800 | 16.5 | 8.1 | 21400 | 16600 | 77.57% | 1.96 | 0 | 10.5 |  |  |  | No | R-410A | 1.9833 | Residential & Commercial | Ducted CEE Tier 1
213772360 | Central HP <5.4 tons | COMFORTMAKER | HRCU-A-CB (Split System: Heat Pump with Remote Outdoor Unit-Air-Source) | CVH825GKA2* |  |  | EHD4X42AAL+WALLCON | *97CMN1002122B* | 24200 | 16 | 8.1 | 21400 | 16600 | 77.57% | 2 | 0 | 10.5 |  |  |  | No | R-410A | 2.0167 | Residential & Commercial | Ducted CEE Tier 1
213772490 | Central HP <5.4 tons | COMFORTMAKER | HRCU-A-CB (Split System: Heat Pump with Remote Outdoor Unit-Air-Source) | CVH825GKA2* |  |  | EHD4X48AAL+WALLCON | *80CTL1352422B* | 24200 | 16 | 8.1 | 21200 | 16600 | 78.3% | 2.02 | 0 | 11 |  |  |  | No | R-410A | 2.0167 | Residential & Commercial | Ducted CEE Tier 1
214573991 | Central HP <5.4 tons | AIRQUEST | HRCU-A-CB (Split System: Heat Pump with Remote Outdoor Unit-Air-Source) | HVH837GKA2* |  |  | EA*4X48L24A*+WALLCON | *95CSU1002122B* | 32400 | 17.5 | 8.5 | 32200 | 24800 | 77.02% | 2 | 0 | 11.5 |  |  |  | No | R-410A | 2.7 | Residential & Commercial | Ducted CEE Tier 1
211241058 | Central HP <5.4 tons | HEIL | HRCU-A-CB (Split System: Heat Pump with Remote Outdoor Unit-Air-Source) | DLCURAH24ABK |  |  | EA*4X25L17A* | *96VTN0601714A* | 24600 | 16.5 | 8.5 | 25400 | 21400 | 84.25% | 1.78 | 0 | 10 |  |  |  | No | R-410A | 2.05 | Residential & Commercial | Ducted CEE Tier 1
211241127 | Central HP <5.4 tons | HEIL | HRCU-A-CB (Split System: Heat Pump with Remote Outdoor Unit-Air-Source) | DLCURAH24ABK |  |  | EA*4X25L17A* | *92ESN0601714A* | 25000 | 17 | 8.5 | 25600 | 21000 | 82.03% | 1.78 | 0 | 10.5 |  |  |  | No | R-410A | 2.0833 | Residential & Commercial | Ducted CEE Tier 1
211242146 | Central HP <5.4 tons | COMFORTMAKER | HRCU-A-CB (Split System: Heat Pump with Remote Outdoor Unit-Air-Source) | DLCURAH24ABK |  |  | EA*4X36L17A* | *92ESN0801716A* | 24400 | 17 | 8.5 | 26200 | 22400 | 85.5% | 1.86 | 0 | 10 |  |  |  | No | R-410A | 2.0333 | Residential & Commercial | Ducted CEE Tier 1
211242295 | Central HP <5.4 tons | COMFORTMAKER | HRCU-A-CB (Split System: Heat Pump with Remote Outdoor Unit-Air-Source) | DLCURAH24ABK |  |  | EA*4X36L21A* | *96VSN1002120A* | 24000 | 17 | 8.5 | 26000 | 22800 | 87.69% | 1.9 | 0 | 10 |  |  |  | No | R-410A | 2 | Residential & Commercial | Ducted CEE Tier 1
211244664 | Central HP <5.4 tons | AIRQUEST | HRCU-A-CB (Split System: Heat Pump with Remote Outdoor Unit-Air-Source) | DLCURAH24ABK |  |  | EN(A,D)4X30L17** | *96VTN0601714A* | 24000 | 16.5 | 8.1 | 26200 | 23200 | 88.55% | 1.92 | 0 | 10 |  |  |  | No | R-410A | 2 | Residential & Commercial | Ducted CEE Tier 1
212980579 | Central HP <5.4 tons | COMFORTMAKER | HRCU-A-CB (Split System: Heat Pump with Remote Outdoor Unit-Air-Source) | DLCURAH24ABK |  |  | EA*4X36L21A* | *80MS(N,L)0902120A* | 23800 | 17.5 | 8.5 | 26200 | 23800 | 90.84% | 1.98 | 0 | 10 |  |  |  | No | R-410A | 1.9833 | Residential & Commercial | Ducted CEE Tier 1
210599274 | Central HP <5.4 tons | HEIL | HRCU-A-CB (Split System: Heat Pump with Remote Outdoor Unit-Air-Source) | HVH837GKA** |  |  | EA*4X61L24A*+WALLCON | *80CTL0902120A* | 33200 | 18 | 8.5 | 32000 | 24800 | 77.5% | 2 | 0 | 12 |  |  |  | No | R-410A | 2.7667 | Residential & Commercial | Ducted CEE Tier 1
212978791 | Central HP <5.4 tons | DAY & NIGHT | HRCU-A-CB (Split System: Heat Pump with Remote Outdoor Unit-Air-Source) | DLCURAH18ABK |  |  | EN(A,D)4X24L17** | *80MS(N,L)0701712A* | 17400 | 16.5 | 8.5 | 18400 | 19200 | 104.3% | 2.32 | 0 | 11 |  |  |  | No | R-410A | 1.45 | Residential & Commercial | Ducted CEE Tier 1
212978802 | Central HP <5.4 tons | DAY & NIGHT | HRCU-A-CB (Split System: Heat Pump with Remote Outdoor Unit-Air-Source) | DLCURAH18ABK |  |  | EN(A,D)4X30L17** | *80MS(N,L)0701712A* | 17700 | 16.5 | 8.1 | 18200 | 18600 | 102.2% | 2.24 | 0 | 11 |  |  |  | No | R-410A | 1.475 | Residential & Commercial | Ducted CEE Tier 1
211261775 | Central HP <5.4 tons | TEMPSTAR | HRCU-A-CB (Split System: Heat Pump with Remote Outdoor Unit-Air-Source) | DLCURAH18ABK |  |  | EA*4X30L17A* | *80VTL0451412A* | 17800 | 16.5 | 8.5 | 18300 | 18500 | 101.1% | 2.22 | 0 | 10.5 |  |  |  | No | R-410A | 1.4833 | Residential & Commercial | Ducted CEE Tier 1
213771050 | Central HP <5.4 tons | COMFORTMAKER | HRCU-A-CB (Split System: Heat Pump with Remote Outdoor Unit-Air-Source) | CVH825GKA2* |  |  | EA*4X37L17A*+WALLCON | *80CTL0701716B* | 24200 | 16.5 | 8.1 | 21400 | 16700 | 78.04% | 2 | 0 | 11 |  |  |  | No | R-410A | 2.0167 | Residential & Commercial | Ducted CEE Tier 1
213771200 | Central HP <5.4 tons | COMFORTMAKER | HRCU-A-CB (Split System: Heat Pump with Remote Outdoor Unit-Air-Source) | CVH825GKA2* |  |  | EA*4X37L21A*+WALLCON | *97CMN0801714B* | 24400 | 16.5 | 8.1 | 21200 | 16700 | 78.77% | 2.02 | 0 | 11 |  |  |  | No | R-410A | 2.0333 | Residential & Commercial | Ducted CEE Tier 1
213771400 | Central HP <5.4 tons | COMFORTMAKER | HRCU-A-CB (Split System: Heat Pump with Remote Outdoor Unit-Air-Source) | CVH825GKA2* |  |  | EA*4X42L24A*+WALLCON | *97CMN1002122B* | 23800 | 16.5 | 8.1 | 21400 | 16600 | 77.57% | 1.96 | 0 | 11 |  |  |  | No | R-410A | 1.9833 | Residential & Commercial | Ducted CEE Tier 1
215434358 | Central HP <5.4 tons | DAIKIN | HRCU-A-CB (Split System: Heat Pump with Remote Outdoor Unit-Air-Source) | DH7VSA4810A* |  |  | CA*EA6030*3A* | D*96TC1005DNA* | 45500 | 16.5 | 8.8 | 47000 | 33600 | 71.49% | 2 | 0 | 10 |  |  |  | No | R-32 | 3.7917 | Residential & Commercial | Ducted CEE Tier 1
215434377 | Central HP <5.4 tons | DAIKIN | HRCU-A-CB (Split System: Heat Pump with Remote Outdoor Unit-Air-Source) | DH7VSA4810A* |  |  | CHPEA6030*3A* | D*80TC1005C*A* | 45500 | 16.5 | 8.5 | 46500 | 33600 | 72.26% | 2 | 0 | 10 |  |  |  | No | R-32 | 3.7917 | Residential & Commercial | Ducted CEE Tier 1
213770500 | Central HP <5.4 tons | COMFORTMAKER | HRCU-A-CB (Split System: Heat Pump with Remote Outdoor Unit-Air-Source) | CVH825GKA2* |  |  | EA*4X24L17A*+WALLCON | *80CTL0701412B* | 23400 | 16.5 | 8.1 | 22000 | 16800 | 76.36% | 1.9 | 0 | 10.5 |  |  |  | No | R-410A | 1.95 | Residential & Commercial | Ducted CEE Tier 1
211244923 | Central HP <5.4 tons | AIRQUEST | HRCU-A-CB (Split System: Heat Pump with Remote Outdoor Unit-Air-Source) | DLCURAH24ABK |  |  | EN(A,D,W)4X36L17** | *80ES(N,L)0701716A* | 24800 | 16 | 8.1 | 26800 | 22200 | 82.84% | 1.82 | 0 | 10.5 |  |  |  | No | R-410A | 2.0667 | Residential & Commercial | Ducted CEE Tier 1
211245191 | Central HP <5.4 tons | AIRQUEST | HRCU-A-CB (Split System: Heat Pump with Remote Outdoor Unit-Air-Source) | DLCURAH24ABK |  |  | EN(A,D,W)4X36L17** | *95ESN0601714A* | 24600 | 16 | 8.1 | 26600 | 22400 | 84.21% | 1.84 | 0 | 10 |  |  |  | No | R-410A | 2.05 | Residential & Commercial | Ducted CEE Tier 1
211244698 | Central HP <5.4 tons | AIRQUEST | HRCU-A-CB (Split System: Heat Pump with Remote Outdoor Unit-Air-Source) | DLCURAH24ABK |  |  | EN(A,D)4X30L17** | *80ES(N,L)0701712A* | 24400 | 16.5 | 8.1 | 26400 | 22600 | 85.61% | 1.88 | 0 | 10.5 |  |  |  | No | R-410A | 2.0333 | Residential & Commercial | Ducted CEE Tier 1
211244755 | Central HP <5.4 tons | AIRQUEST | HRCU-A-CB (Split System: Heat Pump with Remote Outdoor Unit-Air-Source) | DLCURAH24ABK |  |  | EN(A,D)4X30L17** | *95ESN0601714A* | 24600 | 16 | 8.1 | 26600 | 22400 | 84.21% | 1.84 | 0 | 10 |  |  |  | No | R-410A | 2.05 | Residential & Commercial | Ducted CEE Tier 1
210692307 | Central HP <5.4 tons | DAIKIN | HRCU-A-CB (Split System: Heat Pump with Remote Outdoor Unit-Air-Source) | DZ9VCA3610A* |  |  | CA*F3743*6D*+TXV | D*80VC1005C*A* | 33600 | 19 | 8.2 | 34000 | 24400 | 71.76% | 1.8 | 0 | 12 |  |  |  | No | R-410A | 2.8 | Residential & Commercial | Ducted CEE Tier 1
210692327 | Central HP <5.4 tons | DAIKIN | HRCU-A-CB (Split System: Heat Pump with Remote Outdoor Unit-Air-Source) | DZ9VCA3610A* |  |  | CHPF3642C6C*+TXV | D*80VC0805C*A* | 33400 | 18 | 8.2 | 34000 | 24400 | 71.76% | 1.8 | 0 | 11 |  |  |  | No | R-410A | 2.7833 | Residential & Commercial | Ducted CEE Tier 1
211242729 | Central HP <5.4 tons | AIRQUEST | HRCU-A-CB (Split System: Heat Pump with Remote Outdoor Unit-Air-Source) | DLCURAH24ABK |  |  | EA*4X36L21A* | OLV098A12* | 23400 | 16.5 | 8.5 | 25600 | 23800 | 92.97% | 1.98 | 0 | 10 |  |  |  | No | R-410A | 1.95 | Residential & Commercial | Ducted CEE Tier 1
211242512 | Central HP <5.4 tons | COMFORTMAKER | HRCU-A-CB (Split System: Heat Pump with Remote Outdoor Unit-Air-Source) | DLCURAH24ABK |  |  | EA*4X36L21A* | *96VTN0601714A* | 24000 | 16.5 | 8.5 | 26000 | 22800 | 87.69% | 1.88 | 0 | 10 |  |  |  | No | R-410A | 2 | Residential & Commercial | Ducted CEE Tier 1
214626215 | Central HP <5.4 tons | LENNOX | HRCU-A-CB (Split System: Heat Pump with Remote Outdoor Unit-Air-Source) | SL25XPV-048-230A** |  |  | CK40HT-51/61C-0*+TDR | EL297UH090XV48C* | 44500 | 20.6 | 9.2 | 45500 | 37600 | 82.64% | 1.8 | 0 | 12 |  |  |  | No | R-410A | 3.7083 | Residential & Commercial | Ducted CEE Tier 1
215433911 | Central HP <5.4 tons | DAIKIN | HRCU-A-CB (Split System: Heat Pump with Remote Outdoor Unit-Air-Source) | DH7VSA3610A* |  |  | CA*EA4830*3A*+MBVK20DP1X00A* |  | 35000 | 19 | 8.5 | 35000 | 28400 | 81.14% | 2 | 0 | 10.5 |  |  |  | No | R-32 | 2.9167 | Residential & Commercial | Ducted CEE Tier 1
215434362 | Central HP <5.4 tons | DAIKIN | HRCU-A-CB (Split System: Heat Pump with Remote Outdoor Unit-Air-Source) | DH7VSA4810A* |  |  | CHPEA4830*3A* | D*80TC0804C*A* | 45500 | 16.5 | 8.5 | 46000 | 33600 | 73.04% | 2 | 0 | 10 |  |  |  | No | R-32 | 3.7917 | Residential & Commercial | Ducted CEE Tier 1
215434364 | Central HP <5.4 tons | DAIKIN | HRCU-A-CB (Split System: Heat Pump with Remote Outdoor Unit-Air-Source) | DH7VSA4810A* |  |  | CHPEA4830*3A* | D*80TC1005C*A* | 45500 | 16.5 | 8.5 | 46000 | 33600 | 73.04% | 2 | 0 | 10 |  |  |  | No | R-32 | 3.7917 | Residential & Commercial | Ducted CEE Tier 1
215434373 | Central HP <5.4 tons | DAIKIN | HRCU-A-CB (Split System: Heat Pump with Remote Outdoor Unit-Air-Source) | DH7VSA4810A* |  |  | CHPEA4830*3A* | D*97MC1205DNA* | 45500 | 16.5 | 8.5 | 46000 | 33600 | 73.04% | 2 | 0 | 10 |  |  |  | No | R-32 | 3.7917 | Residential & Commercial | Ducted CEE Tier 1
213770870 | Central HP <5.4 tons | COMFORTMAKER | HRCU-A-CB (Split System: Heat Pump with Remote Outdoor Unit-Air-Source) | CVH825GKA2* |  |  | EA*4X36L17A*+WALLCON | *97CMN0801714B* | 23400 | 16.5 | 8.1 | 21600 | 16700 | 77.31% | 1.94 | 0 | 10.5 |  |  |  | No | R-410A | 1.95 | Residential & Commercial | Ducted CEE Tier 1
215434354 | Central HP <5.4 tons | DAIKIN | HRCU-A-CB (Split System: Heat Pump with Remote Outdoor Unit-Air-Source) | DH7VSA4810A* |  |  | CA*EA6030*3A* | D*96TC1005CNA* | 45500 | 16.2 | 8.8 | 47000 | 33600 | 71.49% | 2 | 0 | 10 |  |  |  | No | R-32 | 3.7917 | Residential & Commercial | Ducted CEE Tier 1
215434379 | Central HP <5.4 tons | DAIKIN | HRCU-A-CB (Split System: Heat Pump with Remote Outdoor Unit-Air-Source) | DH7VSA4810A* |  |  | CHPEA6030*3A* | D*96TC0804CNA* | 45500 | 16.2 | 8.5 | 46500 | 33600 | 72.26% | 2 | 0 | 10 |  |  |  | No | R-32 | 3.7917 | Residential & Commercial | Ducted CEE Tier 1
212975436 | Central HP <5.4 tons | DAY & NIGHT | HRCU-A-CB (Split System: Heat Pump with Remote Outdoor Unit-Air-Source) | DLCURAH18ABK |  |  | EA*4X30L17A* | *96VTN0601412B* | 17400 | 16.5 | 8.5 | 18000 | 18700 | 103.9% | 2.26 | 0 | 10.5 |  |  |  | No | R-410A | 1.45 | Residential & Commercial | Ducted CEE Tier 1
212977760 | Central HP <5.4 tons | DAY & NIGHT | HRCU-A-CB (Split System: Heat Pump with Remote Outdoor Unit-Air-Source) | DLCURAH18ABK |  |  | EA*4X30L14A* | *80MS(N,L)0451412A* | 17600 | 16.5 | 8.5 | 18100 | 18700 | 103.3% | 2.24 | 0 | 10.5 |  |  |  | No | R-410A | 1.4667 | Residential & Commercial | Ducted CEE Tier 1
215864464 | Central HP <5.4 tons | AMERICAN STANDARD | HRCU-A-CB (Split System: Heat Pump with Remote Outdoor Unit-Air-Source) | 5A6V8X24A1 |  |  | 5TXCB003AS3 | S9V2B040U3VSB+LRP | 21400 | 18.1 | 8.5 | 24400 | 18900 | 77.46% | 2.1 | 0 | 11.2 |  |  |  | No | R-454B | 1.7833 | Residential & Commercial | Ducted CEE Tier 1
212970012 | Central HP <5.4 tons | HEIL | HRCU-A-CB (Split System: Heat Pump with Remote Outdoor Unit-Air-Source) | DLCURAH18ABK |  |  | EN(A,D)4X24L17** | *80VSL0701716B* | 17700 | 16 | 8.5 | 18700 | 19100 | 102.1% | 2.3 | 0 | 11 |  |  |  | No | R-410A | 1.475 | Residential & Commercial | Ducted CEE Tier 1
212970949 | Central HP <5.4 tons | HEIL | HRCU-A-CB (Split System: Heat Pump with Remote Outdoor Unit-Air-Source) | DLCURAH18ABK |  |  | EN(A,D)4X30L14** | *80VTL0451412B* | 17400 | 16.5 | 8.1 | 17900 | 18600 | 103.9% | 2.24 | 0 | 11 |  |  |  | No | R-410A | 1.45 | Residential & Commercial | Ducted CEE Tier 1
212973658 | Central HP <5.4 tons | HEIL | HRCU-A-CB (Split System: Heat Pump with Remote Outdoor Unit-Air-Source) | DLCURAH18ABK |  |  | EA*4X19L17A* | *96VSN0801716B* | 17700 | 16.5 | 8.1 | 17700 | 17900 | 101.1% | 2.16 | 0 | 10.5 |  |  |  | No | R-410A | 1.475 | Residential & Commercial | Ducted CEE Tier 1
214389399 | Central HP <5.4 tons | CARRIER | HRCU-A-CB (Split System: Heat Pump with Remote Outdoor Unit-Air-Source) | 25VNA436A*031* |  |  | CNPV*3621AL*+UI | 59TN6C060C17**14 | 32400 | 18 | 9 | 39000 | 27400 | 70.26% | 1.9 | 0 | 11 |  |  |  | No | R-410A | 2.7 | Residential & Commercial | Ducted CEE Tier 1
211242679 | Central HP <5.4 tons | COMFORTMAKER | HRCU-A-CB (Split System: Heat Pump with Remote Outdoor Unit-Air-Source) | DLCURAH24ABK |  |  | EA*4X36L21A* | *95ESN0801716A* | 24800 | 15.5 | 8.5 | 26800 | 22000 | 82.09% | 1.8 | 0 | 10 |  |  |  | No | R-410A | 2.0667 | Residential & Commercial | Ducted CEE Tier 1
211243032 | Central HP <5.4 tons | COMFORTMAKER | HRCU-A-CB (Split System: Heat Pump with Remote Outdoor Unit-Air-Source) | DLCURAH24ABK |  |  | EA*4X37L17A* | *80ES(N,L)0451712A* | 24600 | 16.5 | 8.5 | 25600 | 21600 | 84.38% | 1.8 | 0 | 10 |  |  |  | No | R-410A | 2.05 | Residential & Commercial | Ducted CEE Tier 1
211243666 | Central HP <5.4 tons | COMFORTMAKER | HRCU-A-CB (Split System: Heat Pump with Remote Outdoor Unit-Air-Source) | DLCURAH24ABK |  |  | EA*4X37L21A* | OMV098J12* | 24400 | 17 | 8.5 | 25200 | 21200 | 84.13% | 1.78 | 0 | 10 |  |  |  | No | R-410A | 2.0333 | Residential & Commercial | Ducted CEE Tier 1
211243915 | Central HP <5.4 tons | COMFORTMAKER | HRCU-A-CB (Split System: Heat Pump with Remote Outdoor Unit-Air-Source) | DLCURAH24ABK |  |  | EN(A,D)4X24L17** | *80ES(N,L)0701716A* | 24400 | 15.5 | 8.5 | 27400 | 22400 | 81.75% | 1.84 | 0 | 10 |  |  |  | No | R-410A | 2.0333 | Residential & Commercial | Ducted CEE Tier 1
211243132 | Central HP <5.4 tons | AIRQUEST | HRCU-A-CB (Split System: Heat Pump with Remote Outdoor Unit-Air-Source) | DLCURAH24ABK |  |  | EA*4X37L17A* | *92ESN0401712A* | 24200 | 16 | 8.1 | 25400 | 22000 | 86.61% | 1.82 | 0 | 10 |  |  |  | No | R-410A | 2.0167 | Residential & Commercial | Ducted CEE Tier 1
211243183 | Central HP <5.4 tons | AIRQUEST | HRCU-A-CB (Split System: Heat Pump with Remote Outdoor Unit-Air-Source) | DLCURAH24ABK |  |  | EA*4X37L17A* | OMV112K14A | 24800 | 16 | 8.5 | 25800 | 21400 | 82.95% | 1.78 | 0 | 10 |  |  |  | No | R-410A | 2.0667 | Residential & Commercial | Ducted CEE Tier 1
211243682 | Central HP <5.4 tons | AIRQUEST | HRCU-A-CB (Split System: Heat Pump with Remote Outdoor Unit-Air-Source) | DLCURAH24ABK |  |  | EA*4X37L21A* | OMV112K14A | 25000 | 16 | 8.5 | 25600 | 21000 | 82.03% | 1.76 | 0 | 10 |  |  |  | No | R-410A | 2.0833 | Residential & Commercial | Ducted CEE Tier 1
211230494 | Central HP <5.4 tons | HEIL | HRCU-A-CB (Split System: Heat Pump with Remote Outdoor Unit-Air-Source) | DLCURAH36ABK |  |  | EN(A,D)4X48L24** | *80ES(N,L)1552420A* | 37200 | 16 | 8.1 | 39500 | 35000 | 88.61% | 2.08 | 0 | 10.5 |  |  |  | No | R-410A | 3.1 | Residential & Commercial | Ducted CEE Tier 1
211230633 | Central HP <5.4 tons | HEIL | HRCU-A-CB (Split System: Heat Pump with Remote Outdoor Unit-Air-Source) | DLCURAH36ABK |  |  | EN(A,D)4X48L24** | *92ESN1202420A* | 36400 | 16 | 8.1 | 38500 | 34800 | 90.39% | 2.04 | 0 | 10.5 |  |  |  | No | R-410A | 3.0333 | Residential & Commercial | Ducted CEE Tier 1
211230844 | Central HP <5.4 tons | HEIL | HRCU-A-CB (Split System: Heat Pump with Remote Outdoor Unit-Air-Source) | DLCURAH36ABK |  |  | FEM4X42**BL |  | 37000 | 16 | 8.1 | 38500 | 34800 | 90.39% | 2 | 0 | 10 |  |  |  | No | R-410A | 3.0833 | Residential & Commercial | Ducted CEE Tier 1
215941614 | Central HP <5.4 tons | CARRIER | HRCU-A-CB (Split System: Heat Pump with Remote Outdoor Unit-Air-Source) | 27VNA348A*030* |  |  | CVAVA4824XMA*+UI | 59TN7A120C24**22 | 45000 | 20.5 | 8.1 | 52000 | 38000 | 73.08% | 1.9 | 0 | 11 |  |  |  | No | R-454B | 3.75 | Residential & Commercial | Ducted CEE Tier 1
215941764 | Central HP <5.4 tons | CARRIER | HRCU-A-CB (Split System: Heat Pump with Remote Outdoor Unit-Air-Source) | 27VNA348A*030* |  |  | CVAVA6121XMA*+UI | 59TN6C080C21**20 | 46000 | 20.5 | 8.1 | 53500 | 38500 | 71.96% | 1.95 | 0 | 11.5 |  |  |  | No | R-454B | 3.8333 | Residential & Commercial | Ducted CEE Tier 1
214229438 | Central HP <5.4 tons | HEIL | HRCU-A-CB (Split System: Heat Pump with Remote Outdoor Unit-Air-Source) | DLCURAH36ABK |  |  | EA*4X48L24A* | *80MSU1002120A* | 35600 | 16 | 8.5 | 38000 | 34600 | 91.05% | 2.04 | 0 | 10 |  |  |  | No | R-410A | 2.9667 | Residential & Commercial | Ducted CEE Tier 1
214253221 | Central HP <5.4 tons | TRANE | HRCU-A-CB (Split System: Heat Pump with Remote Outdoor Unit-Air-Source) | 4TWV0X60A1 |  |  | 4TXCD010DS3 | S8V2D120M5PDB | 54000 | 19 | 8.2 | 52000 | 39500 | 75.96% | 1.8 | 0 | 11.7 |  |  |  | No | R-410A | 4.5 | Residential & Commercial | Ducted CEE Tier 1
215941574 | Central HP <5.4 tons | CARRIER | HRCU-A-CB (Split System: Heat Pump with Remote Outdoor Unit-Air-Source) | 27VNA348A*030* |  |  | CVAVA4821XMA*+UI | 59TN7A100C21**22 | 44500 | 20 | 8.1 | 52000 | 38500 | 74.04% | 2 | 0 | 11 |  |  |  | No | R-454B | 3.7083 | Residential & Commercial | Ducted CEE Tier 1
213770490 | Central HP <5.4 tons | COMFORTMAKER | HRCU-A-CB (Split System: Heat Pump with Remote Outdoor Unit-Air-Source) | CVH825GKA2* |  |  | EA*4X24L17A*+WALLCON | *80CTL0451712B* | 23200 | 16 | 8.1 | 22000 | 16900 | 76.82% | 1.88 | 0 | 10.5 |  |  |  | No | R-410A | 1.9333 | Residential & Commercial | Ducted CEE Tier 1
213770590 | Central HP <5.4 tons | COMFORTMAKER | HRCU-A-CB (Split System: Heat Pump with Remote Outdoor Unit-Air-Source) | CVH825GKA2* |  |  | EA*4X25L17A*+WALLCON | *80CTL0451712B* | 24200 | 16.5 | 8.1 | 21400 | 16800 | 78.5% | 2 | 0 | 11 |  |  |  | No | R-410A | 2.0167 | Residential & Commercial | Ducted CEE Tier 1
211244401 | Central HP <5.4 tons | AIRQUEST | HRCU-A-CB (Split System: Heat Pump with Remote Outdoor Unit-Air-Source) | DLCURAH24ABK |  |  | EN(A,D)4X30L14** | *80ES(N,L)0701412A* | 24200 | 16.5 | 8.1 | 26200 | 23000 | 87.79% | 1.9 | 0 | 10.5 |  |  |  | No | R-410A | 2.0167 | Residential & Commercial | Ducted CEE Tier 1
211244570 | Central HP <5.4 tons | AIRQUEST | HRCU-A-CB (Split System: Heat Pump with Remote Outdoor Unit-Air-Source) | DLCURAH24ABK |  |  | EN(A,D)4X30L17** | *96VTN0401712A* | 23400 | 16 | 8.1 | 25800 | 24000 | 93.02% | 1.98 | 0 | 10 |  |  |  | No | R-410A | 1.95 | Residential & Commercial | Ducted CEE Tier 1
211244902 | Central HP <5.4 tons | AIRQUEST | HRCU-A-CB (Split System: Heat Pump with Remote Outdoor Unit-Air-Source) | DLCURAH24ABK |  |  | EN(A,D,W)4X36L17** | *96VSN0801716A* | 24200 | 16.5 | 8.1 | 26200 | 23000 | 87.79% | 1.9 | 0 | 10.5 |  |  |  | No | R-410A | 2.0167 | Residential & Commercial | Ducted CEE Tier 1
211244183 | Central HP <5.4 tons | COMFORTMAKER | HRCU-A-CB (Split System: Heat Pump with Remote Outdoor Unit-Air-Source) | DLCURAH24ABK |  |  | EN(A,D)4X24L17** | *95ESN0601714A* | 24200 | 15.5 | 8.5 | 27200 | 22800 | 83.82% | 1.86 | 0 | 10 |  |  |  | No | R-410A | 2.0167 | Residential & Commercial | Ducted CEE Tier 1
211244249 | Central HP <5.4 tons | COMFORTMAKER | HRCU-A-CB (Split System: Heat Pump with Remote Outdoor Unit-Air-Source) | DLCURAH24ABK |  |  | EN(A,D)4X24L17** | OMV098J12* | 23400 | 16 | 8.5 | 26600 | 24000 | 90.23% | 1.98 | 0 | 10 |  |  |  | No | R-410A | 1.95 | Residential & Commercial | Ducted CEE Tier 1
211244267 | Central HP <5.4 tons | COMFORTMAKER | HRCU-A-CB (Split System: Heat Pump with Remote Outdoor Unit-Air-Source) | DLCURAH24ABK |  |  | EN(A,D)4X24L17** | OMV112K14A | 23800 | 15.2 | 8.5 | 27000 | 23200 | 85.93% | 1.9 | 0 | 10 |  |  |  | No | R-410A | 1.9833 | Residential & Commercial | Ducted CEE Tier 1
211244369 | Central HP <5.4 tons | COMFORTMAKER | HRCU-A-CB (Split System: Heat Pump with Remote Outdoor Unit-Air-Source) | DLCURAH24ABK |  |  | EN(A,D)4X30L14** | *80ES(N,L)0451412A* | 24400 | 16 | 8.1 | 26600 | 22600 | 84.96% | 1.84 | 0 | 10 |  |  |  | No | R-410A | 2.0333 | Residential & Commercial | Ducted CEE Tier 1
213770840 | Central HP <5.4 tons | COMFORTMAKER | HRCU-A-CB (Split System: Heat Pump with Remote Outdoor Unit-Air-Source) | CVH825GKA2* |  |  | EA*4X36L17A*+WALLCON | *80CTL0901716B* | 23600 | 16.5 | 8.1 | 21400 | 16700 | 78.04% | 1.94 | 0 | 11 |  |  |  | No | R-410A | 1.9667 | Residential & Commercial | Ducted CEE Tier 1
213770960 | Central HP <5.4 tons | COMFORTMAKER | HRCU-A-CB (Split System: Heat Pump with Remote Outdoor Unit-Air-Source) | CVH825GKA2* |  |  | EA*4X36L21A*+WALLCON | *95CSU0601716B* | 23600 | 16.5 | 8.1 | 21600 | 16700 | 77.31% | 1.94 | 0 | 10.5 |  |  |  | No | R-410A | 1.9667 | Residential & Commercial | Ducted CEE Tier 1
213771210 | Central HP <5.4 tons | COMFORTMAKER | HRCU-A-CB (Split System: Heat Pump with Remote Outdoor Unit-Air-Source) | CVH825GKA2* |  |  | EA*4X37L21A*+WALLCON | *97CMN1002122B* | 24400 | 16.5 | 8.5 | 21200 | 16600 | 78.3% | 2.04 | 0 | 11 |  |  |  | No | R-410A | 2.0333 | Residential & Commercial | Ducted CEE Tier 1
213771310 | Central HP <5.4 tons | COMFORTMAKER | HRCU-A-CB (Split System: Heat Pump with Remote Outdoor Unit-Air-Source) | CVH825GKA2* |  |  | EA*4X42L21A*+WALLCON | *97CMN0601714B* | 23600 | 16 | 8.1 | 21600 | 16700 | 77.31% | 1.94 | 0 | 10.5 |  |  |  | No | R-410A | 1.9667 | Residential & Commercial | Ducted CEE Tier 1
214389417 | Central HP <5.4 tons | CARRIER | HRCU-A-CB (Split System: Heat Pump with Remote Outdoor Unit-Air-Source) | 25VNA436A*031* |  |  | CNPV*4221AL*+UI | 59TN6C060C17**14 | 32600 | 18.5 | 9 | 38000 | 26800 | 70.53% | 1.96 | 0 | 11.5 |  |  |  | No | R-410A | 2.7167 | Residential & Commercial | Ducted CEE Tier 1
210692368 | Central HP <5.4 tons | DAIKIN | HRCU-A-CB (Split System: Heat Pump with Remote Outdoor Unit-Air-Source) | DZ9VCA3610A* |  |  | CSCF3642N6D*+TXV | D*96SC0603BUA* | 33800 | 18.5 | 8.2 | 34000 | 24400 | 71.76% | 1.8 | 0 | 11.5 |  |  |  | No | R-410A | 2.8167 | Residential & Commercial | Ducted CEE Tier 1
210692377 | Central HP <5.4 tons | DAIKIN | HRCU-A-CB (Split System: Heat Pump with Remote Outdoor Unit-Air-Source) | DZ9VCA3610A* |  |  | CSCF3642N6D*+TXV | D*97MC0804CNA* | 33800 | 18.5 | 8.2 | 34000 | 24400 | 71.76% | 1.8 | 0 | 11.5 |  |  |  | No | R-410A | 2.8167 | Residential & Commercial | Ducted CEE Tier 1
212982317 | Central HP <5.4 tons | COMFORTMAKER | HRCU-A-CB (Split System: Heat Pump with Remote Outdoor Unit-Air-Source) | DLCURAH24ABK |  |  | EA*4X37L21A* | *80MSU0401712A* | 24400 | 17 | 8.5 | 25200 | 21400 | 84.92% | 1.8 | 0 | 10 |  |  |  | No | R-410A | 2.0333 | Residential & Commercial | Ducted CEE Tier 1
212983244 | Central HP <5.4 tons | COMFORTMAKER | HRCU-A-CB (Split System: Heat Pump with Remote Outdoor Unit-Air-Source) | DLCURAH24ABK |  |  | EN(A,D)4X36L21** | *92MSN0401712A* | 23400 | 15.5 | 8.1 | 26200 | 24200 | 92.37% | 1.98 | 0 | 10 |  |  |  | No | R-410A | 1.95 | Residential & Commercial | Ducted CEE Tier 1
211241642 | Central HP <5.4 tons | HEIL | HRCU-A-CB (Split System: Heat Pump with Remote Outdoor Unit-Air-Source) | DLCURAH24ABK |  |  | EA*4X30L17A* | *80ES(N,L)0451412A* | 24600 | 16 | 8.5 | 26600 | 22600 | 84.96% | 1.84 | 0 | 10 |  |  |  | No | R-410A | 2.05 | Residential & Commercial | Ducted CEE Tier 1
212985056 | Central HP <5.4 tons | HEIL | HRCU-A-CB (Split System: Heat Pump with Remote Outdoor Unit-Air-Source) | DLCURAH24ABK |  |  | EN(A,D)4X36L21** | *92MSN0802120A* | 23400 | 17 | 8.5 | 26200 | 24800 | 94.66% | 2.08 | 0 | 10.5 |  |  |  | No | R-410A | 1.95 | Residential & Commercial | Ducted CEE Tier 1
211244403 | Central HP <5.4 tons | COMFORTMAKER | HRCU-A-CB (Split System: Heat Pump with Remote Outdoor Unit-Air-Source) | DLCURAH24ABK |  |  | EN(A,D)4X30L14** | *80ES(N,L)0701412A* | 24200 | 16.5 | 8.1 | 26200 | 23000 | 87.79% | 1.9 | 0 | 10.5 |  |  |  | No | R-410A | 2.0167 | Residential & Commercial | Ducted CEE Tier 1
211244735 | Central HP <5.4 tons | COMFORTMAKER | HRCU-A-CB (Split System: Heat Pump with Remote Outdoor Unit-Air-Source) | DLCURAH24ABK |  |  | EN(A,D)4X30L17** | *92ESN0601714A* | 24400 | 16.5 | 8.1 | 26400 | 22800 | 86.36% | 1.88 | 0 | 10.5 |  |  |  | No | R-410A | 2.0333 | Residential & Commercial | Ducted CEE Tier 1
211244768 | Central HP <5.4 tons | COMFORTMAKER | HRCU-A-CB (Split System: Heat Pump with Remote Outdoor Unit-Air-Source) | DLCURAH24ABK |  |  | EN(A,D)4X30L17** | *95ESN0801716A* | 24600 | 15.5 | 8.1 | 26800 | 22200 | 82.84% | 1.82 | 0 | 10 |  |  |  | No | R-410A | 2.05 | Residential & Commercial | Ducted CEE Tier 1
214572573 | Central HP <5.4 tons | COMFORTMAKER | HRCU-A-CB (Split System: Heat Pump with Remote Outdoor Unit-Air-Source) | CVH837GKA** |  |  | EA*4X37L21A*+WALLCON | *97CMN0802120B* | 32800 | 17.5 | 8.5 | 32800 | 25200 | 76.83% | 2 | 0 | 11.5 |  |  |  | No | R-410A | 2.7333 | Residential & Commercial | Ducted CEE Tier 1
214573323 | Central HP <5.4 tons | COMFORTMAKER | HRCU-A-CB (Split System: Heat Pump with Remote Outdoor Unit-Air-Source) | CVH837GKA** |  |  | EN(A,D)4X36L21**+WALLCON | *95CSU0802120B* | 31400 | 16.5 | 8.1 | 33200 | 24200 | 72.89% | 1.82 | 0 | 11 |  |  |  | No | R-410A | 2.6167 | Residential & Commercial | Ducted CEE Tier 1
214573393 | Central HP <5.4 tons | COMFORTMAKER | HRCU-A-CB (Split System: Heat Pump with Remote Outdoor Unit-Air-Source) | CVH837GKA** |  |  | EN(A,D,W)4X42L21**+WALLCON | *95CSU1002122B* | 31800 | 17 | 8.1 | 33000 | 24400 | 73.94% | 1.9 | 0 | 11.5 |  |  |  | No | R-410A | 2.65 | Residential & Commercial | Ducted CEE Tier 1
214574011 | Central HP <5.4 tons | AIRQUEST | HRCU-A-CB (Split System: Heat Pump with Remote Outdoor Unit-Air-Source) | HVH837GKA2* |  |  | EA*4X48L24A*+WALLCON | *97CMN0802120B* | 32400 | 17.5 | 8.5 | 32400 | 25000 | 77.16% | 1.98 | 0 | 11 |  |  |  | No | R-410A | 2.7 | Residential & Commercial | Ducted CEE Tier 1
214574091 | Central HP <5.4 tons | AIRQUEST | HRCU-A-CB (Split System: Heat Pump with Remote Outdoor Unit-Air-Source) | HVH837GKA2* |  |  | EA*4X61L21A*+WALLCON | *80CTL0702120B* | 33200 | 17.5 | 8.5 | 32000 | 25000 | 78.12% | 2 | 0 | 11.5 |  |  |  | No | R-410A | 2.7667 | Residential & Commercial | Ducted CEE Tier 1
214314814 | Central HP <5.4 tons | DAIKIN | HRCU-A-CB (Split System: Heat Pump with Remote Outdoor Unit-Air-Source) | RXSQ24TBVJU* |  |  | FXTQ24TBVJU*A* |  | 22600 | 15.4 | 8.2 | 26000 | 18400 | 70.77% | 2.1 | 0 | 10.3 |  |  |  | No | R-410A | 1.8833 | Residential & Commercial | Ducted CEE Tier 1
215932330 | Central HP <5.4 tons | DAY & NIGHT | HRCU-A-CB (Split System: Heat Pump with Remote Outdoor Unit-Air-Source) | C5H3V36*K*AAA* |  |  | EA*5X42M21A*+WALLCON | *97CMN1002122B* | 32800 | 20 | 9.5 | 34800 | 26600 | 76.44% | 2 | 0 | 11.5 |  |  |  | No | R-454B | 2.7333 | Residential & Commercial | Ducted CEE Tier 1
213773336 | Central HP <5.4 tons | BRYANT HEATING AND COOLING SYSTEMS | HRCU-A-CB (Split System: Heat Pump with Remote Outdoor Unit-Air-Source) | 288BNV025*0**C* |  |  | CAP**3721AL*+UI | 987MC66100C21*** | 24400 | 16.5 | 8.5 | 21200 | 16600 | 78.3% | 2.02 | 0 | 11 |  |  |  | No | R-410A | 2.0333 | Residential & Commercial | Ducted CEE Tier 1
212978623 | Central HP <5.4 tons | AIRQUEST | HRCU-A-CB (Split System: Heat Pump with Remote Outdoor Unit-Air-Source) | DLCURAH24ABK |  |  | EA*4X24L17A* | *80MS(N,L)0701712A* | 23600 | 17 | 9 | 27000 | 25800 | 95.56% | 2.16 | 0 | 10 |  |  |  | No | R-410A | 1.9667 | Residential & Commercial | Ducted CEE Tier 1
212978700 | Central HP <5.4 tons | AIRQUEST | HRCU-A-CB (Split System: Heat Pump with Remote Outdoor Unit-Air-Source) | DLCURAH24ABK |  |  | EN(A,D)4X24L17** | *80MS(N,L)0701712A* | 23400 | 17 | 8.5 | 27000 | 24800 | 91.85% | 2.08 | 0 | 10 |  |  |  | No | R-410A | 1.95 | Residential & Commercial | Ducted CEE Tier 1
212979218 | Central HP <5.4 tons | AIRQUEST | HRCU-A-CB (Split System: Heat Pump with Remote Outdoor Unit-Air-Source) | DLCURAH24ABK |  |  | EN(A,D)4X30L17** | *80MS(N,L)0701716A* | 23600 | 17 | 8.5 | 26400 | 24400 | 92.42% | 2.02 | 0 | 10.5 |  |  |  | No | R-410A | 1.9667 | Residential & Commercial | Ducted CEE Tier 1
212980588 | Central HP <5.4 tons | AIRQUEST | HRCU-A-CB (Split System: Heat Pump with Remote Outdoor Unit-Air-Source) | DLCURAH24ABK |  |  | EA*4X37L21A* | *80MS(N,L)0902120A* | 24000 | 17.5 | 8.5 | 25200 | 21800 | 86.51% | 1.82 | 0 | 10 |  |  |  | No | R-410A | 2 | Residential & Commercial | Ducted CEE Tier 1
212981715 | Central HP <5.4 tons | AIRQUEST | HRCU-A-CB (Split System: Heat Pump with Remote Outdoor Unit-Air-Source) | DLCURAH24ABK |  |  | EA*4X30L17A* | *80MSU1002120A* | 23800 | 16.5 | 8.5 | 26200 | 23600 | 90.08% | 1.96 | 0 | 10 |  |  |  | No | R-410A | 1.9833 | Residential & Commercial | Ducted CEE Tier 1
212982303 | Central HP <5.4 tons | AIRQUEST | HRCU-A-CB (Split System: Heat Pump with Remote Outdoor Unit-Air-Source) | DLCURAH24ABK |  |  | EA*4X37L17A* | *80MSU0401712A* | 24200 | 16.5 | 8.5 | 25200 | 22000 | 87.3% | 1.84 | 0 | 10 |  |  |  | No | R-410A | 2.0167 | Residential & Commercial | Ducted CEE Tier 1
213772460 | Central HP <5.4 tons | COMFORTMAKER | HRCU-A-CB (Split System: Heat Pump with Remote Outdoor Unit-Air-Source) | CVH825GKA2* |  |  | EHD4X48AAL+WALLCON | *80CTL0901716B* | 24400 | 17 | 8.1 | 21200 | 16600 | 78.3% | 2.02 | 0 | 10.5 |  |  |  | No | R-410A | 2.0333 | Residential & Commercial | Ducted CEE Tier 1
214626054 | Central HP <5.4 tons | LENNOX | HRCU-A-CB (Split System: Heat Pump with Remote Outdoor Unit-Air-Source) | SL25XPV-024-230A** |  |  | CK40CT-36B-0*+TDR | SL297UH040NV36B* | 22200 | 22.6 | 9.2 | 21400 | 20400 | 95.33% | 1.84 | 0 | 14.3 |  |  |  | No | R-410A | 1.85 | Residential & Commercial | Ducted CEE Tier 1
212982351 | Central HP <5.4 tons | AIRQUEST | HRCU-A-CB (Split System: Heat Pump with Remote Outdoor Unit-Air-Source) | DLCURAH24ABK |  |  | EN(A,D,W)4X36L17** | *80MSU0401712A* | 23800 | 16.5 | 8.5 | 25800 | 23800 | 92.25% | 1.98 | 0 | 10.5 |  |  |  | No | R-410A | 1.9833 | Residential & Commercial | Ducted CEE Tier 1
214574331 | Central HP <5.4 tons | AIRQUEST | HRCU-A-CB (Split System: Heat Pump with Remote Outdoor Unit-Air-Source) | HVH837GKA2* |  |  | EHD4X48AAL+WALLCON | *80CTL0702120B* | 32600 | 17.5 | 8.5 | 32800 | 25000 | 76.22% | 1.98 | 0 | 11 |  |  |  | No | R-410A | 2.7167 | Residential & Commercial | Ducted CEE Tier 1
214574071 | Central HP <5.4 tons | AIRQUEST | HRCU-A-CB (Split System: Heat Pump with Remote Outdoor Unit-Air-Source) | HVH837GKA2* |  |  | EA*4X60L24A*+WALLCON | *97CMN0802120B* | 32800 | 17.5 | 8.5 | 31600 | 24800 | 78.48% | 2 | 0 | 11.5 |  |  |  | No | R-410A | 2.7333 | Residential & Commercial | Ducted CEE Tier 1
212979185 | Central HP <5.4 tons | DAY & NIGHT | HRCU-A-CB (Split System: Heat Pump with Remote Outdoor Unit-Air-Source) | DLCURAH24ABK |  |  | EA*4X37L17A* | *80MS(N,L)0701716A* | 24000 | 17 | 8.5 | 25200 | 22200 | 88.1% | 1.86 | 0 | 10 |  |  |  | No | R-410A | 2 | Residential & Commercial | Ducted CEE Tier 1
211240328 | Central HP <5.4 tons | TEMPSTAR | HRCU-A-CB (Split System: Heat Pump with Remote Outdoor Unit-Air-Source) | DLCURAH24ABK |  |  | EA*4X24L14A* | *80ES(N,L)0451412A* | 24200 | 16 | 8.5 | 27200 | 23400 | 86.03% | 1.9 | 0 | 10 |  |  |  | No | R-410A | 2.0167 | Residential & Commercial | Ducted CEE Tier 1
211240437 | Central HP <5.4 tons | TEMPSTAR | HRCU-A-CB (Split System: Heat Pump with Remote Outdoor Unit-Air-Source) | DLCURAH24ABK |  |  | EA*4X24L17A* | *95ESU0401712A* | 23400 | 16.5 | 8.5 | 26400 | 25200 | 95.45% | 2.1 | 0 | 10 |  |  |  | No | R-410A | 1.95 | Residential & Commercial | Ducted CEE Tier 1
211240476 | Central HP <5.4 tons | TEMPSTAR | HRCU-A-CB (Split System: Heat Pump with Remote Outdoor Unit-Air-Source) | DLCURAH24ABK |  |  | EA*4X24L17A* | *80VSL0451716A* | 23800 | 16 | 8.5 | 26800 | 24000 | 89.55% | 1.98 | 0 | 10 |  |  |  | No | R-410A | 1.9833 | Residential & Commercial | Ducted CEE Tier 1
211240912 | Central HP <5.4 tons | TEMPSTAR | HRCU-A-CB (Split System: Heat Pump with Remote Outdoor Unit-Air-Source) | DLCURAH24ABK |  |  | EA*4X25L17A* | *80VSL0451716A* | 24800 | 16.5 | 8.5 | 25600 | 21200 | 82.81% | 1.78 | 0 | 10 |  |  |  | No | R-410A | 2.0667 | Residential & Commercial | Ducted CEE Tier 1
212971165 | Central HP <5.4 tons | HEIL | HRCU-A-CB (Split System: Heat Pump with Remote Outdoor Unit-Air-Source) | DLCURAH24ABK |  |  | EA*4X30L17A* | *80VTL0451412B* | 23400 | 17 | 8.5 | 26200 | 24800 | 94.66% | 2.08 | 0 | 10 |  |  |  | No | R-410A | 1.95 | Residential & Commercial | Ducted CEE Tier 1
212971249 | Central HP <5.4 tons | HEIL | HRCU-A-CB (Split System: Heat Pump with Remote Outdoor Unit-Air-Source) | DLCURAH24ABK |  |  | EN(A,D,W)4X36L17** | *80VTL0451412B* | 23600 | 17 | 8.5 | 26200 | 24600 | 93.89% | 2.04 | 0 | 10.5 |  |  |  | No | R-410A | 1.9667 | Residential & Commercial | Ducted CEE Tier 1
214574021 | Central HP <5.4 tons | AIRQUEST | HRCU-A-CB (Split System: Heat Pump with Remote Outdoor Unit-Air-Source) | HVH837GKA2* |  |  | EA*4X48L24A*+WALLCON | *96CTN0802120B* | 32400 | 17.5 | 8.5 | 32200 | 24800 | 77.02% | 2 | 0 | 11.5 |  |  |  | No | R-410A | 2.7 | Residential & Commercial | Ducted CEE Tier 1
213296554 | Central HP <5.4 tons | YORK | HRCU-A-CB (Split System: Heat Pump with Remote Outdoor Unit-Air-Source) | HMH72B341 |  |  | XAHC36DBCN1 | Y81E080B12LMPS1 | 33400 | 17.5 | 8.1 | 32800 | 23000 | 70.12% | 2.02 | 0 | 10 |  |  |  | No | R-410A | 2.7833 | Residential & Commercial | Ducted CEE Tier 1
213296690 | Central HP <5.4 tons | YORK | HRCU-A-CB (Split System: Heat Pump with Remote Outdoor Unit-Air-Source) | HMH72B341 |  |  | XAHB36DXXN1+TXV | Y81E040A12SMPS1 | 33200 | 17.5 | 8.1 | 32800 | 23000 | 70.12% | 2.02 | 0 | 10 |  |  |  | No | R-410A | 2.7667 | Residential & Commercial | Ducted CEE Tier 1
212978108 | Central HP <5.4 tons | DAY & NIGHT | HRCU-A-CB (Split System: Heat Pump with Remote Outdoor Unit-Air-Source) | DLCURAH24ABK |  |  | EA*4X25L17A* | *80MS(N,L)0701412A* | 24200 | 17.5 | 8.5 | 25200 | 21800 | 86.51% | 1.82 | 0 | 10.5 |  |  |  | No | R-410A | 2.0167 | Residential & Commercial | Ducted CEE Tier 1
212986206 | Central HP <5.4 tons | HEIL | HRCU-A-CB (Split System: Heat Pump with Remote Outdoor Unit-Air-Source) | DLCURAH24ABK |  |  | EA*4X37L17A* | *96MSN0401410A* | 24000 | 16 | 8.1 | 25200 | 22200 | 88.1% | 1.84 | 0 | 10 |  |  |  | No | R-410A | 2 | Residential & Commercial | Ducted CEE Tier 1
214573423 | Central HP <5.4 tons | COMFORTMAKER | HRCU-A-CB (Split System: Heat Pump with Remote Outdoor Unit-Air-Source) | CVH837GKA** |  |  | EN(A,D,W)4X42L21**+WALLCON | *96CTN0802120B* | 31800 | 17 | 8.1 | 33000 | 24400 | 73.94% | 1.9 | 0 | 11.5 |  |  |  | No | R-410A | 2.65 | Residential & Commercial | Ducted CEE Tier 1
214573473 | Central HP <5.4 tons | COMFORTMAKER | HRCU-A-CB (Split System: Heat Pump with Remote Outdoor Unit-Air-Source) | CVH837GKA** |  |  | EN(A,D,W)4X48L21**+WALLCON | *97CMN0802120B* | 32400 | 17.5 | 8.5 | 32800 | 24800 | 75.61% | 1.96 | 0 | 11.5 |  |  |  | No | R-410A | 2.7 | Residential & Commercial | Ducted CEE Tier 1
212986542 | Central HP <5.4 tons | HEIL | HRCU-A-CB (Split System: Heat Pump with Remote Outdoor Unit-Air-Source) | DLCURAH24ABK |  |  | EA*4X25L17A* | *96MSN0401712A* | 24200 | 15.5 | 8.1 | 25400 | 21600 | 85.04% | 1.8 | 0 | 10 |  |  |  | No | R-410A | 2.0167 | Residential & Commercial | Ducted CEE Tier 1
213770930 | Central HP <5.4 tons | COMFORTMAKER | HRCU-A-CB (Split System: Heat Pump with Remote Outdoor Unit-Air-Source) | CVH825GKA2* |  |  | EA*4X36L21A*+WALLCON | *80CTL0901716B* | 23600 | 16.5 | 8.1 | 21400 | 16600 | 77.57% | 1.94 | 0 | 10.5 |  |  |  | No | R-410A | 1.9667 | Residential & Commercial | Ducted CEE Tier 1
213770830 | Central HP <5.4 tons | COMFORTMAKER | HRCU-A-CB (Split System: Heat Pump with Remote Outdoor Unit-Air-Source) | CVH825GKA2* |  |  | EA*4X36L17A*+WALLCON | *80CTL0701716B* | 23600 | 16.5 | 8.1 | 21400 | 16700 | 78.04% | 1.94 | 0 | 11 |  |  |  | No | R-410A | 1.9667 | Residential & Commercial | Ducted CEE Tier 1
213770980 | Central HP <5.4 tons | COMFORTMAKER | HRCU-A-CB (Split System: Heat Pump with Remote Outdoor Unit-Air-Source) | CVH825GKA2* |  |  | EA*4X36L21A*+WALLCON | *97CMN0801714B* | 23600 | 16.5 | 8.1 | 21600 | 16700 | 77.31% | 1.94 | 0 | 10.5 |  |  |  | No | R-410A | 1.9667 | Residential & Commercial | Ducted CEE Tier 1
213771080 | Central HP <5.4 tons | COMFORTMAKER | HRCU-A-CB (Split System: Heat Pump with Remote Outdoor Unit-Air-Source) | CVH825GKA2* |  |  | EA*4X37L17A*+WALLCON | *97CMN0601714B* | 24000 | 16 | 8.1 | 21600 | 16800 | 77.78% | 1.98 | 0 | 10.5 |  |  |  | No | R-410A | 2 | Residential & Commercial | Ducted CEE Tier 1
213771130 | Central HP <5.4 tons | COMFORTMAKER | HRCU-A-CB (Split System: Heat Pump with Remote Outdoor Unit-Air-Source) | CVH825GKA2* |  |  | EA*4X37L21A*+WALLCON | *80CTL0451712B* | 24200 | 16.5 | 8.1 | 21200 | 16700 | 78.77% | 2.02 | 0 | 10.5 |  |  |  | No | R-410A | 2.0167 | Residential & Commercial | Ducted CEE Tier 1
213771180 | Central HP <5.4 tons | COMFORTMAKER | HRCU-A-CB (Split System: Heat Pump with Remote Outdoor Unit-Air-Source) | CVH825GKA2* |  |  | EA*4X37L21A*+WALLCON | *95CSU0601716B* | 24400 | 16.5 | 8.1 | 21400 | 16700 | 78.04% | 2.02 | 0 | 10.5 |  |  |  | No | R-410A | 2.0333 | Residential & Commercial | Ducted CEE Tier 1
214573981 | Central HP <5.4 tons | AIRQUEST | HRCU-A-CB (Split System: Heat Pump with Remote Outdoor Unit-Air-Source) | HVH837GKA2* |  |  | EA*4X48L24A*+WALLCON | *95CSU0802120B* | 32200 | 17.5 | 8.5 | 32400 | 25000 | 77.16% | 1.98 | 0 | 11 |  |  |  | No | R-410A | 2.6833 | Residential & Commercial | Ducted CEE Tier 1
212976051 | Central HP <5.4 tons | DAY & NIGHT | HRCU-A-CB (Split System: Heat Pump with Remote Outdoor Unit-Air-Source) | DLCURAH24ABK |  |  | EA*4X36L21A* | *96VTN0801716B* | 23600 | 17 | 8.5 | 26200 | 24000 | 91.6% | 2 | 0 | 10 |  |  |  | No | R-410A | 1.9667 | Residential & Commercial | Ducted CEE Tier 1
212976669 | Central HP <5.4 tons | DAY & NIGHT | HRCU-A-CB (Split System: Heat Pump with Remote Outdoor Unit-Air-Source) | DLCURAH24ABK |  |  | EA*4X36L21A* | *96VTN1002120B* | 23600 | 17.5 | 8.5 | 26200 | 23800 | 90.84% | 1.98 | 0 | 10 |  |  |  | No | R-410A | 1.9667 | Residential & Commercial | Ducted CEE Tier 1
212976994 | Central HP <5.4 tons | HEIL | HRCU-A-CB (Split System: Heat Pump with Remote Outdoor Unit-Air-Source) | DLCURAH24ABK |  |  | EA*4X37L21A* | *96VTN1002122B* | 24600 | 17.5 | 8.5 | 25200 | 21200 | 84.13% | 1.78 | 0 | 10.5 |  |  |  | No | R-410A | 2.05 | Residential & Commercial | Ducted CEE Tier 1
212978157 | Central HP <5.4 tons | HEIL | HRCU-A-CB (Split System: Heat Pump with Remote Outdoor Unit-Air-Source) | DLCURAH24ABK |  |  | EA*4X37L17A* | *80MS(N,L)0701412A* | 24000 | 17.5 | 8.5 | 25200 | 22200 | 88.1% | 1.86 | 0 | 10 |  |  |  | No | R-410A | 2 | Residential & Commercial | Ducted CEE Tier 1
214229378 | Central HP <5.4 tons | HEIL | HRCU-A-CB (Split System: Heat Pump with Remote Outdoor Unit-Air-Source) | DLCURAH24ABK |  |  | EA*4X37L21A* | *80MSU0802120A* | 24200 | 17.5 | 8.5 | 25000 | 21400 | 85.6% | 1.8 | 0 | 10 |  |  |  | No | R-410A | 2.0167 | Residential & Commercial | Ducted CEE Tier 1
211241883 | Central HP <5.4 tons | TEMPSTAR | HRCU-A-CB (Split System: Heat Pump with Remote Outdoor Unit-Air-Source) | DLCURAH24ABK |  |  | EA*4X36L17A* | *95ESU0401712A* | 23800 | 16.5 | 8.5 | 25800 | 23200 | 89.92% | 1.92 | 0 | 10 |  |  |  | No | R-410A | 1.9833 | Residential & Commercial | Ducted CEE Tier 1
215434156 | Central HP <5.4 tons | DAIKIN | HRCU-A-CB (Split System: Heat Pump with Remote Outdoor Unit-Air-Source) | DH7VSA3610A* |  |  | CHPEA4830*3A* | D*96TC1005CNA* | 35000 | 18.5 | 8.1 | 35000 | 28400 | 81.14% | 2 | 0 | 10.5 |  |  |  | No | R-32 | 2.9167 | Residential & Commercial | Ducted CEE Tier 1
213607727 | Central HP <5.4 tons | COMFORTMAKER | HRCU-A-CB (Split System: Heat Pump with Remote Outdoor Unit-Air-Source) | DLCURAH36ABK |  |  | FTMA4B36L0C* |  | 35400 | 16.5 | 8.5 | 38000 | 35200 | 92.63% | 1.86 | 0 | 10 |  |  |  | No | R-410A | 2.95 | Residential & Commercial | Ducted CEE Tier 1
212970732 | Central HP <5.4 tons | HEIL | HRCU-A-CB (Split System: Heat Pump with Remote Outdoor Unit-Air-Source) | DLCURAH36ABK |  |  | EN(A,D,W)4X48L21** | *80VSL0902120B* | 36000 | 16.5 | 8.1 | 38000 | 35000 | 92.11% | 2 | 0 | 10 |  |  |  | No | R-410A | 3 | Residential & Commercial | Ducted CEE Tier 1
212976531 | Central HP <5.4 tons | HEIL | HRCU-A-CB (Split System: Heat Pump with Remote Outdoor Unit-Air-Source) | DLCURAH36ABK |  |  | EA*4X48L24A* | *96VTN0802120B* | 35400 | 16.5 | 8.1 | 37800 | 34600 | 91.53% | 2 | 0 | 10 |  |  |  | No | R-410A | 2.95 | Residential & Commercial | Ducted CEE Tier 1
212979417 | Central HP <5.4 tons | DAY & NIGHT | HRCU-A-CB (Split System: Heat Pump with Remote Outdoor Unit-Air-Source) | DLCURAH36ABK |  |  | EA*4X48L24A* | *80MS(N,L)0702116A* | 35600 | 16.5 | 8.5 | 37800 | 34600 | 91.53% | 2 | 0 | 10 |  |  |  | No | R-410A | 2.9667 | Residential & Commercial | Ducted CEE Tier 1
211241704 | Central HP <5.4 tons | TEMPSTAR | HRCU-A-CB (Split System: Heat Pump with Remote Outdoor Unit-Air-Source) | DLCURAH24ABK |  |  | EA*4X30L17A* | *92ESN0601714A* | 24400 | 17 | 8.5 | 26400 | 22800 | 86.36% | 1.88 | 0 | 10 |  |  |  | No | R-410A | 2.0333 | Residential & Commercial | Ducted CEE Tier 1
211241801 | Central HP <5.4 tons | TEMPSTAR | HRCU-A-CB (Split System: Heat Pump with Remote Outdoor Unit-Air-Source) | DLCURAH24ABK |  |  | EA*4X30L17A* | OLV098A12* | 23200 | 16.5 | 8.5 | 25800 | 24400 | 94.57% | 2.02 | 0 | 10 |  |  |  | No | R-410A | 1.9333 | Residential & Commercial | Ducted CEE Tier 1
211241837 | Central HP <5.4 tons | TEMPSTAR | HRCU-A-CB (Split System: Heat Pump with Remote Outdoor Unit-Air-Source) | DLCURAH24ABK |  |  | EA*4X36L17A* | *96VSN0601714A* | 23400 | 16.5 | 8.5 | 25600 | 23600 | 92.19% | 1.96 | 0 | 10 |  |  |  | No | R-410A | 1.95 | Residential & Commercial | Ducted CEE Tier 1
214574621 | Central HP <5.4 tons | AIRQUEST | HRCU-A-CB (Split System: Heat Pump with Remote Outdoor Unit-Air-Source) | HVH837GKA2* |  |  | EN(A,D,W)4X48L21**+WALLCON | *96CTN0802120B* | 32400 | 17.5 | 8.5 | 32600 | 24800 | 76.07% | 1.98 | 0 | 11.5 |  |  |  | No | R-410A | 2.7 | Residential & Commercial | Ducted CEE Tier 1
211240953 | Central HP <5.4 tons | TEMPSTAR | HRCU-A-CB (Split System: Heat Pump with Remote Outdoor Unit-Air-Source) | DLCURAH24ABK |  |  | EA*4X25L17A* | *80VTL0451412A* | 24800 | 17 | 8.5 | 25600 | 21200 | 82.81% | 1.78 | 0 | 10.5 |  |  |  | No | R-410A | 2.0667 | Residential & Commercial | Ducted CEE Tier 1
211241130 | Central HP <5.4 tons | TEMPSTAR | HRCU-A-CB (Split System: Heat Pump with Remote Outdoor Unit-Air-Source) | DLCURAH24ABK |  |  | EA*4X25L17A* | *92ESN0601714A* | 25000 | 17 | 8.5 | 25600 | 21000 | 82.03% | 1.78 | 0 | 10.5 |  |  |  | No | R-410A | 2.0833 | Residential & Commercial | Ducted CEE Tier 1
211241196 | Central HP <5.4 tons | TEMPSTAR | HRCU-A-CB (Split System: Heat Pump with Remote Outdoor Unit-Air-Source) | DLCURAH24ABK |  |  | EA*4X25L17A* | *80ES(N,L)0701412A* | 25000 | 17 | 8.5 | 25600 | 21000 | 82.03% | 1.78 | 0 | 10.5 |  |  |  | No | R-410A | 2.0833 | Residential & Commercial | Ducted CEE Tier 1
211241273 | Central HP <5.4 tons | TEMPSTAR | HRCU-A-CB (Split System: Heat Pump with Remote Outdoor Unit-Air-Source) | DLCURAH24ABK |  |  | EA*4X30L14A* | *80VTL0451412A* | 24000 | 16.5 | 8.5 | 26200 | 23000 | 87.79% | 1.9 | 0 | 10 |  |  |  | No | R-410A | 2 | Residential & Commercial | Ducted CEE Tier 1
213773466 | Central HP <5.4 tons | BRYANT HEATING AND COOLING SYSTEMS | HRCU-A-CB (Split System: Heat Pump with Remote Outdoor Unit-Air-Source) | 288BNV025*0**C* |  |  | CAP**4221AL*+UI | 986TD42060C17*** | 23600 | 16.5 | 8.1 | 21400 | 16700 | 78.04% | 1.94 | 0 | 10.5 |  |  |  | No | R-410A | 1.9667 | Residential & Commercial | Ducted CEE Tier 1
213773716 | Central HP <5.4 tons | BRYANT HEATING AND COOLING SYSTEMS | HRCU-A-CB (Split System: Heat Pump with Remote Outdoor Unit-Air-Source) | 288BNV025*0**C* |  |  | CAP**4821AL*+UI | 88*TB60090C21*** | 24000 | 17 | 8.1 | 21000 | 16500 | 78.57% | 2.02 | 0 | 11 |  |  |  | No | R-410A | 2 | Residential & Commercial | Ducted CEE Tier 1
213774416 | Central HP <5.4 tons | BRYANT HEATING AND COOLING SYSTEMS | HRCU-A-CB (Split System: Heat Pump with Remote Outdoor Unit-Air-Source) | 288BNV025*0**C* |  |  | CSPH*4212AL*+UI | 88*TB48090C17*** | 24200 | 16 | 8.1 | 21200 | 16600 | 78.3% | 2 | 0 | 10.5 |  |  |  | No | R-410A | 2.0167 | Residential & Commercial | Ducted CEE Tier 1
214253525 | Central HP <5.4 tons | TRANE | HRCU-A-CB (Split System: Heat Pump with Remote Outdoor Unit-Air-Source) | 4TWV8X60A1 |  |  | 4TXCD010DS3 | S8V2D120M5PDB | 54000 | 18 | 8.2 | 52000 | 39500 | 75.96% | 1.8 | 0 | 11.7 |  |  |  | No | R-410A | 4.5 | Residential & Commercial | Ducted CEE Tier 1
213778836 | Central HP <5.4 tons | BRYANT HEATING AND COOLING SYSTEMS | HRCU-A-CB (Split System: Heat Pump with Remote Outdoor Unit-Air-Source) | 288BNV037*0**A* |  |  | CAP**3621AL*+UI | 88*TB48090C17*** | 31600 | 17 | 8.1 | 33000 | 24200 | 73.33% | 1.84 | 0 | 11 |  |  |  | No | R-410A | 2.6333 | Residential & Commercial | Ducted CEE Tier 1
211241855 | Central HP <5.4 tons | TEMPSTAR | HRCU-A-CB (Split System: Heat Pump with Remote Outdoor Unit-Air-Source) | DLCURAH24ABK |  |  | EA*4X36L17A* | *96VSN0401712A* | 23400 | 16 | 8.5 | 25800 | 23600 | 91.47% | 1.96 | 0 | 10 |  |  |  | No | R-410A | 1.95 | Residential & Commercial | Ducted CEE Tier 1
211242007 | Central HP <5.4 tons | TEMPSTAR | HRCU-A-CB (Split System: Heat Pump with Remote Outdoor Unit-Air-Source) | DLCURAH24ABK |  |  | EA*4X36L17A* | *95ESN0401410A* | 24400 | 15.2 | 8.5 | 26600 | 22400 | 84.21% | 1.82 | 0 | 10 |  |  |  | No | R-410A | 2.0333 | Residential & Commercial | Ducted CEE Tier 1
211242050 | Central HP <5.4 tons | TEMPSTAR | HRCU-A-CB (Split System: Heat Pump with Remote Outdoor Unit-Air-Source) | DLCURAH24ABK |  |  | EA*4X36L17A* | *96VTN0601412A* | 23600 | 16.5 | 8.5 | 25800 | 23400 | 90.7% | 1.94 | 0 | 10 |  |  |  | No | R-410A | 1.9667 | Residential & Commercial | Ducted CEE Tier 1
211242291 | Central HP <5.4 tons | TEMPSTAR | HRCU-A-CB (Split System: Heat Pump with Remote Outdoor Unit-Air-Source) | DLCURAH24ABK |  |  | EA*4X36L21A* | *96VSN0802120A* | 24200 | 17 | 8.5 | 26000 | 22600 | 86.92% | 1.88 | 0 | 10 |  |  |  | No | R-410A | 2.0167 | Residential & Commercial | Ducted CEE Tier 1
211245684 | Central HP <5.4 tons | HEIL | HRCU-A-CB (Split System: Heat Pump with Remote Outdoor Unit-Air-Source) | DLCURAH24ABK |  |  | EN(A,D)4X36L21** | *92ESN0802120A* | 24800 | 16.5 | 8.5 | 26800 | 22200 | 82.84% | 1.84 | 0 | 10.5 |  |  |  | No | R-410A | 2.0667 | Residential & Commercial | Ducted CEE Tier 1
211245986 | Central HP <5.4 tons | HEIL | HRCU-A-CB (Split System: Heat Pump with Remote Outdoor Unit-Air-Source) | DLCURAH24ABK |  |  | FVM4X36***L |  | 24400 | 17.5 | 8.5 | 26000 | 22400 | 86.15% | 1.88 | 0 | 10.5 |  |  |  | No | R-410A | 2.0333 | Residential & Commercial | Ducted CEE Tier 1
215864733 | Central HP <5.4 tons | TRANE | HRCU-A-CB (Split System: Heat Pump with Remote Outdoor Unit-Air-Source) | 5TWV8X60A1 |  |  | 5TXCD008AS3 | S9V2D120U5PSC+LRP | 53000 | 18.1 | 8.5 | 55500 | 40000 | 72.07% | 2 | 0 | 10 |  |  |  | No | R-454B | 4.4167 | Residential & Commercial | Ducted CEE Tier 1
215865019 | Central HP <5.4 tons | TRANE | HRCU-A-CB (Split System: Heat Pump with Remote Outdoor Unit-Air-Source) | 5TWV8X60A1 |  |  | 5PX*D010AS3 | S9V2C080U5PSC+LRP | 54000 | 18.1 | 8.5 | 55500 | 39500 | 71.17% | 2 | 0 | 10 |  |  |  | No | R-454B | 4.5 | Residential & Commercial | Ducted CEE Tier 1
215865011 | Central HP <5.4 tons | TRANE | HRCU-A-CB (Split System: Heat Pump with Remote Outdoor Unit-Air-Source) | 5TWV8X60A1 |  |  | 5PX*D010AS3 | S8V2C100M5PCB | 54000 | 18.1 | 8.5 | 55500 | 40000 | 72.07% | 2 | 0 | 10 |  |  |  | No | R-454B | 4.5 | Residential & Commercial | Ducted CEE Tier 1
215865025 | Central HP <5.4 tons | TRANE | HRCU-A-CB (Split System: Heat Pump with Remote Outdoor Unit-Air-Source) | 5TWV8X60A1 |  |  | 5PX*D010AS3 | S8V2D120M5PDB | 54500 | 18.1 | 8.5 | 55500 | 40000 | 72.07% | 2 | 0 | 10 |  |  |  | No | R-454B | 4.5417 | Residential & Commercial | Ducted CEE Tier 1
215940754 | Central HP <5.4 tons | CARRIER | HRCU-A-CB (Split System: Heat Pump with Remote Outdoor Unit-Air-Source) | 27VNA336A*030* |  |  | CVAVA4824XMA*+UI | 59TN7A120C24**22 | 35000 | 21.5 | 8.5 | 38000 | 28200 | 74.21% | 2.02 | 0 | 12 |  |  |  | No | R-454B | 2.9167 | Residential & Commercial | Ducted CEE Tier 1
215940804 | Central HP <5.4 tons | CARRIER | HRCU-A-CB (Split System: Heat Pump with Remote Outdoor Unit-Air-Source) | 27VNA336A*030* |  |  | CVAVA6021XMA*+UI | 59TN6C080C21**20 | 35600 | 21.5 | 8.5 | 38000 | 28600 | 75.26% | 2.02 | 0 | 12 |  |  |  | No | R-454B | 2.9667 | Residential & Commercial | Ducted CEE Tier 1
215940904 | Central HP <5.4 tons | CARRIER | HRCU-A-CB (Split System: Heat Pump with Remote Outdoor Unit-Air-Source) | 27VNA336A*030* |  |  | CVAVA6024XMA*+UI | 59TN7A120C24**22 | 35600 | 22 | 8.5 | 38000 | 28400 | 74.74% | 2.04 | 0 | 12.5 |  |  |  | No | R-454B | 2.9667 | Residential & Commercial | Ducted CEE Tier 1
215935397 | Central HP <5.4 tons | AIRQUEST | HRCU-A-CB (Split System: Heat Pump with Remote Outdoor Unit-Air-Source) | H5H3V36*K*AAA* |  |  | EVM5X60M24A*+WALLCON | *97CMN0602120B* | 35200 | 21 | 8.5 | 38500 | 28800 | 74.81% | 2.02 | 0 | 12 |  |  |  | No | R-454B | 2.9333 | Residential & Commercial | Ducted CEE Tier 1
216374501 | Central HP <5.4 tons | YORK | HRCU-A-CB (Split System: Heat Pump with Remote Outdoor Unit-Air-Source) | HH836E2S11 |  |  | CTM36B5CDS1 | Y92E080B12SMPS1 | 33200 | 18 | 8.5 | 31200 | 24000 | 76.92% | 2 | 0 | 11 |  |  |  | No | R-454B | 2.7667 | Residential & Commercial | Ducted CEE Tier 1
214728357 | Central HP <5.4 tons | YORK | HRCU-A-CB (Split System: Heat Pump with Remote Outdoor Unit-Air-Source) | HH836E2S11 |  |  | CTU36B5XDS1+TXV | TPLC080B12MP13 | 33000 | 17 | 8.5 | 31000 | 25200 | 81.29% | 2 | 0 | 11 |  |  |  | No | R-454B | 2.75 | Residential & Commercial | Ducted CEE Tier 1
213296642 | Central HP <5.4 tons | YORK | HRCU-A-CB (Split System: Heat Pump with Remote Outdoor Unit-Air-Source) | HMH72B341 |  |  | XAHB30CXXN1+TXV | Y81E040A12LMPS1 | 31800 | 17 | 8.1 | 32200 | 22600 | 70.19% | 2 | 0 | 10 |  |  |  | No | R-410A | 2.65 | Residential & Commercial | Ducted CEE Tier 1
213771330 | Central HP <5.4 tons | COMFORTMAKER | HRCU-A-CB (Split System: Heat Pump with Remote Outdoor Unit-Air-Source) | CVH825GKA2* |  |  | EA*4X42L21A*+WALLCON | *97CMN1002122B* | 23800 | 16.5 | 8.1 | 21400 | 16600 | 77.57% | 1.96 | 0 | 11 |  |  |  | No | R-410A | 1.9833 | Residential & Commercial | Ducted CEE Tier 1
213771630 | Central HP <5.4 tons | COMFORTMAKER | HRCU-A-CB (Split System: Heat Pump with Remote Outdoor Unit-Air-Source) | CVH825GKA2* |  |  | EA*4X48L21A*+WALLCON | *97CMN0801714B* | 24000 | 16.5 | 8.1 | 21000 | 16600 | 79.05% | 2 | 0 | 11 |  |  |  | No | R-410A | 2 | Residential & Commercial | Ducted CEE Tier 1
213771700 | Central HP <5.4 tons | COMFORTMAKER | HRCU-A-CB (Split System: Heat Pump with Remote Outdoor Unit-Air-Source) | CVH825GKA2* |  |  | EA*4X48L24A*+WALLCON | *80CTL1352422B* | 24200 | 17 | 8.1 | 21000 | 16500 | 78.57% | 2.02 | 0 | 11 |  |  |  | No | R-410A | 2.0167 | Residential & Commercial | Ducted CEE Tier 1
213771930 | Central HP <5.4 tons | COMFORTMAKER | HRCU-A-CB (Split System: Heat Pump with Remote Outdoor Unit-Air-Source) | CVH825GKA2* |  |  | EHD4X30AAL+WALLCON | *80CTL0701412B* | 23800 | 16 | 8.1 | 21800 | 16800 | 77.06% | 1.98 | 0 | 10.5 |  |  |  | No | R-410A | 1.9833 | Residential & Commercial | Ducted CEE Tier 1
213772100 | Central HP <5.4 tons | COMFORTMAKER | HRCU-A-CB (Split System: Heat Pump with Remote Outdoor Unit-Air-Source) | CVH825GKA2* |  |  | EHD4X36AAL+WALLCON | *80CTL0701412B* | 24000 | 16.5 | 8.1 | 21400 | 16600 | 77.57% | 1.98 | 0 | 10.5 |  |  |  | No | R-410A | 2 | Residential & Commercial | Ducted CEE Tier 1
212978692 | Central HP <5.4 tons | DAY & NIGHT | HRCU-A-CB (Split System: Heat Pump with Remote Outdoor Unit-Air-Source) | DLCURAH24ABK |  |  | EA*4X37L21A* | *80MS(N,L)0701712A* | 24400 | 17.5 | 8.5 | 25200 | 21200 | 84.13% | 1.8 | 0 | 10.5 |  |  |  | No | R-410A | 2.0333 | Residential & Commercial | Ducted CEE Tier 1
212979233 | Central HP <5.4 tons | DAY & NIGHT | HRCU-A-CB (Split System: Heat Pump with Remote Outdoor Unit-Air-Source) | DLCURAH24ABK |  |  | EN(A,D,W)4X36L17** | *80MS(N,L)0701716A* | 23600 | 17 | 8.5 | 26400 | 24400 | 92.42% | 2.02 | 0 | 10.5 |  |  |  | No | R-410A | 1.9667 | Residential & Commercial | Ducted CEE Tier 1
212979517 | Central HP <5.4 tons | DAY & NIGHT | HRCU-A-CB (Split System: Heat Pump with Remote Outdoor Unit-Air-Source) | DLCURAH24ABK |  |  | EN(A,D)4X36L21** | *80MS(N,L)0702116A* | 23800 | 17 | 8.5 | 26400 | 24000 | 90.91% | 2 | 0 | 10.5 |  |  |  | No | R-410A | 1.9833 | Residential & Commercial | Ducted CEE Tier 1
212979851 | Central HP <5.4 tons | DAY & NIGHT | HRCU-A-CB (Split System: Heat Pump with Remote Outdoor Unit-Air-Source) | DLCURAH24ABK |  |  | EA*4X36L17A* | *80MS(N,L)0901714A* | 23800 | 17 | 8.5 | 26200 | 23800 | 90.84% | 1.98 | 0 | 10 |  |  |  | No | R-410A | 1.9833 | Residential & Commercial | Ducted CEE Tier 1
212979935 | Central HP <5.4 tons | DAY & NIGHT | HRCU-A-CB (Split System: Heat Pump with Remote Outdoor Unit-Air-Source) | DLCURAH24ABK |  |  | EN(A,D)4X36L21** | *80MS(N,L)0901714A* | 23600 | 17 | 8.5 | 26400 | 24400 | 92.42% | 2.02 | 0 | 10.5 |  |  |  | No | R-410A | 1.9667 | Residential & Commercial | Ducted CEE Tier 1
212969762 | Central HP <5.4 tons | HEIL | HRCU-A-CB (Split System: Heat Pump with Remote Outdoor Unit-Air-Source) | DLCURAH24ABK |  |  | EA*4X30L14A* | *80VSL0451412B* | 23400 | 17 | 8.5 | 26200 | 25000 | 95.42% | 2.08 | 0 | 10 |  |  |  | No | R-410A | 1.95 | Residential & Commercial | Ducted CEE Tier 1
212969812 | Central HP <5.4 tons | HEIL | HRCU-A-CB (Split System: Heat Pump with Remote Outdoor Unit-Air-Source) | DLCURAH24ABK |  |  | EN(A,D)4X24L17** | *80VSL0451412B* | 23400 | 17 | 8.5 | 27000 | 25000 | 92.59% | 2.08 | 0 | 10 |  |  |  | No | R-410A | 1.95 | Residential & Commercial | Ducted CEE Tier 1
213296691 | Central HP <5.4 tons | YORK | HRCU-A-CB (Split System: Heat Pump with Remote Outdoor Unit-Air-Source) | HMH72B341 |  |  | XAHB36DXXN1+TXV | Y81E040A12LMPS1 | 33200 | 17.5 | 8.1 | 32800 | 23000 | 70.12% | 2.02 | 0 | 10 |  |  |  | No | R-410A | 2.7667 | Residential & Commercial | Ducted CEE Tier 1
212971650 | Central HP <5.4 tons | HEIL | HRCU-A-CB (Split System: Heat Pump with Remote Outdoor Unit-Air-Source) | DLCURAH24ABK |  |  | EA*4X30L17A* | *80VTL0701716B* | 23600 | 17 | 8.5 | 26000 | 24000 | 92.31% | 2 | 0 | 10 |  |  |  | No | R-410A | 1.9667 | Residential & Commercial | Ducted CEE Tier 1
212973238 | Central HP <5.4 tons | HEIL | HRCU-A-CB (Split System: Heat Pump with Remote Outdoor Unit-Air-Source) | DLCURAH24ABK |  |  | EA*4X37L17A* | *96VSN0401712B* | 24000 | 16 | 8.1 | 25400 | 22000 | 86.61% | 1.82 | 0 | 10 |  |  |  | No | R-410A | 2 | Residential & Commercial | Ducted CEE Tier 1
212973288 | Central HP <5.4 tons | HEIL | HRCU-A-CB (Split System: Heat Pump with Remote Outdoor Unit-Air-Source) | DLCURAH24ABK |  |  | EN(A,D)4X36L21** | *96VSN0401712B* | 23200 | 16 | 8.1 | 26200 | 24800 | 94.66% | 2.06 | 0 | 10 |  |  |  | No | R-410A | 1.9333 | Residential & Commercial | Ducted CEE Tier 1
212973558 | Central HP <5.4 tons | HEIL | HRCU-A-CB (Split System: Heat Pump with Remote Outdoor Unit-Air-Source) | DLCURAH24ABK |  |  | EA*4X30L14A* | *96VSN0601412B* | 23400 | 16.5 | 8.5 | 26200 | 25000 | 95.42% | 2.08 | 0 | 10 |  |  |  | No | R-410A | 1.95 | Residential & Commercial | Ducted CEE Tier 1
212973858 | Central HP <5.4 tons | HEIL | HRCU-A-CB (Split System: Heat Pump with Remote Outdoor Unit-Air-Source) | DLCURAH24ABK |  |  | EA*4X36L17A* | *96VSN0801716B* | 23600 | 17 | 8.5 | 26000 | 24200 | 93.08% | 2.02 | 0 | 10 |  |  |  | No | R-410A | 1.9667 | Residential & Commercial | Ducted CEE Tier 1
212976065 | Central HP <5.4 tons | HEIL | HRCU-A-CB (Split System: Heat Pump with Remote Outdoor Unit-Air-Source) | DLCURAH24ABK |  |  | EA*4X37L17A* | *96VTN0801716B* | 24200 | 17 | 8.5 | 25800 | 22200 | 86.05% | 1.84 | 0 | 10 |  |  |  | No | R-410A | 2.0167 | Residential & Commercial | Ducted CEE Tier 1
213296614 | Central HP <5.4 tons | YORK | HRCU-A-CB (Split System: Heat Pump with Remote Outdoor Unit-Air-Source) | HMH72B341 |  |  | XAFB36DBCN1 | Y91E080B12SMPS1 | 33200 | 17 | 8.5 | 32200 | 22600 | 70.19% | 1.8 | 0 | 10 |  |  |  | No | R-410A | 2.7667 | Residential & Commercial | Ducted CEE Tier 1
213296596 | Central HP <5.4 tons | YORK | HRCU-A-CB (Split System: Heat Pump with Remote Outdoor Unit-Air-Source) | HMH72B341 |  |  | XAFC30CXXN1+TXV | Y81E080B12SMPS1 | 33200 | 18 | 8.5 | 33000 | 23400 | 70.91% | 2.04 | 0 | 10 |  |  |  | No | R-410A | 2.7667 | Residential & Commercial | Ducted CEE Tier 1
212976683 | Central HP <5.4 tons | HEIL | HRCU-A-CB (Split System: Heat Pump with Remote Outdoor Unit-Air-Source) | DLCURAH24ABK |  |  | EA*4X37L21A* | *96VTN1002120B* | 24000 | 17.5 | 8.5 | 25200 | 21800 | 86.51% | 1.82 | 0 | 10 |  |  |  | No | R-410A | 2 | Residential & Commercial | Ducted CEE Tier 1
212978169 | Central HP <5.4 tons | HEIL | HRCU-A-CB (Split System: Heat Pump with Remote Outdoor Unit-Air-Source) | DLCURAH24ABK |  |  | EN(A,D)4X24L14** | *80MS(N,L)0701412A* | 23200 | 17 | 8.5 | 26800 | 25400 | 94.78% | 2.14 | 0 | 10 |  |  |  | No | R-410A | 1.9333 | Residential & Commercial | Ducted CEE Tier 1
215864683 | Central HP <5.4 tons | TRANE | HRCU-A-CB (Split System: Heat Pump with Remote Outdoor Unit-Air-Source) | 5TWV8X60A1 |  |  | 5PX*C007AS3 | S8V2C080M5PDB | 52500 | 18.1 | 8.5 | 55500 | 40000 | 72.07% | 2 | 0 | 10 |  |  |  | No | R-454B | 4.375 | Residential & Commercial | Ducted CEE Tier 1
215864719 | Central HP <5.4 tons | TRANE | HRCU-A-CB (Split System: Heat Pump with Remote Outdoor Unit-Air-Source) | 5TWV8X60A1 |  |  | 5TXCC009AS3 | S8V2C080M5PDB | 54000 | 18.1 | 8.5 | 55000 | 39500 | 71.82% | 2 | 0 | 10 |  |  |  | No | R-454B | 4.5 | Residential & Commercial | Ducted CEE Tier 1
211242309 | Central HP <5.4 tons | TEMPSTAR | HRCU-A-CB (Split System: Heat Pump with Remote Outdoor Unit-Air-Source) | DLCURAH24ABK |  |  | EA*4X36L21A* | *96VSN0401712A* | 23400 | 16 | 8.5 | 25800 | 23600 | 91.47% | 1.94 | 0 | 10 |  |  |  | No | R-410A | 1.95 | Residential & Commercial | Ducted CEE Tier 1
213296599 | Central HP <5.4 tons | YORK | HRCU-A-CB (Split System: Heat Pump with Remote Outdoor Unit-Air-Source) | HMH72B341 |  |  | XAFB30CXXN1+TXV | Y81E040A12LMPS1 | 33200 | 18 | 8.5 | 33000 | 23400 | 70.91% | 2.06 | 0 | 10 |  |  |  | No | R-410A | 2.7667 | Residential & Commercial | Ducted CEE Tier 1
213296555 | Central HP <5.4 tons | YORK | HRCU-A-CB (Split System: Heat Pump with Remote Outdoor Unit-Air-Source) | HMH72B341 |  |  | XAFB36DXXN1+TXV | Y81E080B12SMPS1 | 34000 | 18 | 8.1 | 33400 | 24000 | 71.86% | 2.08 | 0 | 10 |  |  |  | No | R-410A | 2.8333 | Residential & Commercial | Ducted CEE Tier 1
213296564 | Central HP <5.4 tons | YORK | HRCU-A-CB (Split System: Heat Pump with Remote Outdoor Unit-Air-Source) | HMH72B341 |  |  | XAFB36DBCN1 | Y92E080B12SMPS1 | 33800 | 18 | 8.5 | 33000 | 23200 | 70.3% | 2 | 0 | 10 |  |  |  | No | R-410A | 2.8167 | Residential & Commercial | Ducted CEE Tier 1
213296603 | Central HP <5.4 tons | YORK | HRCU-A-CB (Split System: Heat Pump with Remote Outdoor Unit-Air-Source) | HMH72B341 |  |  | XAHC36DXXN1+JMET12CS2N1+TXV |  | 33800 | 18 | 8.1 | 32800 | 23000 | 70.12% | 2.06 | 0 | 10 |  |  |  | No | R-410A | 2.8167 | Residential & Commercial | Ducted CEE Tier 1
212978192 | Central HP <5.4 tons | DAY & NIGHT | HRCU-A-CB (Split System: Heat Pump with Remote Outdoor Unit-Air-Source) | DLCURAH24ABK |  |  | EN(A,D)4X30L14** | *80MS(N,L)0701412A* | 23600 | 17 | 8.5 | 26200 | 24600 | 93.89% | 2.04 | 0 | 10.5 |  |  |  | No | R-410A | 1.9667 | Residential & Commercial | Ducted CEE Tier 1
211244066 | Central HP <5.4 tons | TEMPSTAR | HRCU-A-CB (Split System: Heat Pump with Remote Outdoor Unit-Air-Source) | DLCURAH24ABK |  |  | EN(A,D)4X24L17** | *96VTN0401410A* | 23400 | 15.5 | 8.5 | 26600 | 24000 | 90.23% | 1.96 | 0 | 10 |  |  |  | No | R-410A | 1.95 | Residential & Commercial | Ducted CEE Tier 1
211244166 | Central HP <5.4 tons | TEMPSTAR | HRCU-A-CB (Split System: Heat Pump with Remote Outdoor Unit-Air-Source) | DLCURAH24ABK |  |  | EN(A,D)4X24L17** | *92ESN0601714A* | 23800 | 16.5 | 8.5 | 26800 | 23200 | 86.57% | 1.92 | 0 | 10 |  |  |  | No | R-410A | 1.9833 | Residential & Commercial | Ducted CEE Tier 1
212975711 | Central HP <5.4 tons | DAY & NIGHT | HRCU-A-CB (Split System: Heat Pump with Remote Outdoor Unit-Air-Source) | DLCURAH24ABK |  |  | EN(A,D)4X24L14** | *96VTN0601412B* | 23200 | 16.5 | 8.5 | 26800 | 25400 | 94.78% | 2.12 | 0 | 10 |  |  |  | No | R-410A | 1.9333 | Residential & Commercial | Ducted CEE Tier 1
213501753 | Central HP <5.4 tons | DAIKIN | HRCU-A-CB (Split System: Heat Pump with Remote Outdoor Unit-Air-Source) | DZ9VCA3610A* |  |  | DMVE48DP1400B* |  | 33600 | 19 | 8.2 | 33600 | 24400 | 72.62% | 1.8 | 0 | 12 |  |  |  | No | R-410A | 2.8 | Residential & Commercial | Ducted CEE Tier 1
213773856 | Central HP <5.4 tons | BRYANT HEATING AND COOLING SYSTEMS | HRCU-A-CB (Split System: Heat Pump with Remote Outdoor Unit-Air-Source) | 288BNV025*0**C* |  |  | CAP**4824AL*+UI | 986TD66100C21*** | 24200 | 16.5 | 8.1 | 21000 | 16500 | 78.57% | 2.02 | 0 | 11 |  |  |  | No | R-410A | 2.0167 | Residential & Commercial | Ducted CEE Tier 1
213774556 | Central HP <5.4 tons | BRYANT HEATING AND COOLING SYSTEMS | HRCU-A-CB (Split System: Heat Pump with Remote Outdoor Unit-Air-Source) | 288BNV025*0**C* |  |  | CSPH*4812AL*+UI | 88*TB36045C17*** | 24200 | 16 | 8.1 | 21400 | 16700 | 78.04% | 2 | 0 | 10.5 |  |  |  | No | R-410A | 2.0167 | Residential & Commercial | Ducted CEE Tier 1
210473398 | Central HP <5.4 tons | DAY & NIGHT | HRCU-A-CB (Split System: Heat Pump with Remote Outdoor Unit-Air-Source) | CVH825GKA3* |  |  | EA*4X48L21A*+WALLCON | *97CMN1002122A* | 24000 | 16.5 | 8.1 | 21000 | 16500 | 78.57% | 2.02 | 0 | 11 |  |  |  | No | R-410A | 2 | Residential & Commercial | Ducted CEE Tier 1
210474098 | Central HP <5.4 tons | DAY & NIGHT | HRCU-A-CB (Split System: Heat Pump with Remote Outdoor Unit-Air-Source) | CVH825GKA3* |  |  | EN(A,D)4X48L24**+WALLCON | *80CTL1352422A* | 24200 | 17 | 8.1 | 21400 | 16600 | 77.57% | 2.02 | 0 | 11.5 |  |  |  | No | R-410A | 2.0167 | Residential & Commercial | Ducted CEE Tier 1
210473409 | Central HP <5.4 tons | DAY & NIGHT | HRCU-A-CB (Split System: Heat Pump with Remote Outdoor Unit-Air-Source) | CVH825GKA3* |  |  | EA*4X48L21A*+WALLCON | *96CTN1002122A* | 24000 | 16.5 | 8.1 | 21000 | 16500 | 78.57% | 2.02 | 0 | 11 |  |  |  | No | R-410A | 2 | Residential & Commercial | Ducted CEE Tier 1
210473486 | Central HP <5.4 tons | DAY & NIGHT | HRCU-A-CB (Split System: Heat Pump with Remote Outdoor Unit-Air-Source) | CVH825GKA3* |  |  | EA*4X48L24A*+WALLCON | *96CTN1202422A* | 24200 | 17 | 8.1 | 21000 | 16500 | 78.57% | 2.02 | 0 | 11 |  |  |  | No | R-410A | 2.0167 | Residential & Commercial | Ducted CEE Tier 1
213296728 | Central HP <5.4 tons | YORK | HRCU-A-CB (Split System: Heat Pump with Remote Outdoor Unit-Air-Source) | HMH72B341 |  |  | XAHB36DXXN1+JMVT12BC2N1+TXV |  | 33200 | 18 | 8.1 | 32200 | 22600 | 70.19% | 2.02 | 0 | 10 |  |  |  | No | R-410A | 2.7667 | Residential & Commercial | Ducted CEE Tier 1
213296730 | Central HP <5.4 tons | YORK | HRCU-A-CB (Split System: Heat Pump with Remote Outdoor Unit-Air-Source) | HMH72B341 |  |  | XAFC36DXXN1+JMET12CS2N1+TXV |  | 34000 | 18.5 | 8.5 | 34000 | 24200 | 71.18% | 2.14 | 0 | 10 |  |  |  | No | R-410A | 2.8333 | Residential & Commercial | Ducted CEE Tier 1
213296778 | Central HP <5.4 tons | YORK | HRCU-A-CB (Split System: Heat Pump with Remote Outdoor Unit-Air-Source) | HMH72B341 |  |  | XAFB30CXXN1+JMVT12BC2N1+TXV |  | 33400 | 18.5 | 8.5 | 33400 | 23400 | 70.06% | 2.06 | 0 | 10 |  |  |  | No | R-410A | 2.7833 | Residential & Commercial | Ducted CEE Tier 1
213296600 | Central HP <5.4 tons | YORK | HRCU-A-CB (Split System: Heat Pump with Remote Outdoor Unit-Air-Source) | HMH72B341 |  |  | XAUB30CXXN1+TXV | Y81E040A12SMPS1 | 33200 | 18 | 8.5 | 33000 | 23400 | 70.91% | 2.06 | 0 | 10 |  |  |  | No | R-410A | 2.7667 | Residential & Commercial | Ducted CEE Tier 1
213296601 | Central HP <5.4 tons | YORK | HRCU-A-CB (Split System: Heat Pump with Remote Outdoor Unit-Air-Source) | HMH72B341 |  |  | XAUB30CXXN1+TXV | Y81E040A12LMPS1 | 33200 | 18 | 8.5 | 33000 | 23400 | 70.91% | 2.06 | 0 | 10 |  |  |  | No | R-410A | 2.7667 | Residential & Commercial | Ducted CEE Tier 1
214389272 | Central HP <5.4 tons | CARRIER | HRCU-A-CB (Split System: Heat Pump with Remote Outdoor Unit-Air-Source) | 25VNA436A*031* |  |  | CNPV*4221AL*+UI | 58TN*B110C21**20 | 33200 | 19 | 9 | 37800 | 26600 | 70.37% | 1.98 | 0 | 12 |  |  |  | No | R-410A | 2.7667 | Residential & Commercial | Ducted CEE Tier 1
213942100 | Central HP <5.4 tons | HEIL | HRCU-A-CB (Split System: Heat Pump with Remote Outdoor Unit-Air-Source) | DLCURAH24ABK |  |  | EN(A,D,W)4X36L17** | *96VTN0601716B* | 24000 | 16.5 | 9 | 26000 | 23200 | 89.23% | 1.92 | 0 | 10.5 |  |  |  | No | R-410A | 2 | Residential & Commercial | Ducted CEE Tier 1
210435118 | Central HP <5.4 tons | DAIKIN | HRCU-A-CB (Split System: Heat Pump with Remote Outdoor Unit-Air-Source) | DZ6VSA1810A* |  |  | CA*EA1818*4A* | D*97MC0804CNA* | 16600 | 17.5 | 8.5 | 17400 | 13000 | 74.71% | 2.1 | 0 | 10.9 |  |  |  | No | R-410A | 1.3833 | Residential & Commercial | Ducted CEE Tier 1
210435134 | Central HP <5.4 tons | DAIKIN | HRCU-A-CB (Split System: Heat Pump with Remote Outdoor Unit-Air-Source) | DZ6VSA1810A* |  |  | CA*EA2422*4A* | D*96SC0805CUA* | 16600 | 17.5 | 8.5 | 17400 | 13000 | 74.71% | 2.1 | 0 | 10.9 |  |  |  | No | R-410A | 1.3833 | Residential & Commercial | Ducted CEE Tier 1
214389292 | Central HP <5.4 tons | CARRIER | HRCU-A-CB (Split System: Heat Pump with Remote Outdoor Unit-Air-Source) | 25VNA436A*031* |  |  | CNPV*4821AL*+UI | 59MN7C080C17**14 | 33600 | 19 | 9 | 36800 | 26200 | 71.2% | 2.02 | 0 | 12 |  |  |  | No | R-410A | 2.8 | Residential & Commercial | Ducted CEE Tier 1
214389322 | Central HP <5.4 tons | CARRIER | HRCU-A-CB (Split System: Heat Pump with Remote Outdoor Unit-Air-Source) | 25VNA436A*031* |  |  | CNPV*6024AL*+UI | 59MN7C100C21**22 | 34000 | 20 | 9 | 36200 | 25400 | 70.17% | 2.02 | 0 | 12.5 |  |  |  | No | R-410A | 2.8333 | Residential & Commercial | Ducted CEE Tier 1
214389324 | Central HP <5.4 tons | CARRIER | HRCU-A-CB (Split System: Heat Pump with Remote Outdoor Unit-Air-Source) | 25VNA436A*031* |  |  | CNPV*6024AL*+UI | 59MN7C120C24**22 | 34200 | 20 | 9 | 36200 | 25600 | 70.72% | 2.02 | 0 | 12.5 |  |  |  | No | R-410A | 2.85 | Residential & Commercial | Ducted CEE Tier 1
213296683 | Central HP <5.4 tons | YORK | HRCU-A-CB (Split System: Heat Pump with Remote Outdoor Unit-Air-Source) | HMH72B341 |  |  | XAHC36DXXN1+TXV | Y81E080C16LMPS1 | 34000 | 17.5 | 8.5 | 33400 | 23600 | 70.66% | 2.08 | 0 | 10 |  |  |  | No | R-410A | 2.8333 | Residential & Commercial | Ducted CEE Tier 1
210472958 | Central HP <5.4 tons | DAY & NIGHT | HRCU-A-CB (Split System: Heat Pump with Remote Outdoor Unit-Air-Source) | CVH825GKA3* |  |  | EA*4X42L21A*+WALLCON | *96CTN1002122A* | 23800 | 16.5 | 8.1 | 21400 | 16600 | 77.57% | 1.96 | 0 | 11 |  |  |  | No | R-410A | 1.9833 | Residential & Commercial | Ducted CEE Tier 1
210473090 | Central HP <5.4 tons | DAY & NIGHT | HRCU-A-CB (Split System: Heat Pump with Remote Outdoor Unit-Air-Source) | CVH825GKA3* |  |  | EA*4X43L21A*+WALLCON | *95CSU0601716A* | 24400 | 16.5 | 8.1 | 21200 | 16700 | 78.77% | 2.02 | 0 | 10.5 |  |  |  | No | R-410A | 2.0333 | Residential & Commercial | Ducted CEE Tier 1
213296686 | Central HP <5.4 tons | YORK | HRCU-A-CB (Split System: Heat Pump with Remote Outdoor Unit-Air-Source) | HMH72B341 |  |  | XAHB36DXXN1+TXV | Y81E080B12SMPS1 | 33200 | 17.5 | 8.1 | 32800 | 23000 | 70.12% | 2 | 0 | 10 |  |  |  | No | R-410A | 2.7667 | Residential & Commercial | Ducted CEE Tier 1
213296765 | Central HP <5.4 tons | YORK | HRCU-A-CB (Split System: Heat Pump with Remote Outdoor Unit-Air-Source) | HMH72B341 |  |  | XAFC36DXXN1+TXV | Y81E080C16LMPS1 | 34000 | 18 | 8.5 | 33400 | 24200 | 72.46% | 2.14 | 0 | 10 |  |  |  | No | R-410A | 2.8333 | Residential & Commercial | Ducted CEE Tier 1
213296571 | Central HP <5.4 tons | YORK | HRCU-A-CB (Split System: Heat Pump with Remote Outdoor Unit-Air-Source) | HMH72B341 |  |  | XAHC36DBCN1 | Y91E060B12SMPS1 | 33000 | 16.5 | 8.5 | 32000 | 22400 | 70% | 1.8 | 0 | 10 |  |  |  | No | R-410A | 2.75 | Residential & Commercial | Ducted CEE Tier 1
213296621 | Central HP <5.4 tons | YORK | HRCU-A-CB (Split System: Heat Pump with Remote Outdoor Unit-Air-Source) | HMH72B341 |  |  | XAFC36DBCN1 | Y82E100C16LMPS1 | 35000 | 18 | 8.5 | 33600 | 23600 | 70.24% | 2.08 | 0 | 10 |  |  |  | No | R-410A | 2.9167 | Residential & Commercial | Ducted CEE Tier 1
213296639 | Central HP <5.4 tons | YORK | HRCU-A-CB (Split System: Heat Pump with Remote Outdoor Unit-Air-Source) | HMH72B341 |  |  | XAHB30CXXN1+TXV | Y81E080B12SMPS1 | 31800 | 17 | 8.1 | 32200 | 22600 | 70.19% | 2 | 0 | 10 |  |  |  | No | R-410A | 2.65 | Residential & Commercial | Ducted CEE Tier 1
210474257 | Central HP <5.4 tons | DAY & NIGHT | HRCU-A-CB (Split System: Heat Pump with Remote Outdoor Unit-Air-Source) | CVH825GKA3* |  |  | EHD4X42AAL+WALLCON | *80CSU0401712A* | 24200 | 16.5 | 8.1 | 21400 | 16600 | 77.57% | 2 | 0 | 10.5 |  |  |  | No | R-410A | 2.0167 | Residential & Commercial | Ducted CEE Tier 1
210472969 | Central HP <5.4 tons | DAY & NIGHT | HRCU-A-CB (Split System: Heat Pump with Remote Outdoor Unit-Air-Source) | CVH825GKA3* |  |  | EA*4X42L21A*+WALLCON | *80CTL0901716A* | 23800 | 17.5 | 8.1 | 21400 | 16500 | 77.1% | 1.98 | 0 | 11 |  |  |  | No | R-410A | 1.9833 | Residential & Commercial | Ducted CEE Tier 1
210473002 | Central HP <5.4 tons | DAY & NIGHT | HRCU-A-CB (Split System: Heat Pump with Remote Outdoor Unit-Air-Source) | CVH825GKA3* |  |  | EA*4X42L24A*+WALLCON | *95CSU1002122A* | 23800 | 17 | 8.1 | 21400 | 16600 | 77.57% | 1.96 | 0 | 11 |  |  |  | No | R-410A | 1.9833 | Residential & Commercial | Ducted CEE Tier 1
210473189 | Central HP <5.4 tons | DAY & NIGHT | HRCU-A-CB (Split System: Heat Pump with Remote Outdoor Unit-Air-Source) | CVH825GKA3* |  |  | EA*4X43L21A*+WALLCON | *96CTN0801714A* | 24400 | 16.5 | 8.1 | 21200 | 16700 | 78.77% | 2.02 | 0 | 11 |  |  |  | No | R-410A | 2.0333 | Residential & Commercial | Ducted CEE Tier 1
213296687 | Central HP <5.4 tons | YORK | HRCU-A-CB (Split System: Heat Pump with Remote Outdoor Unit-Air-Source) | HMH72B341 |  |  | XAHB36DXXN1+TXV | Y81E080B12LMPS1 | 33200 | 17.5 | 8.1 | 32800 | 23000 | 70.12% | 2 | 0 | 10 |  |  |  | No | R-410A | 2.7667 | Residential & Commercial | Ducted CEE Tier 1
214389282 | Central HP <5.4 tons | CARRIER | HRCU-A-CB (Split System: Heat Pump with Remote Outdoor Unit-Air-Source) | 25VNA436A*031* |  |  | CNPV*4821AL*+UI | 58TN*B090C17**16 | 33800 | 19.5 | 9 | 36800 | 26000 | 70.65% | 2.02 | 0 | 12 |  |  |  | No | R-410A | 2.8167 | Residential & Commercial | Ducted CEE Tier 1
214389298 | Central HP <5.4 tons | CARRIER | HRCU-A-CB (Split System: Heat Pump with Remote Outdoor Unit-Air-Source) | 25VNA436A*031* |  |  | CNPV*4821AL*+UI | 59TN6C080C17**14 | 33400 | 19 | 9 | 36800 | 26200 | 71.2% | 2.02 | 0 | 12 |  |  |  | No | R-410A | 2.7833 | Residential & Commercial | Ducted CEE Tier 1
214389314 | Central HP <5.4 tons | CARRIER | HRCU-A-CB (Split System: Heat Pump with Remote Outdoor Unit-Air-Source) | 25VNA436A*031* |  |  | CNPV*4824AL*+UI | 59TN6C120C24**22 | 33800 | 19.5 | 9 | 36600 | 26000 | 71.04% | 2.04 | 0 | 12.5 |  |  |  | No | R-410A | 2.8167 | Residential & Commercial | Ducted CEE Tier 1
210473955 | Central HP <5.4 tons | DAY & NIGHT | HRCU-A-CB (Split System: Heat Pump with Remote Outdoor Unit-Air-Source) | CVH825GKA3* |  |  | EN(A,D,W)4X48L21**+WALLCON | *80CTL0451712A* | 24000 | 16.5 | 8.1 | 21400 | 16700 | 78.04% | 2 | 0 | 11 |  |  |  | No | R-410A | 2 | Residential & Commercial | Ducted CEE Tier 1
210474543 | Central HP <5.4 tons | DAY & NIGHT | HRCU-A-CB (Split System: Heat Pump with Remote Outdoor Unit-Air-Source) | CVH825GKA3* |  |  | EHD4X48AAL+WALLCON | *96CTN0601714A* | 24200 | 16 | 8.1 | 21400 | 16700 | 78.04% | 2 | 0 | 10.5 |  |  |  | No | R-410A | 2.0167 | Residential & Commercial | Ducted CEE Tier 1
215935467 | Central HP <5.4 tons | AIRQUEST | HRCU-A-CB (Split System: Heat Pump with Remote Outdoor Unit-Air-Source) | H5H3V36*K*AAA* |  |  | EVM5X61M24A*+WALLCON | *80CTL1102120B* | 36000 | 22.5 | 8.5 | 37600 | 28200 | 75% | 2.06 | 0 | 12.5 |  |  |  | No | R-454B | 3 | Residential & Commercial | Ducted CEE Tier 1
215935567 | Central HP <5.4 tons | AIRQUEST | HRCU-A-CB (Split System: Heat Pump with Remote Outdoor Unit-Air-Source) | H5H3V36*K*AAA* |  |  | EVD5X36M17A*+WALLCON | *97CMN0601714B* | 34000 | 20 | 8.1 | 38000 | 27200 | 71.58% | 2 | 0 | 11 |  |  |  | No | R-454B | 2.8333 | Residential & Commercial | Ducted CEE Tier 1
215936637 | Central HP <5.4 tons | AIRQUEST | HRCU-A-CB (Split System: Heat Pump with Remote Outdoor Unit-Air-Source) | H5H3V36*K*AAA* |  |  | EVD5X60M21A*+WALLCON | *80CTL1102120B* | 35600 | 22 | 8.5 | 38000 | 28400 | 74.74% | 2.02 | 0 | 12.5 |  |  |  | No | R-454B | 2.9667 | Residential & Commercial | Ducted CEE Tier 1
215936767 | Central HP <5.4 tons | AIRQUEST | HRCU-A-CB (Split System: Heat Pump with Remote Outdoor Unit-Air-Source) | H5H3V36*K*AAA* |  |  | EVD5X60M24A*+WALLCON | *80CTL1102120B* | 35600 | 22 | 8.5 | 38000 | 28400 | 74.74% | 2.04 | 0 | 12.5 |  |  |  | No | R-454B | 2.9667 | Residential & Commercial | Ducted CEE Tier 1
215940784 | Central HP <5.4 tons | CARRIER | HRCU-A-CB (Split System: Heat Pump with Remote Outdoor Unit-Air-Source) | 27VNA336A*030* |  |  | CVAVA4924XMA*+UI | 59TN7A100C21**22 | 35400 | 22 | 8.5 | 38000 | 28400 | 74.74% | 2.04 | 0 | 12.5 |  |  |  | No | R-454B | 2.95 | Residential & Commercial | Ducted CEE Tier 1
215942370 | Central HP <5.4 tons | CARRIER | HRCU-A-CB (Split System: Heat Pump with Remote Outdoor Unit-Air-Source) | 27VNA336A*030* |  |  | CVAMA4421XMA*+UI | 59TN6C060C17**14 | 35200 | 21 | 8.5 | 37400 | 28000 | 74.87% | 2.06 | 0 | 11.7 |  |  |  | No | R-454B | 2.9333 | Residential & Commercial | Ducted CEE Tier 1
214389264 | Central HP <5.4 tons | CARRIER | HRCU-A-CB (Split System: Heat Pump with Remote Outdoor Unit-Air-Source) | 25VNA436A*031* |  |  | CNPV*4217AL*+UI | 59MN7C080C17**14 | 33000 | 18.5 | 9 | 37400 | 26400 | 70.59% | 1.98 | 0 | 11.7 |  |  |  | No | R-410A | 2.75 | Residential & Commercial | Ducted CEE Tier 1
214389316 | Central HP <5.4 tons | CARRIER | HRCU-A-CB (Split System: Heat Pump with Remote Outdoor Unit-Air-Source) | 25VNA436A*031* |  |  | CNPV*6024AL*+UI | 58TN*B090C21**20 | 34000 | 20 | 9 | 36200 | 25400 | 70.17% | 2.02 | 0 | 12.5 |  |  |  | No | R-410A | 2.8333 | Residential & Commercial | Ducted CEE Tier 1
214389373 | Central HP <5.4 tons | CARRIER | HRCU-A-CB (Split System: Heat Pump with Remote Outdoor Unit-Air-Source) | 25VNA436A*031* |  |  | CNPV*3617AL*+UI | 59MN7C060C17**14 | 32400 | 18 | 9 | 39000 | 27400 | 70.26% | 1.9 | 0 | 11 |  |  |  | No | R-410A | 2.7 | Residential & Commercial | Ducted CEE Tier 1
213296594 | Central HP <5.4 tons | YORK | HRCU-A-CB (Split System: Heat Pump with Remote Outdoor Unit-Air-Source) | HMH72B341 |  |  | XAFC30CXXN1+TXV | Y81E080C16SMPS1 | 33600 | 18 | 8.5 | 33000 | 23200 | 70.3% | 2.08 | 0 | 10 |  |  |  | No | R-410A | 2.8 | Residential & Commercial | Ducted CEE Tier 1
214389381 | Central HP <5.4 tons | CARRIER | HRCU-A-CB (Split System: Heat Pump with Remote Outdoor Unit-Air-Source) | 25VNA436A*031* |  |  | CNPV*3621AL*+UI | 58TN*B045C17**12 | 32000 | 18 | 9 | 39000 | 27400 | 70.26% | 1.9 | 0 | 11 |  |  |  | No | R-410A | 2.6667 | Residential & Commercial | Ducted CEE Tier 1
215674184 | Central HP <5.4 tons | CARRIER | HRCU-A-CB (Split System: Heat Pump with Remote Outdoor Unit-Air-Source) | 27VNA048A*030* |  |  | CAA**6024AM*+UI | 58TN*B090C21**20 | 45000 | 18 | 9 | 47500 | 33400 | 70.32% | 2.08 | 0 | 10 |  |  |  | No | R-454B | 3.75 | Residential & Commercial | Ducted CEE Tier 1
210435114 | Central HP <5.4 tons | DAIKIN | HRCU-A-CB (Split System: Heat Pump with Remote Outdoor Unit-Air-Source) | DZ6VSA1810A* |  |  | CA*EA1818*4A* | D*80VC0804C*A* | 16600 | 17.5 | 8.5 | 17400 | 13000 | 74.71% | 2.1 | 0 | 10.9 |  |  |  | No | R-410A | 1.3833 | Residential & Commercial | Ducted CEE Tier 1
210435102 | Central HP <5.4 tons | DAIKIN | HRCU-A-CB (Split System: Heat Pump with Remote Outdoor Unit-Air-Source) | DZ6VSA1810A* |  |  | CA*EA1818*4A* | D*80SC0604BUA* | 16600 | 17.5 | 8.5 | 17400 | 13000 | 74.71% | 2.1 | 0 | 10.9 |  |  |  | No | R-410A | 1.3833 | Residential & Commercial | Ducted CEE Tier 1
213296604 | Central HP <5.4 tons | YORK | HRCU-A-CB (Split System: Heat Pump with Remote Outdoor Unit-Air-Source) | HMH72B341 |  |  | XAHC36DBCN1+JMET12CS2N1 |  | 33800 | 18 | 8.1 | 32800 | 23000 | 70.12% | 2.06 | 0 | 10 |  |  |  | No | R-410A | 2.8167 | Residential & Commercial | Ducted CEE Tier 1
213296706 | Central HP <5.4 tons | YORK | HRCU-A-CB (Split System: Heat Pump with Remote Outdoor Unit-Air-Source) | HMH72B341 |  |  | XAFC36DBCN1 | Y82E120C20LMPS1 | 35200 | 18.5 | 8.5 | 34000 | 23800 | 70% | 2.1 | 0 | 10 |  |  |  | No | R-410A | 2.9333 | Residential & Commercial | Ducted CEE Tier 1
213296561 | Central HP <5.4 tons | YORK | HRCU-A-CB (Split System: Heat Pump with Remote Outdoor Unit-Air-Source) | HMH72B341 |  |  | XAFA30DXXN1+TXV | Y81E040A12SMPS1 | 33800 | 17.5 | 8.1 | 33400 | 23400 | 70.06% | 2.04 | 0 | 10 |  |  |  | No | R-410A | 2.8167 | Residential & Commercial | Ducted CEE Tier 1
213296595 | Central HP <5.4 tons | YORK | HRCU-A-CB (Split System: Heat Pump with Remote Outdoor Unit-Air-Source) | HMH72B341 |  |  | XAFC30CXXN1+TXV | Y81E080C16LMPS1 | 33600 | 18 | 8.5 | 33000 | 23200 | 70.3% | 2.08 | 0 | 10 |  |  |  | No | R-410A | 2.8 | Residential & Commercial | Ducted CEE Tier 1
213296606 | Central HP <5.4 tons | YORK | HRCU-A-CB (Split System: Heat Pump with Remote Outdoor Unit-Air-Source) | HMH72B341 |  |  | XAUB30CXXN1+JMET12BS2N1+TXV |  | 33200 | 18.5 | 8.5 | 33000 | 23200 | 70.3% | 2.06 | 0 | 10 |  |  |  | No | R-410A | 2.7667 | Residential & Commercial | Ducted CEE Tier 1
213296645 | Central HP <5.4 tons | YORK | HRCU-A-CB (Split System: Heat Pump with Remote Outdoor Unit-Air-Source) | HMH72B341 |  |  | XAUB36DXXN1+JMVT12BC2N1+TXV |  | 34000 | 18.5 | 8.5 | 33600 | 23600 | 70.24% | 2.1 | 0 | 10 |  |  |  | No | R-410A | 2.8333 | Residential & Commercial | Ducted CEE Tier 1
214570783 | Central HP <5.4 tons | COMFORTMAKER | HRCU-A-CB (Split System: Heat Pump with Remote Outdoor Unit-Air-Source) | CVH825GKA3* |  |  | EA*4X48L24A*+WALLCON | *96CTN0802120B* | 24200 | 17 | 8.5 | 20800 | 16500 | 79.33% | 2.02 | 0 | 11 |  |  |  | No | R-410A | 2.0167 | Residential & Commercial | Ducted CEE Tier 1
214571183 | Central HP <5.4 tons | COMFORTMAKER | HRCU-A-CB (Split System: Heat Pump with Remote Outdoor Unit-Air-Source) | CVH825GKA3* |  |  | EN(A,D,W)4X42L21**+WALLCON | *97CMN0602120B* | 23600 | 16 | 8.1 | 21600 | 16700 | 77.31% | 1.94 | 0 | 11 |  |  |  | No | R-410A | 1.9667 | Residential & Commercial | Ducted CEE Tier 1
214570533 | Central HP <5.4 tons | COMFORTMAKER | HRCU-A-CB (Split System: Heat Pump with Remote Outdoor Unit-Air-Source) | CVH825GKA3* |  |  | EA*4X42L21A*+WALLCON | *97CMN0802120B* | 23800 | 16.5 | 8.1 | 21400 | 16600 | 77.57% | 1.96 | 0 | 10.5 |  |  |  | No | R-410A | 1.9833 | Residential & Commercial | Ducted CEE Tier 1
213296695 | Central HP <5.4 tons | YORK | HRCU-A-CB (Split System: Heat Pump with Remote Outdoor Unit-Air-Source) | HMH72B341 |  |  | XAFC30CXXN1+JMET12CS2N1+TXV |  | 33800 | 18.5 | 8.5 | 33000 | 23200 | 70.3% | 2.08 | 0 | 10 |  |  |  | No | R-410A | 2.8167 | Residential & Commercial | Ducted CEE Tier 1
213296720 | Central HP <5.4 tons | YORK | HRCU-A-CB (Split System: Heat Pump with Remote Outdoor Unit-Air-Source) | HMH72B341 |  |  | XAFC30CXXN1+TXV | Y81E080C20SMPS1 | 33600 | 18 | 8.5 | 33000 | 23200 | 70.3% | 2.08 | 0 | 10 |  |  |  | No | R-410A | 2.8 | Residential & Commercial | Ducted CEE Tier 1
213296722 | Central HP <5.4 tons | YORK | HRCU-A-CB (Split System: Heat Pump with Remote Outdoor Unit-Air-Source) | HMH72B341 |  |  | XAHC30CXXN1+TXV | Y81E080B12SMPS1 | 31800 | 17 | 8.1 | 32200 | 22600 | 70.19% | 2 | 0 | 10 |  |  |  | No | R-410A | 2.65 | Residential & Commercial | Ducted CEE Tier 1
210435119 | Central HP <5.4 tons | DAIKIN | HRCU-A-CB (Split System: Heat Pump with Remote Outdoor Unit-Air-Source) | DZ6VSA1810A* |  |  | CA*EA1818*4A*+MBVC1600**-1A* |  | 16600 | 17.5 | 8.5 | 17400 | 13000 | 74.71% | 2.1 | 0 | 10.9 |  |  |  | No | R-410A | 1.3833 | Residential & Commercial | Ducted CEE Tier 1
210435130 | Central HP <5.4 tons | DAIKIN | HRCU-A-CB (Split System: Heat Pump with Remote Outdoor Unit-Air-Source) | DZ6VSA1810A* |  |  | CA*EA2422*4A*+MBVC1200**-1A* |  | 16600 | 17.5 | 8.5 | 17400 | 13000 | 74.71% | 2.1 | 0 | 10.9 |  |  |  | No | R-410A | 1.3833 | Residential & Commercial | Ducted CEE Tier 1
210435137 | Central HP <5.4 tons | DAIKIN | HRCU-A-CB (Split System: Heat Pump with Remote Outdoor Unit-Air-Source) | DZ6VSA1810A* |  |  | CA*EA2422*4A*+MBVC1600**-1A* |  | 16600 | 17.5 | 8.5 | 17400 | 13000 | 74.71% | 2.1 | 0 | 10.9 |  |  |  | No | R-410A | 1.3833 | Residential & Commercial | Ducted CEE Tier 1
210473255 | Central HP <5.4 tons | DAY & NIGHT | HRCU-A-CB (Split System: Heat Pump with Remote Outdoor Unit-Air-Source) | CVH825GKA3* |  |  | EA*4X43L21A*+WALLCON | *97CMN0602120A* | 24400 | 16.5 | 8.1 | 21200 | 16700 | 78.77% | 2.02 | 0 | 11 |  |  |  | No | R-410A | 2.0333 | Residential & Commercial | Ducted CEE Tier 1
210473288 | Central HP <5.4 tons | DAY & NIGHT | HRCU-A-CB (Split System: Heat Pump with Remote Outdoor Unit-Air-Source) | CVH825GKA3* |  |  | EA*4X48L21A*+WALLCON | *95CSU1002122A* | 24200 | 17 | 8.1 | 21000 | 16500 | 78.57% | 2.02 | 0 | 11 |  |  |  | No | R-410A | 2.0167 | Residential & Commercial | Ducted CEE Tier 1
214253516 | Central HP <5.4 tons | AMERICAN STANDARD | HRCU-A-CB (Split System: Heat Pump with Remote Outdoor Unit-Air-Source) | 4A6V8X60A1 |  |  | 4PX*DU60BS3 | S8V2D120M5PCB | 54000 | 18 | 8.2 | 52000 | 39500 | 75.96% | 1.8 | 0 | 11.7 |  |  |  | No | R-410A | 4.5 | Residential & Commercial | Ducted CEE Tier 1
213296723 | Central HP <5.4 tons | YORK | HRCU-A-CB (Split System: Heat Pump with Remote Outdoor Unit-Air-Source) | HMH72B341 |  |  | XAHC30CXXN1+TXV | Y81E080B12LMPS1 | 31800 | 17 | 8.1 | 32200 | 22600 | 70.19% | 2 | 0 | 10 |  |  |  | No | R-410A | 2.65 | Residential & Commercial | Ducted CEE Tier 1
214389254 | Central HP <5.4 tons | CARRIER | HRCU-A-CB (Split System: Heat Pump with Remote Outdoor Unit-Air-Source) | 25VNA436A*031* |  |  | CNPV*4217AL*+UI | 58TN*B070C14**12 | 33000 | 19 | 9 | 37400 | 26400 | 70.59% | 1.98 | 0 | 11.7 |  |  |  | No | R-410A | 2.75 | Residential & Commercial | Ducted CEE Tier 1
214389288 | Central HP <5.4 tons | CARRIER | HRCU-A-CB (Split System: Heat Pump with Remote Outdoor Unit-Air-Source) | 25VNA436A*031* |  |  | CNPV*4821AL*+UI | 59CU5B060C17**16 | 33400 | 19 | 9 | 36800 | 26200 | 71.2% | 2.02 | 0 | 12 |  |  |  | No | R-410A | 2.7833 | Residential & Commercial | Ducted CEE Tier 1
210435115 | Central HP <5.4 tons | DAIKIN | HRCU-A-CB (Split System: Heat Pump with Remote Outdoor Unit-Air-Source) | DZ6VSA1810A* |  |  | CA*EA1818*4A* | D*80VC0805C*A* | 16600 | 17.5 | 8.5 | 17400 | 13000 | 74.71% | 2.1 | 0 | 10.9 |  |  |  | No | R-410A | 1.3833 | Residential & Commercial | Ducted CEE Tier 1
210473178 | Central HP <5.4 tons | DAY & NIGHT | HRCU-A-CB (Split System: Heat Pump with Remote Outdoor Unit-Air-Source) | CVH825GKA3* |  |  | EA*4X43L21A*+WALLCON | *96CTN0601714A* | 24400 | 16.5 | 8.1 | 21200 | 16700 | 78.77% | 2.02 | 0 | 11 |  |  |  | No | R-410A | 2.0333 | Residential & Commercial | Ducted CEE Tier 1
210473530 | Central HP <5.4 tons | DAY & NIGHT | HRCU-A-CB (Split System: Heat Pump with Remote Outdoor Unit-Air-Source) | CVH825GKA3* |  |  | EA*4X48L24A*+WALLCON | *97CMN0602120A* | 24000 | 16.5 | 8.1 | 21000 | 16600 | 79.05% | 2 | 0 | 11 |  |  |  | No | R-410A | 2 | Residential & Commercial | Ducted CEE Tier 1
210473900 | Central HP <5.4 tons | DAY & NIGHT | HRCU-A-CB (Split System: Heat Pump with Remote Outdoor Unit-Air-Source) | CVH825GKA3* |  |  | EN(A,D,W)4X48L21**+WALLCON | *95CSU0802120A* | 24200 | 17 | 8.1 | 21200 | 16600 | 78.3% | 2.02 | 0 | 11.5 |  |  |  | No | R-410A | 2.0167 | Residential & Commercial | Ducted CEE Tier 1
213613318 | Central HP <5.4 tons | DAIKIN | HRCU-A-CB (Split System: Heat Pump with Remote Outdoor Unit-Air-Source) | DZ6VSA1810A* |  |  | DFVE24BP1400B* |  | 16600 | 17.5 | 8.5 | 17400 | 13000 | 74.71% | 2.1 | 0 | 10.9 |  |  |  | No | R-410A | 1.3833 | Residential & Commercial | Ducted CEE Tier 1
215864785 | Central HP <5.4 tons | TRANE | HRCU-A-CB (Split System: Heat Pump with Remote Outdoor Unit-Air-Source) | 5TWV8X36A1 |  |  | 5PX*BD06AS3 | S8V2A040M3PDB | 32000 | 18.1 | 8.5 | 34200 | 25800 | 75.44% | 2 | 0 | 10 |  |  |  | No | R-454B | 2.6667 | Residential & Commercial | Ducted CEE Tier 1
215864799 | Central HP <5.4 tons | TRANE | HRCU-A-CB (Split System: Heat Pump with Remote Outdoor Unit-Air-Source) | 5TWV8X36A1 |  |  | 5PX*BD06AS3 | S9V2B080D4VSB+LRP | 32600 | 18.1 | 8.5 | 34200 | 25800 | 75.44% | 2 | 0 | 10 |  |  |  | No | R-454B | 2.7167 | Residential & Commercial | Ducted CEE Tier 1
215864501 | Central HP <5.4 tons | TRANE | HRCU-A-CB (Split System: Heat Pump with Remote Outdoor Unit-Air-Source) | 5TWV8X36A1 |  |  | 5PX*BD04AS3 | S9V2B060D3VSB+LRP | 31600 | 18.1 | 8.5 | 33800 | 25800 | 76.33% | 2 | 0 | 10 |  |  |  | No | R-454B | 2.6333 | Residential & Commercial | Ducted CEE Tier 1
215864533 | Central HP <5.4 tons | TRANE | HRCU-A-CB (Split System: Heat Pump with Remote Outdoor Unit-Air-Source) | 5TWV8X36A1 |  |  | 5PX*C005AS3 | S9V2C080U5PSC+LRP | 32000 | 18.1 | 8.5 | 32800 | 25400 | 77.44% | 2.1 | 0 | 10 |  |  |  | No | R-454B | 2.6667 | Residential & Commercial | Ducted CEE Tier 1
214253219 | Central HP <5.4 tons | TRANE | HRCU-A-CB (Split System: Heat Pump with Remote Outdoor Unit-Air-Source) | 4TWV0X60A1 |  |  | 4TXCD010DS3 | S8V2D120M5PCB | 54000 | 19 | 8.2 | 52000 | 39500 | 75.96% | 1.8 | 0 | 11.7 |  |  |  | No | R-410A | 4.5 | Residential & Commercial | Ducted CEE Tier 1
216453168 | Central HP <5.4 tons | AMERICAN STANDARD | HRCU-A-CB (Split System: Heat Pump with Remote Outdoor Unit-Air-Source) | 5A6V0X48A1 |  |  | 5PX*D008AS3 | S8V2D120M5PCB | 45000 | 20.2 | 10 | 47500 | 34000 | 71.58% | 2.1 | 0 | 12 |  |  |  | No | R-454B | 3.75 | Residential & Commercial | Ducted CEE Tier 1
216453184 | Central HP <5.4 tons | AMERICAN STANDARD | HRCU-A-CB (Split System: Heat Pump with Remote Outdoor Unit-Air-Source) | 5A6V0X48A1 |  |  | 5PX*DD10AS3 | S8V2D120M5PCB | 45000 | 20 | 9.7 | 47000 | 33800 | 71.91% | 2.1 | 0 | 11.7 |  |  |  | No | R-454B | 3.75 | Residential & Commercial | Ducted CEE Tier 1
216453216 | Central HP <5.4 tons | AMERICAN STANDARD | HRCU-A-CB (Split System: Heat Pump with Remote Outdoor Unit-Air-Source) | 5A6V0X48A1 |  |  | 5TXCD010AS3 | S8V2D120M5PCB | 46000 | 20.4 | 10 | 47000 | 33600 | 71.49% | 2.1 | 0 | 12 |  |  |  | No | R-454B | 3.8333 | Residential & Commercial | Ducted CEE Tier 1
212988404 | Central HP <5.4 tons | AIRQUEST | HRCU-A-CB (Split System: Heat Pump with Remote Outdoor Unit-Air-Source) | DLCURAH36ABK |  |  | EA*4X48L24A* | *96MSN1402422A* | 35600 | 16.5 | 8.5 | 37800 | 34600 | 91.53% | 2.02 | 0 | 10 |  |  |  | No | R-410A | 2.9667 | Residential & Commercial | Ducted CEE Tier 1
210435103 | Central HP <5.4 tons | DAIKIN | HRCU-A-CB (Split System: Heat Pump with Remote Outdoor Unit-Air-Source) | DZ6VSA1810A* |  |  | CA*EA1818*4A* | D*80VC0603B*A* | 16600 | 17.5 | 8.5 | 17400 | 13000 | 74.71% | 2.1 | 0 | 10.9 |  |  |  | No | R-410A | 1.3833 | Residential & Commercial | Ducted CEE Tier 1
210435105 | Central HP <5.4 tons | DAIKIN | HRCU-A-CB (Split System: Heat Pump with Remote Outdoor Unit-Air-Source) | DZ6VSA1810A* |  |  | CA*EA1818*4A* | D*80VC0803B*A* | 16600 | 17.5 | 8.5 | 17400 | 13000 | 74.71% | 2.1 | 0 | 10.9 |  |  |  | No | R-410A | 1.3833 | Residential & Commercial | Ducted CEE Tier 1
210435128 | Central HP <5.4 tons | DAIKIN | HRCU-A-CB (Split System: Heat Pump with Remote Outdoor Unit-Air-Source) | DZ6VSA1810A* |  |  | CA*EA2422*4A* | D*97MC0603BNA* | 16600 | 17.5 | 8.5 | 17400 | 13000 | 74.71% | 2.1 | 0 | 10.9 |  |  |  | No | R-410A | 1.3833 | Residential & Commercial | Ducted CEE Tier 1
210474131 | Central HP <5.4 tons | DAY & NIGHT | HRCU-A-CB (Split System: Heat Pump with Remote Outdoor Unit-Air-Source) | CVH825GKA3* |  |  | EN(A,D)4X48L24**+WALLCON | *97CMN1202422A* | 24200 | 16.5 | 8.1 | 21400 | 16600 | 77.57% | 2 | 0 | 11 |  |  |  | No | R-410A | 2.0167 | Residential & Commercial | Ducted CEE Tier 1
210474334 | Central HP <5.4 tons | DAY & NIGHT | HRCU-A-CB (Split System: Heat Pump with Remote Outdoor Unit-Air-Source) | CVH825GKA3* |  |  | EHD4X42AAL+WALLCON | *96CTN0801714A* | 24000 | 16 | 8.1 | 21400 | 16700 | 78.04% | 2 | 0 | 10.5 |  |  |  | No | R-410A | 2 | Residential & Commercial | Ducted CEE Tier 1
215935414 | Central HP <5.4 tons | CARRIER | HRCU-A-CB (Split System: Heat Pump with Remote Outdoor Unit-Air-Source) | 27VNA336A*030* |  |  | CVAMA6024XMA*+UI | 59MN7C100C21**22 | 35600 | 22 | 8.5 | 38000 | 28400 | 74.74% | 2.04 | 0 | 12.5 |  |  |  | No | R-454B | 2.9667 | Residential & Commercial | Ducted CEE Tier 1
215935514 | Central HP <5.4 tons | CARRIER | HRCU-A-CB (Split System: Heat Pump with Remote Outdoor Unit-Air-Source) | 27VNA336A*030* |  |  | CVAVA2517XMA*+UI | 59TN6C060C17**14 | 34000 | 20 | 8.1 | 38000 | 27200 | 71.58% | 2 | 0 | 11 |  |  |  | No | R-454B | 2.8333 | Residential & Commercial | Ducted CEE Tier 1
215935664 | Central HP <5.4 tons | CARRIER | HRCU-A-CB (Split System: Heat Pump with Remote Outdoor Unit-Air-Source) | 27VNA336A*030* |  |  | CVAVA3621XMA*+UI | 58TN*B110C21**20 | 34400 | 21 | 8.5 | 38500 | 28000 | 72.73% | 2.04 | 0 | 12 |  |  |  | No | R-454B | 2.8667 | Residential & Commercial | Ducted CEE Tier 1
215935784 | Central HP <5.4 tons | CARRIER | HRCU-A-CB (Split System: Heat Pump with Remote Outdoor Unit-Air-Source) | 27VNA336A*030* |  |  | CVAVA3721XMA*+UI | 59MN7C060C17**14 | 34400 | 20.5 | 8.5 | 38000 | 27600 | 72.63% | 2.08 | 0 | 11 |  |  |  | No | R-454B | 2.8667 | Residential & Commercial | Ducted CEE Tier 1
215935834 | Central HP <5.4 tons | CARRIER | HRCU-A-CB (Split System: Heat Pump with Remote Outdoor Unit-Air-Source) | 27VNA336A*030* |  |  | CVAVA3817XMA*+UI | 58TN*B070C14**12 | 35200 | 21.5 | 8.5 | 38500 | 29000 | 75.32% | 2.02 | 0 | 11.7 |  |  |  | No | R-454B | 2.9333 | Residential & Commercial | Ducted CEE Tier 1
215935490 | Central HP <5.4 tons | DAY & NIGHT | HRCU-A-CB (Split System: Heat Pump with Remote Outdoor Unit-Air-Source) | C5H3V36*K*AAA* |  |  | EVM5X61M24A*+WALLCON | *95CSU1002122B* | 36000 | 22.5 | 8.5 | 37600 | 28200 | 75% | 2.06 | 0 | 12.5 |  |  |  | No | R-454B | 3 | Residential & Commercial | Ducted CEE Tier 1
215935590 | Central HP <5.4 tons | DAY & NIGHT | HRCU-A-CB (Split System: Heat Pump with Remote Outdoor Unit-Air-Source) | C5H3V36*K*AAA* |  |  | EVD5X36M21A*+WALLCON | *80CSU0401712A* | 34400 | 21 | 8.5 | 38500 | 28400 | 73.77% | 2.04 | 0 | 11.7 |  |  |  | No | R-454B | 2.8667 | Residential & Commercial | Ducted CEE Tier 1
215935640 | Central HP <5.4 tons | DAY & NIGHT | HRCU-A-CB (Split System: Heat Pump with Remote Outdoor Unit-Air-Source) | C5H3V36*K*AAA* |  |  | EVD5X36M21A*+WALLCON | *80CTL0702120B* | 34400 | 21 | 8.5 | 38500 | 28200 | 73.25% | 2.04 | 0 | 11.7 |  |  |  | No | R-454B | 2.8667 | Residential & Commercial | Ducted CEE Tier 1
213771390 | Central HP <5.4 tons | COMFORTMAKER | HRCU-A-CB (Split System: Heat Pump with Remote Outdoor Unit-Air-Source) | CVH825GKA2* |  |  | EA*4X42L24A*+WALLCON | *80CTL1352422B* | 23800 | 16.5 | 8.1 | 21400 | 16600 | 77.57% | 1.96 | 0 | 11 |  |  |  | No | R-410A | 1.9833 | Residential & Commercial | Ducted CEE Tier 1
213770800 | Central HP <5.4 tons | COMFORTMAKER | HRCU-A-CB (Split System: Heat Pump with Remote Outdoor Unit-Air-Source) | CVH825GKA2* |  |  | EA*4X30L17A*+WALLCON | *96CTN0801714B* | 23400 | 16.5 | 8.1 | 21600 | 16700 | 77.31% | 1.92 | 0 | 10.5 |  |  |  | No | R-410A | 1.95 | Residential & Commercial | Ducted CEE Tier 1
212384716 | Central HP <5.4 tons | DAY & NIGHT | HRCU-A-CB (Split System: Heat Pump with Remote Outdoor Unit-Air-Source) | DLCURAH36ABK |  |  | EN(A,D,W)4X42L21** | *80ESU0802120A | 36800 | 15.2 | 8.1 | 40000 | 35200 | 88% | 1.94 | 0 | 10 |  |  |  | No | R-410A | 3.0667 | Residential & Commercial | Ducted CEE Tier 1
215936134 | Central HP <5.4 tons | CARRIER | HRCU-A-CB (Split System: Heat Pump with Remote Outdoor Unit-Air-Source) | 27VNA336A*030* |  |  | CVAVA4221XMA*+UI | 59TN6C100C21**22 | 34400 | 21 | 8.5 | 38500 | 28000 | 72.73% | 2.06 | 0 | 12 |  |  |  | No | R-454B | 2.8667 | Residential & Commercial | Ducted CEE Tier 1
215936184 | Central HP <5.4 tons | CARRIER | HRCU-A-CB (Split System: Heat Pump with Remote Outdoor Unit-Air-Source) | 27VNA336A*030* |  |  | CVAVA4224XMA*+UI | 58TN*B135C24**22 | 35600 | 22 | 8.5 | 38000 | 28400 | 74.74% | 2.04 | 0 | 12.5 |  |  |  | No | R-454B | 2.9667 | Residential & Commercial | Ducted CEE Tier 1
215936534 | Central HP <5.4 tons | CARRIER | HRCU-A-CB (Split System: Heat Pump with Remote Outdoor Unit-Air-Source) | 27VNA336A*030* |  |  | CVAVA4924XMA*+UI | 59TN6C100C21**22 | 35400 | 22 | 8.5 | 38000 | 28400 | 74.74% | 2.04 | 0 | 12.5 |  |  |  | No | R-454B | 2.95 | Residential & Commercial | Ducted CEE Tier 1
215936634 | Central HP <5.4 tons | CARRIER | HRCU-A-CB (Split System: Heat Pump with Remote Outdoor Unit-Air-Source) | 27VNA336A*030* |  |  | CVAVA6021XMA*+UI | 58TN*B110C21**20 | 35600 | 22 | 8.5 | 38000 | 28400 | 74.74% | 2.02 | 0 | 12.5 |  |  |  | No | R-454B | 2.9667 | Residential & Commercial | Ducted CEE Tier 1
215936684 | Central HP <5.4 tons | CARRIER | HRCU-A-CB (Split System: Heat Pump with Remote Outdoor Unit-Air-Source) | 27VNA336A*030* |  |  | CVAVA6021XMA*+UI | 59MN7C080C17**14 | 35400 | 21.5 | 8.5 | 38500 | 29000 | 75.32% | 2.02 | 0 | 12 |  |  |  | No | R-454B | 2.95 | Residential & Commercial | Ducted CEE Tier 1
215434247 | Central HP <5.4 tons | DAIKIN | HRCU-A-CB (Split System: Heat Pump with Remote Outdoor Unit-Air-Source) | DH7VSA4210A* |  |  | CHPEA4830*3A* | D*80SC0805CUA* | 40500 | 17 | 8.6 | 41000 | 31000 | 75.61% | 2 | 0 | 10 |  |  |  | No | R-32 | 3.375 | Residential & Commercial | Ducted CEE Tier 1
215433970 | Central HP <5.4 tons | DAIKIN | HRCU-A-CB (Split System: Heat Pump with Remote Outdoor Unit-Air-Source) | DH7VSA2410A* |  |  | CA*EA3022*3A* | D*97MC1005CNA* | 23200 | 19 | 8.6 | 23200 | 17000 | 73.28% | 2 | 0 | 11 |  |  |  | No | R-32 | 1.9333 | Residential & Commercial | Ducted CEE Tier 1
215433988 | Central HP <5.4 tons | DAIKIN | HRCU-A-CB (Split System: Heat Pump with Remote Outdoor Unit-Air-Source) | DH7VSA2410A* |  |  | CA*EA3626*3A* | D*97MC1005CNA* | 23200 | 19 | 8.6 | 23200 | 17000 | 73.28% | 2 | 0 | 11 |  |  |  | No | R-32 | 1.9333 | Residential & Commercial | Ducted CEE Tier 1
215433997 | Central HP <5.4 tons | DAIKIN | HRCU-A-CB (Split System: Heat Pump with Remote Outdoor Unit-Air-Source) | DH7VSA2410A* |  |  | CA*EA3626*3A* | D*80TC0805C*A* | 23200 | 19 | 8.6 | 23200 | 17000 | 73.28% | 2 | 0 | 11 |  |  |  | No | R-32 | 1.9333 | Residential & Commercial | Ducted CEE Tier 1
215433986 | Central HP <5.4 tons | DAIKIN | HRCU-A-CB (Split System: Heat Pump with Remote Outdoor Unit-Air-Source) | DH7VSA2410A* |  |  | CA*EA3626*3A* | D*97MC0803BNA* | 23200 | 19 | 8.6 | 23200 | 17000 | 73.28% | 2 | 0 | 11 |  |  |  | No | R-32 | 1.9333 | Residential & Commercial | Ducted CEE Tier 1
215434020 | Central HP <5.4 tons | DAIKIN | HRCU-A-CB (Split System: Heat Pump with Remote Outdoor Unit-Air-Source) | DH7VSA2410A* |  |  | CHPEA3026*3A* | D*96TC0803BNA* | 23200 | 19 | 8.6 | 23200 | 17000 | 73.28% | 2 | 0 | 11 |  |  |  | No | R-32 | 1.9333 | Residential & Commercial | Ducted CEE Tier 1
215434236 | Central HP <5.4 tons | DAIKIN | HRCU-A-CB (Split System: Heat Pump with Remote Outdoor Unit-Air-Source) | DH7VSA4210A* |  |  | CA*EA6030*3A* | D*80TC0804C*A* | 40500 | 17 | 8.8 | 41000 | 31000 | 75.61% | 2 | 0 | 10 |  |  |  | No | R-32 | 3.375 | Residential & Commercial | Ducted CEE Tier 1
215434238 | Central HP <5.4 tons | DAIKIN | HRCU-A-CB (Split System: Heat Pump with Remote Outdoor Unit-Air-Source) | DH7VSA4210A* |  |  | CA*EA6030*3A* | D*80TC0805D*A* | 40500 | 17 | 8.8 | 41000 | 31000 | 75.61% | 2 | 0 | 10 |  |  |  | No | R-32 | 3.375 | Residential & Commercial | Ducted CEE Tier 1
215434005 | Central HP <5.4 tons | DAIKIN | HRCU-A-CB (Split System: Heat Pump with Remote Outdoor Unit-Air-Source) | DH7VSA2410A* |  |  | CHPEA3026*3A* | D*97MC0803BNA* | 23200 | 19 | 8.6 | 23200 | 17000 | 73.28% | 2 | 0 | 11 |  |  |  | No | R-32 | 1.9333 | Residential & Commercial | Ducted CEE Tier 1
212614942 | Central HP <5.4 tons | DAIKIN | HRCU-A-CB (Split System: Heat Pump with Remote Outdoor Unit-Air-Source) | DZ6VSA481EA* |  |  | CA*EA6030*4A* | D*96VC1005DNA* | 44000 | 17 | 8.5 | 44000 | 31000 | 70.45% | 2 | 0 | 10 |  |  |  | No | R-410A | 3.6667 | Residential & Commercial | Ducted CEE Tier 1
215434014 | Central HP <5.4 tons | DAIKIN | HRCU-A-CB (Split System: Heat Pump with Remote Outdoor Unit-Air-Source) | DH7VSA2410A* |  |  | CHPEA3026*3A* | D*80TC0803B*A* | 23200 | 19 | 8.6 | 23200 | 17000 | 73.28% | 2 | 0 | 11 |  |  |  | No | R-32 | 1.9333 | Residential & Commercial | Ducted CEE Tier 1
215434239 | Central HP <5.4 tons | DAIKIN | HRCU-A-CB (Split System: Heat Pump with Remote Outdoor Unit-Air-Source) | DH7VSA4210A* |  |  | CA*EA6030*3A* | D*80TC1005C*A* | 40500 | 17 | 8.8 | 41000 | 31000 | 75.61% | 2 | 0 | 10 |  |  |  | No | R-32 | 3.375 | Residential & Commercial | Ducted CEE Tier 1
214389302 | Central HP <5.4 tons | CARRIER | HRCU-A-CB (Split System: Heat Pump with Remote Outdoor Unit-Air-Source) | 25VNA436A*031* |  |  | CNPV*4824AL*+UI | 58TN*B090C21**20 | 33600 | 19.5 | 9 | 36600 | 26000 | 71.04% | 2.04 | 0 | 12.5 |  |  |  | No | R-410A | 2.8 | Residential & Commercial | Ducted CEE Tier 1
214389318 | Central HP <5.4 tons | CARRIER | HRCU-A-CB (Split System: Heat Pump with Remote Outdoor Unit-Air-Source) | 25VNA436A*031* |  |  | CNPV*6024AL*+UI | 58TN*B110C21**20 | 34000 | 20 | 9 | 36200 | 25400 | 70.17% | 2.02 | 0 | 12.5 |  |  |  | No | R-410A | 2.8333 | Residential & Commercial | Ducted CEE Tier 1
214389387 | Central HP <5.4 tons | CARRIER | HRCU-A-CB (Split System: Heat Pump with Remote Outdoor Unit-Air-Source) | 25VNA436A*031* |  |  | CNPV*3621AL*+UI | 58TN*B090C21**20 | 32400 | 18.5 | 9 | 38500 | 27000 | 70.13% | 1.92 | 0 | 11.7 |  |  |  | No | R-410A | 2.7 | Residential & Commercial | Ducted CEE Tier 1
214389405 | Central HP <5.4 tons | CARRIER | HRCU-A-CB (Split System: Heat Pump with Remote Outdoor Unit-Air-Source) | 25VNA436A*031* |  |  | CNPV*4221AL*+UI | 58TN*B045C17**12 | 32800 | 18 | 9 | 38000 | 26800 | 70.53% | 1.94 | 0 | 11 |  |  |  | No | R-410A | 2.7333 | Residential & Commercial | Ducted CEE Tier 1
213779226 | Central HP <5.4 tons | BRYANT HEATING AND COOLING SYSTEMS | HRCU-A-CB (Split System: Heat Pump with Remote Outdoor Unit-Air-Source) | 288BNV037*0**A* |  |  | CAP**4224AL*+UI | 986TD66100C21*** | 31800 | 17 | 8.1 | 33000 | 24200 | 73.33% | 1.88 | 0 | 11 |  |  |  | No | R-410A | 2.65 | Residential & Commercial | Ducted CEE Tier 1
213779376 | Central HP <5.4 tons | BRYANT HEATING AND COOLING SYSTEMS | HRCU-A-CB (Split System: Heat Pump with Remote Outdoor Unit-Air-Source) | 288BNV037*0**A* |  |  | CAP**4821AL*+UI | 88*TB48070C17*** | 32200 | 17 | 8.1 | 32600 | 25000 | 76.69% | 1.96 | 0 | 11 |  |  |  | No | R-410A | 2.6833 | Residential & Commercial | Ducted CEE Tier 1
213779526 | Central HP <5.4 tons | BRYANT HEATING AND COOLING SYSTEMS | HRCU-A-CB (Split System: Heat Pump with Remote Outdoor Unit-Air-Source) | 288BNV037*0**A* |  |  | CAP**4824AL*+UI | 987MC66120C24*** | 32200 | 17 | 8.1 | 32600 | 24800 | 76.07% | 1.98 | 0 | 11 |  |  |  | No | R-410A | 2.6833 | Residential & Commercial | Ducted CEE Tier 1
213771000 | Central HP <5.4 tons | COMFORTMAKER | HRCU-A-CB (Split System: Heat Pump with Remote Outdoor Unit-Air-Source) | CVH825GKA2* |  |  | EA*4X36L21A*+WALLCON | *96CTN0601714B* | 23400 | 16.5 | 8.1 | 21600 | 16700 | 77.31% | 1.94 | 0 | 10.5 |  |  |  | No | R-410A | 1.95 | Residential & Commercial | Ducted CEE Tier 1
213770570 | Central HP <5.4 tons | COMFORTMAKER | HRCU-A-CB (Split System: Heat Pump with Remote Outdoor Unit-Air-Source) | CVH825GKA2* |  |  | EA*4X24L17A*+WALLCON | *96CTN0601714B* | 23200 | 16 | 8.1 | 22000 | 16900 | 76.82% | 1.88 | 0 | 10.5 |  |  |  | No | R-410A | 1.9333 | Residential & Commercial | Ducted CEE Tier 1
215434257 | Central HP <5.4 tons | DAIKIN | HRCU-A-CB (Split System: Heat Pump with Remote Outdoor Unit-Air-Source) | DH7VSA4210A* |  |  | CHPEA6030*3A* | D*97MC0804CNA* | 40500 | 16.5 | 8.6 | 41000 | 31000 | 75.61% | 2 | 0 | 10 |  |  |  | No | R-32 | 3.375 | Residential & Commercial | Ducted CEE Tier 1
215434232 | Central HP <5.4 tons | DAIKIN | HRCU-A-CB (Split System: Heat Pump with Remote Outdoor Unit-Air-Source) | DH7VSA4210A* |  |  | CA*EA6030*3A* | D*97MC1005CNA* | 40500 | 16.5 | 8.8 | 41000 | 31000 | 75.61% | 2 | 0 | 10 |  |  |  | No | R-32 | 3.375 | Residential & Commercial | Ducted CEE Tier 1
215434233 | Central HP <5.4 tons | DAIKIN | HRCU-A-CB (Split System: Heat Pump with Remote Outdoor Unit-Air-Source) | DH7VSA4210A* |  |  | CA*EA6030*3A* | D*97MC1205DNA* | 40500 | 17 | 8.8 | 41000 | 31000 | 75.61% | 2 | 0 | 10 |  |  |  | No | R-32 | 3.375 | Residential & Commercial | Ducted CEE Tier 1
214626256 | Central HP <5.4 tons | LENNOX | HRCU-A-CB (Split System: Heat Pump with Remote Outdoor Unit-Air-Source) | SL25XPV-048-230A** |  |  | CK40CT-60C-0*+TDR | EL296UH110XV60C* | 46000 | 20 | 9.5 | 44000 | 36200 | 82.27% | 1.92 | 0 | 12.5 |  |  |  | No | R-410A | 3.8333 | Residential & Commercial | Ducted CEE Tier 1
213194321 | Central HP <5.4 tons | LENNOX | HRCU-A-CB (Split System: Heat Pump with Remote Outdoor Unit-Air-Source) | SL25XPV-048-230A** |  |  | CX35-60C+TDR | EL297UH090XV48C* | 45500 | 20 | 9.5 | 44000 | 36400 | 82.73% | 1.9 | 0 | 12 |  |  |  | No | R-410A | 3.7917 | Residential & Commercial | Ducted CEE Tier 1
215935940 | Central HP <5.4 tons | DAY & NIGHT | HRCU-A-CB (Split System: Heat Pump with Remote Outdoor Unit-Air-Source) | C5H3V36*K*AAA* |  |  | EVD5X42M17A*+WALLCON | *96CTN0601714B* | 34200 | 20.5 | 8.5 | 38000 | 27400 | 72.11% | 2 | 0 | 11 |  |  |  | No | R-454B | 2.85 | Residential & Commercial | Ducted CEE Tier 1
215935990 | Central HP <5.4 tons | DAY & NIGHT | HRCU-A-CB (Split System: Heat Pump with Remote Outdoor Unit-Air-Source) | C5H3V36*K*AAA* |  |  | EVD5X42M21A*+WALLCON | *80CTL0701716B* | 34200 | 20.5 | 8.5 | 39000 | 28400 | 72.82% | 2.02 | 0 | 11.5 |  |  |  | No | R-454B | 2.85 | Residential & Commercial | Ducted CEE Tier 1
213773346 | Central HP <5.4 tons | BRYANT HEATING AND COOLING SYSTEMS | HRCU-A-CB (Split System: Heat Pump with Remote Outdoor Unit-Air-Source) | 288BNV025*0**C* |  |  | CAP**3721AL*+UI | 986TD42060C17*** | 24400 | 16.5 | 8.1 | 21200 | 16700 | 78.77% | 2 | 0 | 10.5 |  |  |  | No | R-410A | 2.0333 | Residential & Commercial | Ducted CEE Tier 1
213774546 | Central HP <5.4 tons | BRYANT HEATING AND COOLING SYSTEMS | HRCU-A-CB (Split System: Heat Pump with Remote Outdoor Unit-Air-Source) | 288BNV025*0**C* |  |  | CSPH*4212AL*+UI | 986TD66120C24*** | 24200 | 16 | 8.1 | 21400 | 16600 | 77.57% | 2 | 0 | 10.5 |  |  |  | No | R-410A | 2.0167 | Residential & Commercial | Ducted CEE Tier 1
213770670 | Central HP <5.4 tons | COMFORTMAKER | HRCU-A-CB (Split System: Heat Pump with Remote Outdoor Unit-Air-Source) | CVH825GKA2* |  |  | EA*4X25L17A*+WALLCON | *96CTN0601714B* | 24200 | 16.5 | 8.1 | 21400 | 16700 | 78.04% | 2 | 0 | 11 |  |  |  | No | R-410A | 2.0167 | Residential & Commercial | Ducted CEE Tier 1
213771020 | Central HP <5.4 tons | COMFORTMAKER | HRCU-A-CB (Split System: Heat Pump with Remote Outdoor Unit-Air-Source) | CVH825GKA2* |  |  | EA*4X36L21A*+WALLCON | *96CTN1002122B* | 23600 | 16.5 | 8.1 | 21400 | 16600 | 77.57% | 1.94 | 0 | 11 |  |  |  | No | R-410A | 1.9667 | Residential & Commercial | Ducted CEE Tier 1
213771170 | Central HP <5.4 tons | COMFORTMAKER | HRCU-A-CB (Split System: Heat Pump with Remote Outdoor Unit-Air-Source) | CVH825GKA2* |  |  | EA*4X37L21A*+WALLCON | *80CTL1102120B* | 24400 | 17 | 8.5 | 21200 | 16600 | 78.3% | 2.04 | 0 | 11 |  |  |  | No | R-410A | 2.0333 | Residential & Commercial | Ducted CEE Tier 1
213771450 | Central HP <5.4 tons | COMFORTMAKER | HRCU-A-CB (Split System: Heat Pump with Remote Outdoor Unit-Air-Source) | CVH825GKA2* |  |  | EA*4X43L21A*+WALLCON | *80CTL0701716B* | 24400 | 17 | 8.5 | 21200 | 16600 | 78.3% | 2.02 | 0 | 11 |  |  |  | No | R-410A | 2.0333 | Residential & Commercial | Ducted CEE Tier 1
213771670 | Central HP <5.4 tons | COMFORTMAKER | HRCU-A-CB (Split System: Heat Pump with Remote Outdoor Unit-Air-Source) | CVH825GKA2* |  |  | EA*4X48L21A*+WALLCON | *96CTN1002122B* | 24000 | 16.5 | 8.1 | 21000 | 16500 | 78.57% | 2.02 | 0 | 11 |  |  |  | No | R-410A | 2 | Residential & Commercial | Ducted CEE Tier 1
215434249 | Central HP <5.4 tons | DAIKIN | HRCU-A-CB (Split System: Heat Pump with Remote Outdoor Unit-Air-Source) | DH7VSA4210A* |  |  | CHPEA4830*3A* | D*80TC0804C*A* | 40500 | 17 | 8.6 | 41000 | 31000 | 75.61% | 2 | 0 | 10 |  |  |  | No | R-32 | 3.375 | Residential & Commercial | Ducted CEE Tier 1
215434267 | Central HP <5.4 tons | DAIKIN | HRCU-A-CB (Split System: Heat Pump with Remote Outdoor Unit-Air-Source) | DH7VSA4210A* |  |  | CHPEA6030*3A* | D*96TC1005CNA* | 40500 | 16.5 | 8.6 | 41000 | 31000 | 75.61% | 2 | 0 | 10 |  |  |  | No | R-32 | 3.375 | Residential & Commercial | Ducted CEE Tier 1
215569772 | Central HP <5.4 tons | Viessmann | HRCU-A-CB (Split System: Heat Pump with Remote Outdoor Unit-Air-Source) | DLCSRBH18AAK |  |  | DLFSABH18XBK |  | 18000 | 17.6 | 9.6 | 19000 | 17000 | 89.47% | 2 | 12.5 | 11.7 |  |  |  | No | R-410A | 1.5 | Residential & Commercial | Ducted CEE Tier 1
215433968 | Central HP <5.4 tons | DAIKIN | HRCU-A-CB (Split System: Heat Pump with Remote Outdoor Unit-Air-Source) | DH7VSA2410A* |  |  | CA*EA3022*3A* | D*97MC0803BNA* | 23200 | 19 | 8.6 | 23200 | 17000 | 73.28% | 2 | 0 | 11 |  |  |  | No | R-32 | 1.9333 | Residential & Commercial | Ducted CEE Tier 1
215433982 | Central HP <5.4 tons | DAIKIN | HRCU-A-CB (Split System: Heat Pump with Remote Outdoor Unit-Air-Source) | DH7VSA2410A* |  |  | CA*EA3022*3A* | D*96TC0803BNA* | 23200 | 19 | 8.6 | 23200 | 17000 | 73.28% | 2 | 0 | 11 |  |  |  | No | R-32 | 1.9333 | Residential & Commercial | Ducted CEE Tier 1
215864021 | Central HP <5.4 tons | Wells | HRCU-A-CB (Split System: Heat Pump with Remote Outdoor Unit-Air-Source) | WOS-24QUA/230 |  |  | WIAH-24MOC/230 |  | 24000 | 19.7 | 9 | 25000 | 18000 | 72% | 2.2 | 0 | 11.7 |  |  |  | No | R-454B | 2 | Residential & Commercial | Ducted CEE Tier 1
213771360 | Central HP <5.4 tons | COMFORTMAKER | HRCU-A-CB (Split System: Heat Pump with Remote Outdoor Unit-Air-Source) | CVH825GKA2* |  |  | EA*4X42L21A*+WALLCON | *96CTN1002122B* | 23800 | 16.5 | 8.1 | 21400 | 16600 | 77.57% | 1.96 | 0 | 11 |  |  |  | No | R-410A | 1.9833 | Residential & Commercial | Ducted CEE Tier 1
213770510 | Central HP <5.4 tons | COMFORTMAKER | HRCU-A-CB (Split System: Heat Pump with Remote Outdoor Unit-Air-Source) | CVH825GKA2* |  |  | EA*4X24L17A*+WALLCON | *80CTL0701716B* | 23200 | 16.5 | 8.1 | 22000 | 16800 | 76.36% | 1.9 | 0 | 10.5 |  |  |  | No | R-410A | 1.9333 | Residential & Commercial | Ducted CEE Tier 1
213770680 | Central HP <5.4 tons | COMFORTMAKER | HRCU-A-CB (Split System: Heat Pump with Remote Outdoor Unit-Air-Source) | CVH825GKA2* |  |  | EA*4X25L17A*+WALLCON | *96CTN0801714B* | 24200 | 16.5 | 8.1 | 21400 | 16700 | 78.04% | 2.02 | 0 | 11 |  |  |  | No | R-410A | 2.0167 | Residential & Commercial | Ducted CEE Tier 1
213772436 | Central HP <5.4 tons | BRYANT HEATING AND COOLING SYSTEMS | HRCU-A-CB (Split System: Heat Pump with Remote Outdoor Unit-Air-Source) | 288BNV025*0**B* |  |  | CSPH*4812AL*+UI | 88*TB36070C14*** | 24400 | 17 | 8.1 | 21200 | 16600 | 78.3% | 2.02 | 0 | 11 |  |  |  | No | R-410A | 2.0333 | Residential & Commercial | Ducted CEE Tier 1
215434016 | Central HP <5.4 tons | DAIKIN | HRCU-A-CB (Split System: Heat Pump with Remote Outdoor Unit-Air-Source) | DH7VSA2410A* |  |  | CHPEA3026*3A* | D*80TC0805C*A* | 23200 | 19 | 8.6 | 23200 | 17000 | 73.28% | 2 | 0 | 11 |  |  |  | No | R-32 | 1.9333 | Residential & Commercial | Ducted CEE Tier 1
215434017 | Central HP <5.4 tons | DAIKIN | HRCU-A-CB (Split System: Heat Pump with Remote Outdoor Unit-Air-Source) | DH7VSA2410A* |  |  | CHPEA3026*3A* | D*80TC1005C*A* | 23200 | 19 | 8.6 | 23200 | 17000 | 73.28% | 2 | 0 | 11 |  |  |  | No | R-32 | 1.9333 | Residential & Commercial | Ducted CEE Tier 1
215434155 | Central HP <5.4 tons | DAIKIN | HRCU-A-CB (Split System: Heat Pump with Remote Outdoor Unit-Air-Source) | DH7VSA3610A* |  |  | CHPEA4830*3A* | D*96TC1005DNA* | 35000 | 18.5 | 8.1 | 35000 | 28400 | 81.14% | 2 | 0 | 10.5 |  |  |  | No | R-32 | 2.9167 | Residential & Commercial | Ducted CEE Tier 1
215942490 | Central HP <5.4 tons | CARRIER | HRCU-A-CB (Split System: Heat Pump with Remote Outdoor Unit-Air-Source) | 27VNA336A*030* |  |  | CVAVA6121XMA*+UI | 58TN*B090C17**16 | 35800 | 22 | 8.5 | 37400 | 28400 | 75.94% | 2.02 | 0 | 12.5 |  |  |  | No | R-454B | 2.9833 | Residential & Commercial | Ducted CEE Tier 1
213780706 | Central HP <5.4 tons | BRYANT HEATING AND COOLING SYSTEMS | HRCU-A-CB (Split System: Heat Pump with Remote Outdoor Unit-Air-Source) | 288BNV037*0**B* |  |  | CAP**3617AL*+UI | 986TD42060C17*** | 31200 | 16.5 | 8.1 | 33400 | 24600 | 73.65% | 1.82 | 0 | 10.5 |  |  |  | No | R-410A | 2.6 | Residential & Commercial | Ducted CEE Tier 1
213770650 | Central HP <5.4 tons | COMFORTMAKER | HRCU-A-CB (Split System: Heat Pump with Remote Outdoor Unit-Air-Source) | CVH825GKA2* |  |  | EA*4X25L17A*+WALLCON | *97CMN0801714B* | 24200 | 16.5 | 8.1 | 21400 | 16700 | 78.04% | 2.02 | 0 | 11 |  |  |  | No | R-410A | 2.0167 | Residential & Commercial | Ducted CEE Tier 1
213770470 | Central HP <5.4 tons | COMFORTMAKER | HRCU-A-CB (Split System: Heat Pump with Remote Outdoor Unit-Air-Source) | CVH825GKA2* |  |  | EA*4X24L14A*+WALLCON | *80CTL0701412B* | 23400 | 16.5 | 8.1 | 22000 | 16800 | 76.36% | 1.9 | 0 | 10.5 |  |  |  | No | R-410A | 1.95 | Residential & Commercial | Ducted CEE Tier 1
213770520 | Central HP <5.4 tons | COMFORTMAKER | HRCU-A-CB (Split System: Heat Pump with Remote Outdoor Unit-Air-Source) | CVH825GKA2* |  |  | EA*4X24L17A*+WALLCON | *80CTL0901716B* | 23400 | 16.5 | 8.1 | 21800 | 16800 | 77.06% | 1.9 | 0 | 10.5 |  |  |  | No | R-410A | 1.95 | Residential & Commercial | Ducted CEE Tier 1
213780756 | Central HP <5.4 tons | BRYANT HEATING AND COOLING SYSTEMS | HRCU-A-CB (Split System: Heat Pump with Remote Outdoor Unit-Air-Source) | 288BNV037*0**B* |  |  | CAP**3621AL*+UI | 88*TB60090C21*** | 31600 | 17 | 8.1 | 32800 | 24200 | 73.78% | 1.86 | 0 | 11 |  |  |  | No | R-410A | 2.6333 | Residential & Commercial | Ducted CEE Tier 1
213781106 | Central HP <5.4 tons | BRYANT HEATING AND COOLING SYSTEMS | HRCU-A-CB (Split System: Heat Pump with Remote Outdoor Unit-Air-Source) | 288BNV037*0**B* |  |  | CAP**4224AL*+UI | 88*TB66135C24*** | 31800 | 17 | 8.1 | 33000 | 24200 | 73.33% | 1.88 | 0 | 11 |  |  |  | No | R-410A | 2.65 | Residential & Commercial | Ducted CEE Tier 1
213781156 | Central HP <5.4 tons | BRYANT HEATING AND COOLING SYSTEMS | HRCU-A-CB (Split System: Heat Pump with Remote Outdoor Unit-Air-Source) | 288BNV037*0**B* |  |  | CAP**4321AL*+UI | 88*TB36045C17*** | 32600 | 16.5 | 8.1 | 33200 | 25400 | 76.51% | 1.94 | 0 | 10.5 |  |  |  | No | R-410A | 2.7167 | Residential & Commercial | Ducted CEE Tier 1
213781406 | Central HP <5.4 tons | BRYANT HEATING AND COOLING SYSTEMS | HRCU-A-CB (Split System: Heat Pump with Remote Outdoor Unit-Air-Source) | 288BNV037*0**B* |  |  | CAP**4824AL*+UI | 88*TB60110C21*** | 32400 | 17.5 | 8.5 | 32200 | 24800 | 77.02% | 1.98 | 0 | 11.5 |  |  |  | No | R-410A | 2.7 | Residential & Commercial | Ducted CEE Tier 1
213781526 | Central HP <5.4 tons | BRYANT HEATING AND COOLING SYSTEMS | HRCU-A-CB (Split System: Heat Pump with Remote Outdoor Unit-Air-Source) | 288BNV037*0**B* |  |  | CAP**6024AL*+UI | 986TD66120C24*** | 32800 | 17.5 | 8.1 | 31800 | 24600 | 77.36% | 1.98 | 0 | 11.5 |  |  |  | No | R-410A | 2.7333 | Residential & Commercial | Ducted CEE Tier 1
213773106 | Central HP <5.4 tons | BRYANT HEATING AND COOLING SYSTEMS | HRCU-A-CB (Split System: Heat Pump with Remote Outdoor Unit-Air-Source) | 288BNV025*0**C* |  |  | CAP**3621AL*+UI | 987MC42080C17*** | 23600 | 16.5 | 8.1 | 21600 | 16700 | 77.31% | 1.92 | 0 | 10.5 |  |  |  | No | R-410A | 1.9667 | Residential & Commercial | Ducted CEE Tier 1
213773156 | Central HP <5.4 tons | BRYANT HEATING AND COOLING SYSTEMS | HRCU-A-CB (Split System: Heat Pump with Remote Outdoor Unit-Air-Source) | 288BNV025*0**C* |  |  | CAP**3717AL*+UI | 88*TB36045C17*** | 24000 | 16 | 8.1 | 21600 | 16800 | 77.78% | 1.98 | 0 | 10.5 |  |  |  | No | R-410A | 2 | Residential & Commercial | Ducted CEE Tier 1
213773506 | Central HP <5.4 tons | BRYANT HEATING AND COOLING SYSTEMS | HRCU-A-CB (Split System: Heat Pump with Remote Outdoor Unit-Air-Source) | 288BNV025*0**C* |  |  | CAP**4224AL*+UI | 88*TB60110C21*** | 23800 | 16.5 | 8.1 | 21400 | 16600 | 77.57% | 1.96 | 0 | 11 |  |  |  | No | R-410A | 1.9833 | Residential & Commercial | Ducted CEE Tier 1
213771126 | Central HP <5.4 tons | BRYANT HEATING AND COOLING SYSTEMS | HRCU-A-CB (Split System: Heat Pump with Remote Outdoor Unit-Air-Source) | 288BNV025*0**B* |  |  | CAP**3721AL*+UI | 88*TB36045C17*** | 24200 | 16.5 | 8.1 | 21200 | 16700 | 78.77% | 2.02 | 0 | 10.5 |  |  |  | No | R-410A | 2.0167 | Residential & Commercial | Ducted CEE Tier 1
213781466 | Central HP <5.4 tons | BRYANT HEATING AND COOLING SYSTEMS | HRCU-A-CB (Split System: Heat Pump with Remote Outdoor Unit-Air-Source) | 288BNV037*0**B* |  |  | CAP**6024AL*+UI | 88*TB60090C21*** | 32800 | 17.5 | 8.1 | 31800 | 24600 | 77.36% | 1.98 | 0 | 11.5 |  |  |  | No | R-410A | 2.7333 | Residential & Commercial | Ducted CEE Tier 1
213781516 | Central HP <5.4 tons | BRYANT HEATING AND COOLING SYSTEMS | HRCU-A-CB (Split System: Heat Pump with Remote Outdoor Unit-Air-Source) | 288BNV037*0**B* |  |  | CAP**6024AL*+UI | 986TD66100C21*** | 32800 | 17.5 | 8.1 | 31800 | 24600 | 77.36% | 1.98 | 0 | 11.7 |  |  |  | No | R-410A | 2.7333 | Residential & Commercial | Ducted CEE Tier 1
213781716 | Central HP <5.4 tons | BRYANT HEATING AND COOLING SYSTEMS | HRCU-A-CB (Split System: Heat Pump with Remote Outdoor Unit-Air-Source) | 288BNV037*0**B* |  |  | CAP**6124AL*+UI | 986TD66120C24*** | 33200 | 17.5 | 8.5 | 32000 | 24800 | 77.5% | 2 | 0 | 11.7 |  |  |  | No | R-410A | 2.7667 | Residential & Commercial | Ducted CEE Tier 1
215434002 | Central HP <5.4 tons | DAIKIN | HRCU-A-CB (Split System: Heat Pump with Remote Outdoor Unit-Air-Source) | DH7VSA2410A* |  |  | CA*EA3626*3A* | D*96TC0804CNA* | 23200 | 19 | 8.6 | 23200 | 17000 | 73.28% | 2 | 0 | 11 |  |  |  | No | R-32 | 1.9333 | Residential & Commercial | Ducted CEE Tier 1
215434022 | Central HP <5.4 tons | DAIKIN | HRCU-A-CB (Split System: Heat Pump with Remote Outdoor Unit-Air-Source) | DH7VSA2410A* |  |  | CHPEA3026*3A* | D*96TC1005CNA* | 23200 | 19 | 8.6 | 23200 | 17000 | 73.28% | 2 | 0 | 11 |  |  |  | No | R-32 | 1.9333 | Residential & Commercial | Ducted CEE Tier 1
215433930 | Central HP <5.4 tons | DAIKIN | HRCU-A-CB (Split System: Heat Pump with Remote Outdoor Unit-Air-Source) | DH7VSA4210A* |  |  | CA*EA6030*3A*+MBVK20DP1X00A* |  | 41000 | 17.5 | 8.8 | 41000 | 31000 | 75.61% | 2 | 0 | 10 |  |  |  | No | R-32 | 3.4167 | Residential & Commercial | Ducted CEE Tier 1
215433969 | Central HP <5.4 tons | DAIKIN | HRCU-A-CB (Split System: Heat Pump with Remote Outdoor Unit-Air-Source) | DH7VSA2410A* |  |  | CA*EA3022*3A* | D*97MC0804CNA* | 23200 | 19 | 8.6 | 23200 | 17000 | 73.28% | 2 | 0 | 11 |  |  |  | No | R-32 | 1.9333 | Residential & Commercial | Ducted CEE Tier 1
212984664 | Central HP <5.4 tons | AIRQUEST | HRCU-A-CB (Split System: Heat Pump with Remote Outdoor Unit-Air-Source) | DLCURAH24ABK |  |  | EN(A,D)4X30L17** | *92MSN0801716A* | 23600 | 17.5 | 8.5 | 26200 | 24600 | 93.89% | 2.04 | 0 | 10.5 |  |  |  | No | R-410A | 1.9667 | Residential & Commercial | Ducted CEE Tier 1
212986586 | Central HP <5.4 tons | AIRQUEST | HRCU-A-CB (Split System: Heat Pump with Remote Outdoor Unit-Air-Source) | DLCURAH24ABK |  |  | EA*4X37L17A* | *96MSN0401712A* | 24000 | 15.5 | 8.5 | 25600 | 22200 | 86.72% | 1.82 | 0 | 10 |  |  |  | No | R-410A | 2 | Residential & Commercial | Ducted CEE Tier 1
212979827 | Central HP <5.4 tons | DAY & NIGHT | HRCU-A-CB (Split System: Heat Pump with Remote Outdoor Unit-Air-Source) | DLCURAH24ABK |  |  | EA*4X25L17A* | *80MS(N,L)0901714A* | 24200 | 17 | 8.5 | 25200 | 21800 | 86.51% | 1.82 | 0 | 10 |  |  |  | No | R-410A | 2.0167 | Residential & Commercial | Ducted CEE Tier 1
215433994 | Central HP <5.4 tons | DAIKIN | HRCU-A-CB (Split System: Heat Pump with Remote Outdoor Unit-Air-Source) | DH7VSA2410A* |  |  | CA*EA3626*3A* | D*80TC0604B*A* | 23200 | 19 | 8.6 | 23200 | 17000 | 73.28% | 2 | 0 | 11 |  |  |  | No | R-32 | 1.9333 | Residential & Commercial | Ducted CEE Tier 1
215433996 | Central HP <5.4 tons | DAIKIN | HRCU-A-CB (Split System: Heat Pump with Remote Outdoor Unit-Air-Source) | DH7VSA2410A* |  |  | CA*EA3626*3A* | D*80TC0804C*A* | 23200 | 19 | 8.6 | 23200 | 17000 | 73.28% | 2 | 0 | 11 |  |  |  | No | R-32 | 1.9333 | Residential & Commercial | Ducted CEE Tier 1
215434019 | Central HP <5.4 tons | DAIKIN | HRCU-A-CB (Split System: Heat Pump with Remote Outdoor Unit-Air-Source) | DH7VSA2410A* |  |  | CHPEA3026*3A* | D*96TC0603BNA* | 23200 | 19 | 8.6 | 23200 | 17000 | 73.28% | 2 | 0 | 11 |  |  |  | No | R-32 | 1.9333 | Residential & Commercial | Ducted CEE Tier 1
215669153 | Central HP <5.4 tons | BRYANT HEATING AND COOLING SYSTEMS | HRCU-A-CB (Split System: Heat Pump with Remote Outdoor Unit-Air-Source) | 290VAN036**AA* |  |  | CAA**4821AM*+UI | 88*TB48090C17*** | 33800 | 18 | 9 | 35000 | 25000 | 71.43% | 1.88 | 0 | 10 |  |  |  | No | R-454B | 2.8167 | Residential & Commercial | Ducted CEE Tier 1
215669373 | Central HP <5.4 tons | BRYANT HEATING AND COOLING SYSTEMS | HRCU-A-CB (Split System: Heat Pump with Remote Outdoor Unit-Air-Source) | 290VAN036**AA* |  |  | CAA**6024AM*+UI | 987MC60080C21*** | 34400 | 18 | 9 | 34200 | 24800 | 72.51% | 1.9 | 0 | 10 |  |  |  | No | R-454B | 2.8667 | Residential & Commercial | Ducted CEE Tier 1
212986994 | Central HP <5.4 tons | HEIL | HRCU-A-CB (Split System: Heat Pump with Remote Outdoor Unit-Air-Source) | DLCURAH18ABK |  |  | EA*4X24L14A* | *96MSN0601412A* | 17300 | 16 | 8.5 | 18200 | 19400 | 106.6% | 2.34 | 0 | 10.5 |  |  |  | No | R-410A | 1.4417 | Residential & Commercial | Ducted CEE Tier 1
212614891 | Central HP <5.4 tons | DAIKIN | HRCU-A-CB (Split System: Heat Pump with Remote Outdoor Unit-Air-Source) | DZ6VSA241EA* |  |  | CA*EA2422*4A* | D*97MC0803BNA* | 23000 | 17 | 8.6 | 23000 | 16100 | 70% | 2 | 0 | 10 |  |  |  | No | R-410A | 1.9167 | Residential & Commercial | Ducted CEE Tier 1
212614892 | Central HP <5.4 tons | DAIKIN | HRCU-A-CB (Split System: Heat Pump with Remote Outdoor Unit-Air-Source) | DZ6VSA241EA* |  |  | CA*EA2422*4A* | D*97MC0804CNA* | 23000 | 17 | 8.6 | 23000 | 16100 | 70% | 2 | 0 | 10 |  |  |  | No | R-410A | 1.9167 | Residential & Commercial | Ducted CEE Tier 1
212985844 | Central HP <5.4 tons | BRYANT HEATING AND COOLING SYSTEMS | HRCU-A-CB (Split System: Heat Pump with Remote Outdoor Unit-Air-Source) | 38MURAQ24AB3* |  |  | CNPV*3014AL* | 916SA30026M14*** | 23400 | 16 | 8.1 | 26000 | 24000 | 92.31% | 1.98 | 0 | 10 |  |  |  | No | R-410A | 1.95 | Residential & Commercial | Ducted CEE Tier 1
212986898 | Central HP <5.4 tons | BRYANT HEATING AND COOLING SYSTEMS | HRCU-A-CB (Split System: Heat Pump with Remote Outdoor Unit-Air-Source) | 38MURAQ24AB3* |  |  | CAP**3017AL* | 916SA36060M14*** | 23600 | 16.5 | 8.5 | 26200 | 24200 | 92.37% | 2 | 0 | 10 |  |  |  | No | R-410A | 1.9667 | Residential & Commercial | Ducted CEE Tier 1
212973317 | Central HP <5.4 tons | DAY & NIGHT | HRCU-A-CB (Split System: Heat Pump with Remote Outdoor Unit-Air-Source) | DLCURAH18ABK |  |  | EA*4X24L17A* | *96VSN0601412B* | 17300 | 16 | 8.5 | 18200 | 19400 | 106.6% | 2.34 | 0 | 10.5 |  |  |  | No | R-410A | 1.4417 | Residential & Commercial | Ducted CEE Tier 1
215434237 | Central HP <5.4 tons | DAIKIN | HRCU-A-CB (Split System: Heat Pump with Remote Outdoor Unit-Air-Source) | DH7VSA4210A* |  |  | CA*EA6030*3A* | D*80TC0805C*A* | 40500 | 17 | 8.8 | 41000 | 31000 | 75.61% | 2 | 0 | 10 |  |  |  | No | R-32 | 3.375 | Residential & Commercial | Ducted CEE Tier 1
215434244 | Central HP <5.4 tons | DAIKIN | HRCU-A-CB (Split System: Heat Pump with Remote Outdoor Unit-Air-Source) | DH7VSA4210A* |  |  | CHPEA4830*3A* | D*97MC0804CNA* | 40500 | 16.5 | 8.6 | 41000 | 31000 | 75.61% | 2 | 0 | 10 |  |  |  | No | R-32 | 3.375 | Residential & Commercial | Ducted CEE Tier 1
213770820 | Central HP <5.4 tons | COMFORTMAKER | HRCU-A-CB (Split System: Heat Pump with Remote Outdoor Unit-Air-Source) | CVH825GKA2* |  |  | EA*4X36L17A*+WALLCON | *80CTL0701412B* | 23600 | 16.5 | 8.1 | 21400 | 16700 | 78.04% | 1.94 | 0 | 10.5 |  |  |  | No | R-410A | 1.9667 | Residential & Commercial | Ducted CEE Tier 1
213771350 | Central HP <5.4 tons | COMFORTMAKER | HRCU-A-CB (Split System: Heat Pump with Remote Outdoor Unit-Air-Source) | CVH825GKA2* |  |  | EA*4X42L21A*+WALLCON | *96CTN0801714B* | 23600 | 16.5 | 8.1 | 21400 | 16700 | 78.04% | 1.96 | 0 | 10.5 |  |  |  | No | R-410A | 1.9667 | Residential & Commercial | Ducted CEE Tier 1
213771420 | Central HP <5.4 tons | COMFORTMAKER | HRCU-A-CB (Split System: Heat Pump with Remote Outdoor Unit-Air-Source) | CVH825GKA2* |  |  | EA*4X42L24A*+WALLCON | *96CTN1002122B* | 23800 | 16.5 | 8.1 | 21400 | 16600 | 77.57% | 1.96 | 0 | 11 |  |  |  | No | R-410A | 1.9833 | Residential & Commercial | Ducted CEE Tier 1
213771470 | Central HP <5.4 tons | COMFORTMAKER | HRCU-A-CB (Split System: Heat Pump with Remote Outdoor Unit-Air-Source) | CVH825GKA2* |  |  | EA*4X43L21A*+WALLCON | *80CTL0902120B* | 24400 | 17 | 8.5 | 21200 | 16600 | 78.3% | 2.04 | 0 | 11 |  |  |  | No | R-410A | 2.0333 | Residential & Commercial | Ducted CEE Tier 1
215434255 | Central HP <5.4 tons | DAIKIN | HRCU-A-CB (Split System: Heat Pump with Remote Outdoor Unit-Air-Source) | DH7VSA4210A* |  |  | CHPEA4830*3A* | D*96TC1005DNA* | 40500 | 17 | 8.6 | 41000 | 31000 | 75.61% | 2 | 0 | 10 |  |  |  | No | R-32 | 3.375 | Residential & Commercial | Ducted CEE Tier 1
215434264 | Central HP <5.4 tons | DAIKIN | HRCU-A-CB (Split System: Heat Pump with Remote Outdoor Unit-Air-Source) | DH7VSA4210A* |  |  | CHPEA6030*3A* | D*80TC0805D*A* | 40500 | 17 | 8.6 | 41000 | 31000 | 75.61% | 2 | 0 | 10 |  |  |  | No | R-32 | 3.375 | Residential & Commercial | Ducted CEE Tier 1
213772530 | Central HP <5.4 tons | COMFORTMAKER | HRCU-A-CB (Split System: Heat Pump with Remote Outdoor Unit-Air-Source) | CVH825GKA2* |  |  | EHD4X48AAL+WALLCON | *97CMN1002122B* | 24200 | 16 | 8.1 | 21200 | 16600 | 78.3% | 2.02 | 0 | 11 |  |  |  | No | R-410A | 2.0167 | Residential & Commercial | Ducted CEE Tier 1
213771070 | Central HP <5.4 tons | COMFORTMAKER | HRCU-A-CB (Split System: Heat Pump with Remote Outdoor Unit-Air-Source) | CVH825GKA2* |  |  | EA*4X37L17A*+WALLCON | *95CSU0601716B* | 24200 | 16.5 | 8.1 | 21400 | 16700 | 78.04% | 2 | 0 | 10.5 |  |  |  | No | R-410A | 2.0167 | Residential & Commercial | Ducted CEE Tier 1
213771140 | Central HP <5.4 tons | COMFORTMAKER | HRCU-A-CB (Split System: Heat Pump with Remote Outdoor Unit-Air-Source) | CVH825GKA2* |  |  | EA*4X37L21A*+WALLCON | *80CTL0701716B* | 24400 | 17 | 8.5 | 21200 | 16600 | 78.3% | 2.02 | 0 | 11 |  |  |  | No | R-410A | 2.0333 | Residential & Commercial | Ducted CEE Tier 1
213771190 | Central HP <5.4 tons | COMFORTMAKER | HRCU-A-CB (Split System: Heat Pump with Remote Outdoor Unit-Air-Source) | CVH825GKA2* |  |  | EA*4X37L21A*+WALLCON | *97CMN0601714B* | 24200 | 16 | 8.1 | 21200 | 16700 | 78.77% | 2.02 | 0 | 10.5 |  |  |  | No | R-410A | 2.0167 | Residential & Commercial | Ducted CEE Tier 1
215669473 | Central HP <5.4 tons | BRYANT HEATING AND COOLING SYSTEMS | HRCU-A-CB (Split System: Heat Pump with Remote Outdoor Unit-Air-Source) | 290VAN036**AA* |  |  | CAA**6121AM*+UI | 88*TB60070C21*** | 34800 | 18.5 | 9 | 34400 | 24800 | 72.09% | 1.92 | 0 | 10 |  |  |  | No | R-454B | 2.9 | Residential & Commercial | Ducted CEE Tier 1
215669173 | Central HP <5.4 tons | BRYANT HEATING AND COOLING SYSTEMS | HRCU-A-CB (Split System: Heat Pump with Remote Outdoor Unit-Air-Source) | 290VAN036**AA* |  |  | CAA**4821AM*+UI | 88*TB60110C21*** | 33800 | 18 | 9 | 35000 | 25000 | 71.43% | 1.9 | 0 | 10 |  |  |  | No | R-454B | 2.8167 | Residential & Commercial | Ducted CEE Tier 1
215669323 | Central HP <5.4 tons | BRYANT HEATING AND COOLING SYSTEMS | HRCU-A-CB (Split System: Heat Pump with Remote Outdoor Unit-Air-Source) | 290VAN036**AA* |  |  | CAA**6024AM*+UI | 88*TB60110C21*** | 34400 | 18.5 | 9 | 34200 | 24600 | 71.93% | 1.92 | 0 | 10.5 |  |  |  | No | R-454B | 2.8667 | Residential & Commercial | Ducted CEE Tier 1
212981790 | Central HP <5.4 tons | DAY & NIGHT | HRCU-A-CB (Split System: Heat Pump with Remote Outdoor Unit-Air-Source) | DLCURAH24ABK |  |  | EN(A,D)4X30L17** | *80MSU1002120A* | 23800 | 16.5 | 8.5 | 26400 | 24000 | 90.91% | 1.98 | 0 | 10.5 |  |  |  | No | R-410A | 1.9833 | Residential & Commercial | Ducted CEE Tier 1
212973877 | Central HP <5.4 tons | DAY & NIGHT | HRCU-A-CB (Split System: Heat Pump with Remote Outdoor Unit-Air-Source) | DLCURAH24ABK |  |  | EA*4X37L17A* | *96VSN0801716B* | 24200 | 17 | 8.5 | 25800 | 22200 | 86.05% | 1.84 | 0 | 10 |  |  |  | No | R-410A | 2.0167 | Residential & Commercial | Ducted CEE Tier 1
212973897 | Central HP <5.4 tons | DAY & NIGHT | HRCU-A-CB (Split System: Heat Pump with Remote Outdoor Unit-Air-Source) | DLCURAH24ABK |  |  | EN(A,D)4X24L17** | *96VSN0801716B* | 23400 | 16.5 | 8.5 | 27000 | 24800 | 91.85% | 2.04 | 0 | 10 |  |  |  | No | R-410A | 1.95 | Residential & Commercial | Ducted CEE Tier 1
214574651 | Central HP <5.4 tons | AIRQUEST | HRCU-A-CB (Split System: Heat Pump with Remote Outdoor Unit-Air-Source) | HVH837GKA2* |  |  | EN(A,D)4X48L24**+WALLCON | *95CSU1002122B* | 32400 | 17.5 | 8.5 | 32600 | 24800 | 76.07% | 1.98 | 0 | 11.5 |  |  |  | No | R-410A | 2.7 | Residential & Commercial | Ducted CEE Tier 1
212984044 | Central HP <5.4 tons | HEIL | HRCU-A-CB (Split System: Heat Pump with Remote Outdoor Unit-Air-Source) | DLCURAH24ABK |  |  | EA*4X25L17A* | *92MSN0601714A* | 24200 | 17 | 8.5 | 25200 | 21800 | 86.51% | 1.82 | 0 | 10 |  |  |  | No | R-410A | 2.0167 | Residential & Commercial | Ducted CEE Tier 1
213607635 | Central HP <5.4 tons | AIRQUEST | HRCU-A-CB (Split System: Heat Pump with Remote Outdoor Unit-Air-Source) | DLCURAH24ABK |  |  | FTMA4B36L0C* |  | 24600 | 17.5 | 9 | 25800 | 22400 | 86.82% | 1.86 | 0 | 10.5 |  |  |  | No | R-410A | 2.05 | Residential & Commercial | Ducted CEE Tier 1
212984644 | Central HP <5.4 tons | HEIL | HRCU-A-CB (Split System: Heat Pump with Remote Outdoor Unit-Air-Source) | DLCURAH24ABK |  |  | EA*4X37L21A* | *92MSN0801716A* | 24200 | 17.5 | 8.5 | 25000 | 21400 | 85.6% | 1.8 | 0 | 10.5 |  |  |  | No | R-410A | 2.0167 | Residential & Commercial | Ducted CEE Tier 1
212985800 | Central HP <5.4 tons | HEIL | HRCU-A-CB (Split System: Heat Pump with Remote Outdoor Unit-Air-Source) | DLCURAH24ABK |  |  | EA*4X30L17A* | *96MSN0261410A* | 23400 | 16.5 | 8.5 | 26200 | 25000 | 95.42% | 2.08 | 0 | 10 |  |  |  | No | R-410A | 1.95 | Residential & Commercial | Ducted CEE Tier 1
213778746 | Central HP <5.4 tons | BRYANT HEATING AND COOLING SYSTEMS | HRCU-A-CB (Split System: Heat Pump with Remote Outdoor Unit-Air-Source) | 288BNV037*0**A* |  |  | CAP**3617AL*+UI | 88*TB48070C17*** | 31400 | 16.5 | 8.1 | 33400 | 24400 | 73.05% | 1.82 | 0 | 10.5 |  |  |  | No | R-410A | 2.6167 | Residential & Commercial | Ducted CEE Tier 1
213779116 | Central HP <5.4 tons | BRYANT HEATING AND COOLING SYSTEMS | HRCU-A-CB (Split System: Heat Pump with Remote Outdoor Unit-Air-Source) | 288BNV037*0**A* |  |  | CAP**4221AL*+UI | 987MC42060C17*** | 31600 | 16.5 | 8.1 | 33200 | 24600 | 74.1% | 1.84 | 0 | 10.5 |  |  |  | No | R-410A | 2.6333 | Residential & Commercial | Ducted CEE Tier 1
214573571 | Central HP <5.4 tons | AIRQUEST | HRCU-A-CB (Split System: Heat Pump with Remote Outdoor Unit-Air-Source) | HVH837GKA** |  |  | EN(A,D,W)4X60L24**+WALLCON | *95CSU1002122B* | 32800 | 19 | 8.5 | 32200 | 24600 | 76.4% | 1.98 | 0 | 12 |  |  |  | No | R-410A | 2.7333 | Residential & Commercial | Ducted CEE Tier 1
212984122 | Central HP <5.4 tons | BRYANT HEATING AND COOLING SYSTEMS | HRCU-A-CB (Split System: Heat Pump with Remote Outdoor Unit-Air-Source) | 38MURAQ24AB3* |  |  | CNPV*3017AL* | 912SE42060M17*** | 23600 | 17 | 8.5 | 26400 | 24400 | 92.42% | 2.02 | 0 | 10.5 |  |  |  | No | R-410A | 1.9667 | Residential & Commercial | Ducted CEE Tier 1
212977772 | Central HP <5.4 tons | DAY & NIGHT | HRCU-A-CB (Split System: Heat Pump with Remote Outdoor Unit-Air-Source) | DLCURAH18ABK |  |  | EA*4X30L17A* | *80MS(N,L)0451412A* | 17700 | 16.5 | 8.5 | 18200 | 18800 | 103.3% | 2.26 | 0 | 10.5 |  |  |  | No | R-410A | 1.475 | Residential & Commercial | Ducted CEE Tier 1
212973387 | Central HP <5.4 tons | DAY & NIGHT | HRCU-A-CB (Split System: Heat Pump with Remote Outdoor Unit-Air-Source) | DLCURAH18ABK |  |  | EN(A,D)4X30L14** | *96VSN0601412B* | 17400 | 16 | 8.1 | 18000 | 18700 | 103.9% | 2.24 | 0 | 11 |  |  |  | No | R-410A | 1.45 | Residential & Commercial | Ducted CEE Tier 1
212981826 | Central HP <5.4 tons | DAY & NIGHT | HRCU-A-CB (Split System: Heat Pump with Remote Outdoor Unit-Air-Source) | DLCURAH18ABK |  |  | EA*4X19L17A* | *80MSU1002120A* | 17800 | 16 | 8.1 | 17900 | 17900 | 100% | 2.14 | 0 | 10.5 |  |  |  | No | R-410A | 1.4833 | Residential & Commercial | Ducted CEE Tier 1
212981874 | Central HP <5.4 tons | DAY & NIGHT | HRCU-A-CB (Split System: Heat Pump with Remote Outdoor Unit-Air-Source) | DLCURAH18ABK |  |  | EN(A,D)4X24L17** | *80MSU1002120A* | 17900 | 15.5 | 8.5 | 19000 | 19000 | 100% | 2.28 | 0 | 10.5 |  |  |  | No | R-410A | 1.4917 | Residential & Commercial | Ducted CEE Tier 1
212974697 | Central HP <5.4 tons | DAY & NIGHT | HRCU-A-CB (Split System: Heat Pump with Remote Outdoor Unit-Air-Source) | DLCURAH18ABK |  |  | EN(A,D)4X18L14** | *96VTN0401410B* | 17100 | 15.5 | 8.1 | 18400 | 19800 | 107.6% | 2.38 | 0 | 10.5 |  |  |  | No | R-410A | 1.425 | Residential & Commercial | Ducted CEE Tier 1
215935706 | Central HP <5.4 tons | HEIL | HRCU-A-CB (Split System: Heat Pump with Remote Outdoor Unit-Air-Source) | H5H3V36*K*AAA* |  |  | EVD5X36M21A*+WALLCON | *97CMN0601714B* | 34000 | 20 | 8.1 | 38000 | 27000 | 71.05% | 2 | 0 | 11 |  |  |  | No | R-454B | 2.8333 | Residential & Commercial | Ducted CEE Tier 1
215936026 | Central HP <5.4 tons | HEIL | HRCU-A-CB (Split System: Heat Pump with Remote Outdoor Unit-Air-Source) | H5H3V36*K*AAA* |  |  | EVD5X42M21A*+WALLCON | *80CTL1102120B* | 34400 | 21 | 8.5 | 38500 | 28000 | 72.73% | 2.04 | 0 | 12 |  |  |  | No | R-454B | 2.8667 | Residential & Commercial | Ducted CEE Tier 1
215935976 | Central HP <5.4 tons | HEIL | HRCU-A-CB (Split System: Heat Pump with Remote Outdoor Unit-Air-Source) | H5H3V36*K*AAA* |  |  | EVD5X42M21A*+WALLCON | *80CTL0451712B* | 34000 | 20 | 8.5 | 39500 | 29000 | 73.42% | 2.02 | 0 | 11 |  |  |  | No | R-454B | 2.8333 | Residential & Commercial | Ducted CEE Tier 1
215935756 | Central HP <5.4 tons | HEIL | HRCU-A-CB (Split System: Heat Pump with Remote Outdoor Unit-Air-Source) | H5H3V36*K*AAA* |  |  | EVD5X36M21A*+WALLCON | *96CTN0601714B* | 34000 | 20.5 | 8.1 | 38000 | 27000 | 71.05% | 1.95 | 0 | 11 |  |  |  | No | R-454B | 2.8333 | Residential & Commercial | Ducted CEE Tier 1
213772400 | Central HP <5.4 tons | COMFORTMAKER | HRCU-A-CB (Split System: Heat Pump with Remote Outdoor Unit-Air-Source) | CVH825GKA2* |  |  | EHD4X42AAL+WALLCON | *96CTN0801714B* | 24000 | 16 | 8.1 | 21400 | 16600 | 77.57% | 2 | 0 | 10.5 |  |  |  | No | R-410A | 2 | Residential & Commercial | Ducted CEE Tier 1
213772450 | Central HP <5.4 tons | COMFORTMAKER | HRCU-A-CB (Split System: Heat Pump with Remote Outdoor Unit-Air-Source) | CVH825GKA2* |  |  | EHD4X48AAL+WALLCON | *80CTL0701716B* | 24200 | 16.5 | 8.1 | 21200 | 16600 | 78.3% | 2.02 | 0 | 10.5 |  |  |  | No | R-410A | 2.0167 | Residential & Commercial | Ducted CEE Tier 1
213772500 | Central HP <5.4 tons | COMFORTMAKER | HRCU-A-CB (Split System: Heat Pump with Remote Outdoor Unit-Air-Source) | CVH825GKA2* |  |  | EHD4X48AAL+WALLCON | *95CSU0601716B* | 24200 | 16 | 8.1 | 21400 | 16600 | 77.57% | 2.02 | 0 | 10.5 |  |  |  | No | R-410A | 2.0167 | Residential & Commercial | Ducted CEE Tier 1
213771230 | Central HP <5.4 tons | COMFORTMAKER | HRCU-A-CB (Split System: Heat Pump with Remote Outdoor Unit-Air-Source) | CVH825GKA2* |  |  | EA*4X37L21A*+WALLCON | *96CTN0801714B* | 24400 | 16.5 | 8.1 | 21200 | 16600 | 78.3% | 2.02 | 0 | 11 |  |  |  | No | R-410A | 2.0333 | Residential & Commercial | Ducted CEE Tier 1
212986182 | Central HP <5.4 tons | HEIL | HRCU-A-CB (Split System: Heat Pump with Remote Outdoor Unit-Air-Source) | DLCURAH24ABK |  |  | EA*4X30L17A* | *96MSN0401410A* | 23400 | 16 | 8.5 | 26400 | 24600 | 93.18% | 2.04 | 0 | 10 |  |  |  | No | R-410A | 1.95 | Residential & Commercial | Ducted CEE Tier 1
212986266 | Central HP <5.4 tons | HEIL | HRCU-A-CB (Split System: Heat Pump with Remote Outdoor Unit-Air-Source) | DLCURAH24ABK |  |  | EN(A,D,W)4X36L17** | *96MSN0401410A* | 23400 | 16 | 8.1 | 26400 | 24400 | 92.42% | 2.02 | 0 | 10 |  |  |  | No | R-410A | 1.95 | Residential & Commercial | Ducted CEE Tier 1
212985366 | Central HP <5.4 tons | HEIL | HRCU-A-CB (Split System: Heat Pump with Remote Outdoor Unit-Air-Source) | DLCURAH24ABK |  |  | EN(A,D)4X36L21** | *92MSN1002120A* | 23600 | 17.5 | 8.5 | 26400 | 24200 | 91.67% | 2.02 | 0 | 10.5 |  |  |  | No | R-410A | 1.9667 | Residential & Commercial | Ducted CEE Tier 1
212978714 | Central HP <5.4 tons | DAY & NIGHT | HRCU-A-CB (Split System: Heat Pump with Remote Outdoor Unit-Air-Source) | DLCURAH24ABK |  |  | EN(A,D)4X30L17** | *80MS(N,L)0701712A* | 23400 | 17 | 8.1 | 25800 | 24200 | 93.8% | 2.04 | 0 | 10.5 |  |  |  | No | R-410A | 1.95 | Residential & Commercial | Ducted CEE Tier 1
212979149 | Central HP <5.4 tons | DAY & NIGHT | HRCU-A-CB (Split System: Heat Pump with Remote Outdoor Unit-Air-Source) | DLCURAH24ABK |  |  | EA*4X30L17A* | *80MS(N,L)0701716A* | 23600 | 17 | 8.5 | 26400 | 24600 | 93.18% | 2.04 | 0 | 10 |  |  |  | No | R-410A | 1.9667 | Residential & Commercial | Ducted CEE Tier 1
212972947 | Central HP <5.4 tons | DAY & NIGHT | HRCU-A-CB (Split System: Heat Pump with Remote Outdoor Unit-Air-Source) | DLCURAH24ABK |  |  | EA*4X36L17A* | *96VSN0401410B* | 23600 | 16 | 8.5 | 26200 | 24000 | 91.6% | 1.98 | 0 | 10 |  |  |  | No | R-410A | 1.9667 | Residential & Commercial | Ducted CEE Tier 1
213771430 | Central HP <5.4 tons | COMFORTMAKER | HRCU-A-CB (Split System: Heat Pump with Remote Outdoor Unit-Air-Source) | CVH825GKA2* |  |  | EA*4X42L24A*+WALLCON | *96CTN1202422B* | 23800 | 17 | 8.1 | 21400 | 16600 | 77.57% | 1.96 | 0 | 11 |  |  |  | No | R-410A | 1.9833 | Residential & Commercial | Ducted CEE Tier 1
213771480 | Central HP <5.4 tons | COMFORTMAKER | HRCU-A-CB (Split System: Heat Pump with Remote Outdoor Unit-Air-Source) | CVH825GKA2* |  |  | EA*4X43L21A*+WALLCON | *80CTL1102120B* | 24400 | 17 | 8.5 | 21200 | 16600 | 78.3% | 2.04 | 0 | 11 |  |  |  | No | R-410A | 2.0333 | Residential & Commercial | Ducted CEE Tier 1
211230678 | Central HP <5.4 tons | TEMPSTAR | HRCU-A-CB (Split System: Heat Pump with Remote Outdoor Unit-Air-Source) | DLCURAH36ABK |  |  | EN(A,D)4X48L24** | *95ESN1202422A* | 37400 | 15.5 | 8.1 | 39500 | 35000 | 88.61% | 2.08 | 0 | 10.5 |  |  |  | No | R-410A | 3.1167 | Residential & Commercial | Ducted CEE Tier 1
211230935 | Central HP <5.4 tons | TEMPSTAR | HRCU-A-CB (Split System: Heat Pump with Remote Outdoor Unit-Air-Source) | DLCURAH36ABK |  |  | FXM4X48**AL |  | 36800 | 16 | 8.5 | 38500 | 34600 | 89.87% | 2.08 | 0 | 10 |  |  |  | No | R-410A | 3.0667 | Residential & Commercial | Ducted CEE Tier 1
213771526 | Central HP <5.4 tons | BRYANT HEATING AND COOLING SYSTEMS | HRCU-A-CB (Split System: Heat Pump with Remote Outdoor Unit-Air-Source) | 288BNV025*0**B* |  |  | CAP**4321AL*+UI | 986TD42060C17*** | 24400 | 16.5 | 8.1 | 21200 | 16700 | 78.77% | 2.02 | 0 | 11 |  |  |  | No | R-410A | 2.0333 | Residential & Commercial | Ducted CEE Tier 1
213771530 | Central HP <5.4 tons | COMFORTMAKER | HRCU-A-CB (Split System: Heat Pump with Remote Outdoor Unit-Air-Source) | CVH825GKA2* |  |  | EA*4X43L21A*+WALLCON | *96CTN0601714B* | 24400 | 16.5 | 8.1 | 21200 | 16700 | 78.77% | 2.02 | 0 | 11 |  |  |  | No | R-410A | 2.0333 | Residential & Commercial | Ducted CEE Tier 1
213771580 | Central HP <5.4 tons | COMFORTMAKER | HRCU-A-CB (Split System: Heat Pump with Remote Outdoor Unit-Air-Source) | CVH825GKA2* |  |  | EA*4X48L21A*+WALLCON | *80CTL0901716B* | 24200 | 17 | 8.1 | 20800 | 16500 | 79.33% | 2.02 | 0 | 11 |  |  |  | No | R-410A | 2.0167 | Residential & Commercial | Ducted CEE Tier 1
213771320 | Central HP <5.4 tons | COMFORTMAKER | HRCU-A-CB (Split System: Heat Pump with Remote Outdoor Unit-Air-Source) | CVH825GKA2* |  |  | EA*4X42L21A*+WALLCON | *97CMN0801714B* | 23600 | 16.5 | 8.1 | 21400 | 16700 | 78.04% | 1.96 | 0 | 10.5 |  |  |  | No | R-410A | 1.9667 | Residential & Commercial | Ducted CEE Tier 1
213771540 | Central HP <5.4 tons | COMFORTMAKER | HRCU-A-CB (Split System: Heat Pump with Remote Outdoor Unit-Air-Source) | CVH825GKA2* |  |  | EA*4X43L21A*+WALLCON | *96CTN0801714B* | 24400 | 16.5 | 8.1 | 21200 | 16600 | 78.3% | 2.02 | 0 | 11 |  |  |  | No | R-410A | 2.0333 | Residential & Commercial | Ducted CEE Tier 1
212974749 | Central HP <5.4 tons | DAY & NIGHT | HRCU-A-CB (Split System: Heat Pump with Remote Outdoor Unit-Air-Source) | DLCURAH18ABK |  |  | EN(A,D)4X30L17** | *96VTN0401410B* | 17400 | 16 | 8.1 | 18000 | 18700 | 103.9% | 2.24 | 0 | 10.5 |  |  |  | No | R-410A | 1.45 | Residential & Commercial | Ducted CEE Tier 1
212972677 | Central HP <5.4 tons | DAY & NIGHT | HRCU-A-CB (Split System: Heat Pump with Remote Outdoor Unit-Air-Source) | DLCURAH18ABK |  |  | EA*4X24L14A* | *96VSN0401410B* | 17200 | 16 | 8.5 | 18200 | 19400 | 106.6% | 2.34 | 0 | 10 |  |  |  | No | R-410A | 1.4333 | Residential & Commercial | Ducted CEE Tier 1
212972707 | Central HP <5.4 tons | DAY & NIGHT | HRCU-A-CB (Split System: Heat Pump with Remote Outdoor Unit-Air-Source) | DLCURAH18ABK |  |  | EA*4X30L14A* | *96VSN0401410B* | 17300 | 16 | 8.5 | 18100 | 18900 | 104.4% | 2.26 | 0 | 10.5 |  |  |  | No | R-410A | 1.4417 | Residential & Commercial | Ducted CEE Tier 1
212972727 | Central HP <5.4 tons | DAY & NIGHT | HRCU-A-CB (Split System: Heat Pump with Remote Outdoor Unit-Air-Source) | DLCURAH18ABK |  |  | EN(A,D)4X18L14** | *96VSN0401410B* | 17200 | 15.5 | 8.5 | 18500 | 19800 | 107% | 2.38 | 0 | 10.5 |  |  |  | No | R-410A | 1.4333 | Residential & Commercial | Ducted CEE Tier 1
212614908 | Central HP <5.4 tons | DAIKIN | HRCU-A-CB (Split System: Heat Pump with Remote Outdoor Unit-Air-Source) | DZ6VSA241EA* |  |  | CA*EA3026*4A* | D*96VC0804CNA* | 23000 | 17 | 8.6 | 23000 | 16100 | 70% | 2 | 0 | 10 |  |  |  | No | R-410A | 1.9167 | Residential & Commercial | Ducted CEE Tier 1
212614909 | Central HP <5.4 tons | DAIKIN | HRCU-A-CB (Split System: Heat Pump with Remote Outdoor Unit-Air-Source) | DZ6VSA241EA* |  |  | CA*EA3026*4A* | D*96SC0805CUA* | 23000 | 17 | 8.6 | 23000 | 16100 | 70% | 2 | 0 | 10 |  |  |  | No | R-410A | 1.9167 | Residential & Commercial | Ducted CEE Tier 1
214570501 | Central HP <5.4 tons | AIRQUEST | HRCU-A-CB (Split System: Heat Pump with Remote Outdoor Unit-Air-Source) | HVH825GKA3* |  |  | EA*4X42L21A*+WALLCON | *95CSU0802120B* | 23800 | 16.5 | 8.1 | 21400 | 16700 | 78.04% | 1.96 | 0 | 10.5 |  |  |  | No | R-410A | 1.9833 | Residential & Commercial | Ducted CEE Tier 1
215669503 | Central HP <5.4 tons | BRYANT HEATING AND COOLING SYSTEMS | HRCU-A-CB (Split System: Heat Pump with Remote Outdoor Unit-Air-Source) | 290VAN036**AA* |  |  | CAA**6121AM*+UI | 935CB48060C17*** | 34600 | 17.5 | 9 | 34600 | 25000 | 72.25% | 1.9 | 0 | 10 |  |  |  | No | R-454B | 2.8833 | Residential & Commercial | Ducted CEE Tier 1
215669133 | Central HP <5.4 tons | BRYANT HEATING AND COOLING SYSTEMS | HRCU-A-CB (Split System: Heat Pump with Remote Outdoor Unit-Air-Source) | 290VAN036**AA* |  |  | CAA**4821AM*+UI | 88*TB48070C17*** | 33600 | 18 | 9 | 35200 | 25200 | 71.59% | 1.88 | 0 | 10 |  |  |  | No | R-454B | 2.8 | Residential & Commercial | Ducted CEE Tier 1
215669383 | Central HP <5.4 tons | BRYANT HEATING AND COOLING SYSTEMS | HRCU-A-CB (Split System: Heat Pump with Remote Outdoor Unit-Air-Source) | 290VAN036**AA* |  |  | CAA**6024AM*+UI | 987MC66100C21*** | 34400 | 18 | 9 | 34200 | 24800 | 72.51% | 1.9 | 0 | 10.5 |  |  |  | No | R-454B | 2.8667 | Residential & Commercial | Ducted CEE Tier 1
215936060 | Central HP <5.4 tons | DAY & NIGHT | HRCU-A-CB (Split System: Heat Pump with Remote Outdoor Unit-Air-Source) | C5H3V36*K*AAA* |  |  | EVD5X42M21A*+WALLCON | *95CSU1002122B* | 34600 | 21 | 8.5 | 38500 | 28000 | 72.73% | 2.04 | 0 | 12 |  |  |  | No | R-454B | 2.8833 | Residential & Commercial | Ducted CEE Tier 1
212614923 | Central HP <5.4 tons | DAIKIN | HRCU-A-CB (Split System: Heat Pump with Remote Outdoor Unit-Air-Source) | DZ6VSA361EA* |  |  | CA*EA6030*4A* | D*96VC1005DNA* | 34200 | 17.5 | 8.6 | 34200 | 30000 | 87.72% | 2 | 0 | 10 |  |  |  | No | R-410A | 2.85 | Residential & Commercial | Ducted CEE Tier 1
212614924 | Central HP <5.4 tons | DAIKIN | HRCU-A-CB (Split System: Heat Pump with Remote Outdoor Unit-Air-Source) | DZ6VSA361EA* |  |  | CA*EA4830*4A* | D*96VC1005CNA* | 34200 | 17.5 | 8.6 | 34200 | 29000 | 84.8% | 2 | 0 | 10 |  |  |  | No | R-410A | 2.85 | Residential & Commercial | Ducted CEE Tier 1
213772746 | Central HP <5.4 tons | BRYANT HEATING AND COOLING SYSTEMS | HRCU-A-CB (Split System: Heat Pump with Remote Outdoor Unit-Air-Source) | 288BNV025*0**C* |  |  | CAP**2517AL*+UI | 88*TB48090C17*** | 24400 | 16.5 | 8.1 | 21200 | 16600 | 78.3% | 2 | 0 | 11 |  |  |  | No | R-410A | 2.0333 | Residential & Commercial | Ducted CEE Tier 1
215935826 | Central HP <5.4 tons | HEIL | HRCU-A-CB (Split System: Heat Pump with Remote Outdoor Unit-Air-Source) | H5H3V36*K*AAA* |  |  | EVD5X38M17A*+WALLCON | *80CTL0451712B* | 35000 | 21 | 8.5 | 39000 | 29600 | 75.9% | 2 | 0 | 11.5 |  |  |  | No | R-454B | 2.9167 | Residential & Commercial | Ducted CEE Tier 1
215936846 | Central HP <5.4 tons | HEIL | HRCU-A-CB (Split System: Heat Pump with Remote Outdoor Unit-Air-Source) | H5H3V36*K*AAA* |  |  | EVD5X60M24A*+WALLCON | *96CTN1002122B* | 35600 | 22 | 8.5 | 38000 | 28400 | 74.74% | 2.04 | 0 | 12.5 |  |  |  | No | R-454B | 2.9667 | Residential & Commercial | Ducted CEE Tier 1
213607800 | Central HP <5.4 tons | AIRQUEST | HRCU-A-CB (Split System: Heat Pump with Remote Outdoor Unit-Air-Source) | DLCURAH48ABK |  |  | FTMA4B60L0D* |  | 48500 | 17 | 8.5 | 48500 | 34000 | 70.1% | 2.02 | 0 | 10 |  |  |  | No | R-410A | 4.0417 | Residential & Commercial | Ducted CEE Tier 1
214570651 | Central HP <5.4 tons | AIRQUEST | HRCU-A-CB (Split System: Heat Pump with Remote Outdoor Unit-Air-Source) | HVH825GKA3* |  |  | EA*4X43L21A*+WALLCON | *97CMN0802120B* | 24400 | 16.5 | 8.5 | 21200 | 16600 | 78.3% | 2.04 | 0 | 11 |  |  |  | No | R-410A | 2.0333 | Residential & Commercial | Ducted CEE Tier 1
212975830 | Central HP <5.4 tons | DAY & NIGHT | HRCU-A-CB (Split System: Heat Pump with Remote Outdoor Unit-Air-Source) | DLCURAH18ABK |  |  | EN(A,D)4X24L17** | *96VTN0801716B* | 17700 | 16 | 8.5 | 18700 | 19100 | 102.1% | 2.3 | 0 | 11 |  |  |  | No | R-410A | 1.475 | Residential & Commercial | Ducted CEE Tier 1
212973037 | Central HP <5.4 tons | DAY & NIGHT | HRCU-A-CB (Split System: Heat Pump with Remote Outdoor Unit-Air-Source) | DLCURAH18ABK |  |  | EA*4X25L17A* | *96VSN0401712B* | 17700 | 16 | 8.1 | 17800 | 17800 | 100% | 2.14 | 0 | 10.5 |  |  |  | No | R-410A | 1.475 | Residential & Commercial | Ducted CEE Tier 1
212984626 | Central HP <5.4 tons | BRYANT HEATING AND COOLING SYSTEMS | HRCU-A-CB (Split System: Heat Pump with Remote Outdoor Unit-Air-Source) | 38MURAQ24AB3* |  |  | CAP**3717AL* | 912SE48080M17*** | 24400 | 17.5 | 8.5 | 25400 | 21800 | 85.83% | 1.82 | 0 | 10.5 |  |  |  | No | R-410A | 2.0333 | Residential & Commercial | Ducted CEE Tier 1
211261938 | Central HP <5.4 tons | HEIL | HRCU-A-CB (Split System: Heat Pump with Remote Outdoor Unit-Air-Source) | DLCURAH18ABK |  |  | EA*4X30L17A* | *96VTN0601412A* | 18000 | 16 | 8.5 | 18600 | 18500 | 99.46% | 2.22 | 0 | 10.5 |  |  |  | No | R-410A | 1.5 | Residential & Commercial | Ducted CEE Tier 1
215669533 | Central HP <5.4 tons | BRYANT HEATING AND COOLING SYSTEMS | HRCU-A-CB (Split System: Heat Pump with Remote Outdoor Unit-Air-Source) | 290VAN036**AA* |  |  | CAA**6121AM*+UI | 987MC42060C17*** | 34400 | 18 | 9 | 34600 | 25200 | 72.83% | 1.9 | 0 | 10 |  |  |  | No | R-454B | 2.8667 | Residential & Commercial | Ducted CEE Tier 1
215669573 | Central HP <5.4 tons | BRYANT HEATING AND COOLING SYSTEMS | HRCU-A-CB (Split System: Heat Pump with Remote Outdoor Unit-Air-Source) | 290VAN036**AA* |  |  | CAA**6121AM*+UI | 987MC66100C21*** | 34800 | 18.5 | 9 | 34400 | 24800 | 72.09% | 1.92 | 0 | 10.5 |  |  |  | No | R-454B | 2.9 | Residential & Commercial | Ducted CEE Tier 1
215669623 | Central HP <5.4 tons | BRYANT HEATING AND COOLING SYSTEMS | HRCU-A-CB (Split System: Heat Pump with Remote Outdoor Unit-Air-Source) | 290VAN036**AA* |  |  | CAA**6124AM*+UI | 88*TB60070C21*** | 34800 | 18.5 | 9 | 34400 | 24800 | 72.09% | 1.92 | 0 | 10 |  |  |  | No | R-454B | 2.9 | Residential & Commercial | Ducted CEE Tier 1
212985246 | Central HP <5.4 tons | HEIL | HRCU-A-CB (Split System: Heat Pump with Remote Outdoor Unit-Air-Source) | DLCURAH36ABK |  |  | EA*4X48L24A* | *92MSN1002120A* | 35800 | 16.5 | 8.5 | 37800 | 34600 | 91.53% | 2.02 | 0 | 10 |  |  |  | No | R-410A | 2.9833 | Residential & Commercial | Ducted CEE Tier 1
215669303 | Central HP <5.4 tons | BRYANT HEATING AND COOLING SYSTEMS | HRCU-A-CB (Split System: Heat Pump with Remote Outdoor Unit-Air-Source) | 290VAN036**AA* |  |  | CAA**6024AM*+UI | 88*TB60070C21*** | 34400 | 18 | 9 | 34200 | 24800 | 72.51% | 1.9 | 0 | 10 |  |  |  | No | R-454B | 2.8667 | Residential & Commercial | Ducted CEE Tier 1
215669553 | Central HP <5.4 tons | BRYANT HEATING AND COOLING SYSTEMS | HRCU-A-CB (Split System: Heat Pump with Remote Outdoor Unit-Air-Source) | 290VAN036**AA* |  |  | CAA**6121AM*+UI | 987MC42080C17*** | 34600 | 18 | 9 | 34600 | 25000 | 72.25% | 1.9 | 0 | 10 |  |  |  | No | R-454B | 2.8833 | Residential & Commercial | Ducted CEE Tier 1
215670457 | Central HP <5.4 tons | BRYANT HEATING AND COOLING SYSTEMS | HRCU-A-CB (Split System: Heat Pump with Remote Outdoor Unit-Air-Source) | 290VAN036**AA* |  |  | CSAH*6012AM*+UI | 88*TB60110C21*** | 34600 | 17 | 8.5 | 34600 | 24800 | 71.68% | 1.92 | 0 | 10 |  |  |  | No | R-454B | 2.8833 | Residential & Commercial | Ducted CEE Tier 1
213773566 | Central HP <5.4 tons | BRYANT HEATING AND COOLING SYSTEMS | HRCU-A-CB (Split System: Heat Pump with Remote Outdoor Unit-Air-Source) | 288BNV025*0**C* |  |  | CAP**4321AL*+UI | 88*TB36045C17*** | 24200 | 16.5 | 8.1 | 21200 | 16700 | 78.77% | 2 | 0 | 10.5 |  |  |  | No | R-410A | 2.0167 | Residential & Commercial | Ducted CEE Tier 1
213773866 | Central HP <5.4 tons | BRYANT HEATING AND COOLING SYSTEMS | HRCU-A-CB (Split System: Heat Pump with Remote Outdoor Unit-Air-Source) | 288BNV025*0**C* |  |  | CAP**4824AL*+UI | 986TD66120C24*** | 24200 | 17 | 8.1 | 21000 | 16500 | 78.57% | 2.02 | 0 | 11 |  |  |  | No | R-410A | 2.0167 | Residential & Commercial | Ducted CEE Tier 1
213774486 | Central HP <5.4 tons | BRYANT HEATING AND COOLING SYSTEMS | HRCU-A-CB (Split System: Heat Pump with Remote Outdoor Unit-Air-Source) | 288BNV025*0**C* |  |  | CSPH*4212AL*+UI | 987MC66100C21*** | 24200 | 16 | 8.1 | 21400 | 16600 | 77.57% | 2 | 0 | 10.5 |  |  |  | No | R-410A | 2.0167 | Residential & Commercial | Ducted CEE Tier 1
213774586 | Central HP <5.4 tons | BRYANT HEATING AND COOLING SYSTEMS | HRCU-A-CB (Split System: Heat Pump with Remote Outdoor Unit-Air-Source) | 288BNV025*0**C* |  |  | CSPH*4812AL*+UI | 88*TB48090C17*** | 24400 | 16.5 | 8.1 | 21200 | 16600 | 78.3% | 2 | 0 | 10.5 |  |  |  | No | R-410A | 2.0333 | Residential & Commercial | Ducted CEE Tier 1
215669583 | Central HP <5.4 tons | BRYANT HEATING AND COOLING SYSTEMS | HRCU-A-CB (Split System: Heat Pump with Remote Outdoor Unit-Air-Source) | 290VAN036**AA* |  |  | CAA**6121AM*+UI | 986TD42060C17*** | 34600 | 18 | 9 | 34600 | 25000 | 72.25% | 1.9 | 0 | 10 |  |  |  | No | R-454B | 2.8833 | Residential & Commercial | Ducted CEE Tier 1
215669633 | Central HP <5.4 tons | BRYANT HEATING AND COOLING SYSTEMS | HRCU-A-CB (Split System: Heat Pump with Remote Outdoor Unit-Air-Source) | 290VAN036**AA* |  |  | CAA**6124AM*+UI | 88*TB60090C21*** | 35000 | 18.5 | 9 | 34400 | 24600 | 71.51% | 1.92 | 0 | 10.5 |  |  |  | No | R-454B | 2.9167 | Residential & Commercial | Ducted CEE Tier 1
215669683 | Central HP <5.4 tons | BRYANT HEATING AND COOLING SYSTEMS | HRCU-A-CB (Split System: Heat Pump with Remote Outdoor Unit-Air-Source) | 290VAN036**AA* |  |  | CAA**6124AM*+UI | 987MC60060C21*** | 34600 | 18 | 9 | 34600 | 25000 | 72.25% | 1.9 | 0 | 10 |  |  |  | No | R-454B | 2.8833 | Residential & Commercial | Ducted CEE Tier 1
212978704 | Central HP <5.4 tons | HEIL | HRCU-A-CB (Split System: Heat Pump with Remote Outdoor Unit-Air-Source) | DLCURAH24ABK |  |  | EN(A,D)4X24L17** | *80MS(N,L)0701712A* | 23400 | 17 | 8.5 | 27000 | 24800 | 91.85% | 2.08 | 0 | 10 |  |  |  | No | R-410A | 1.95 | Residential & Commercial | Ducted CEE Tier 1
213778930 | Central HP <5.4 tons | COMFORTMAKER | HRCU-A-CB (Split System: Heat Pump with Remote Outdoor Unit-Air-Source) | CVH837GKA** |  |  | EA*4X36L21A*+WALLCON | *96CTN1002122B* | 31600 | 17 | 8.1 | 32800 | 24200 | 73.78% | 1.86 | 0 | 11 |  |  |  | No | R-410A | 2.6333 | Residential & Commercial | Ducted CEE Tier 1
213778980 | Central HP <5.4 tons | COMFORTMAKER | HRCU-A-CB (Split System: Heat Pump with Remote Outdoor Unit-Air-Source) | CVH837GKA** |  |  | EA*4X37L21A*+WALLCON | *80CTL1102120B* | 33000 | 17 | 8.5 | 32800 | 25000 | 76.22% | 1.98 | 0 | 11.5 |  |  |  | No | R-410A | 2.75 | Residential & Commercial | Ducted CEE Tier 1
213779080 | Central HP <5.4 tons | COMFORTMAKER | HRCU-A-CB (Split System: Heat Pump with Remote Outdoor Unit-Air-Source) | CVH837GKA** |  |  | EA*4X42L21A*+WALLCON | *80CTL0901716B* | 31800 | 17 | 8.1 | 33000 | 24400 | 73.94% | 1.88 | 0 | 11 |  |  |  | No | R-410A | 2.65 | Residential & Commercial | Ducted CEE Tier 1
212973247 | Central HP <5.4 tons | DAY & NIGHT | HRCU-A-CB (Split System: Heat Pump with Remote Outdoor Unit-Air-Source) | DLCURAH24ABK |  |  | EA*4X37L21A* | *96VSN0401712B* | 24200 | 16.5 | 8.5 | 25400 | 21600 | 85.04% | 1.8 | 0 | 10 |  |  |  | No | R-410A | 2.0167 | Residential & Commercial | Ducted CEE Tier 1
212973617 | Central HP <5.4 tons | DAY & NIGHT | HRCU-A-CB (Split System: Heat Pump with Remote Outdoor Unit-Air-Source) | DLCURAH24ABK |  |  | EN(A,D)4X30L14** | *96VSN0601412B* | 23400 | 16.5 | 8.1 | 26000 | 24400 | 93.85% | 2.02 | 0 | 10 |  |  |  | No | R-410A | 1.95 | Residential & Commercial | Ducted CEE Tier 1
212973867 | Central HP <5.4 tons | DAY & NIGHT | HRCU-A-CB (Split System: Heat Pump with Remote Outdoor Unit-Air-Source) | DLCURAH24ABK |  |  | EA*4X36L21A* | *96VSN0801716B* | 23600 | 17 | 8.5 | 26200 | 24000 | 91.6% | 2 | 0 | 10 |  |  |  | No | R-410A | 1.9667 | Residential & Commercial | Ducted CEE Tier 1
213778896 | Central HP <5.4 tons | BRYANT HEATING AND COOLING SYSTEMS | HRCU-A-CB (Split System: Heat Pump with Remote Outdoor Unit-Air-Source) | 288BNV037*0**A* |  |  | CAP**3621AL*+UI | 987MC66100C21*** | 31600 | 17 | 8.1 | 32800 | 24200 | 73.78% | 1.86 | 0 | 11 |  |  |  | No | R-410A | 2.6333 | Residential & Commercial | Ducted CEE Tier 1
213778996 | Central HP <5.4 tons | BRYANT HEATING AND COOLING SYSTEMS | HRCU-A-CB (Split System: Heat Pump with Remote Outdoor Unit-Air-Source) | 288BNV037*0**A* |  |  | CAP**3721AL*+UI | 987MC42060C17*** | 32600 | 16.5 | 8.1 | 33200 | 25400 | 76.51% | 1.94 | 0 | 11 |  |  |  | No | R-410A | 2.7167 | Residential & Commercial | Ducted CEE Tier 1
213779016 | Central HP <5.4 tons | BRYANT HEATING AND COOLING SYSTEMS | HRCU-A-CB (Split System: Heat Pump with Remote Outdoor Unit-Air-Source) | 288BNV037*0**A* |  |  | CAP**3721AL*+UI | 987MC66100C21*** | 33000 | 17 | 8.5 | 32600 | 25000 | 76.69% | 1.98 | 0 | 11.5 |  |  |  | No | R-410A | 2.75 | Residential & Commercial | Ducted CEE Tier 1
213771510 | Central HP <5.4 tons | COMFORTMAKER | HRCU-A-CB (Split System: Heat Pump with Remote Outdoor Unit-Air-Source) | CVH825GKA2* |  |  | EA*4X43L21A*+WALLCON | *97CMN0801714B* | 24400 | 16.5 | 8.1 | 21200 | 16700 | 78.77% | 2.02 | 0 | 11 |  |  |  | No | R-410A | 2.0333 | Residential & Commercial | Ducted CEE Tier 1
213771610 | Central HP <5.4 tons | COMFORTMAKER | HRCU-A-CB (Split System: Heat Pump with Remote Outdoor Unit-Air-Source) | CVH825GKA2* |  |  | EA*4X48L21A*+WALLCON | *95CSU0601716B* | 24000 | 16.5 | 8.1 | 21000 | 16500 | 78.57% | 2 | 0 | 10.5 |  |  |  | No | R-410A | 2 | Residential & Commercial | Ducted CEE Tier 1
213772580 | Central HP <5.4 tons | COMFORTMAKER | HRCU-A-CB (Split System: Heat Pump with Remote Outdoor Unit-Air-Source) | CVH825GKA2* |  |  | EHD4X48AAL+WALLCON | *96CTN1002122B* | 24200 | 16 | 8.1 | 21200 | 16600 | 78.3% | 2.02 | 0 | 11 |  |  |  | No | R-410A | 2.0167 | Residential & Commercial | Ducted CEE Tier 1
213772120 | Central HP <5.4 tons | COMFORTMAKER | HRCU-A-CB (Split System: Heat Pump with Remote Outdoor Unit-Air-Source) | CVH825GKA2* |  |  | EHD4X36AAL+WALLCON | *80CTL0901716B* | 24200 | 16.5 | 8.1 | 21400 | 16700 | 78.04% | 1.98 | 0 | 10.5 |  |  |  | No | R-410A | 2.0167 | Residential & Commercial | Ducted CEE Tier 1
215936784 | Central HP <5.4 tons | CARRIER | HRCU-A-CB (Split System: Heat Pump with Remote Outdoor Unit-Air-Source) | 27VNA336A*030* |  |  | CVAVA6024XMA*+UI | 59CU5B080C21**20 | 35400 | 21.5 | 8.5 | 38000 | 28600 | 75.26% | 2.04 | 0 | 12 |  |  |  | No | R-454B | 2.95 | Residential & Commercial | Ducted CEE Tier 1
215936884 | Central HP <5.4 tons | CARRIER | HRCU-A-CB (Split System: Heat Pump with Remote Outdoor Unit-Air-Source) | 27VNA336A*030* |  |  | CVAVA6121XMA*+UI | 59CU5B100C21**22 | 36000 | 22 | 8.5 | 37600 | 28400 | 75.53% | 2.04 | 0 | 12.5 |  |  |  | No | R-454B | 3 | Residential & Commercial | Ducted CEE Tier 1
212974671 | Central HP <5.4 tons | DAY & NIGHT | HRCU-A-CB (Split System: Heat Pump with Remote Outdoor Unit-Air-Source) | DLCURAH18ABK |  |  | EA*4X30L14A* | *96VTN0401410B* | 17300 | 16 | 8.1 | 17900 | 18700 | 104.5% | 2.24 | 0 | 10.5 |  |  |  | No | R-410A | 1.4417 | Residential & Commercial | Ducted CEE Tier 1
213607590 | Central HP <5.4 tons | AIRQUEST | HRCU-A-CB (Split System: Heat Pump with Remote Outdoor Unit-Air-Source) | DLCURAH18ABK |  |  | FTMA4X24L0B* |  | 18100 | 16.5 | 8.5 | 18200 | 18200 | 100% | 2.2 | 0 | 11 |  |  |  | No | R-410A | 1.5083 | Residential & Commercial | Ducted CEE Tier 1
212985979 | Central HP <5.4 tons | DAY & NIGHT | HRCU-A-CB (Split System: Heat Pump with Remote Outdoor Unit-Air-Source) | DLCURAH18ABK |  |  | EN(A,D)4X30L17** | *96MSN0261410A* | 17500 | 16 | 8.1 | 18200 | 18800 | 103.3% | 2.26 | 0 | 11 |  |  |  | No | R-410A | 1.4583 | Residential & Commercial | Ducted CEE Tier 1
214572691 | Central HP <5.4 tons | AIRQUEST | HRCU-A-CB (Split System: Heat Pump with Remote Outdoor Unit-Air-Source) | HVH837GKA** |  |  | EA*4X42L24A*+WALLCON | *97CMN0802120B* | 31800 | 17 | 8.5 | 32800 | 24400 | 74.39% | 1.9 | 0 | 11 |  |  |  | No | R-410A | 2.65 | Residential & Commercial | Ducted CEE Tier 1
214572821 | Central HP <5.4 tons | AIRQUEST | HRCU-A-CB (Split System: Heat Pump with Remote Outdoor Unit-Air-Source) | HVH837GKA** |  |  | EA*4X48L21A*+WALLCON | *96CTN0802120B* | 32400 | 17.5 | 8.5 | 32400 | 24800 | 76.54% | 2 | 0 | 11.5 |  |  |  | No | R-410A | 2.7 | Residential & Commercial | Ducted CEE Tier 1
214572921 | Central HP <5.4 tons | AIRQUEST | HRCU-A-CB (Split System: Heat Pump with Remote Outdoor Unit-Air-Source) | HVH837GKA** |  |  | EA*4X60L24A*+WALLCON | *97CMN0602120B* | 32600 | 17.5 | 8.5 | 31800 | 25000 | 78.62% | 1.96 | 0 | 11 |  |  |  | No | R-410A | 2.7167 | Residential & Commercial | Ducted CEE Tier 1
213772096 | Central HP <5.4 tons | BRYANT HEATING AND COOLING SYSTEMS | HRCU-A-CB (Split System: Heat Pump with Remote Outdoor Unit-Air-Source) | 288BNV025*0**B* |  |  | CSPH*3612AL*+UI | 88*TB36070C14*** | 24000 | 16.5 | 8.1 | 21400 | 16600 | 77.57% | 1.98 | 0 | 10.5 |  |  |  | No | R-410A | 2 | Residential & Commercial | Ducted CEE Tier 1
213772446 | Central HP <5.4 tons | BRYANT HEATING AND COOLING SYSTEMS | HRCU-A-CB (Split System: Heat Pump with Remote Outdoor Unit-Air-Source) | 288BNV025*0**B* |  |  | CSPH*4812AL*+UI | 88*TB48070C17*** | 24200 | 16.5 | 8.1 | 21200 | 16600 | 78.3% | 2.02 | 0 | 10.5 |  |  |  | No | R-410A | 2.0167 | Residential & Commercial | Ducted CEE Tier 1
213771570 | Central HP <5.4 tons | COMFORTMAKER | HRCU-A-CB (Split System: Heat Pump with Remote Outdoor Unit-Air-Source) | CVH825GKA2* |  |  | EA*4X48L21A*+WALLCON | *80CTL0701716B* | 24000 | 17 | 8.1 | 21000 | 16500 | 78.57% | 2 | 0 | 11 |  |  |  | No | R-410A | 2 | Residential & Commercial | Ducted CEE Tier 1
213771720 | Central HP <5.4 tons | COMFORTMAKER | HRCU-A-CB (Split System: Heat Pump with Remote Outdoor Unit-Air-Source) | CVH825GKA2* |  |  | EA*4X48L24A*+WALLCON | *97CMN1202422B* | 24000 | 16.5 | 8.1 | 21000 | 16500 | 78.57% | 2.02 | 0 | 11 |  |  |  | No | R-410A | 2 | Residential & Commercial | Ducted CEE Tier 1
212973917 | Central HP <5.4 tons | DAY & NIGHT | HRCU-A-CB (Split System: Heat Pump with Remote Outdoor Unit-Air-Source) | DLCURAH24ABK |  |  | EN(A,D,W)4X36L17** | *96VSN0801716B* | 23400 | 16.5 | 8.1 | 25800 | 24200 | 93.8% | 2 | 0 | 10 |  |  |  | No | R-410A | 1.95 | Residential & Commercial | Ducted CEE Tier 1
212978132 | Central HP <5.4 tons | DAY & NIGHT | HRCU-A-CB (Split System: Heat Pump with Remote Outdoor Unit-Air-Source) | DLCURAH24ABK |  |  | EA*4X30L17A* | *80MS(N,L)0701412A* | 23600 | 17.5 | 8.5 | 26200 | 24600 | 93.89% | 2.06 | 0 | 10 |  |  |  | No | R-410A | 1.9667 | Residential & Commercial | Ducted CEE Tier 1
212978648 | Central HP <5.4 tons | DAY & NIGHT | HRCU-A-CB (Split System: Heat Pump with Remote Outdoor Unit-Air-Source) | DLCURAH24ABK |  |  | EA*4X30L17A* | *80MS(N,L)0701712A* | 23400 | 17.5 | 8.5 | 26200 | 25000 | 95.42% | 2.1 | 0 | 10 |  |  |  | No | R-410A | 1.95 | Residential & Commercial | Ducted CEE Tier 1
212978725 | Central HP <5.4 tons | DAY & NIGHT | HRCU-A-CB (Split System: Heat Pump with Remote Outdoor Unit-Air-Source) | DLCURAH24ABK |  |  | EN(A,D,W)4X36L17** | *80MS(N,L)0701712A* | 23400 | 17 | 8.1 | 25800 | 24200 | 93.8% | 2.04 | 0 | 10.5 |  |  |  | No | R-410A | 1.95 | Residential & Commercial | Ducted CEE Tier 1
212972977 | Central HP <5.4 tons | DAY & NIGHT | HRCU-A-CB (Split System: Heat Pump with Remote Outdoor Unit-Air-Source) | DLCURAH24ABK |  |  | EN(A,D)4X24L17** | *96VSN0401410B* | 23000 | 16 | 8.5 | 27000 | 25600 | 94.81% | 2.12 | 0 | 10 |  |  |  | No | R-410A | 1.9167 | Residential & Commercial | Ducted CEE Tier 1
213778860 | Central HP <5.4 tons | COMFORTMAKER | HRCU-A-CB (Split System: Heat Pump with Remote Outdoor Unit-Air-Source) | CVH837GKA** |  |  | EA*4X36L21A*+WALLCON | *80CTL1102120B* | 31600 | 17 | 8.1 | 32800 | 24200 | 73.78% | 1.86 | 0 | 11 |  |  |  | No | R-410A | 2.6333 | Residential & Commercial | Ducted CEE Tier 1
215670607 | Central HP <5.4 tons | BRYANT HEATING AND COOLING SYSTEMS | HRCU-A-CB (Split System: Heat Pump with Remote Outdoor Unit-Air-Source) | 290VAN036**AA* |  |  | FE5BN(B,X)C36L*+UI |  | 33400 | 18.5 | 9 | 35800 | 25600 | 71.51% | 1.86 | 0 | 10 |  |  |  | No | R-454B | 2.7833 | Residential & Commercial | Ducted CEE Tier 1
215670487 | Central HP <5.4 tons | BRYANT HEATING AND COOLING SYSTEMS | HRCU-A-CB (Split System: Heat Pump with Remote Outdoor Unit-Air-Source) | 290VAN036**AA* |  |  | CSAH*6012AM*+UI | 935CB66100C21*** | 34600 | 17 | 8.5 | 34600 | 24800 | 71.68% | 1.92 | 0 | 10 |  |  |  | No | R-454B | 2.8833 | Residential & Commercial | Ducted CEE Tier 1
215864919 | Central HP <5.4 tons | TRANE | HRCU-A-CB (Split System: Heat Pump with Remote Outdoor Unit-Air-Source) | 5TWV8X48A1 |  |  | 5PX*DD10AS3 | S8V2D120M5PCB | 45500 | 18.1 | 8.5 | 45000 | 34800 | 77.33% | 2.1 | 0 | 10 |  |  |  | No | R-454B | 3.7917 | Residential & Commercial | Ducted CEE Tier 1
213194284 | Central HP <5.4 tons | LENNOX | HRCU-A-CB (Split System: Heat Pump with Remote Outdoor Unit-Air-Source) | SL25XPV-036-230A** |  |  | CHX35-48B-**-*+TDR | EL297UH070XV36B* | 33800 | 21.8 | 8.8 | 34600 | 26200 | 75.72% | 1.82 | 0 | 13.3 |  |  |  | No | R-410A | 2.8167 | Residential & Commercial | Ducted CEE Tier 1
213194300 | Central HP <5.4 tons | LENNOX | HRCU-A-CB (Split System: Heat Pump with Remote Outdoor Unit-Air-Source) | SL25XPV-036-230A** |  |  | CX35-50/60C+TDR | EL297UH090XV48C* | 33600 | 22.2 | 8.7 | 34400 | 26800 | 77.91% | 1.82 | 0 | 13.3 |  |  |  | No | R-410A | 2.8 | Residential & Commercial | Ducted CEE Tier 1
213779260 | Central HP <5.4 tons | COMFORTMAKER | HRCU-A-CB (Split System: Heat Pump with Remote Outdoor Unit-Air-Source) | CVH837GKA** |  |  | EA*4X43L21A*+WALLCON | *80CTL0701716B* | 32800 | 17 | 8.5 | 33000 | 25200 | 76.36% | 1.96 | 0 | 11 |  |  |  | No | R-410A | 2.7333 | Residential & Commercial | Ducted CEE Tier 1
213779460 | Central HP <5.4 tons | COMFORTMAKER | HRCU-A-CB (Split System: Heat Pump with Remote Outdoor Unit-Air-Source) | CVH837GKA** |  |  | EA*4X48L21A*+WALLCON | *96CTN0601714B* | 32200 | 17 | 8.1 | 32600 | 25200 | 77.3% | 1.94 | 0 | 11 |  |  |  | No | R-410A | 2.6833 | Residential & Commercial | Ducted CEE Tier 1
212984091 | Central HP <5.4 tons | DAY & NIGHT | HRCU-A-CB (Split System: Heat Pump with Remote Outdoor Unit-Air-Source) | DLCURAH24ABK |  |  | EA*4X37L17A* | *92MSN0601714A* | 24000 | 17 | 8.5 | 25600 | 22400 | 87.5% | 1.88 | 0 | 10 |  |  |  | No | R-410A | 2 | Residential & Commercial | Ducted CEE Tier 1
212986863 | Central HP <5.4 tons | DAY & NIGHT | HRCU-A-CB (Split System: Heat Pump with Remote Outdoor Unit-Air-Source) | DLCURAH24ABK |  |  | EA*4X24L14A* | *96MSN0601412A* | 23200 | 16.5 | 8.5 | 27000 | 26400 | 97.78% | 2.22 | 0 | 10 |  |  |  | No | R-410A | 1.9333 | Residential & Commercial | Ducted CEE Tier 1
212973217 | Central HP <5.4 tons | DAY & NIGHT | HRCU-A-CB (Split System: Heat Pump with Remote Outdoor Unit-Air-Source) | DLCURAH24ABK |  |  | EA*4X36L17A* | *96VSN0401712B* | 23400 | 16.5 | 8.5 | 26200 | 24400 | 93.13% | 2.02 | 0 | 10 |  |  |  | No | R-410A | 1.95 | Residential & Commercial | Ducted CEE Tier 1
212523820 | Central HP <5.4 tons | LENNOX | HRCU-A-CB (Split System: Heat Pump with Remote Outdoor Unit-Air-Source) | SL25XPV-024-230A** |  |  | C35-48B+TDR+TXV | SLP98UH070XV36B* | 22000 | 21.6 | 9.3 | 21600 | 20600 | 95.37% | 1.86 | 0 | 13.5 |  |  |  | No | R-410A | 1.8333 | Residential & Commercial | Ducted CEE Tier 1
213772320 | Central HP <5.4 tons | COMFORTMAKER | HRCU-A-CB (Split System: Heat Pump with Remote Outdoor Unit-Air-Source) | CVH825GKA2* |  |  | EHD4X42AAL+WALLCON | *80CTL1352422B* | 24200 | 16 | 8.1 | 21400 | 16600 | 77.57% | 2 | 0 | 10.5 |  |  |  | No | R-410A | 2.0167 | Residential & Commercial | Ducted CEE Tier 1
213772370 | Central HP <5.4 tons | COMFORTMAKER | HRCU-A-CB (Split System: Heat Pump with Remote Outdoor Unit-Air-Source) | CVH825GKA2* |  |  | EHD4X42AAL+WALLCON | *97CMN1202422B* | 24200 | 16 | 8.1 | 21400 | 16600 | 77.57% | 2 | 0 | 10.5 |  |  |  | No | R-410A | 2.0167 | Residential & Commercial | Ducted CEE Tier 1
213772570 | Central HP <5.4 tons | COMFORTMAKER | HRCU-A-CB (Split System: Heat Pump with Remote Outdoor Unit-Air-Source) | CVH825GKA2* |  |  | EHD4X48AAL+WALLCON | *96CTN0801714B* | 24200 | 16 | 8.1 | 21400 | 16600 | 77.57% | 2.02 | 0 | 10.5 |  |  |  | No | R-410A | 2.0167 | Residential & Commercial | Ducted CEE Tier 1
213194253 | Central HP <5.4 tons | LENNOX | HRCU-A-CB (Split System: Heat Pump with Remote Outdoor Unit-Air-Source) | SL25XPV-024-230A** |  |  | CHX35-42B-**-*+TDR | EL297UH045XV36B* | 22800 | 22.6 | 9.5 | 21200 | 20000 | 94.34% | 1.96 | 0 | 14.5 |  |  |  | No | R-410A | 1.9 | Residential & Commercial | Ducted CEE Tier 1
215936904 | Central HP <5.4 tons | CARRIER | HRCU-A-CB (Split System: Heat Pump with Remote Outdoor Unit-Air-Source) | 27VNA336A*030* |  |  | CVAVA6121XMA*+UI | 59MN7C080C17**14 | 35600 | 21.5 | 8.5 | 38000 | 28800 | 75.79% | 2.04 | 0 | 12 |  |  |  | No | R-454B | 2.9667 | Residential & Commercial | Ducted CEE Tier 1
215936934 | Central HP <5.4 tons | CARRIER | HRCU-A-CB (Split System: Heat Pump with Remote Outdoor Unit-Air-Source) | 27VNA336A*030* |  |  | CVAVA6124XMA*+UI | 58TN*B110C21**20 | 36000 | 22.5 | 8.5 | 37600 | 28200 | 75% | 2.06 | 0 | 12.5 |  |  |  | No | R-454B | 3 | Residential & Commercial | Ducted CEE Tier 1
215936817 | Central HP <5.4 tons | AIRQUEST | HRCU-A-CB (Split System: Heat Pump with Remote Outdoor Unit-Air-Source) | H5H3V36*K*AAA* |  |  | EVD5X60M24A*+WALLCON | *97CMN0802120B* | 35400 | 21.5 | 8.5 | 38000 | 28400 | 74.74% | 2.04 | 0 | 12.5 |  |  |  | No | R-454B | 2.95 | Residential & Commercial | Ducted CEE Tier 1
213076263 | Central HP <5.4 tons | AIRQUEST | HRCU-A-CB (Split System: Heat Pump with Remote Outdoor Unit-Air-Source) | DLCURAH36ABK |  |  | EA*4X42L21A* | *95MSU1002122A* | 35600 | 16.5 | 8.1 | 38500 | 35000 | 90.91% | 1.9 | 0 | 10 |  |  |  | No | R-410A | 2.9667 | Residential & Commercial | Ducted CEE Tier 1
213076446 | Central HP <5.4 tons | AIRQUEST | HRCU-A-CB (Split System: Heat Pump with Remote Outdoor Unit-Air-Source) | DLCURAH36ABK |  |  | END4X42L17** | *80VTL0451412B* | 35400 | 16 | 8.1 | 38500 | 35000 | 90.91% | 1.94 | 0 | 10 |  |  |  | No | R-410A | 2.95 | Residential & Commercial | Ducted CEE Tier 1
215940764 | Central HP <5.4 tons | CARRIER | HRCU-A-CB (Split System: Heat Pump with Remote Outdoor Unit-Air-Source) | 27VNA336A*030* |  |  | CVAVA4924XMA*+UI | 59TN6C080C21**20 | 35400 | 21.5 | 8.5 | 38000 | 28600 | 75.26% | 2.04 | 0 | 12 |  |  |  | No | R-454B | 2.95 | Residential & Commercial | Ducted CEE Tier 1
212974996 | Central HP <5.4 tons | DAY & NIGHT | HRCU-A-CB (Split System: Heat Pump with Remote Outdoor Unit-Air-Source) | DLCURAH24ABK |  |  | EA*4X37L17A* | *96VTN0401410B* | 23800 | 16 | 8.1 | 25200 | 22400 | 88.89% | 1.84 | 0 | 10 |  |  |  | No | R-410A | 1.9833 | Residential & Commercial | Ducted CEE Tier 1
212975348 | Central HP <5.4 tons | DAY & NIGHT | HRCU-A-CB (Split System: Heat Pump with Remote Outdoor Unit-Air-Source) | DLCURAH24ABK |  |  | EN(A,D)4X30L17** | *96VTN0401712B* | 23200 | 16 | 8.1 | 26200 | 24800 | 94.66% | 2.06 | 0 | 10 |  |  |  | No | R-410A | 1.9333 | Residential & Commercial | Ducted CEE Tier 1
212975359 | Central HP <5.4 tons | DAY & NIGHT | HRCU-A-CB (Split System: Heat Pump with Remote Outdoor Unit-Air-Source) | DLCURAH24ABK |  |  | EN(A,D,W)4X36L17** | *96VTN0401712B* | 23200 | 16 | 8.1 | 26200 | 24800 | 94.66% | 2.06 | 0 | 10 |  |  |  | No | R-410A | 1.9333 | Residential & Commercial | Ducted CEE Tier 1
213778760 | Central HP <5.4 tons | COMFORTMAKER | HRCU-A-CB (Split System: Heat Pump with Remote Outdoor Unit-Air-Source) | CVH837GKA** |  |  | EA*4X36L17A*+WALLCON | *80CTL0901716B* | 31200 | 16.5 | 8.1 | 33200 | 24200 | 72.89% | 1.84 | 0 | 10.5 |  |  |  | No | R-410A | 2.6 | Residential & Commercial | Ducted CEE Tier 1
213778810 | Central HP <5.4 tons | COMFORTMAKER | HRCU-A-CB (Split System: Heat Pump with Remote Outdoor Unit-Air-Source) | CVH837GKA** |  |  | EA*4X36L17A*+WALLCON | *96CTN0801714B* | 31400 | 16.5 | 8.1 | 33200 | 24400 | 73.49% | 1.82 | 0 | 10.5 |  |  |  | No | R-410A | 2.6167 | Residential & Commercial | Ducted CEE Tier 1
212976103 | Central HP <5.4 tons | DAY & NIGHT | HRCU-A-CB (Split System: Heat Pump with Remote Outdoor Unit-Air-Source) | DLCURAH24ABK |  |  | EN(A,D)4X30L17** | *96VTN0801716B* | 23400 | 16.5 | 8.1 | 25800 | 24200 | 93.8% | 2 | 0 | 10 |  |  |  | No | R-410A | 1.95 | Residential & Commercial | Ducted CEE Tier 1
213779410 | Central HP <5.4 tons | COMFORTMAKER | HRCU-A-CB (Split System: Heat Pump with Remote Outdoor Unit-Air-Source) | CVH837GKA** |  |  | EA*4X48L21A*+WALLCON | *80CTL1102120B* | 32400 | 17 | 8.1 | 32400 | 24800 | 76.54% | 1.98 | 0 | 11 |  |  |  | No | R-410A | 2.7 | Residential & Commercial | Ducted CEE Tier 1
213077047 | Central HP <5.4 tons | AIRQUEST | HRCU-A-CB (Split System: Heat Pump with Remote Outdoor Unit-Air-Source) | DLCURAH36ABK |  |  | EA*4X37L21A* | *96VSN0802120B* | 36600 | 16 | 8.5 | 38000 | 34800 | 91.58% | 2.06 | 0 | 10 |  |  |  | No | R-410A | 3.05 | Residential & Commercial | Ducted CEE Tier 1
213077532 | Central HP <5.4 tons | AIRQUEST | HRCU-A-CB (Split System: Heat Pump with Remote Outdoor Unit-Air-Source) | DLCURAH36ABK |  |  | EA*4X48L21A* | *96VTN0802120B* | 36200 | 16 | 8.5 | 38000 | 34800 | 91.58% | 2.04 | 0 | 10 |  |  |  | No | R-410A | 3.0167 | Residential & Commercial | Ducted CEE Tier 1
213078904 | Central HP <5.4 tons | AIRQUEST | HRCU-A-CB (Split System: Heat Pump with Remote Outdoor Unit-Air-Source) | DLCURAH36ABK |  |  | EN(A,D)4X36L21** | *80MSU1002120A* | 35000 | 15.5 | 8.1 | 38500 | 35400 | 91.95% | 1.76 | 0 | 10 |  |  |  | No | R-410A | 2.9167 | Residential & Commercial | Ducted CEE Tier 1
213077733 | Central HP <5.4 tons | AIRQUEST | HRCU-A-CB (Split System: Heat Pump with Remote Outdoor Unit-Air-Source) | DLCURAH36ABK |  |  | EA*4X42L24A* | *96VTN1002122B* | 35400 | 16.5 | 8.1 | 38500 | 35000 | 90.91% | 1.88 | 0 | 10 |  |  |  | No | R-410A | 2.95 | Residential & Commercial | Ducted CEE Tier 1
214389260 | Central HP <5.4 tons | CARRIER | HRCU-A-CB (Split System: Heat Pump with Remote Outdoor Unit-Air-Source) | 25VNA436A*031* |  |  | CNPV*4217AL*+UI | 59CU5B060C17**16 | 33000 | 18.5 | 9 | 37400 | 26400 | 70.59% | 1.98 | 0 | 11.7 |  |  |  | No | R-410A | 2.75 | Residential & Commercial | Ducted CEE Tier 1
215434246 | Central HP <5.4 tons | DAIKIN | HRCU-A-CB (Split System: Heat Pump with Remote Outdoor Unit-Air-Source) | DH7VSA4210A* |  |  | CHPEA4830*3A* | D*97MC1205DNA* | 40500 | 17 | 8.6 | 41000 | 31000 | 75.61% | 2 | 0 | 10 |  |  |  | No | R-32 | 3.375 | Residential & Commercial | Ducted CEE Tier 1
215434269 | Central HP <5.4 tons | DAIKIN | HRCU-A-CB (Split System: Heat Pump with Remote Outdoor Unit-Air-Source) | DH7VSA4210A* |  |  | CHPEA6030*3A* | D*96TC1205DNA* | 40500 | 17 | 8.6 | 41000 | 31000 | 75.61% | 2 | 0 | 10 |  |  |  | No | R-32 | 3.375 | Residential & Commercial | Ducted CEE Tier 1
215433973 | Central HP <5.4 tons | DAIKIN | HRCU-A-CB (Split System: Heat Pump with Remote Outdoor Unit-Air-Source) | DH7VSA2410A* |  |  | CA*EA3022*3A* | D*96SC0603BUA* | 23200 | 19 | 8.6 | 23200 | 17000 | 73.28% | 2 | 0 | 11 |  |  |  | No | R-32 | 1.9333 | Residential & Commercial | Ducted CEE Tier 1
215434007 | Central HP <5.4 tons | DAIKIN | HRCU-A-CB (Split System: Heat Pump with Remote Outdoor Unit-Air-Source) | DH7VSA2410A* |  |  | CHPEA3026*3A* | D*97MC1005CNA* | 23200 | 19 | 8.6 | 23200 | 17000 | 73.28% | 2 | 0 | 11 |  |  |  | No | R-32 | 1.9333 | Residential & Commercial | Ducted CEE Tier 1
214389276 | Central HP <5.4 tons | CARRIER | HRCU-A-CB (Split System: Heat Pump with Remote Outdoor Unit-Air-Source) | 25VNA436A*031* |  |  | CNPV*4221AL*+UI | 59TN6C100C21**22 | 33200 | 19 | 9 | 37800 | 26600 | 70.37% | 1.98 | 0 | 12 |  |  |  | No | R-410A | 2.7667 | Residential & Commercial | Ducted CEE Tier 1
213296685 | Central HP <5.4 tons | YORK | HRCU-A-CB (Split System: Heat Pump with Remote Outdoor Unit-Air-Source) | HMH72B341 |  |  | XAHC36DBCN1 | Y81E080C16LMPS1 | 34000 | 17.5 | 8.5 | 33400 | 23600 | 70.66% | 2.08 | 0 | 10 |  |  |  | No | R-410A | 2.8333 | Residential & Commercial | Ducted CEE Tier 1
213296551 | Central HP <5.4 tons | YORK | HRCU-A-CB (Split System: Heat Pump with Remote Outdoor Unit-Air-Source) | HMH72B341 |  |  | XAHC36DXXN1+TXV | Y81E080B12SMPS1 | 33400 | 17.5 | 8.1 | 32800 | 23000 | 70.12% | 2.02 | 0 | 10 |  |  |  | No | R-410A | 2.7833 | Residential & Commercial | Ducted CEE Tier 1
213296731 | Central HP <5.4 tons | YORK | HRCU-A-CB (Split System: Heat Pump with Remote Outdoor Unit-Air-Source) | HMH72B341 |  |  | XAFC36DBCN1+JMET12CS2N1 |  | 34000 | 18.5 | 8.5 | 34000 | 24200 | 71.18% | 2.14 | 0 | 10 |  |  |  | No | R-410A | 2.8333 | Residential & Commercial | Ducted CEE Tier 1
213079438 | Central HP <5.4 tons | AIRQUEST | HRCU-A-CB (Split System: Heat Pump with Remote Outdoor Unit-Air-Source) | DLCURAH36ABK |  |  | EA*4X43L21A* | *92MSN0601714A* | 36600 | 16 | 8.5 | 38500 | 35000 | 90.91% | 2.06 | 0 | 10 |  |  |  | No | R-410A | 3.05 | Residential & Commercial | Ducted CEE Tier 1
213079606 | Central HP <5.4 tons | AIRQUEST | HRCU-A-CB (Split System: Heat Pump with Remote Outdoor Unit-Air-Source) | DLCURAH36ABK |  |  | END4X42L17** | *92MSN0801716A* | 35600 | 16 | 8.1 | 38500 | 35000 | 90.91% | 1.94 | 0 | 10 |  |  |  | No | R-410A | 2.9667 | Residential & Commercial | Ducted CEE Tier 1
213079722 | Central HP <5.4 tons | AIRQUEST | HRCU-A-CB (Split System: Heat Pump with Remote Outdoor Unit-Air-Source) | DLCURAH36ABK |  |  | EN(A,D)4X48L24** | *92MSN0802120A* | 35800 | 16.5 | 8.1 | 38500 | 34800 | 90.39% | 2 | 0 | 10 |  |  |  | No | R-410A | 2.9833 | Residential & Commercial | Ducted CEE Tier 1
213079756 | Central HP <5.4 tons | AIRQUEST | HRCU-A-CB (Split System: Heat Pump with Remote Outdoor Unit-Air-Source) | DLCURAH36ABK |  |  | EA*4X42L21A* | *92MSN1002120A* | 35200 | 16.5 | 8.1 | 38500 | 35000 | 90.91% | 1.88 | 0 | 10 |  |  |  | No | R-410A | 2.9333 | Residential & Commercial | Ducted CEE Tier 1
215669343 | Central HP <5.4 tons | BRYANT HEATING AND COOLING SYSTEMS | HRCU-A-CB (Split System: Heat Pump with Remote Outdoor Unit-Air-Source) | 290VAN036**AA* |  |  | CAA**6024AM*+UI | 935CB60080C21*** | 34400 | 18 | 9 | 34200 | 24800 | 72.51% | 1.9 | 0 | 10 |  |  |  | No | R-454B | 2.8667 | Residential & Commercial | Ducted CEE Tier 1
213780870 | Central HP <5.4 tons | COMFORTMAKER | HRCU-A-CB (Split System: Heat Pump with Remote Outdoor Unit-Air-Source) | CVH837GKA2* |  |  | EA*4X37L21A*+WALLCON | *80CTL0901716B* | 32600 | 17 | 8.5 | 32800 | 25000 | 76.22% | 1.98 | 0 | 11 |  |  |  | No | R-410A | 2.7167 | Residential & Commercial | Ducted CEE Tier 1
213194268 | Central HP <5.4 tons | LENNOX | HRCU-A-CB (Split System: Heat Pump with Remote Outdoor Unit-Air-Source) | SL25XPV-036-230A** |  |  | C35-48C+TDR+TXV | EL297UH090XV60C* | 34000 | 20.8 | 8.8 | 35600 | 27400 | 76.97% | 1.82 | 0 | 13.5 |  |  |  | No | R-410A | 2.8333 | Residential & Commercial | Ducted CEE Tier 1
210598256 | Central HP <5.4 tons | HEIL | HRCU-A-CB (Split System: Heat Pump with Remote Outdoor Unit-Air-Source) | HVH825GKA2* |  |  | EHD4X48AAL+WALLCON | *80CTL0701716A* | 24200 | 16.5 | 8.1 | 21200 | 16600 | 78.3% | 2.02 | 0 | 10.5 |  |  |  | No | R-410A | 2.0167 | Residential & Commercial | Ducted CEE Tier 1
210598288 | Central HP <5.4 tons | HEIL | HRCU-A-CB (Split System: Heat Pump with Remote Outdoor Unit-Air-Source) | HVH825GKA2* |  |  | EHD4X48AAL+WALLCON | *96CTN1002122A* | 24200 | 16 | 8.1 | 21200 | 16700 | 78.77% | 2.04 | 0 | 11 |  |  |  | No | R-410A | 2.0167 | Residential & Commercial | Ducted CEE Tier 1
210598372 | Central HP <5.4 tons | HEIL | HRCU-A-CB (Split System: Heat Pump with Remote Outdoor Unit-Air-Source) | HVH825GKA2* |  |  | EN(A,D)4X48L24**+WALLCON | *96CTN1002122A* | 24200 | 17 | 8.1 | 21400 | 16600 | 77.57% | 2.02 | 0 | 11.5 |  |  |  | No | R-410A | 2.0167 | Residential & Commercial | Ducted CEE Tier 1
213779696 | Central HP <5.4 tons | BRYANT HEATING AND COOLING SYSTEMS | HRCU-A-CB (Split System: Heat Pump with Remote Outdoor Unit-Air-Source) | 288BNV037*0**A* |  |  | CAP**6121AL*+UI | 987MC42080C17*** | 33000 | 17 | 8.1 | 32200 | 25000 | 77.64% | 1.96 | 0 | 11 |  |  |  | No | R-410A | 2.75 | Residential & Commercial | Ducted CEE Tier 1
213779746 | Central HP <5.4 tons | BRYANT HEATING AND COOLING SYSTEMS | HRCU-A-CB (Split System: Heat Pump with Remote Outdoor Unit-Air-Source) | 288BNV037*0**A* |  |  | CAP**6124AL*+UI | 88*TB60090C21*** | 33200 | 17.5 | 8.5 | 32000 | 24800 | 77.5% | 2 | 0 | 11.7 |  |  |  | No | R-410A | 2.7667 | Residential & Commercial | Ducted CEE Tier 1
213780346 | Central HP <5.4 tons | BRYANT HEATING AND COOLING SYSTEMS | HRCU-A-CB (Split System: Heat Pump with Remote Outdoor Unit-Air-Source) | 288BNV037*0**A* |  |  | CSPH*6012AL*+UI | 88*TB60110C21*** | 33000 | 16.5 | 8.1 | 32200 | 25400 | 78.88% | 2.04 | 0 | 11.5 |  |  |  | No | R-410A | 2.75 | Residential & Commercial | Ducted CEE Tier 1
215940084 | Central HP <5.4 tons | CARRIER | HRCU-A-CB (Split System: Heat Pump with Remote Outdoor Unit-Air-Source) | 27VNA336A*030* |  |  | CSAH*4212AM*+UI | 59TN7A120C24**22 | 33600 | 19 | 9 | 34600 | 26600 | 76.88% | 1.94 | 0 | 11.5 |  |  |  | No | R-454B | 2.8 | Residential & Commercial | Ducted CEE Tier 1
215940114 | Central HP <5.4 tons | CARRIER | HRCU-A-CB (Split System: Heat Pump with Remote Outdoor Unit-Air-Source) | 27VNA336A*030* |  |  | CSAH*4812AM*+UI | 58CU*B060C17**16 | 33800 | 19.5 | 9 | 34600 | 26400 | 76.3% | 1.92 | 0 | 11.7 |  |  |  | No | R-454B | 2.8167 | Residential & Commercial | Ducted CEE Tier 1
215940134 | Central HP <5.4 tons | CARRIER | HRCU-A-CB (Split System: Heat Pump with Remote Outdoor Unit-Air-Source) | 27VNA336A*030* |  |  | CSAH*4812AM*+UI | 59TN7A080C17**16 | 33400 | 19 | 9 | 35200 | 27000 | 76.7% | 1.92 | 0 | 11 |  |  |  | No | R-454B | 2.7833 | Residential & Commercial | Ducted CEE Tier 1
215940234 | Central HP <5.4 tons | CARRIER | HRCU-A-CB (Split System: Heat Pump with Remote Outdoor Unit-Air-Source) | 27VNA336A*030* |  |  | CSAH*6012AM*+UI | 59TN7A100C21**22 | 34200 | 19.5 | 9 | 34200 | 26000 | 76.02% | 1.94 | 0 | 11.7 |  |  |  | No | R-454B | 2.85 | Residential & Commercial | Ducted CEE Tier 1
211081440 | Central HP <5.4 tons | AMERICAN STANDARD | HRCU-A-CB (Split System: Heat Pump with Remote Outdoor Unit-Air-Source) | 4A6V0X60A1 |  |  | 4TXCD010DS3 | S8V2D120M5PDA | 54000 | 19 | 8.2 | 52000 | 39500 | 75.96% | 1.83 | 12 | 11.7 |  |  |  | No | R-410A | 4.5 | Residential & Commercial | Ducted CEE Tier 1
213296597 | Central HP <5.4 tons | YORK | HRCU-A-CB (Split System: Heat Pump with Remote Outdoor Unit-Air-Source) | HMH72B341 |  |  | XAFC30CXXN1+TXV | Y81E080B12LMPS1 | 33200 | 18 | 8.5 | 33000 | 23400 | 70.91% | 2.04 | 0 | 10 |  |  |  | No | R-410A | 2.7667 | Residential & Commercial | Ducted CEE Tier 1
213296779 | Central HP <5.4 tons | YORK | HRCU-A-CB (Split System: Heat Pump with Remote Outdoor Unit-Air-Source) | HMH72B341 |  |  | XAUB30CXXN1+JMVT12BC2N1+TXV |  | 33400 | 18.5 | 8.5 | 33400 | 23400 | 70.06% | 2.06 | 0 | 10 |  |  |  | No | R-410A | 2.7833 | Residential & Commercial | Ducted CEE Tier 1
213296729 | Central HP <5.4 tons | YORK | HRCU-A-CB (Split System: Heat Pump with Remote Outdoor Unit-Air-Source) | HMH72B341 |  |  | XAHB36DBCN1+JMVT12BC2N1 |  | 33200 | 18 | 8.1 | 32200 | 22600 | 70.19% | 2.02 | 0 | 10 |  |  |  | No | R-410A | 2.7667 | Residential & Commercial | Ducted CEE Tier 1
213779300 | Central HP <5.4 tons | COMFORTMAKER | HRCU-A-CB (Split System: Heat Pump with Remote Outdoor Unit-Air-Source) | CVH837GKA** |  |  | EA*4X43L21A*+WALLCON | *95CSU0601716B* | 32800 | 17 | 8.5 | 33000 | 25200 | 76.36% | 1.96 | 0 | 11 |  |  |  | No | R-410A | 2.7333 | Residential & Commercial | Ducted CEE Tier 1
213779380 | Central HP <5.4 tons | COMFORTMAKER | HRCU-A-CB (Split System: Heat Pump with Remote Outdoor Unit-Air-Source) | CVH837GKA** |  |  | EA*4X48L21A*+WALLCON | *80CTL0701716B* | 32200 | 17 | 8.1 | 32600 | 25000 | 76.69% | 1.96 | 0 | 11 |  |  |  | No | R-410A | 2.6833 | Residential & Commercial | Ducted CEE Tier 1
213779450 | Central HP <5.4 tons | COMFORTMAKER | HRCU-A-CB (Split System: Heat Pump with Remote Outdoor Unit-Air-Source) | CVH837GKA** |  |  | EA*4X48L21A*+WALLCON | *97CMN1002122B* | 32400 | 17 | 8.1 | 32600 | 24800 | 76.07% | 1.98 | 0 | 11 |  |  |  | No | R-410A | 2.7 | Residential & Commercial | Ducted CEE Tier 1
213780000 | Central HP <5.4 tons | COMFORTMAKER | HRCU-A-CB (Split System: Heat Pump with Remote Outdoor Unit-Air-Source) | CVH837GKA** |  |  | EHD4X42AAL+WALLCON | *80CTL0701716B* | 32400 | 16 | 8.1 | 33200 | 24800 | 74.7% | 1.92 | 0 | 11 |  |  |  | No | R-410A | 2.7 | Residential & Commercial | Ducted CEE Tier 1
212986602 | Central HP <5.4 tons | HEIL | HRCU-A-CB (Split System: Heat Pump with Remote Outdoor Unit-Air-Source) | DLCURAH24ABK |  |  | EA*4X37L21A* | *96MSN0401712A* | 24000 | 16 | 8.1 | 25200 | 22000 | 87.3% | 1.82 | 0 | 10 |  |  |  | No | R-410A | 2 | Residential & Commercial | Ducted CEE Tier 1
212987802 | Central HP <5.4 tons | HEIL | HRCU-A-CB (Split System: Heat Pump with Remote Outdoor Unit-Air-Source) | DLCURAH24ABK |  |  | EA*4X36L21A* | *96MSN0802120A* | 23800 | 17 | 8.5 | 26200 | 23600 | 90.08% | 1.96 | 0 | 10 |  |  |  | No | R-410A | 1.9833 | Residential & Commercial | Ducted CEE Tier 1
215940584 | Central HP <5.4 tons | CARRIER | HRCU-A-CB (Split System: Heat Pump with Remote Outdoor Unit-Air-Source) | 27VNA336A*030* |  |  | CVAVA3817XMA*+UI | 58CU*B060C17**16 | 35600 | 22 | 8.5 | 38000 | 28600 | 75.26% | 2.02 | 0 | 12 |  |  |  | No | R-454B | 2.9667 | Residential & Commercial | Ducted CEE Tier 1
215940634 | Central HP <5.4 tons | CARRIER | HRCU-A-CB (Split System: Heat Pump with Remote Outdoor Unit-Air-Source) | 27VNA336A*030* |  |  | CVAVA4221XMA*+UI | 58CU*B060C17**16 | 34400 | 21 | 8.5 | 38500 | 28000 | 72.73% | 2.04 | 0 | 12 |  |  |  | No | R-454B | 2.8667 | Residential & Commercial | Ducted CEE Tier 1
215942630 | Central HP <5.4 tons | CARRIER | HRCU-A-CB (Split System: Heat Pump with Remote Outdoor Unit-Air-Source) | 27VNA336A*030* |  |  | CVAVA6121XMA*+UI | 59TN7A080C21**20 | 35800 | 22 | 8.5 | 37400 | 28400 | 75.94% | 2.04 | 0 | 12.5 |  |  |  | No | R-454B | 2.9833 | Residential & Commercial | Ducted CEE Tier 1
215939644 | Central HP <5.4 tons | CARRIER | HRCU-A-CB (Split System: Heat Pump with Remote Outdoor Unit-Air-Source) | 27VNA336A*030* |  |  | CAA**4221AM*+UI | 59TN6C080C21**20 | 32600 | 19.5 | 9.5 | 34800 | 26800 | 77.01% | 2.02 | 0 | 11.7 |  |  |  | No | R-454B | 2.7167 | Residential & Commercial | Ducted CEE Tier 1
213296781 | Central HP <5.4 tons | YORK | HRCU-A-CB (Split System: Heat Pump with Remote Outdoor Unit-Air-Source) | HMH72B341 |  |  | XAFB36DBCN1+JMET12BS2N1 |  | 34000 | 18.5 | 8.5 | 33800 | 23800 | 70.41% | 2.12 | 0 | 10.5 |  |  |  | No | R-410A | 2.8333 | Residential & Commercial | Ducted CEE Tier 1
214389274 | Central HP <5.4 tons | CARRIER | HRCU-A-CB (Split System: Heat Pump with Remote Outdoor Unit-Air-Source) | 25VNA436A*031* |  |  | CNPV*4221AL*+UI | 59MN7C100C21**22 | 33200 | 19 | 9 | 37800 | 26600 | 70.37% | 1.98 | 0 | 12 |  |  |  | No | R-410A | 2.7667 | Residential & Commercial | Ducted CEE Tier 1
213296569 | Central HP <5.4 tons | YORK | HRCU-A-CB (Split System: Heat Pump with Remote Outdoor Unit-Air-Source) | HMH72B341 |  |  | XAHC36DBCN1 | Y91E080B12SMPS1 | 33200 | 17 | 8.5 | 32000 | 22400 | 70% | 1.8 | 0 | 10 |  |  |  | No | R-410A | 2.7667 | Residential & Commercial | Ducted CEE Tier 1
213296689 | Central HP <5.4 tons | YORK | HRCU-A-CB (Split System: Heat Pump with Remote Outdoor Unit-Air-Source) | HMH72B341 |  |  | XAHB36DBCN1 | Y81E080B12LMPS1 | 33200 | 17.5 | 8.1 | 32800 | 23000 | 70.12% | 2 | 0 | 10 |  |  |  | No | R-410A | 2.7667 | Residential & Commercial | Ducted CEE Tier 1
212973827 | Central HP <5.4 tons | DAY & NIGHT | HRCU-A-CB (Split System: Heat Pump with Remote Outdoor Unit-Air-Source) | DLCURAH24ABK |  |  | EA*4X24L17A* | *96VSN0801716B* | 23600 | 16.5 | 8.5 | 27000 | 25600 | 94.81% | 2.14 | 0 | 10 |  |  |  | No | R-410A | 1.9667 | Residential & Commercial | Ducted CEE Tier 1
213779560 | Central HP <5.4 tons | COMFORTMAKER | HRCU-A-CB (Split System: Heat Pump with Remote Outdoor Unit-Air-Source) | CVH837GKA** |  |  | EA*4X60L24A*+WALLCON | *80CTL0902120B* | 32800 | 17.5 | 8.1 | 31800 | 24600 | 77.36% | 1.98 | 0 | 11.5 |  |  |  | No | R-410A | 2.7333 | Residential & Commercial | Ducted CEE Tier 1
213779630 | Central HP <5.4 tons | COMFORTMAKER | HRCU-A-CB (Split System: Heat Pump with Remote Outdoor Unit-Air-Source) | CVH837GKA** |  |  | EA*4X61L21A*+WALLCON | *80CTL0451712B* | 33000 | 17 | 8.1 | 32400 | 25200 | 77.78% | 1.94 | 0 | 11 |  |  |  | No | R-410A | 2.75 | Residential & Commercial | Ducted CEE Tier 1
213779780 | Central HP <5.4 tons | COMFORTMAKER | HRCU-A-CB (Split System: Heat Pump with Remote Outdoor Unit-Air-Source) | CVH837GKA** |  |  | EA*4X61L24A*+WALLCON | *97CMN1002122B* | 33200 | 17.5 | 8.5 | 32000 | 24800 | 77.5% | 2 | 0 | 11.7 |  |  |  | No | R-410A | 2.7667 | Residential & Commercial | Ducted CEE Tier 1
212980580 | Central HP <5.4 tons | DAY & NIGHT | HRCU-A-CB (Split System: Heat Pump with Remote Outdoor Unit-Air-Source) | DLCURAH24ABK |  |  | EA*4X36L21A* | *80MS(N,L)0902120A* | 23800 | 17.5 | 8.5 | 26200 | 23800 | 90.84% | 1.98 | 0 | 10 |  |  |  | No | R-410A | 1.9833 | Residential & Commercial | Ducted CEE Tier 1
212975282 | Central HP <5.4 tons | DAY & NIGHT | HRCU-A-CB (Split System: Heat Pump with Remote Outdoor Unit-Air-Source) | DLCURAH24ABK |  |  | EA*4X30L17A* | *96VTN0401712B* | 23200 | 16 | 8.5 | 26400 | 25200 | 95.45% | 2.08 | 0 | 10 |  |  |  | No | R-410A | 1.9333 | Residential & Commercial | Ducted CEE Tier 1
215681469 | Central HP <5.4 tons | DAY & NIGHT | HRCU-A-CB (Split System: Heat Pump with Remote Outdoor Unit-Air-Source) | C5H0V48*K*AAA* |  |  | EA*5X61M21A*+WALLCON | *80CSU0802120B* | 46000 | 18 | 9 | 47500 | 33400 | 70.32% | 2.08 | 0 | 10 |  |  |  | No | R-454B | 3.8333 | Residential & Commercial | Ducted CEE Tier 1
214244015 | Central HP <5.4 tons | CARRIER | HRCU-A-CB (Split System: Heat Pump with Remote Outdoor Unit-Air-Source) | 25VNA424A*031* |  |  | CNPV*3617AL*+UI | 59MN7C080C17**14 | 23200 | 19.5 | 9.5 | 26800 | 20000 | 74.63% | 2.36 | 0 | 13 |  |  |  | No | R-410A | 1.9333 | Residential & Commercial | Ducted CEE Tier 1
214244081 | Central HP <5.4 tons | CARRIER | HRCU-A-CB (Split System: Heat Pump with Remote Outdoor Unit-Air-Source) | 25VNA424A*031* |  |  | CNPV*4221AL*+UI | 59TN6C080C17**14 | 23400 | 20 | 10 | 26600 | 19900 | 74.81% | 2.42 | 0 | 13 |  |  |  | No | R-410A | 1.95 | Residential & Commercial | Ducted CEE Tier 1
214719815 | Central HP <5.4 tons | YORK | HRCU-A-CB (Split System: Heat Pump with Remote Outdoor Unit-Air-Source) | HH860E2S11 |  |  | CTU60C5XGS1+TXV | TM9Y100C20MP11 | 44500 | 17 | 9 | 46000 | 34000 | 73.91% | 2 | 0 | 11 |  |  |  | No | R-454B | 3.7083 | Residential & Commercial | Ducted CEE Tier 1
215865035 | Central HP <5.4 tons | TRANE | HRCU-A-CB (Split System: Heat Pump with Remote Outdoor Unit-Air-Source) | 5TWV8X24A1 |  |  | 5TEMCB03AV31+TDR |  | 21600 | 18.1 | 8.5 | 22800 | 17600 | 77.19% | 2.1 | 0 | 11.5 |  |  |  | No | R-454B | 1.8 | Residential & Commercial | Ducted CEE Tier 1
215864449 | Central HP <5.4 tons | TRANE | HRCU-A-CB (Split System: Heat Pump with Remote Outdoor Unit-Air-Source) | 5TWV8X24A1 |  |  | 5PX*B003AS3 | S9V2B060U4PSC+LRP | 21400 | 18.1 | 8.5 | 24400 | 18900 | 77.46% | 2.1 | 0 | 11.5 |  |  |  | No | R-454B | 1.7833 | Residential & Commercial | Ducted CEE Tier 1
215864467 | Central HP <5.4 tons | TRANE | HRCU-A-CB (Split System: Heat Pump with Remote Outdoor Unit-Air-Source) | 5TWV8X24A1 |  |  | 5TXCB003AS3 | S9V2B060U4PSC+LRP | 21400 | 18.1 | 8.5 | 24400 | 18900 | 77.46% | 2.1 | 0 | 11.5 |  |  |  | No | R-454B | 1.7833 | Residential & Commercial | Ducted CEE Tier 1
214395644 | Central HP <5.4 tons | YORK | HRCU-A-CB (Split System: Heat Pump with Remote Outdoor Unit-Air-Source) | HH860E2S11 |  |  | CTF60C5CGS1 | TM8Y120C20MP11 | 44500 | 18 | 9 | 45000 | 33800 | 75.11% | 2 | 0 | 11.7 |  |  |  | No | R-454B | 3.7083 | Residential & Commercial | Ducted CEE Tier 1
214606572 | Central HP <5.4 tons | YORK | HRCU-A-C (Split System: Heat Pump with Remote Outdoor Unit with No Indoor Fan --Air Source) | HH824E2S11 |  |  | CTM30B5ACS1 |  | 23000 | 15.2 | 8.5 | 23000 | 17400 | 75.65% | 2 | 0 | 11 |  |  |  | No | R-454B | 1.9167 | Residential & Commercial | Ducted CEE Tier 1
214650261 | Central HP <5.4 tons | YORK | HRCU-A-CB (Split System: Heat Pump with Remote Outdoor Unit-Air-Source) | HH824E2S11 |  |  | CTU36B5XDS1+TXV | Y82E080B12LMPS1 | 23000 | 19 | 9.5 | 23000 | 18600 | 80.87% | 2 | 0 | 12 |  |  |  | No | R-454B | 1.9167 | Residential & Commercial | Ducted CEE Tier 1
213296768 | Central HP <5.4 tons | YORK | HRCU-A-CB (Split System: Heat Pump with Remote Outdoor Unit-Air-Source) | HMH72B341 |  |  | XAFC36DXXN1+TXV | Y81E080B12SMPS1 | 34000 | 18 | 8.1 | 33400 | 24000 | 71.86% | 2.08 | 0 | 10 |  |  |  | No | R-410A | 2.8333 | Residential & Commercial | Ducted CEE Tier 1
214395614 | Central HP <5.4 tons | YORK | HRCU-A-CB (Split System: Heat Pump with Remote Outdoor Unit-Air-Source) | HH836E2S11 |  |  | CTF36B5CDS1 | YPLC080B12MP13 | 33000 | 17 | 8.5 | 31000 | 25200 | 81.29% | 2 | 0 | 11 |  |  |  | No | R-454B | 2.75 | Residential & Commercial | Ducted CEE Tier 1
214395729 | Central HP <5.4 tons | YORK | HRCU-A-CB (Split System: Heat Pump with Remote Outdoor Unit-Air-Source) | HH836E2S11 |  |  | CTM48C5CFS1 | TM9Y100C20MP11 | 34200 | 17 | 8.5 | 32800 | 26000 | 79.27% | 2 | 0 | 10 |  |  |  | No | R-454B | 2.85 | Residential & Commercial | Ducted CEE Tier 1
214395730 | Central HP <5.4 tons | YORK | HRCU-A-CB (Split System: Heat Pump with Remote Outdoor Unit-Air-Source) | HH836E2S11 |  |  | CTM48C5CFS1 | TM9Y100C16MP11 | 32800 | 19 | 9 | 31000 | 25200 | 81.29% | 2 | 0 | 11 |  |  |  | No | R-454B | 2.7333 | Residential & Commercial | Ducted CEE Tier 1
214395828 | Central HP <5.4 tons | YORK | HRCU-A-CB (Split System: Heat Pump with Remote Outdoor Unit-Air-Source) | HH836E2S11 |  |  | JHE42C5CF2SS1 |  | 34000 | 19 | 9 | 31400 | 25200 | 80.25% | 2 | 0 | 11.7 |  |  |  | No | R-454B | 2.8333 | Residential & Commercial | Ducted CEE Tier 1
214395912 | Central HP <5.4 tons | YORK | HRCU-A-CB (Split System: Heat Pump with Remote Outdoor Unit-Air-Source) | HH836E2S11 |  |  | CTF36B5CDS1 | YP9C080B12MP13 | 33000 | 18 | 8.5 | 30800 | 25000 | 81.17% | 2 | 0 | 11 |  |  |  | No | R-454B | 2.75 | Residential & Commercial | Ducted CEE Tier 1
214395812 | Central HP <5.4 tons | YORK | HRCU-A-CB (Split System: Heat Pump with Remote Outdoor Unit-Air-Source) | HH836E2S11 |  |  | CTF36C5CDS1 | TM8Y100C16MP11 | 33600 | 18 | 8.5 | 30800 | 25200 | 81.82% | 2 | 0 | 11.7 |  |  |  | No | R-454B | 2.8 | Residential & Commercial | Ducted CEE Tier 1
214396130 | Central HP <5.4 tons | YORK | HRCU-A-CB (Split System: Heat Pump with Remote Outdoor Unit-Air-Source) | HH836E2S11 |  |  | CTF48C5CFS1 | TMLE080C16MP11 | 33200 | 19 | 9 | 31200 | 25400 | 81.41% | 2 | 0 | 11 |  |  |  | No | R-454B | 2.7667 | Residential & Commercial | Ducted CEE Tier 1
214396132 | Central HP <5.4 tons | YORK | HRCU-A-CB (Split System: Heat Pump with Remote Outdoor Unit-Air-Source) | HH836E2S11 |  |  | CTF48C5CFS1 | TM8E120C20MP11 | 34400 | 17 | 8.5 | 32400 | 25600 | 79.01% | 2 | 0 | 11 |  |  |  | No | R-454B | 2.8667 | Residential & Commercial | Ducted CEE Tier 1
213296764 | Central HP <5.4 tons | YORK | HRCU-A-CB (Split System: Heat Pump with Remote Outdoor Unit-Air-Source) | HMH72B341 |  |  | XAFC36DXXN1+TXV | Y81E080C16SMPS1 | 34000 | 18 | 8.5 | 33400 | 24200 | 72.46% | 2.14 | 0 | 10 |  |  |  | No | R-410A | 2.8333 | Residential & Commercial | Ducted CEE Tier 1
214573441 | Central HP <5.4 tons | AIRQUEST | HRCU-A-CB (Split System: Heat Pump with Remote Outdoor Unit-Air-Source) | HVH837GKA** |  |  | EN(A,D,W)4X48L21**+WALLCON | *95CSU0802120B* | 32400 | 17.5 | 8.1 | 32800 | 24800 | 75.61% | 1.96 | 0 | 11.5 |  |  |  | No | R-410A | 2.7 | Residential & Commercial | Ducted CEE Tier 1
211261568 | Central HP <5.4 tons | TEMPSTAR | HRCU-A-CB (Split System: Heat Pump with Remote Outdoor Unit-Air-Source) | DLCURAH18ABK |  |  | EA*4X30L17A* | *96VSN0601714A* | 17800 | 16 | 8.5 | 18400 | 18500 | 100.5% | 2.22 | 0 | 10.5 |  |  |  | No | R-410A | 1.4833 | Residential & Commercial | Ducted CEE Tier 1
211262086 | Central HP <5.4 tons | TEMPSTAR | HRCU-A-CB (Split System: Heat Pump with Remote Outdoor Unit-Air-Source) | DLCURAH18ABK |  |  | EA*4X30L17A* | *92ESN0601412A* | 18300 | 16.5 | 8.5 | 18800 | 18400 | 97.87% | 2.22 | 0 | 10.5 |  |  |  | No | R-410A | 1.525 | Residential & Commercial | Ducted CEE Tier 1
212973337 | Central HP <5.4 tons | DAY & NIGHT | HRCU-A-CB (Split System: Heat Pump with Remote Outdoor Unit-Air-Source) | DLCURAH18ABK |  |  | EA*4X30L14A* | *96VSN0601412B* | 17400 | 16.5 | 8.5 | 18000 | 18900 | 105% | 2.28 | 0 | 10.5 |  |  |  | No | R-410A | 1.45 | Residential & Commercial | Ducted CEE Tier 1
212974723 | Central HP <5.4 tons | DAY & NIGHT | HRCU-A-CB (Split System: Heat Pump with Remote Outdoor Unit-Air-Source) | DLCURAH18ABK |  |  | EN(A,D)4X24L17** | *96VTN0401410B* | 17300 | 15.5 | 8.5 | 18400 | 19200 | 104.3% | 2.3 | 0 | 10.5 |  |  |  | No | R-410A | 1.4417 | Residential & Commercial | Ducted CEE Tier 1
213194255 | Central HP <5.4 tons | LENNOX | HRCU-A-CB (Split System: Heat Pump with Remote Outdoor Unit-Air-Source) | SL25XPV-024-230A** |  |  | CHX35-42C-**-*+TDR | EL297UH090XV36C* | 22200 | 22.4 | 9.3 | 21400 | 20200 | 94.39% | 1.9 | 0 | 14.5 |  |  |  | No | R-410A | 1.85 | Residential & Commercial | Ducted CEE Tier 1
214395778 | Central HP <5.4 tons | YORK | HRCU-A-CB (Split System: Heat Pump with Remote Outdoor Unit-Air-Source) | HH824E2S11 |  |  | CTM30B5ACS1 | TM9E080B12MP12 | 23000 | 17 | 9.5 | 23000 | 18600 | 80.87% | 2 | 0 | 12 |  |  |  | No | R-454B | 1.9167 | Residential & Commercial | Ducted CEE Tier 1
214395965 | Central HP <5.4 tons | YORK | HRCU-A-CB (Split System: Heat Pump with Remote Outdoor Unit-Air-Source) | HH824E2S11 |  |  | CTF36B5ADS1 | Y81E080B12SMPS1 | 23000 | 19 | 9.5 | 23000 | 18600 | 80.87% | 2 | 0 | 12 |  |  |  | No | R-454B | 1.9167 | Residential & Commercial | Ducted CEE Tier 1
214396079 | Central HP <5.4 tons | YORK | HRCU-A-CB (Split System: Heat Pump with Remote Outdoor Unit-Air-Source) | HH824E2S11 |  |  | CTM30B5ACS1 | TP9C060B12MP13 | 23000 | 17 | 9.5 | 23000 | 18000 | 78.26% | 2 | 0 | 12 |  |  |  | No | R-454B | 1.9167 | Residential & Commercial | Ducted CEE Tier 1
213258058 | Central HP <5.4 tons | LENNOX | HRCU-A-CB (Split System: Heat Pump with Remote Outdoor Unit-Air-Source) | SL25XPV-036-230A** |  |  | CRX35-50/60C-**-*+TDR | SL280DF080NV60C* | 34400 | 19 | 9.3 | 36000 | 28800 | 80% | 1.86 | 0 | 13.5 |  |  |  | No | R-410A | 2.8667 | Residential & Commercial | Ducted CEE Tier 1
215940094 | Central HP <5.4 tons | CARRIER | HRCU-A-CB (Split System: Heat Pump with Remote Outdoor Unit-Air-Source) | 27VNA336A*030* |  |  | CSAH*4812AM*+UI | 59TN6C080C21**20 | 33800 | 19.5 | 9 | 34800 | 26600 | 76.44% | 1.94 | 0 | 11.5 |  |  |  | No | R-454B | 2.8167 | Residential & Commercial | Ducted CEE Tier 1
215940144 | Central HP <5.4 tons | CARRIER | HRCU-A-CB (Split System: Heat Pump with Remote Outdoor Unit-Air-Source) | 27VNA336A*030* |  |  | CSAH*4812AM*+UI | 59TN7A080C21**20 | 33800 | 19.5 | 9 | 34800 | 26600 | 76.44% | 1.94 | 0 | 11.5 |  |  |  | No | R-454B | 2.8167 | Residential & Commercial | Ducted CEE Tier 1
215940054 | Central HP <5.4 tons | CARRIER | HRCU-A-CB (Split System: Heat Pump with Remote Outdoor Unit-Air-Source) | 27VNA336A*030* |  |  | CSAH*4212AM*+UI | 59TN7A080C17**16 | 33400 | 18.5 | 9 | 35200 | 27000 | 76.7% | 1.92 | 0 | 11 |  |  |  | No | R-454B | 2.7833 | Residential & Commercial | Ducted CEE Tier 1
215940454 | Central HP <5.4 tons | CARRIER | HRCU-A-CB (Split System: Heat Pump with Remote Outdoor Unit-Air-Source) | 27VNA336A*030* |  |  | CVAMA6021XMA*+UI | 59TN7A100C21**22 | 35600 | 22 | 8.5 | 38000 | 28600 | 75.26% | 2.02 | 0 | 12.5 |  |  |  | No | R-454B | 2.9667 | Residential & Commercial | Ducted CEE Tier 1
215940684 | Central HP <5.4 tons | CARRIER | HRCU-A-CB (Split System: Heat Pump with Remote Outdoor Unit-Air-Source) | 27VNA336A*030* |  |  | CVAVA4224XMA*+UI | 59TN6C080C21**20 | 35400 | 21.5 | 8.5 | 38000 | 28600 | 75.26% | 2.04 | 0 | 12 |  |  |  | No | R-454B | 2.95 | Residential & Commercial | Ducted CEE Tier 1
215942390 | Central HP <5.4 tons | CARRIER | HRCU-A-CB (Split System: Heat Pump with Remote Outdoor Unit-Air-Source) | 27VNA336A*030* |  |  | CVAMA4921XMA*+UI | 59TN6C060C17**14 | 35200 | 21 | 8.5 | 37400 | 28000 | 74.87% | 2.06 | 0 | 11.7 |  |  |  | No | R-454B | 2.9333 | Residential & Commercial | Ducted CEE Tier 1
215942420 | Central HP <5.4 tons | CARRIER | HRCU-A-CB (Split System: Heat Pump with Remote Outdoor Unit-Air-Source) | 27VNA336A*030* |  |  | CVAMA6124XMA*+UI | 58CU*A100C21**20 | 36000 | 22 | 8.5 | 37400 | 28200 | 75.4% | 2.04 | 0 | 12.5 |  |  |  | No | R-454B | 3 | Residential & Commercial | Ducted CEE Tier 1
215942470 | Central HP <5.4 tons | CARRIER | HRCU-A-CB (Split System: Heat Pump with Remote Outdoor Unit-Air-Source) | 27VNA336A*030* |  |  | CVAVA6121XMA*+UI | 58CU*A060C17**16 | 35800 | 22 | 8.5 | 37400 | 28400 | 75.94% | 2.04 | 0 | 12 |  |  |  | No | R-454B | 2.9833 | Residential & Commercial | Ducted CEE Tier 1
215940294 | Central HP <5.4 tons | CARRIER | HRCU-A-CB (Split System: Heat Pump with Remote Outdoor Unit-Air-Source) | 27VNA336A*030* |  |  | CVAMA4421XMA*+UI | 59TN7A080C17**16 | 35400 | 21 | 8.5 | 38500 | 29000 | 75.32% | 2.02 | 0 | 12 |  |  |  | No | R-454B | 2.95 | Residential & Commercial | Ducted CEE Tier 1
212975634 | Central HP <5.4 tons | DAY & NIGHT | HRCU-A-CB (Split System: Heat Pump with Remote Outdoor Unit-Air-Source) | DLCURAH24ABK |  |  | EA*4X24L14A* | *96VTN0601412B* | 23200 | 16.5 | 8.5 | 26800 | 27000 | 100.7% | 2.3 | 0 | 10 |  |  |  | No | R-410A | 1.9333 | Residential & Commercial | Ducted CEE Tier 1
213607650 | Central HP <5.4 tons | AIRQUEST | HRCU-A-CB (Split System: Heat Pump with Remote Outdoor Unit-Air-Source) | DLCURAH24ABK |  |  | FTMA4X24L0B* |  | 24600 | 17 | 9.5 | 26000 | 22200 | 85.38% | 1.84 | 0 | 10 |  |  |  | No | R-410A | 2.05 | Residential & Commercial | Ducted CEE Tier 1
213778900 | Central HP <5.4 tons | COMFORTMAKER | HRCU-A-CB (Split System: Heat Pump with Remote Outdoor Unit-Air-Source) | CVH837GKA** |  |  | EA*4X36L21A*+WALLCON | *97CMN1002122B* | 31600 | 17 | 8.1 | 32800 | 24200 | 73.78% | 1.86 | 0 | 11 |  |  |  | No | R-410A | 2.6333 | Residential & Commercial | Ducted CEE Tier 1
213779120 | Central HP <5.4 tons | COMFORTMAKER | HRCU-A-CB (Split System: Heat Pump with Remote Outdoor Unit-Air-Source) | CVH837GKA** |  |  | EA*4X42L21A*+WALLCON | *97CMN0601714B* | 31600 | 16.5 | 8.1 | 33200 | 24600 | 74.1% | 1.84 | 0 | 10.5 |  |  |  | No | R-410A | 2.6333 | Residential & Commercial | Ducted CEE Tier 1
212977700 | Central HP <5.4 tons | DAY & NIGHT | HRCU-A-CB (Split System: Heat Pump with Remote Outdoor Unit-Air-Source) | DLCURAH24ABK |  |  | EN(A,D,W)4X36L17** | *80MS(N,L)0451412A* | 23600 | 17 | 8.5 | 26400 | 24200 | 91.67% | 2 | 0 | 10.5 |  |  |  | No | R-410A | 1.9667 | Residential & Commercial | Ducted CEE Tier 1
212972987 | Central HP <5.4 tons | DAY & NIGHT | HRCU-A-CB (Split System: Heat Pump with Remote Outdoor Unit-Air-Source) | DLCURAH24ABK |  |  | EN(A,D)4X30L14** | *96VSN0401410B* | 23400 | 16 | 8.1 | 26400 | 24800 | 93.94% | 2.04 | 0 | 10 |  |  |  | No | R-410A | 1.95 | Residential & Commercial | Ducted CEE Tier 1
213780920 | Central HP <5.4 tons | COMFORTMAKER | HRCU-A-CB (Split System: Heat Pump with Remote Outdoor Unit-Air-Source) | CVH837GKA2* |  |  | EA*4X37L21A*+WALLCON | *97CMN0801714B* | 32800 | 17 | 8.1 | 33000 | 25200 | 76.36% | 1.96 | 0 | 11 |  |  |  | No | R-410A | 2.7333 | Residential & Commercial | Ducted CEE Tier 1
213781270 | Central HP <5.4 tons | COMFORTMAKER | HRCU-A-CB (Split System: Heat Pump with Remote Outdoor Unit-Air-Source) | CVH837GKA2* |  |  | EA*4X43L21A*+WALLCON | *96CTN1002122B* | 33000 | 17 | 8.5 | 32600 | 25000 | 76.69% | 1.98 | 0 | 11.5 |  |  |  | No | R-410A | 2.75 | Residential & Commercial | Ducted CEE Tier 1
213780850 | Central HP <5.4 tons | COMFORTMAKER | HRCU-A-CB (Split System: Heat Pump with Remote Outdoor Unit-Air-Source) | CVH837GKA2* |  |  | EA*4X37L21A*+WALLCON | *80CTL0451712B* | 32600 | 16.5 | 8.1 | 33200 | 25400 | 76.51% | 1.94 | 0 | 10.5 |  |  |  | No | R-410A | 2.7167 | Residential & Commercial | Ducted CEE Tier 1
213780900 | Central HP <5.4 tons | COMFORTMAKER | HRCU-A-CB (Split System: Heat Pump with Remote Outdoor Unit-Air-Source) | CVH837GKA2* |  |  | EA*4X37L21A*+WALLCON | *95CSU0601716B* | 32800 | 17 | 8.5 | 33000 | 25200 | 76.36% | 1.96 | 0 | 11 |  |  |  | No | R-410A | 2.7333 | Residential & Commercial | Ducted CEE Tier 1
213780980 | Central HP <5.4 tons | COMFORTMAKER | HRCU-A-CB (Split System: Heat Pump with Remote Outdoor Unit-Air-Source) | CVH837GKA2* |  |  | EA*4X42L21A*+WALLCON | *80CTL0701716B* | 31400 | 17 | 8.1 | 33200 | 24400 | 73.49% | 1.86 | 0 | 10.5 |  |  |  | No | R-410A | 2.6167 | Residential & Commercial | Ducted CEE Tier 1
213781000 | Central HP <5.4 tons | COMFORTMAKER | HRCU-A-CB (Split System: Heat Pump with Remote Outdoor Unit-Air-Source) | CVH837GKA2* |  |  | EA*4X42L21A*+WALLCON | *80CTL0902120B* | 31800 | 17 | 8.1 | 32800 | 24200 | 73.78% | 1.88 | 0 | 11 |  |  |  | No | R-410A | 2.65 | Residential & Commercial | Ducted CEE Tier 1
215681969 | Central HP <5.4 tons | DAY & NIGHT | HRCU-A-CB (Split System: Heat Pump with Remote Outdoor Unit-Air-Source) | C5H0V48*K*AAA* |  |  | EVM5X60M21A*+WALLCON | *97CTN1002122A* | 48000 | 19 | 9 | 50000 | 36800 | 73.6% | 2 | 0 | 10.5 |  |  |  | No | R-454B | 4 | Residential & Commercial | Ducted CEE Tier 1
215682069 | Central HP <5.4 tons | DAY & NIGHT | HRCU-A-CB (Split System: Heat Pump with Remote Outdoor Unit-Air-Source) | C5H0V48*K*AAA* |  |  | EVM5X61M24A*+WALLCON | *97CTN0802120A* | 48500 | 19 | 9.5 | 50000 | 36800 | 73.6% | 2.1 | 0 | 10.5 |  |  |  | No | R-454B | 4.0417 | Residential & Commercial | Ducted CEE Tier 1
212975425 | Central HP <5.4 tons | DAY & NIGHT | HRCU-A-CB (Split System: Heat Pump with Remote Outdoor Unit-Air-Source) | DLCURAH18ABK |  |  | EA*4X30L14A* | *96VTN0601412B* | 17400 | 16.5 | 8.5 | 18000 | 18900 | 105% | 2.28 | 0 | 10.5 |  |  |  | No | R-410A | 1.45 | Residential & Commercial | Ducted CEE Tier 1
212974672 | Central HP <5.4 tons | HEIL | HRCU-A-CB (Split System: Heat Pump with Remote Outdoor Unit-Air-Source) | DLCURAH18ABK |  |  | EA*4X30L14A* | *96VTN0401410B* | 17300 | 16 | 8.1 | 17900 | 18700 | 104.5% | 2.24 | 0 | 10.5 |  |  |  | No | R-410A | 1.4417 | Residential & Commercial | Ducted CEE Tier 1
212975844 | Central HP <5.4 tons | HEIL | HRCU-A-CB (Split System: Heat Pump with Remote Outdoor Unit-Air-Source) | DLCURAH18ABK |  |  | EN(A,D)4X30L17** | *96VTN0801716B* | 17500 | 16 | 8.1 | 18000 | 18700 | 103.9% | 2.24 | 0 | 11 |  |  |  | No | R-410A | 1.4583 | Residential & Commercial | Ducted CEE Tier 1
212978339 | Central HP <5.4 tons | HEIL | HRCU-A-CB (Split System: Heat Pump with Remote Outdoor Unit-Air-Source) | DLCURAH18ABK |  |  | EN(A,D)4X30L14** | *80MS(N,L)0701412A* | 17400 | 16.5 | 8.1 | 18000 | 18700 | 103.9% | 2.26 | 0 | 11 |  |  |  | No | R-410A | 1.45 | Residential & Commercial | Ducted CEE Tier 1
212984716 | Central HP <5.4 tons | HEIL | HRCU-A-CB (Split System: Heat Pump with Remote Outdoor Unit-Air-Source) | DLCURAH18ABK |  |  | EA*4X24L17A* | *92MSN0801716A* | 17700 | 16.5 | 8.5 | 18700 | 19300 | 103.2% | 2.32 | 0 | 10.5 |  |  |  | No | R-410A | 1.475 | Residential & Commercial | Ducted CEE Tier 1
212973347 | Central HP <5.4 tons | DAY & NIGHT | HRCU-A-CB (Split System: Heat Pump with Remote Outdoor Unit-Air-Source) | DLCURAH18ABK |  |  | EA*4X30L17A* | *96VSN0601412B* | 17400 | 16.5 | 8.5 | 18000 | 18700 | 103.9% | 2.26 | 0 | 10.5 |  |  |  | No | R-410A | 1.45 | Residential & Commercial | Ducted CEE Tier 1
212973667 | Central HP <5.4 tons | DAY & NIGHT | HRCU-A-CB (Split System: Heat Pump with Remote Outdoor Unit-Air-Source) | DLCURAH18ABK |  |  | EA*4X24L17A* | *96VSN0801716B* | 17200 | 16 | 8.5 | 18200 | 19400 | 106.6% | 2.34 | 0 | 10.5 |  |  |  | No | R-410A | 1.4333 | Residential & Commercial | Ducted CEE Tier 1
210474400 | Central HP <5.4 tons | DAY & NIGHT | HRCU-A-CB (Split System: Heat Pump with Remote Outdoor Unit-Air-Source) | CVH825GKA3* |  |  | EHD4X42AAL+WALLCON | *96CTN1002122A* | 24200 | 16 | 8.1 | 21400 | 16600 | 77.57% | 2 | 0 | 10.5 |  |  |  | No | R-410A | 2.0167 | Residential & Commercial | Ducted CEE Tier 1
210435135 | Central HP <5.4 tons | DAIKIN | HRCU-A-CB (Split System: Heat Pump with Remote Outdoor Unit-Air-Source) | DZ6VSA1810A* |  |  | CA*EA2422*4A* | D*96VC0804CNA* | 16600 | 17.5 | 8.5 | 17400 | 13000 | 74.71% | 2.1 | 0 | 10.9 |  |  |  | No | R-410A | 1.3833 | Residential & Commercial | Ducted CEE Tier 1
214253514 | Central HP <5.4 tons | AMERICAN STANDARD | HRCU-A-CB (Split System: Heat Pump with Remote Outdoor Unit-Air-Source) | 4A6V8X60A1 |  |  | 4PX*DU60BS3 | S8V2D120M5PDB | 54000 | 18 | 8.2 | 52000 | 39500 | 75.96% | 1.8 | 0 | 11.7 |  |  |  | No | R-410A | 4.5 | Residential & Commercial | Ducted CEE Tier 1
213772680 | Central HP <5.4 tons | COMFORTMAKER | HRCU-A-CB (Split System: Heat Pump with Remote Outdoor Unit-Air-Source) | CVH825GKA3* |  |  | EA*4X24L17A*+WALLCON | *97CMN0801714B* | 23200 | 16 | 8.1 | 22000 | 16800 | 76.36% | 1.88 | 0 | 10.5 |  |  |  | No | R-410A | 1.9333 | Residential & Commercial | Ducted CEE Tier 1
210435113 | Central HP <5.4 tons | DAIKIN | HRCU-A-CB (Split System: Heat Pump with Remote Outdoor Unit-Air-Source) | DZ6VSA1810A* |  |  | CA*EA1818*4A* | D*80SC0805CUA* | 16600 | 17.5 | 8.5 | 17400 | 13000 | 74.71% | 2.1 | 0 | 10.9 |  |  |  | No | R-410A | 1.3833 | Residential & Commercial | Ducted CEE Tier 1
213772600 | Central HP <5.4 tons | COMFORTMAKER | HRCU-A-CB (Split System: Heat Pump with Remote Outdoor Unit-Air-Source) | CVH825GKA3* |  |  | EA*4X24L14A*+WALLCON | *80CTL0701412B* | 23400 | 16.5 | 8.1 | 22000 | 16800 | 76.36% | 1.88 | 0 | 10.5 |  |  |  | No | R-410A | 1.95 | Residential & Commercial | Ducted CEE Tier 1
213773170 | Central HP <5.4 tons | COMFORTMAKER | HRCU-A-CB (Split System: Heat Pump with Remote Outdoor Unit-Air-Source) | CVH825GKA3* |  |  | EA*4X37L17A*+WALLCON | *80CTL0701412B* | 24200 | 16.5 | 8.1 | 21400 | 16700 | 78.04% | 2 | 0 | 10.5 |  |  |  | No | R-410A | 2.0167 | Residential & Commercial | Ducted CEE Tier 1
213773520 | Central HP <5.4 tons | COMFORTMAKER | HRCU-A-CB (Split System: Heat Pump with Remote Outdoor Unit-Air-Source) | CVH825GKA3* |  |  | EA*4X42L24A*+WALLCON | *80CTL1352422B* | 23800 | 16.5 | 8.1 | 21400 | 16600 | 77.57% | 1.96 | 0 | 10.5 |  |  |  | No | R-410A | 1.9833 | Residential & Commercial | Ducted CEE Tier 1
213772930 | Central HP <5.4 tons | COMFORTMAKER | HRCU-A-CB (Split System: Heat Pump with Remote Outdoor Unit-Air-Source) | CVH825GKA3* |  |  | EA*4X30L17A*+WALLCON | *96CTN0801714B* | 23400 | 16.5 | 8.1 | 21600 | 16700 | 77.31% | 1.9 | 0 | 10.5 |  |  |  | No | R-410A | 1.95 | Residential & Commercial | Ducted CEE Tier 1
213772980 | Central HP <5.4 tons | COMFORTMAKER | HRCU-A-CB (Split System: Heat Pump with Remote Outdoor Unit-Air-Source) | CVH825GKA3* |  |  | EA*4X36L17A*+WALLCON | *95CSU0601716B* | 23400 | 16.5 | 8.1 | 21600 | 16700 | 77.31% | 1.92 | 0 | 10.5 |  |  |  | No | R-410A | 1.95 | Residential & Commercial | Ducted CEE Tier 1
213773180 | Central HP <5.4 tons | COMFORTMAKER | HRCU-A-CB (Split System: Heat Pump with Remote Outdoor Unit-Air-Source) | CVH825GKA3* |  |  | EA*4X37L17A*+WALLCON | *80CTL0701716B* | 24200 | 16.5 | 8.1 | 21400 | 16700 | 78.04% | 1.98 | 0 | 10.5 |  |  |  | No | R-410A | 2.0167 | Residential & Commercial | Ducted CEE Tier 1
213773250 | Central HP <5.4 tons | COMFORTMAKER | HRCU-A-CB (Split System: Heat Pump with Remote Outdoor Unit-Air-Source) | CVH825GKA3* |  |  | EA*4X37L17A*+WALLCON | *96CTN0801714B* | 24200 | 16.5 | 8.1 | 21400 | 16700 | 78.04% | 1.98 | 0 | 10.5 |  |  |  | No | R-410A | 2.0167 | Residential & Commercial | Ducted CEE Tier 1
210435112 | Central HP <5.4 tons | DAIKIN | HRCU-A-CB (Split System: Heat Pump with Remote Outdoor Unit-Air-Source) | DZ6VSA1810A* |  |  | CA*EA1818*4A*+MBVC1200**-1A* |  | 16600 | 17.5 | 8.5 | 17400 | 13000 | 74.71% | 2.1 | 0 | 10.9 |  |  |  | No | R-410A | 1.3833 | Residential & Commercial | Ducted CEE Tier 1
210435121 | Central HP <5.4 tons | DAIKIN | HRCU-A-CB (Split System: Heat Pump with Remote Outdoor Unit-Air-Source) | DZ6VSA1810A* |  |  | CA*EA2422*4A* | D*80VC0603B*A* | 16600 | 17.5 | 8.5 | 17400 | 13000 | 74.71% | 2.1 | 0 | 10.9 |  |  |  | No | R-410A | 1.3833 | Residential & Commercial | Ducted CEE Tier 1
213773160 | Central HP <5.4 tons | COMFORTMAKER | HRCU-A-CB (Split System: Heat Pump with Remote Outdoor Unit-Air-Source) | CVH825GKA3* |  |  | EA*4X37L17A*+WALLCON | *80CTL0451712B* | 24000 | 16 | 8.1 | 21600 | 16800 | 77.78% | 1.98 | 0 | 10.5 |  |  |  | No | R-410A | 2 | Residential & Commercial | Ducted CEE Tier 1
213773260 | Central HP <5.4 tons | COMFORTMAKER | HRCU-A-CB (Split System: Heat Pump with Remote Outdoor Unit-Air-Source) | CVH825GKA3* |  |  | EA*4X37L21A*+WALLCON | *80CTL0451712B* | 24200 | 16.5 | 8.1 | 21200 | 16700 | 78.77% | 2 | 0 | 10.5 |  |  |  | No | R-410A | 2.0167 | Residential & Commercial | Ducted CEE Tier 1
210472870 | Central HP <5.4 tons | DAY & NIGHT | HRCU-A-CB (Split System: Heat Pump with Remote Outdoor Unit-Air-Source) | CVH825GKA3* |  |  | EA*4X42L21A*+WALLCON | *80CSU1002120A* | 23800 | 16.5 | 8.1 | 21400 | 16700 | 78.04% | 1.94 | 0 | 10.5 |  |  |  | No | R-410A | 1.9833 | Residential & Commercial | Ducted CEE Tier 1
210435136 | Central HP <5.4 tons | DAIKIN | HRCU-A-CB (Split System: Heat Pump with Remote Outdoor Unit-Air-Source) | DZ6VSA1810A* |  |  | CA*EA2422*4A* | D*97MC0804CNA* | 16600 | 17.5 | 8.5 | 17400 | 13000 | 74.71% | 2.1 | 0 | 10.9 |  |  |  | No | R-410A | 1.3833 | Residential & Commercial | Ducted CEE Tier 1
213772650 | Central HP <5.4 tons | COMFORTMAKER | HRCU-A-CB (Split System: Heat Pump with Remote Outdoor Unit-Air-Source) | CVH825GKA3* |  |  | EA*4X24L17A*+WALLCON | *80CTL0901716B* | 23400 | 16.5 | 8.1 | 21800 | 16800 | 77.06% | 1.88 | 0 | 10.5 |  |  |  | No | R-410A | 1.95 | Residential & Commercial | Ducted CEE Tier 1
213772700 | Central HP <5.4 tons | COMFORTMAKER | HRCU-A-CB (Split System: Heat Pump with Remote Outdoor Unit-Air-Source) | CVH825GKA3* |  |  | EA*4X24L17A*+WALLCON | *96CTN0601714B* | 23200 | 16 | 8.1 | 22000 | 16800 | 76.36% | 1.88 | 0 | 10 |  |  |  | No | R-410A | 1.9333 | Residential & Commercial | Ducted CEE Tier 1
213772870 | Central HP <5.4 tons | COMFORTMAKER | HRCU-A-CB (Split System: Heat Pump with Remote Outdoor Unit-Air-Source) | CVH825GKA3* |  |  | EA*4X30L17A*+WALLCON | *80CTL0901716B* | 23600 | 16.5 | 8.1 | 21400 | 16700 | 78.04% | 1.9 | 0 | 10.5 |  |  |  | No | R-410A | 1.9667 | Residential & Commercial | Ducted CEE Tier 1
213773020 | Central HP <5.4 tons | COMFORTMAKER | HRCU-A-CB (Split System: Heat Pump with Remote Outdoor Unit-Air-Source) | CVH825GKA3* |  |  | EA*4X36L17A*+WALLCON | *96CTN0601714B* | 23400 | 16 | 8.1 | 21600 | 16700 | 77.31% | 1.92 | 0 | 10.5 |  |  |  | No | R-410A | 1.95 | Residential & Commercial | Ducted CEE Tier 1
213773050 | Central HP <5.4 tons | COMFORTMAKER | HRCU-A-CB (Split System: Heat Pump with Remote Outdoor Unit-Air-Source) | CVH825GKA3* |  |  | EA*4X36L21A*+WALLCON | *80CTL0701716B* | 23600 | 16.5 | 8.1 | 21400 | 16700 | 78.04% | 1.92 | 0 | 10.5 |  |  |  | No | R-410A | 1.9667 | Residential & Commercial | Ducted CEE Tier 1
213773070 | Central HP <5.4 tons | COMFORTMAKER | HRCU-A-CB (Split System: Heat Pump with Remote Outdoor Unit-Air-Source) | CVH825GKA3* |  |  | EA*4X36L21A*+WALLCON | *80CTL0902120B* | 23600 | 16.5 | 8.1 | 21400 | 16600 | 77.57% | 1.94 | 0 | 10.5 |  |  |  | No | R-410A | 1.9667 | Residential & Commercial | Ducted CEE Tier 1
213773480 | Central HP <5.4 tons | COMFORTMAKER | HRCU-A-CB (Split System: Heat Pump with Remote Outdoor Unit-Air-Source) | CVH825GKA3* |  |  | EA*4X42L21A*+WALLCON | *96CTN0801714B* | 23600 | 16.5 | 8.1 | 21400 | 16600 | 77.57% | 1.94 | 0 | 10.5 |  |  |  | No | R-410A | 1.9667 | Residential & Commercial | Ducted CEE Tier 1
213773530 | Central HP <5.4 tons | COMFORTMAKER | HRCU-A-CB (Split System: Heat Pump with Remote Outdoor Unit-Air-Source) | CVH825GKA3* |  |  | EA*4X42L24A*+WALLCON | *97CMN1002122B* | 23800 | 16.5 | 8.1 | 21400 | 16600 | 77.57% | 1.96 | 0 | 11 |  |  |  | No | R-410A | 1.9833 | Residential & Commercial | Ducted CEE Tier 1
213773630 | Central HP <5.4 tons | COMFORTMAKER | HRCU-A-CB (Split System: Heat Pump with Remote Outdoor Unit-Air-Source) | CVH825GKA3* |  |  | EA*4X43L21A*+WALLCON | *97CMN0601714B* | 24200 | 16.5 | 8.1 | 21200 | 16700 | 78.77% | 2 | 0 | 10.5 |  |  |  | No | R-410A | 2.0167 | Residential & Commercial | Ducted CEE Tier 1
213773760 | Central HP <5.4 tons | COMFORTMAKER | HRCU-A-CB (Split System: Heat Pump with Remote Outdoor Unit-Air-Source) | CVH825GKA3* |  |  | EA*4X48L21A*+WALLCON | *97CMN0801714B* | 24000 | 16.5 | 8.1 | 21000 | 16600 | 79.05% | 2 | 0 | 10.5 |  |  |  | No | R-410A | 2 | Residential & Commercial | Ducted CEE Tier 1
213773330 | Central HP <5.4 tons | COMFORTMAKER | HRCU-A-CB (Split System: Heat Pump with Remote Outdoor Unit-Air-Source) | CVH825GKA3* |  |  | EA*4X37L21A*+WALLCON | *97CMN0801714B* | 24400 | 16.5 | 8.1 | 21200 | 16600 | 78.3% | 2.02 | 0 | 11 |  |  |  | No | R-410A | 2.0333 | Residential & Commercial | Ducted CEE Tier 1
213773550 | Central HP <5.4 tons | COMFORTMAKER | HRCU-A-CB (Split System: Heat Pump with Remote Outdoor Unit-Air-Source) | CVH825GKA3* |  |  | EA*4X42L24A*+WALLCON | *96CTN1002122B* | 23800 | 16.5 | 8.1 | 21400 | 16600 | 77.57% | 1.96 | 0 | 11 |  |  |  | No | R-410A | 1.9833 | Residential & Commercial | Ducted CEE Tier 1
213773600 | Central HP <5.4 tons | COMFORTMAKER | HRCU-A-CB (Split System: Heat Pump with Remote Outdoor Unit-Air-Source) | CVH825GKA3* |  |  | EA*4X43L21A*+WALLCON | *80CTL0902120B* | 24400 | 17 | 8.1 | 21200 | 16600 | 78.3% | 2.02 | 0 | 11 |  |  |  | No | R-410A | 2.0333 | Residential & Commercial | Ducted CEE Tier 1
213773650 | Central HP <5.4 tons | COMFORTMAKER | HRCU-A-CB (Split System: Heat Pump with Remote Outdoor Unit-Air-Source) | CVH825GKA3* |  |  | EA*4X43L21A*+WALLCON | *97CMN1002122B* | 24400 | 16.5 | 8.5 | 21200 | 16600 | 78.3% | 2.02 | 0 | 11 |  |  |  | No | R-410A | 2.0333 | Residential & Commercial | Ducted CEE Tier 1
213773110 | Central HP <5.4 tons | COMFORTMAKER | HRCU-A-CB (Split System: Heat Pump with Remote Outdoor Unit-Air-Source) | CVH825GKA3* |  |  | EA*4X36L21A*+WALLCON | *97CMN0801714B* | 23600 | 16.5 | 8.1 | 21600 | 16700 | 77.31% | 1.92 | 0 | 10.5 |  |  |  | No | R-410A | 1.9667 | Residential & Commercial | Ducted CEE Tier 1
213773560 | Central HP <5.4 tons | COMFORTMAKER | HRCU-A-CB (Split System: Heat Pump with Remote Outdoor Unit-Air-Source) | CVH825GKA3* |  |  | EA*4X42L24A*+WALLCON | *96CTN1202422B* | 23800 | 17 | 8.1 | 21400 | 16600 | 77.57% | 1.96 | 0 | 10.5 |  |  |  | No | R-410A | 1.9833 | Residential & Commercial | Ducted CEE Tier 1
213772730 | Central HP <5.4 tons | COMFORTMAKER | HRCU-A-CB (Split System: Heat Pump with Remote Outdoor Unit-Air-Source) | CVH825GKA3* |  |  | EA*4X25L17A*+WALLCON | *80CTL0701412B* | 24400 | 16.5 | 8.1 | 21200 | 16600 | 78.3% | 2 | 0 | 11 |  |  |  | No | R-410A | 2.0333 | Residential & Commercial | Ducted CEE Tier 1
213773130 | Central HP <5.4 tons | COMFORTMAKER | HRCU-A-CB (Split System: Heat Pump with Remote Outdoor Unit-Air-Source) | CVH825GKA3* |  |  | EA*4X36L21A*+WALLCON | *96CTN0601714B* | 23400 | 16.5 | 8.1 | 21600 | 16700 | 77.31% | 1.92 | 0 | 10.5 |  |  |  | No | R-410A | 1.95 | Residential & Commercial | Ducted CEE Tier 1
213773200 | Central HP <5.4 tons | COMFORTMAKER | HRCU-A-CB (Split System: Heat Pump with Remote Outdoor Unit-Air-Source) | CVH825GKA3* |  |  | EA*4X37L17A*+WALLCON | *95CSU0601716B* | 24200 | 16.5 | 8.1 | 21400 | 16700 | 78.04% | 1.98 | 0 | 10.5 |  |  |  | No | R-410A | 2.0167 | Residential & Commercial | Ducted CEE Tier 1
213773300 | Central HP <5.4 tons | COMFORTMAKER | HRCU-A-CB (Split System: Heat Pump with Remote Outdoor Unit-Air-Source) | CVH825GKA3* |  |  | EA*4X37L21A*+WALLCON | *80CTL1102120B* | 24400 | 17 | 8.1 | 21200 | 16600 | 78.3% | 2.02 | 0 | 11 |  |  |  | No | R-410A | 2.0333 | Residential & Commercial | Ducted CEE Tier 1
213773800 | Central HP <5.4 tons | COMFORTMAKER | HRCU-A-CB (Split System: Heat Pump with Remote Outdoor Unit-Air-Source) | CVH825GKA3* |  |  | EA*4X48L21A*+WALLCON | *96CTN1002122B* | 24000 | 16.5 | 8.1 | 21000 | 16500 | 78.57% | 2.02 | 0 | 11 |  |  |  | No | R-410A | 2 | Residential & Commercial | Ducted CEE Tier 1
213774400 | Central HP <5.4 tons | COMFORTMAKER | HRCU-A-CB (Split System: Heat Pump with Remote Outdoor Unit-Air-Source) | CVH825GKA3* |  |  | EHD4X42AAL+WALLCON | *80CTL0701412B* | 24200 | 16 | 8.1 | 21200 | 16600 | 78.3% | 2 | 0 | 10.5 |  |  |  | No | R-410A | 2.0167 | Residential & Commercial | Ducted CEE Tier 1
213774500 | Central HP <5.4 tons | COMFORTMAKER | HRCU-A-CB (Split System: Heat Pump with Remote Outdoor Unit-Air-Source) | CVH825GKA3* |  |  | EHD4X42AAL+WALLCON | *97CMN1202422B* | 24200 | 16 | 8.1 | 21400 | 16600 | 77.57% | 2 | 0 | 10.5 |  |  |  | No | R-410A | 2.0167 | Residential & Commercial | Ducted CEE Tier 1
213774550 | Central HP <5.4 tons | COMFORTMAKER | HRCU-A-CB (Split System: Heat Pump with Remote Outdoor Unit-Air-Source) | CVH825GKA3* |  |  | EHD4X42AAL+WALLCON | *96CTN1202422B* | 24200 | 16 | 8.1 | 21400 | 16600 | 77.57% | 2 | 0 | 10.5 |  |  |  | No | R-410A | 2.0167 | Residential & Commercial | Ducted CEE Tier 1
213773380 | Central HP <5.4 tons | COMFORTMAKER | HRCU-A-CB (Split System: Heat Pump with Remote Outdoor Unit-Air-Source) | CVH825GKA3* |  |  | EA*4X42L21A*+WALLCON | *80CTL0451712B* | 23600 | 16.5 | 8.1 | 21600 | 16700 | 77.31% | 1.94 | 0 | 10.5 |  |  |  | No | R-410A | 1.9667 | Residential & Commercial | Ducted CEE Tier 1
213773450 | Central HP <5.4 tons | COMFORTMAKER | HRCU-A-CB (Split System: Heat Pump with Remote Outdoor Unit-Air-Source) | CVH825GKA3* |  |  | EA*4X42L21A*+WALLCON | *97CMN0801714B* | 23600 | 16.5 | 8.1 | 21400 | 16700 | 78.04% | 1.94 | 0 | 10.5 |  |  |  | No | R-410A | 1.9667 | Residential & Commercial | Ducted CEE Tier 1
213773500 | Central HP <5.4 tons | COMFORTMAKER | HRCU-A-CB (Split System: Heat Pump with Remote Outdoor Unit-Air-Source) | CVH825GKA3* |  |  | EA*4X42L24A*+WALLCON | *80CTL0902120B* | 23800 | 16.5 | 8.1 | 21400 | 16600 | 77.57% | 1.96 | 0 | 10.5 |  |  |  | No | R-410A | 1.9833 | Residential & Commercial | Ducted CEE Tier 1
213773850 | Central HP <5.4 tons | COMFORTMAKER | HRCU-A-CB (Split System: Heat Pump with Remote Outdoor Unit-Air-Source) | CVH825GKA3* |  |  | EA*4X48L24A*+WALLCON | *97CMN1202422B* | 24000 | 16.5 | 8.1 | 21000 | 16500 | 78.57% | 2.02 | 0 | 11 |  |  |  | No | R-410A | 2 | Residential & Commercial | Ducted CEE Tier 1
213772760 | Central HP <5.4 tons | COMFORTMAKER | HRCU-A-CB (Split System: Heat Pump with Remote Outdoor Unit-Air-Source) | CVH825GKA3* |  |  | EA*4X25L17A*+WALLCON | *95CSU0601716B* | 24200 | 16.5 | 8.1 | 21400 | 16700 | 78.04% | 2 | 0 | 10.5 |  |  |  | No | R-410A | 2.0167 | Residential & Commercial | Ducted CEE Tier 1
213772810 | Central HP <5.4 tons | COMFORTMAKER | HRCU-A-CB (Split System: Heat Pump with Remote Outdoor Unit-Air-Source) | CVH825GKA3* |  |  | EA*4X25L17A*+WALLCON | *96CTN0801714B* | 24200 | 16.5 | 8.1 | 21400 | 16600 | 77.57% | 2 | 0 | 11 |  |  |  | No | R-410A | 2.0167 | Residential & Commercial | Ducted CEE Tier 1
213772860 | Central HP <5.4 tons | COMFORTMAKER | HRCU-A-CB (Split System: Heat Pump with Remote Outdoor Unit-Air-Source) | CVH825GKA3* |  |  | EA*4X30L17A*+WALLCON | *80CTL0701716B* | 23400 | 16.5 | 8.1 | 21600 | 16700 | 77.31% | 1.9 | 0 | 10.5 |  |  |  | No | R-410A | 1.95 | Residential & Commercial | Ducted CEE Tier 1
213774580 | Central HP <5.4 tons | COMFORTMAKER | HRCU-A-CB (Split System: Heat Pump with Remote Outdoor Unit-Air-Source) | CVH825GKA3* |  |  | EHD4X48AAL+WALLCON | *80CTL0701716B* | 24200 | 16 | 8.1 | 21200 | 16600 | 78.3% | 2 | 0 | 10.5 |  |  |  | No | R-410A | 2.0167 | Residential & Commercial | Ducted CEE Tier 1
213774700 | Central HP <5.4 tons | COMFORTMAKER | HRCU-A-CB (Split System: Heat Pump with Remote Outdoor Unit-Air-Source) | CVH825GKA3* |  |  | EHD4X48AAL+WALLCON | *96CTN0801714B* | 24200 | 16 | 8.1 | 21400 | 16600 | 77.57% | 2 | 0 | 10.5 |  |  |  | No | R-410A | 2.0167 | Residential & Commercial | Ducted CEE Tier 1
210474021 | Central HP <5.4 tons | DAY & NIGHT | HRCU-A-CB (Split System: Heat Pump with Remote Outdoor Unit-Air-Source) | CVH825GKA3* |  |  | EN(A,D,W)4X48L21**+WALLCON | *97CMN1002122A* | 24200 | 17 | 8.1 | 21400 | 16600 | 77.57% | 2.02 | 0 | 11.5 |  |  |  | No | R-410A | 2.0167 | Residential & Commercial | Ducted CEE Tier 1
210474087 | Central HP <5.4 tons | DAY & NIGHT | HRCU-A-CB (Split System: Heat Pump with Remote Outdoor Unit-Air-Source) | CVH825GKA3* |  |  | EN(A,D)4X48L24**+WALLCON | *80CSU1002120A* | 24000 | 16.5 | 8.1 | 21400 | 16600 | 77.57% | 2 | 0 | 11 |  |  |  | No | R-410A | 2 | Residential & Commercial | Ducted CEE Tier 1
213772750 | Central HP <5.4 tons | COMFORTMAKER | HRCU-A-CB (Split System: Heat Pump with Remote Outdoor Unit-Air-Source) | CVH825GKA3* |  |  | EA*4X25L17A*+WALLCON | *80CTL0901716B* | 24400 | 16.5 | 8.1 | 21200 | 16600 | 78.3% | 2 | 0 | 11 |  |  |  | No | R-410A | 2.0333 | Residential & Commercial | Ducted CEE Tier 1
210435106 | Central HP <5.4 tons | DAIKIN | HRCU-A-CB (Split System: Heat Pump with Remote Outdoor Unit-Air-Source) | DZ6VSA1810A* |  |  | CA*EA1818*4A* | D*96SC0603BUA* | 16600 | 17.5 | 8.5 | 17400 | 13000 | 74.71% | 2.1 | 0 | 10.9 |  |  |  | No | R-410A | 1.3833 | Residential & Commercial | Ducted CEE Tier 1
210435129 | Central HP <5.4 tons | DAIKIN | HRCU-A-CB (Split System: Heat Pump with Remote Outdoor Unit-Air-Source) | DZ6VSA1810A* |  |  | CA*EA2422*4A* | D*97MC0803BNA* | 16600 | 17.5 | 8.5 | 17400 | 13000 | 74.71% | 2.1 | 0 | 10.9 |  |  |  | No | R-410A | 1.3833 | Residential & Commercial | Ducted CEE Tier 1
210435131 | Central HP <5.4 tons | DAIKIN | HRCU-A-CB (Split System: Heat Pump with Remote Outdoor Unit-Air-Source) | DZ6VSA1810A* |  |  | CA*EA2422*4A* | D*80SC0805CUA* | 16600 | 17.5 | 8.5 | 17400 | 13000 | 74.71% | 2.1 | 0 | 10.9 |  |  |  | No | R-410A | 1.3833 | Residential & Commercial | Ducted CEE Tier 1
211081501 | Central HP <5.4 tons | AMERICAN STANDARD | HRCU-A-CB (Split System: Heat Pump with Remote Outdoor Unit-Air-Source) | 4A6V8X60A1 |  |  | 4PX*DU60BS3 | S8V2D120M5PDA | 54000 | 18 | 8.2 | 52000 | 39500 | 75.96% | 1.83 | 12 | 11.7 |  |  |  | No | R-410A | 4.5 | Residential & Commercial | Ducted CEE Tier 1
213772710 | Central HP <5.4 tons | COMFORTMAKER | HRCU-A-CB (Split System: Heat Pump with Remote Outdoor Unit-Air-Source) | CVH825GKA3* |  |  | EA*4X24L17A*+WALLCON | *96CTN0801714B* | 23200 | 16 | 8.1 | 22200 | 16800 | 75.68% | 1.88 | 0 | 10.5 |  |  |  | No | R-410A | 1.9333 | Residential & Commercial | Ducted CEE Tier 1
213772960 | Central HP <5.4 tons | COMFORTMAKER | HRCU-A-CB (Split System: Heat Pump with Remote Outdoor Unit-Air-Source) | CVH825GKA3* |  |  | EA*4X36L17A*+WALLCON | *80CTL0701716B* | 23600 | 16.5 | 8.1 | 21400 | 16700 | 78.04% | 1.92 | 0 | 10.5 |  |  |  | No | R-410A | 1.9667 | Residential & Commercial | Ducted CEE Tier 1
213773310 | Central HP <5.4 tons | COMFORTMAKER | HRCU-A-CB (Split System: Heat Pump with Remote Outdoor Unit-Air-Source) | CVH825GKA3* |  |  | EA*4X37L21A*+WALLCON | *95CSU0601716B* | 24400 | 16.5 | 8.1 | 21400 | 16600 | 77.57% | 2.02 | 0 | 10.5 |  |  |  | No | R-410A | 2.0333 | Residential & Commercial | Ducted CEE Tier 1
213773820 | Central HP <5.4 tons | COMFORTMAKER | HRCU-A-CB (Split System: Heat Pump with Remote Outdoor Unit-Air-Source) | CVH825GKA3* |  |  | EA*4X48L24A*+WALLCON | *80CTL1102120B* | 24200 | 17 | 8.1 | 21000 | 16500 | 78.57% | 2.02 | 0 | 11 |  |  |  | No | R-410A | 2.0167 | Residential & Commercial | Ducted CEE Tier 1
213774490 | Central HP <5.4 tons | COMFORTMAKER | HRCU-A-CB (Split System: Heat Pump with Remote Outdoor Unit-Air-Source) | CVH825GKA3* |  |  | EHD4X42AAL+WALLCON | *97CMN1002122B* | 24200 | 16 | 8.1 | 21400 | 16600 | 77.57% | 2 | 0 | 10.5 |  |  |  | No | R-410A | 2.0167 | Residential & Commercial | Ducted CEE Tier 1
213774690 | Central HP <5.4 tons | COMFORTMAKER | HRCU-A-CB (Split System: Heat Pump with Remote Outdoor Unit-Air-Source) | CVH825GKA3* |  |  | EHD4X48AAL+WALLCON | *96CTN0601714B* | 24200 | 16 | 8.1 | 21400 | 16600 | 77.57% | 2 | 0 | 10.5 |  |  |  | No | R-410A | 2.0167 | Residential & Commercial | Ducted CEE Tier 1
213772900 | Central HP <5.4 tons | COMFORTMAKER | HRCU-A-CB (Split System: Heat Pump with Remote Outdoor Unit-Air-Source) | CVH825GKA3* |  |  | EA*4X30L17A*+WALLCON | *97CMN0801714B* | 23400 | 16 | 8.1 | 21600 | 16700 | 77.31% | 1.9 | 0 | 10.5 |  |  |  | No | R-410A | 1.95 | Residential & Commercial | Ducted CEE Tier 1
213772920 | Central HP <5.4 tons | COMFORTMAKER | HRCU-A-CB (Split System: Heat Pump with Remote Outdoor Unit-Air-Source) | CVH825GKA3* |  |  | EA*4X30L17A*+WALLCON | *96CTN0601714B* | 23400 | 16 | 8.1 | 21600 | 16700 | 77.31% | 1.9 | 0 | 10.5 |  |  |  | No | R-410A | 1.95 | Residential & Commercial | Ducted CEE Tier 1
213773220 | Central HP <5.4 tons | COMFORTMAKER | HRCU-A-CB (Split System: Heat Pump with Remote Outdoor Unit-Air-Source) | CVH825GKA3* |  |  | EA*4X37L17A*+WALLCON | *97CMN0801714B* | 24200 | 16 | 8.1 | 21400 | 16700 | 78.04% | 1.98 | 0 | 10.5 |  |  |  | No | R-410A | 2.0167 | Residential & Commercial | Ducted CEE Tier 1
213773420 | Central HP <5.4 tons | COMFORTMAKER | HRCU-A-CB (Split System: Heat Pump with Remote Outdoor Unit-Air-Source) | CVH825GKA3* |  |  | EA*4X42L21A*+WALLCON | *80CTL1102120B* | 23800 | 16.5 | 8.1 | 21400 | 16600 | 77.57% | 1.96 | 0 | 10.5 |  |  |  | No | R-410A | 1.9833 | Residential & Commercial | Ducted CEE Tier 1
210435088 | Central HP <5.4 tons | DAIKIN | HRCU-A-CB (Split System: Heat Pump with Remote Outdoor Unit-Air-Source) | DZ6VSA1810A* |  |  | DV24FECB14A* |  | 16600 | 17.5 | 8.5 | 17400 | 13000 | 74.71% | 2.1 | 0 | 10.9 |  |  |  | No | R-410A | 1.3833 | Residential & Commercial | Ducted CEE Tier 1
210435111 | Central HP <5.4 tons | DAIKIN | HRCU-A-CB (Split System: Heat Pump with Remote Outdoor Unit-Air-Source) | DZ6VSA1810A* |  |  | CA*EA1818*4A* | D*97MC0803BNA* | 16600 | 17.5 | 8.5 | 17400 | 13000 | 74.71% | 2.1 | 0 | 10.9 |  |  |  | No | R-410A | 1.3833 | Residential & Commercial | Ducted CEE Tier 1
213772850 | Central HP <5.4 tons | COMFORTMAKER | HRCU-A-CB (Split System: Heat Pump with Remote Outdoor Unit-Air-Source) | CVH825GKA3* |  |  | EA*4X30L17A*+WALLCON | *80CTL0701412B* | 23600 | 16.5 | 8.1 | 21600 | 16700 | 77.31% | 1.9 | 0 | 10.5 |  |  |  | No | R-410A | 1.9667 | Residential & Commercial | Ducted CEE Tier 1
213772990 | Central HP <5.4 tons | COMFORTMAKER | HRCU-A-CB (Split System: Heat Pump with Remote Outdoor Unit-Air-Source) | CVH825GKA3* |  |  | EA*4X36L17A*+WALLCON | *97CMN0601714B* | 23400 | 16 | 8.1 | 21600 | 16700 | 77.31% | 1.92 | 0 | 10.5 |  |  |  | No | R-410A | 1.95 | Residential & Commercial | Ducted CEE Tier 1
213773360 | Central HP <5.4 tons | COMFORTMAKER | HRCU-A-CB (Split System: Heat Pump with Remote Outdoor Unit-Air-Source) | CVH825GKA3* |  |  | EA*4X37L21A*+WALLCON | *96CTN0801714B* | 24400 | 16.5 | 8.1 | 21200 | 16600 | 78.3% | 2.02 | 0 | 11 |  |  |  | No | R-410A | 2.0333 | Residential & Commercial | Ducted CEE Tier 1
213773410 | Central HP <5.4 tons | COMFORTMAKER | HRCU-A-CB (Split System: Heat Pump with Remote Outdoor Unit-Air-Source) | CVH825GKA3* |  |  | EA*4X42L21A*+WALLCON | *80CTL0902120B* | 23800 | 16.5 | 8.1 | 21400 | 16600 | 77.57% | 1.96 | 0 | 10.5 |  |  |  | No | R-410A | 1.9833 | Residential & Commercial | Ducted CEE Tier 1
213773460 | Central HP <5.4 tons | COMFORTMAKER | HRCU-A-CB (Split System: Heat Pump with Remote Outdoor Unit-Air-Source) | CVH825GKA3* |  |  | EA*4X42L21A*+WALLCON | *97CMN1002122B* | 23800 | 16.5 | 8.1 | 21400 | 16600 | 77.57% | 1.96 | 0 | 11 |  |  |  | No | R-410A | 1.9833 | Residential & Commercial | Ducted CEE Tier 1
213773680 | Central HP <5.4 tons | COMFORTMAKER | HRCU-A-CB (Split System: Heat Pump with Remote Outdoor Unit-Air-Source) | CVH825GKA3* |  |  | EA*4X43L21A*+WALLCON | *96CTN1002122B* | 24400 | 16.5 | 8.5 | 21200 | 16600 | 78.3% | 2.02 | 0 | 11 |  |  |  | No | R-410A | 2.0333 | Residential & Commercial | Ducted CEE Tier 1
213772800 | Central HP <5.4 tons | COMFORTMAKER | HRCU-A-CB (Split System: Heat Pump with Remote Outdoor Unit-Air-Source) | CVH825GKA3* |  |  | EA*4X25L17A*+WALLCON | *96CTN0601714B* | 24200 | 16.5 | 8.1 | 21400 | 16700 | 78.04% | 2 | 0 | 10.5 |  |  |  | No | R-410A | 2.0167 | Residential & Commercial | Ducted CEE Tier 1
213772970 | Central HP <5.4 tons | COMFORTMAKER | HRCU-A-CB (Split System: Heat Pump with Remote Outdoor Unit-Air-Source) | CVH825GKA3* |  |  | EA*4X36L17A*+WALLCON | *80CTL0901716B* | 23600 | 16.5 | 8.1 | 21400 | 16700 | 78.04% | 1.92 | 0 | 10.5 |  |  |  | No | R-410A | 1.9667 | Residential & Commercial | Ducted CEE Tier 1
213773000 | Central HP <5.4 tons | COMFORTMAKER | HRCU-A-CB (Split System: Heat Pump with Remote Outdoor Unit-Air-Source) | CVH825GKA3* |  |  | EA*4X36L17A*+WALLCON | *97CMN0801714B* | 23400 | 16.5 | 8.1 | 21600 | 16700 | 77.31% | 1.92 | 0 | 10.5 |  |  |  | No | R-410A | 1.95 | Residential & Commercial | Ducted CEE Tier 1
213773120 | Central HP <5.4 tons | COMFORTMAKER | HRCU-A-CB (Split System: Heat Pump with Remote Outdoor Unit-Air-Source) | CVH825GKA3* |  |  | EA*4X36L21A*+WALLCON | *97CMN1002122B* | 23600 | 16.5 | 8.1 | 21400 | 16600 | 77.57% | 1.94 | 0 | 10.5 |  |  |  | No | R-410A | 1.9667 | Residential & Commercial | Ducted CEE Tier 1
213772950 | Central HP <5.4 tons | COMFORTMAKER | HRCU-A-CB (Split System: Heat Pump with Remote Outdoor Unit-Air-Source) | CVH825GKA3* |  |  | EA*4X36L17A*+WALLCON | *80CTL0701412B* | 23600 | 16.5 | 8.1 | 21400 | 16700 | 78.04% | 1.92 | 0 | 10.5 |  |  |  | No | R-410A | 1.9667 | Residential & Commercial | Ducted CEE Tier 1
213773100 | Central HP <5.4 tons | COMFORTMAKER | HRCU-A-CB (Split System: Heat Pump with Remote Outdoor Unit-Air-Source) | CVH825GKA3* |  |  | EA*4X36L21A*+WALLCON | *97CMN0601714B* | 23400 | 16 | 8.1 | 21600 | 16700 | 77.31% | 1.92 | 0 | 10.5 |  |  |  | No | R-410A | 1.95 | Residential & Commercial | Ducted CEE Tier 1
213773470 | Central HP <5.4 tons | COMFORTMAKER | HRCU-A-CB (Split System: Heat Pump with Remote Outdoor Unit-Air-Source) | CVH825GKA3* |  |  | EA*4X42L21A*+WALLCON | *96CTN0601714B* | 23600 | 16.5 | 8.1 | 21400 | 16700 | 78.04% | 1.94 | 0 | 10.5 |  |  |  | No | R-410A | 1.9667 | Residential & Commercial | Ducted CEE Tier 1
213773670 | Central HP <5.4 tons | COMFORTMAKER | HRCU-A-CB (Split System: Heat Pump with Remote Outdoor Unit-Air-Source) | CVH825GKA3* |  |  | EA*4X43L21A*+WALLCON | *96CTN0801714B* | 24400 | 16.5 | 8.1 | 21200 | 16600 | 78.3% | 2.02 | 0 | 11 |  |  |  | No | R-410A | 2.0333 | Residential & Commercial | Ducted CEE Tier 1
213773490 | Central HP <5.4 tons | COMFORTMAKER | HRCU-A-CB (Split System: Heat Pump with Remote Outdoor Unit-Air-Source) | CVH825GKA3* |  |  | EA*4X42L21A*+WALLCON | *96CTN1002122B* | 23800 | 16.5 | 8.1 | 21400 | 16600 | 77.57% | 1.96 | 0 | 11 |  |  |  | No | R-410A | 1.9833 | Residential & Commercial | Ducted CEE Tier 1
213773590 | Central HP <5.4 tons | COMFORTMAKER | HRCU-A-CB (Split System: Heat Pump with Remote Outdoor Unit-Air-Source) | CVH825GKA3* |  |  | EA*4X43L21A*+WALLCON | *80CTL0901716B* | 24200 | 17 | 8.1 | 21000 | 16600 | 79.05% | 2.02 | 0 | 11 |  |  |  | No | R-410A | 2.0167 | Residential & Commercial | Ducted CEE Tier 1
213773790 | Central HP <5.4 tons | COMFORTMAKER | HRCU-A-CB (Split System: Heat Pump with Remote Outdoor Unit-Air-Source) | CVH825GKA3* |  |  | EA*4X48L21A*+WALLCON | *96CTN0801714B* | 24000 | 16.5 | 8.1 | 21000 | 16600 | 79.05% | 2 | 0 | 11 |  |  |  | No | R-410A | 2 | Residential & Commercial | Ducted CEE Tier 1
213773810 | Central HP <5.4 tons | COMFORTMAKER | HRCU-A-CB (Split System: Heat Pump with Remote Outdoor Unit-Air-Source) | CVH825GKA3* |  |  | EA*4X48L24A*+WALLCON | *80CTL0902120B* | 24200 | 17 | 8.1 | 21000 | 16500 | 78.57% | 2.02 | 0 | 11 |  |  |  | No | R-410A | 2.0167 | Residential & Commercial | Ducted CEE Tier 1
213773830 | Central HP <5.4 tons | COMFORTMAKER | HRCU-A-CB (Split System: Heat Pump with Remote Outdoor Unit-Air-Source) | CVH825GKA3* |  |  | EA*4X48L24A*+WALLCON | *80CTL1352422B* | 24200 | 17 | 8.1 | 21000 | 16500 | 78.57% | 2.02 | 0 | 11 |  |  |  | No | R-410A | 2.0167 | Residential & Commercial | Ducted CEE Tier 1
213774480 | Central HP <5.4 tons | COMFORTMAKER | HRCU-A-CB (Split System: Heat Pump with Remote Outdoor Unit-Air-Source) | CVH825GKA3* |  |  | EHD4X42AAL+WALLCON | *97CMN0801714B* | 24000 | 16 | 8.1 | 21400 | 16600 | 77.57% | 1.98 | 0 | 10.5 |  |  |  | No | R-410A | 2 | Residential & Commercial | Ducted CEE Tier 1
213774630 | Central HP <5.4 tons | COMFORTMAKER | HRCU-A-CB (Split System: Heat Pump with Remote Outdoor Unit-Air-Source) | CVH825GKA3* |  |  | EHD4X48AAL+WALLCON | *95CSU0601716B* | 24200 | 16 | 8.1 | 21400 | 16600 | 77.57% | 2 | 0 | 10.5 |  |  |  | No | R-410A | 2.0167 | Residential & Commercial | Ducted CEE Tier 1
213772640 | Central HP <5.4 tons | COMFORTMAKER | HRCU-A-CB (Split System: Heat Pump with Remote Outdoor Unit-Air-Source) | CVH825GKA3* |  |  | EA*4X24L17A*+WALLCON | *80CTL0701716B* | 23200 | 16.5 | 8.1 | 22000 | 16800 | 76.36% | 1.88 | 0 | 10.5 |  |  |  | No | R-410A | 1.9333 | Residential & Commercial | Ducted CEE Tier 1
213773190 | Central HP <5.4 tons | COMFORTMAKER | HRCU-A-CB (Split System: Heat Pump with Remote Outdoor Unit-Air-Source) | CVH825GKA3* |  |  | EA*4X37L17A*+WALLCON | *80CTL0901716B* | 24200 | 16.5 | 8.1 | 21400 | 16700 | 78.04% | 1.98 | 0 | 10.5 |  |  |  | No | R-410A | 2.0167 | Residential & Commercial | Ducted CEE Tier 1
213773540 | Central HP <5.4 tons | COMFORTMAKER | HRCU-A-CB (Split System: Heat Pump with Remote Outdoor Unit-Air-Source) | CVH825GKA3* |  |  | EA*4X42L24A*+WALLCON | *97CMN1202422B* | 23800 | 16.5 | 8.1 | 21400 | 16600 | 77.57% | 1.96 | 0 | 10.5 |  |  |  | No | R-410A | 1.9833 | Residential & Commercial | Ducted CEE Tier 1
213773640 | Central HP <5.4 tons | COMFORTMAKER | HRCU-A-CB (Split System: Heat Pump with Remote Outdoor Unit-Air-Source) | CVH825GKA3* |  |  | EA*4X43L21A*+WALLCON | *97CMN0801714B* | 24400 | 16.5 | 8.1 | 21200 | 16600 | 78.3% | 2.02 | 0 | 11 |  |  |  | No | R-410A | 2.0333 | Residential & Commercial | Ducted CEE Tier 1
213772780 | Central HP <5.4 tons | COMFORTMAKER | HRCU-A-CB (Split System: Heat Pump with Remote Outdoor Unit-Air-Source) | CVH825GKA3* |  |  | EA*4X25L17A*+WALLCON | *97CMN0801714B* | 24200 | 16.5 | 8.1 | 21400 | 16700 | 78.04% | 2 | 0 | 10.5 |  |  |  | No | R-410A | 2.0167 | Residential & Commercial | Ducted CEE Tier 1
213773030 | Central HP <5.4 tons | COMFORTMAKER | HRCU-A-CB (Split System: Heat Pump with Remote Outdoor Unit-Air-Source) | CVH825GKA3* |  |  | EA*4X36L17A*+WALLCON | *96CTN0801714B* | 23600 | 16.5 | 8.1 | 21600 | 16700 | 77.31% | 1.92 | 0 | 10.5 |  |  |  | No | R-410A | 1.9667 | Residential & Commercial | Ducted CEE Tier 1
213773720 | Central HP <5.4 tons | COMFORTMAKER | HRCU-A-CB (Split System: Heat Pump with Remote Outdoor Unit-Air-Source) | CVH825GKA3* |  |  | EA*4X48L21A*+WALLCON | *80CTL0902120B* | 24000 | 17 | 8.1 | 21000 | 16500 | 78.57% | 2.02 | 0 | 11 |  |  |  | No | R-410A | 2 | Residential & Commercial | Ducted CEE Tier 1
213774440 | Central HP <5.4 tons | COMFORTMAKER | HRCU-A-CB (Split System: Heat Pump with Remote Outdoor Unit-Air-Source) | CVH825GKA3* |  |  | EHD4X42AAL+WALLCON | *80CTL1102120B* | 24200 | 16 | 8.1 | 21400 | 16600 | 77.57% | 2 | 0 | 10.5 |  |  |  | No | R-410A | 2.0167 | Residential & Commercial | Ducted CEE Tier 1
213774590 | Central HP <5.4 tons | COMFORTMAKER | HRCU-A-CB (Split System: Heat Pump with Remote Outdoor Unit-Air-Source) | CVH825GKA3* |  |  | EHD4X48AAL+WALLCON | *80CTL0901716B* | 24400 | 16.5 | 8.1 | 21200 | 16600 | 78.3% | 2 | 0 | 10.5 |  |  |  | No | R-410A | 2.0333 | Residential & Commercial | Ducted CEE Tier 1
213194313 | Central HP <5.4 tons | LENNOX | HRCU-A-CB (Split System: Heat Pump with Remote Outdoor Unit-Air-Source) | SL25XPV-048-230A** |  |  | CHX35-51/61C-**-*+TDR | EL297UH090XV60C* | 44500 | 20 | 9.2 | 45500 | 37600 | 82.64% | 1.82 | 0 | 12 |  |  |  | No | R-410A | 3.7083 | Residential & Commercial | Ducted CEE Tier 1
212974619 | Central HP <5.4 tons | DAY & NIGHT | HRCU-A-CB (Split System: Heat Pump with Remote Outdoor Unit-Air-Source) | DLCURAH18ABK |  |  | EA*4X19L17A* | *96VTN0401410B* | 17600 | 16 | 8.1 | 17700 | 17900 | 101.1% | 2.16 | 0 | 10.5 |  |  |  | No | R-410A | 1.4667 | Residential & Commercial | Ducted CEE Tier 1
212973687 | Central HP <5.4 tons | DAY & NIGHT | HRCU-A-CB (Split System: Heat Pump with Remote Outdoor Unit-Air-Source) | DLCURAH18ABK |  |  | EA*4X30L17A* | *96VSN0801716B* | 17400 | 16 | 8.5 | 18000 | 18700 | 103.9% | 2.26 | 0 | 10.5 |  |  |  | No | R-410A | 1.45 | Residential & Commercial | Ducted CEE Tier 1
212974632 | Central HP <5.4 tons | DAY & NIGHT | HRCU-A-CB (Split System: Heat Pump with Remote Outdoor Unit-Air-Source) | DLCURAH18ABK |  |  | EA*4X24L14A* | *96VTN0401410B* | 17300 | 15.5 | 8.5 | 18400 | 19400 | 105.4% | 2.32 | 0 | 10.5 |  |  |  | No | R-410A | 1.4417 | Residential & Commercial | Ducted CEE Tier 1
212975414 | Central HP <5.4 tons | DAY & NIGHT | HRCU-A-CB (Split System: Heat Pump with Remote Outdoor Unit-Air-Source) | DLCURAH18ABK |  |  | EA*4X25L17A* | *96VTN0601412B* | 17800 | 16.5 | 8.1 | 17600 | 17800 | 101.1% | 2.14 | 0 | 10.5 |  |  |  | No | R-410A | 1.4833 | Residential & Commercial | Ducted CEE Tier 1
212975843 | Central HP <5.4 tons | DAY & NIGHT | HRCU-A-CB (Split System: Heat Pump with Remote Outdoor Unit-Air-Source) | DLCURAH18ABK |  |  | EN(A,D)4X30L17** | *96VTN0801716B* | 17500 | 16 | 8.1 | 18000 | 18700 | 103.9% | 2.24 | 0 | 11 |  |  |  | No | R-410A | 1.4583 | Residential & Commercial | Ducted CEE Tier 1
212974658 | Central HP <5.4 tons | DAY & NIGHT | HRCU-A-CB (Split System: Heat Pump with Remote Outdoor Unit-Air-Source) | DLCURAH18ABK |  |  | EA*4X25L17A* | *96VTN0401410B* | 17700 | 16 | 8.1 | 17700 | 17900 | 101.1% | 2.14 | 0 | 10.5 |  |  |  | No | R-410A | 1.475 | Residential & Commercial | Ducted CEE Tier 1
212973237 | Central HP <5.4 tons | DAY & NIGHT | HRCU-A-CB (Split System: Heat Pump with Remote Outdoor Unit-Air-Source) | DLCURAH24ABK |  |  | EA*4X37L17A* | *96VSN0401712B* | 24000 | 16 | 8.1 | 25400 | 22000 | 86.61% | 1.82 | 0 | 10 |  |  |  | No | R-410A | 2 | Residential & Commercial | Ducted CEE Tier 1
212973907 | Central HP <5.4 tons | DAY & NIGHT | HRCU-A-CB (Split System: Heat Pump with Remote Outdoor Unit-Air-Source) | DLCURAH24ABK |  |  | EN(A,D)4X30L17** | *96VSN0801716B* | 23400 | 16.5 | 8.1 | 25800 | 24200 | 93.8% | 2 | 0 | 10 |  |  |  | No | R-410A | 1.95 | Residential & Commercial | Ducted CEE Tier 1
212979839 | Central HP <5.4 tons | DAY & NIGHT | HRCU-A-CB (Split System: Heat Pump with Remote Outdoor Unit-Air-Source) | DLCURAH24ABK |  |  | EA*4X30L17A* | *80MS(N,L)0901714A* | 23600 | 17 | 8.5 | 26400 | 24600 | 93.18% | 2.04 | 0 | 10 |  |  |  | No | R-410A | 1.9667 | Residential & Commercial | Ducted CEE Tier 1
212980591 | Central HP <5.4 tons | DAY & NIGHT | HRCU-A-CB (Split System: Heat Pump with Remote Outdoor Unit-Air-Source) | DLCURAH24ABK |  |  | EA*4X37L21A* | *80MS(N,L)0902120A* | 24000 | 17.5 | 8.5 | 25200 | 21800 | 86.51% | 1.82 | 0 | 10 |  |  |  | No | R-410A | 2 | Residential & Commercial | Ducted CEE Tier 1
212975744 | Central HP <5.4 tons | DAY & NIGHT | HRCU-A-CB (Split System: Heat Pump with Remote Outdoor Unit-Air-Source) | DLCURAH24ABK |  |  | EN(A,D)4X30L17** | *96VTN0601412B* | 23400 | 16.5 | 8.1 | 26200 | 24600 | 93.89% | 2.04 | 0 | 10 |  |  |  | No | R-410A | 1.95 | Residential & Commercial | Ducted CEE Tier 1
213779130 | Central HP <5.4 tons | COMFORTMAKER | HRCU-A-CB (Split System: Heat Pump with Remote Outdoor Unit-Air-Source) | CVH837GKA** |  |  | EA*4X42L21A*+WALLCON | *97CMN0801714B* | 31600 | 16.5 | 8.1 | 33400 | 24600 | 73.65% | 1.86 | 0 | 10.5 |  |  |  | No | R-410A | 2.6333 | Residential & Commercial | Ducted CEE Tier 1
212985234 | Central HP <5.4 tons | HEIL | HRCU-A-CB (Split System: Heat Pump with Remote Outdoor Unit-Air-Source) | DLCURAH36ABK |  |  | EA*4X48L21A* | *92MSN1002120A* | 35800 | 16.5 | 8.5 | 37800 | 34600 | 91.53% | 2.02 | 0 | 10 |  |  |  | No | R-410A | 2.9833 | Residential & Commercial | Ducted CEE Tier 1
211230128 | Central HP <5.4 tons | TEMPSTAR | HRCU-A-CB (Split System: Heat Pump with Remote Outdoor Unit-Air-Source) | DLCURAH36ABK |  |  | EN(A,D,W)4X48L21** | *92ESN0601714A* | 36200 | 16 | 8.1 | 38500 | 34800 | 90.39% | 2.02 | 0 | 10 |  |  |  | No | R-410A | 3.0167 | Residential & Commercial | Ducted CEE Tier 1
215941224 | Central HP <5.4 tons | CARRIER | HRCU-A-CB (Split System: Heat Pump with Remote Outdoor Unit-Air-Source) | 27VNA348A*030* |  |  | CSAH*6012AM*+UI | 59TN7A080C17**16 | 44000 | 19.5 | 9 | 49000 | 37400 | 76.33% | 1.8 | 0 | 10.5 |  |  |  | No | R-454B | 3.6667 | Residential & Commercial | Ducted CEE Tier 1
212980492 | Central HP <5.4 tons | DAY & NIGHT | HRCU-A-CB (Split System: Heat Pump with Remote Outdoor Unit-Air-Source) | DLCURAH36ABK |  |  | EA*4X48L24A* | *80MS(N,L)0902120A* | 36000 | 16.5 | 8.5 | 37800 | 34600 | 91.53% | 2.04 | 0 | 10 |  |  |  | No | R-410A | 3 | Residential & Commercial | Ducted CEE Tier 1
212974057 | Central HP <5.4 tons | DAY & NIGHT | HRCU-A-CB (Split System: Heat Pump with Remote Outdoor Unit-Air-Source) | DLCURAH36ABK |  |  | EA*4X48L21A* | *96VSN0801716B* | 35400 | 16 | 8.1 | 37800 | 34800 | 92.06% | 2 | 0 | 10 |  |  |  | No | R-410A | 2.95 | Residential & Commercial | Ducted CEE Tier 1
213779330 | Central HP <5.4 tons | COMFORTMAKER | HRCU-A-CB (Split System: Heat Pump with Remote Outdoor Unit-Air-Source) | CVH837GKA** |  |  | EA*4X43L21A*+WALLCON | *97CMN1002122B* | 33000 | 17 | 8.5 | 32600 | 25000 | 76.69% | 1.98 | 0 | 11.5 |  |  |  | No | R-410A | 2.75 | Residential & Commercial | Ducted CEE Tier 1
213779500 | Central HP <5.4 tons | COMFORTMAKER | HRCU-A-CB (Split System: Heat Pump with Remote Outdoor Unit-Air-Source) | CVH837GKA** |  |  | EA*4X48L24A*+WALLCON | *80CTL1102120B* | 32400 | 17.5 | 8.5 | 32200 | 24800 | 77.02% | 1.98 | 0 | 11.5 |  |  |  | No | R-410A | 2.7 | Residential & Commercial | Ducted CEE Tier 1
213779530 | Central HP <5.4 tons | COMFORTMAKER | HRCU-A-CB (Split System: Heat Pump with Remote Outdoor Unit-Air-Source) | CVH837GKA** |  |  | EA*4X48L24A*+WALLCON | *97CMN1202422B* | 32200 | 17 | 8.1 | 32600 | 24800 | 76.07% | 1.98 | 0 | 11 |  |  |  | No | R-410A | 2.6833 | Residential & Commercial | Ducted CEE Tier 1
213779700 | Central HP <5.4 tons | COMFORTMAKER | HRCU-A-CB (Split System: Heat Pump with Remote Outdoor Unit-Air-Source) | CVH837GKA** |  |  | EA*4X61L21A*+WALLCON | *97CMN0801714B* | 33000 | 17 | 8.1 | 32200 | 25000 | 77.64% | 1.96 | 0 | 11 |  |  |  | No | R-410A | 2.75 | Residential & Commercial | Ducted CEE Tier 1
213780400 | Central HP <5.4 tons | COMFORTMAKER | HRCU-A-CB (Split System: Heat Pump with Remote Outdoor Unit-Air-Source) | CVH837GKA** |  |  | EHD4X60AAL+WALLCON | *97CMN1002122B* | 33000 | 16.5 | 8.1 | 32200 | 24800 | 77.02% | 2 | 0 | 11.5 |  |  |  | No | R-410A | 2.75 | Residential & Commercial | Ducted CEE Tier 1
212976012 | Central HP <5.4 tons | DAY & NIGHT | HRCU-A-CB (Split System: Heat Pump with Remote Outdoor Unit-Air-Source) | DLCURAH24ABK |  |  | EA*4X25L17A* | *96VTN0801716B* | 24400 | 17 | 8.5 | 25400 | 21600 | 85.04% | 1.8 | 0 | 10 |  |  |  | No | R-410A | 2.0333 | Residential & Commercial | Ducted CEE Tier 1
212976129 | Central HP <5.4 tons | DAY & NIGHT | HRCU-A-CB (Split System: Heat Pump with Remote Outdoor Unit-Air-Source) | DLCURAH24ABK |  |  | EN(A,D)4X36L21** | *96VTN0801716B* | 23400 | 16.5 | 8.1 | 25800 | 24200 | 93.8% | 2 | 0 | 10 |  |  |  | No | R-410A | 1.95 | Residential & Commercial | Ducted CEE Tier 1
213772440 | Central HP <5.4 tons | COMFORTMAKER | HRCU-A-CB (Split System: Heat Pump with Remote Outdoor Unit-Air-Source) | CVH825GKA2* |  |  | EHD4X48AAL+WALLCON | *80CTL0701412B* | 24400 | 17 | 8.1 | 21200 | 16600 | 78.3% | 2.02 | 0 | 11 |  |  |  | No | R-410A | 2.0333 | Residential & Commercial | Ducted CEE Tier 1
213772540 | Central HP <5.4 tons | COMFORTMAKER | HRCU-A-CB (Split System: Heat Pump with Remote Outdoor Unit-Air-Source) | CVH825GKA2* |  |  | EHD4X48AAL+WALLCON | *97CMN1202422B* | 24200 | 16 | 8.1 | 21200 | 16600 | 78.3% | 2.02 | 0 | 10.5 |  |  |  | No | R-410A | 2.0167 | Residential & Commercial | Ducted CEE Tier 1
213194260 | Central HP <5.4 tons | LENNOX | HRCU-A-CB (Split System: Heat Pump with Remote Outdoor Unit-Air-Source) | SL25XPV-024-230A** |  |  | CX35-48B+TDR | EL297UH045XV36B* | 22000 | 21.2 | 9.3 | 21600 | 20600 | 95.37% | 1.86 | 0 | 13.5 |  |  |  | No | R-410A | 1.8333 | Residential & Commercial | Ducted CEE Tier 1
213780700 | Central HP <5.4 tons | COMFORTMAKER | HRCU-A-CB (Split System: Heat Pump with Remote Outdoor Unit-Air-Source) | CVH837GKA2* |  |  | EA*4X36L17A*+WALLCON | *97CMN0801714B* | 31400 | 16.5 | 8.1 | 33200 | 24400 | 73.49% | 1.82 | 0 | 10.5 |  |  |  | No | R-410A | 2.6167 | Residential & Commercial | Ducted CEE Tier 1
213780750 | Central HP <5.4 tons | COMFORTMAKER | HRCU-A-CB (Split System: Heat Pump with Remote Outdoor Unit-Air-Source) | CVH837GKA2* |  |  | EA*4X36L21A*+WALLCON | *80CTL0901716B* | 31600 | 17 | 8.1 | 33000 | 24200 | 73.33% | 1.84 | 0 | 11 |  |  |  | No | R-410A | 2.6333 | Residential & Commercial | Ducted CEE Tier 1
212976530 | Central HP <5.4 tons | DAY & NIGHT | HRCU-A-CB (Split System: Heat Pump with Remote Outdoor Unit-Air-Source) | DLCURAH36ABK |  |  | EA*4X48L24A* | *96VTN0802120B* | 35400 | 16.5 | 8.1 | 37800 | 34600 | 91.53% | 2 | 0 | 10 |  |  |  | No | R-410A | 2.95 | Residential & Commercial | Ducted CEE Tier 1
213781020 | Central HP <5.4 tons | COMFORTMAKER | HRCU-A-CB (Split System: Heat Pump with Remote Outdoor Unit-Air-Source) | CVH837GKA2* |  |  | EA*4X42L21A*+WALLCON | *95CSU0601716B* | 31600 | 16.5 | 8.1 | 33000 | 24600 | 74.55% | 1.86 | 0 | 10.5 |  |  |  | No | R-410A | 2.6333 | Residential & Commercial | Ducted CEE Tier 1
213781070 | Central HP <5.4 tons | COMFORTMAKER | HRCU-A-CB (Split System: Heat Pump with Remote Outdoor Unit-Air-Source) | CVH837GKA2* |  |  | EA*4X42L21A*+WALLCON | *96CTN0801714B* | 31600 | 17 | 8.1 | 33000 | 24600 | 74.55% | 1.86 | 0 | 10.5 |  |  |  | No | R-410A | 2.6333 | Residential & Commercial | Ducted CEE Tier 1
213781170 | Central HP <5.4 tons | COMFORTMAKER | HRCU-A-CB (Split System: Heat Pump with Remote Outdoor Unit-Air-Source) | CVH837GKA2* |  |  | EA*4X43L21A*+WALLCON | *80CTL0701716B* | 32800 | 17 | 8.5 | 33000 | 25200 | 76.36% | 1.96 | 0 | 11 |  |  |  | No | R-410A | 2.7333 | Residential & Commercial | Ducted CEE Tier 1
213296780 | Central HP <5.4 tons | YORK | HRCU-A-CB (Split System: Heat Pump with Remote Outdoor Unit-Air-Source) | HMH72B341 |  |  | XAFB36DXXN1+JMET12BS2N1+TXV |  | 34000 | 18.5 | 8.5 | 33800 | 23800 | 70.41% | 2.12 | 0 | 10.5 |  |  |  | No | R-410A | 2.8333 | Residential & Commercial | Ducted CEE Tier 1
214389320 | Central HP <5.4 tons | CARRIER | HRCU-A-CB (Split System: Heat Pump with Remote Outdoor Unit-Air-Source) | 25VNA436A*031* |  |  | CNPV*6024AL*+UI | 58TN*B135C24**22 | 34000 | 20 | 9 | 36200 | 25400 | 70.17% | 2.02 | 0 | 12.5 |  |  |  | No | R-410A | 2.8333 | Residential & Commercial | Ducted CEE Tier 1
214389403 | Central HP <5.4 tons | CARRIER | HRCU-A-CB (Split System: Heat Pump with Remote Outdoor Unit-Air-Source) | 25VNA436A*031* |  |  | CNPV*3621AL*+UI | 59TN6C100C21**22 | 32400 | 18.5 | 9 | 38500 | 27000 | 70.13% | 1.92 | 0 | 11.7 |  |  |  | No | R-410A | 2.7 | Residential & Commercial | Ducted CEE Tier 1
213296558 | Central HP <5.4 tons | YORK | HRCU-A-CB (Split System: Heat Pump with Remote Outdoor Unit-Air-Source) | HMH72B341 |  |  | XAUB36DXXN1+TXV | Y81E080B12SMPS1 | 34000 | 18 | 8.1 | 33400 | 24000 | 71.86% | 2.08 | 0 | 10 |  |  |  | No | R-410A | 2.8333 | Residential & Commercial | Ducted CEE Tier 1
213771640 | Central HP <5.4 tons | COMFORTMAKER | HRCU-A-CB (Split System: Heat Pump with Remote Outdoor Unit-Air-Source) | CVH825GKA2* |  |  | EA*4X48L21A*+WALLCON | *97CMN1002122B* | 24000 | 16.5 | 8.1 | 21000 | 16500 | 78.57% | 2.02 | 0 | 11 |  |  |  | No | R-410A | 2 | Residential & Commercial | Ducted CEE Tier 1
213772290 | Central HP <5.4 tons | COMFORTMAKER | HRCU-A-CB (Split System: Heat Pump with Remote Outdoor Unit-Air-Source) | CVH825GKA2* |  |  | EHD4X42AAL+WALLCON | *80CTL0901716B* | 24200 | 16.5 | 8.1 | 21200 | 16600 | 78.3% | 2 | 0 | 10.5 |  |  |  | No | R-410A | 2.0167 | Residential & Commercial | Ducted CEE Tier 1
213772410 | Central HP <5.4 tons | COMFORTMAKER | HRCU-A-CB (Split System: Heat Pump with Remote Outdoor Unit-Air-Source) | CVH825GKA2* |  |  | EHD4X42AAL+WALLCON | *96CTN1002122B* | 24200 | 16 | 8.1 | 21400 | 16600 | 77.57% | 2 | 0 | 10.5 |  |  |  | No | R-410A | 2.0167 | Residential & Commercial | Ducted CEE Tier 1
213296547 | Central HP <5.4 tons | YORK | HRCU-A-CB (Split System: Heat Pump with Remote Outdoor Unit-Air-Source) | HMH72B341 |  |  | XAFC36DXXN1+TXV | Y81E080C20SMPS1 | 34000 | 18 | 8.5 | 33400 | 24400 | 73.05% | 2.12 | 0 | 10 |  |  |  | No | R-410A | 2.8333 | Residential & Commercial | Ducted CEE Tier 1
215940464 | Central HP <5.4 tons | CARRIER | HRCU-A-CB (Split System: Heat Pump with Remote Outdoor Unit-Air-Source) | 27VNA336A*030* |  |  | CVAMA6024XMA*+UI | 59TN6C080C21**20 | 35400 | 21.5 | 8.5 | 38000 | 28600 | 75.26% | 2.04 | 0 | 12 |  |  |  | No | R-454B | 2.95 | Residential & Commercial | Ducted CEE Tier 1
215940544 | Central HP <5.4 tons | CARRIER | HRCU-A-CB (Split System: Heat Pump with Remote Outdoor Unit-Air-Source) | 27VNA336A*030* |  |  | CVAVA3621XMA*+UI | 59TN7A080C17**16 | 34200 | 20.5 | 8.5 | 39000 | 28600 | 73.33% | 2.04 | 0 | 11.5 |  |  |  | No | R-454B | 2.85 | Residential & Commercial | Ducted CEE Tier 1
215940814 | Central HP <5.4 tons | CARRIER | HRCU-A-CB (Split System: Heat Pump with Remote Outdoor Unit-Air-Source) | 27VNA336A*030* |  |  | CVAVA6021XMA*+UI | 58CU*B040C17**12 | 35800 | 22 | 8.5 | 38000 | 28400 | 74.74% | 2.02 | 0 | 12.5 |  |  |  | No | R-454B | 2.9833 | Residential & Commercial | Ducted CEE Tier 1
215939704 | Central HP <5.4 tons | CARRIER | HRCU-A-CB (Split System: Heat Pump with Remote Outdoor Unit-Air-Source) | 27VNA336A*030* |  |  | CAA**4221AM*+UI | 59TN7A100C21**22 | 32800 | 20 | 9.5 | 34800 | 26600 | 76.44% | 2 | 0 | 11.5 |  |  |  | No | R-454B | 2.7333 | Residential & Commercial | Ducted CEE Tier 1
213781990 | Central HP <5.4 tons | COMFORTMAKER | HRCU-A-CB (Split System: Heat Pump with Remote Outdoor Unit-Air-Source) | CVH837GKA2* |  |  | EHD4X42AAL+WALLCON | *97CMN1002122B* | 32600 | 16.5 | 8.1 | 33000 | 24600 | 74.55% | 1.94 | 0 | 11 |  |  |  | No | R-410A | 2.7167 | Residential & Commercial | Ducted CEE Tier 1
213782090 | Central HP <5.4 tons | COMFORTMAKER | HRCU-A-CB (Split System: Heat Pump with Remote Outdoor Unit-Air-Source) | CVH837GKA2* |  |  | EHD4X48AAL+WALLCON | *80CTL0902120B* | 32600 | 16.5 | 8.1 | 33000 | 24800 | 75.15% | 1.96 | 0 | 11 |  |  |  | No | R-410A | 2.7167 | Residential & Commercial | Ducted CEE Tier 1
213782140 | Central HP <5.4 tons | COMFORTMAKER | HRCU-A-CB (Split System: Heat Pump with Remote Outdoor Unit-Air-Source) | CVH837GKA2* |  |  | EHD4X48AAL+WALLCON | *97CMN0801714B* | 32400 | 16.5 | 8.1 | 33000 | 25000 | 75.76% | 1.94 | 0 | 11 |  |  |  | No | R-410A | 2.7 | Residential & Commercial | Ducted CEE Tier 1
213607740 | Central HP <5.4 tons | AIRQUEST | HRCU-A-CB (Split System: Heat Pump with Remote Outdoor Unit-Air-Source) | DLCURAH36ABK |  |  | FTMA4B48L0C* |  | 36400 | 17 | 9 | 37200 | 34600 | 93.01% | 2.08 | 0 | 10 |  |  |  | No | R-410A | 3.0333 | Residential & Commercial | Ducted CEE Tier 1
213771730 | Central HP <5.4 tons | COMFORTMAKER | HRCU-A-CB (Split System: Heat Pump with Remote Outdoor Unit-Air-Source) | CVH825GKA2* |  |  | EA*4X48L24A*+WALLCON | *96CTN1002122B* | 24200 | 16.5 | 8.1 | 21000 | 16500 | 78.57% | 2.02 | 0 | 11 |  |  |  | No | R-410A | 2.0167 | Residential & Commercial | Ducted CEE Tier 1
212973837 | Central HP <5.4 tons | DAY & NIGHT | HRCU-A-CB (Split System: Heat Pump with Remote Outdoor Unit-Air-Source) | DLCURAH24ABK |  |  | EA*4X25L17A* | *96VSN0801716B* | 24400 | 17 | 8.5 | 25400 | 21600 | 85.04% | 1.8 | 0 | 10 |  |  |  | No | R-410A | 2.0333 | Residential & Commercial | Ducted CEE Tier 1
212975048 | Central HP <5.4 tons | DAY & NIGHT | HRCU-A-CB (Split System: Heat Pump with Remote Outdoor Unit-Air-Source) | DLCURAH24ABK |  |  | EN(A,D)4X30L17** | *96VTN0401410B* | 23400 | 16 | 8.1 | 26400 | 24600 | 93.18% | 2.04 | 0 | 10 |  |  |  | No | R-410A | 1.95 | Residential & Commercial | Ducted CEE Tier 1
212985760 | Central HP <5.4 tons | HEIL | HRCU-A-CB (Split System: Heat Pump with Remote Outdoor Unit-Air-Source) | DLCURAH24ABK |  |  | EA*4X24L14A* | *96MSN0261410A* | 23200 | 16.5 | 8.5 | 27000 | 26400 | 97.78% | 2.2 | 0 | 10 |  |  |  | No | R-410A | 1.9333 | Residential & Commercial | Ducted CEE Tier 1
213778750 | Central HP <5.4 tons | COMFORTMAKER | HRCU-A-CB (Split System: Heat Pump with Remote Outdoor Unit-Air-Source) | CVH837GKA** |  |  | EA*4X36L17A*+WALLCON | *80CTL0701716B* | 31400 | 16.5 | 8.1 | 33400 | 24400 | 73.05% | 1.82 | 0 | 10.5 |  |  |  | No | R-410A | 2.6167 | Residential & Commercial | Ducted CEE Tier 1
213779150 | Central HP <5.4 tons | COMFORTMAKER | HRCU-A-CB (Split System: Heat Pump with Remote Outdoor Unit-Air-Source) | CVH837GKA** |  |  | EA*4X42L21A*+WALLCON | *96CTN0601714B* | 31600 | 16.5 | 8.1 | 33200 | 24600 | 74.1% | 1.86 | 0 | 10.5 |  |  |  | No | R-410A | 2.6333 | Residential & Commercial | Ducted CEE Tier 1
213779220 | Central HP <5.4 tons | COMFORTMAKER | HRCU-A-CB (Split System: Heat Pump with Remote Outdoor Unit-Air-Source) | CVH837GKA** |  |  | EA*4X42L24A*+WALLCON | *97CMN1202422B* | 31800 | 17 | 8.1 | 32800 | 24400 | 74.39% | 1.88 | 0 | 11 |  |  |  | No | R-410A | 2.65 | Residential & Commercial | Ducted CEE Tier 1
213779250 | Central HP <5.4 tons | COMFORTMAKER | HRCU-A-CB (Split System: Heat Pump with Remote Outdoor Unit-Air-Source) | CVH837GKA** |  |  | EA*4X43L21A*+WALLCON | *80CTL0451712B* | 32600 | 16.5 | 8.1 | 33200 | 25400 | 76.51% | 1.94 | 0 | 10.5 |  |  |  | No | R-410A | 2.7167 | Residential & Commercial | Ducted CEE Tier 1
212975447 | Central HP <5.4 tons | DAY & NIGHT | HRCU-A-CB (Split System: Heat Pump with Remote Outdoor Unit-Air-Source) | DLCURAH18ABK |  |  | EN(A,D)4X18L14** | *96VTN0601412B* | 17300 | 16 | 8.5 | 18500 | 19800 | 107% | 2.38 | 0 | 10.5 |  |  |  | No | R-410A | 1.4417 | Residential & Commercial | Ducted CEE Tier 1
212975480 | Central HP <5.4 tons | DAY & NIGHT | HRCU-A-CB (Split System: Heat Pump with Remote Outdoor Unit-Air-Source) | DLCURAH18ABK |  |  | EN(A,D)4X30L14** | *96VTN0601412B* | 17400 | 16 | 8.1 | 18000 | 18700 | 103.9% | 2.24 | 0 | 11 |  |  |  | No | R-410A | 1.45 | Residential & Commercial | Ducted CEE Tier 1
212973327 | Central HP <5.4 tons | DAY & NIGHT | HRCU-A-CB (Split System: Heat Pump with Remote Outdoor Unit-Air-Source) | DLCURAH18ABK |  |  | EA*4X25L17A* | *96VSN0601412B* | 17800 | 16.5 | 8.1 | 17600 | 17800 | 101.1% | 2.14 | 0 | 10.5 |  |  |  | No | R-410A | 1.4833 | Residential & Commercial | Ducted CEE Tier 1
212974645 | Central HP <5.4 tons | DAY & NIGHT | HRCU-A-CB (Split System: Heat Pump with Remote Outdoor Unit-Air-Source) | DLCURAH18ABK |  |  | EA*4X24L17A* | *96VTN0401410B* | 17200 | 16.5 | 8.5 | 18200 | 19400 | 106.6% | 2.34 | 0 | 10 |  |  |  | No | R-410A | 1.4333 | Residential & Commercial | Ducted CEE Tier 1
212985900 | Central HP <5.4 tons | HEIL | HRCU-A-CB (Split System: Heat Pump with Remote Outdoor Unit-Air-Source) | DLCURAH18ABK |  |  | EA*4X24L17A* | *96MSN0261410A* | 17300 | 16 | 8.5 | 18200 | 19400 | 106.6% | 2.34 | 0 | 10.5 |  |  |  | No | R-410A | 1.4417 | Residential & Commercial | Ducted CEE Tier 1
214626022 | Central HP <5.4 tons | LENNOX | HRCU-A-CB (Split System: Heat Pump with Remote Outdoor Unit-Air-Source) | SL25XPV-024-230A** |  |  | CK40HT-42B-0*+TDR | EL297UH045XV36B* | 22800 | 22.6 | 9.5 | 21200 | 20000 | 94.34% | 1.96 | 0 | 14.5 |  |  |  | No | R-410A | 1.9 | Residential & Commercial | Ducted CEE Tier 1
214626049 | Central HP <5.4 tons | LENNOX | HRCU-A-CB (Split System: Heat Pump with Remote Outdoor Unit-Air-Source) | SL25XPV-024-230A** |  |  | CK40CT-36B-0*+TDR | EL297UH070XV36B* | 22200 | 23 | 9.2 | 21600 | 20400 | 94.44% | 1.84 | 0 | 14.3 |  |  |  | No | R-410A | 1.85 | Residential & Commercial | Ducted CEE Tier 1
214626065 | Central HP <5.4 tons | LENNOX | HRCU-A-CB (Split System: Heat Pump with Remote Outdoor Unit-Air-Source) | SL25XPV-024-230A** |  |  | CK40CT-48B-0*+TDR | SL297UH040NV36B* | 22200 | 21.6 | 9.3 | 21600 | 20600 | 95.37% | 1.86 | 0 | 14 |  |  |  | No | R-410A | 1.85 | Residential & Commercial | Ducted CEE Tier 1
213771657 | Central HP <5.4 tons | HEIL | HRCU-A-CB (Split System: Heat Pump with Remote Outdoor Unit-Air-Source) | HVH825GKA2* |  |  | EA*4X48L21A*+WALLCON | *96CTN0801714B* | 24000 | 16.5 | 8.1 | 21000 | 16500 | 78.57% | 2.02 | 0 | 11 |  |  |  | No | R-410A | 2 | Residential & Commercial | Ducted CEE Tier 1
213771087 | Central HP <5.4 tons | HEIL | HRCU-A-CB (Split System: Heat Pump with Remote Outdoor Unit-Air-Source) | HVH825GKA2* |  |  | EA*4X37L17A*+WALLCON | *97CMN0801714B* | 24200 | 16 | 8.1 | 21400 | 16700 | 78.04% | 2 | 0 | 11 |  |  |  | No | R-410A | 2.0167 | Residential & Commercial | Ducted CEE Tier 1
215939734 | Central HP <5.4 tons | CARRIER | HRCU-A-CB (Split System: Heat Pump with Remote Outdoor Unit-Air-Source) | 27VNA336A*030* |  |  | CAA**4821AM*+UI | 58CU*B060C17**16 | 33400 | 20.5 | 9.5 | 34400 | 26200 | 76.16% | 2.04 | 0 | 11.7 |  |  |  | No | R-454B | 2.7833 | Residential & Commercial | Ducted CEE Tier 1
215939754 | Central HP <5.4 tons | CARRIER | HRCU-A-CB (Split System: Heat Pump with Remote Outdoor Unit-Air-Source) | 27VNA336A*030* |  |  | CAA**4821AM*+UI | 59TN7A080C17**16 | 33200 | 19.5 | 9.5 | 35000 | 26800 | 76.57% | 2.02 | 0 | 11 |  |  |  | No | R-454B | 2.7667 | Residential & Commercial | Ducted CEE Tier 1
215940504 | Central HP <5.4 tons | CARRIER | HRCU-A-CB (Split System: Heat Pump with Remote Outdoor Unit-Air-Source) | 27VNA336A*030* |  |  | CVAVA3621XMA*+UI | 59TN6C080C21**20 | 34400 | 20.5 | 8.5 | 38500 | 28200 | 73.25% | 2.04 | 0 | 11.7 |  |  |  | No | R-454B | 2.8667 | Residential & Commercial | Ducted CEE Tier 1
213779520 | Central HP <5.4 tons | COMFORTMAKER | HRCU-A-CB (Split System: Heat Pump with Remote Outdoor Unit-Air-Source) | CVH837GKA** |  |  | EA*4X48L24A*+WALLCON | *97CMN1002122B* | 32400 | 17 | 8.5 | 32200 | 24800 | 77.02% | 1.98 | 0 | 11 |  |  |  | No | R-410A | 2.7 | Residential & Commercial | Ducted CEE Tier 1
213779660 | Central HP <5.4 tons | COMFORTMAKER | HRCU-A-CB (Split System: Heat Pump with Remote Outdoor Unit-Air-Source) | CVH837GKA** |  |  | EA*4X61L21A*+WALLCON | *80CTL0902120B* | 33200 | 17.5 | 8.5 | 32000 | 24800 | 77.5% | 1.98 | 0 | 11.7 |  |  |  | No | R-410A | 2.7667 | Residential & Commercial | Ducted CEE Tier 1
213779680 | Central HP <5.4 tons | COMFORTMAKER | HRCU-A-CB (Split System: Heat Pump with Remote Outdoor Unit-Air-Source) | CVH837GKA** |  |  | EA*4X61L21A*+WALLCON | *95CSU0601716B* | 33000 | 17 | 8.1 | 32200 | 25000 | 77.64% | 1.96 | 0 | 11 |  |  |  | No | R-410A | 2.75 | Residential & Commercial | Ducted CEE Tier 1
213779760 | Central HP <5.4 tons | COMFORTMAKER | HRCU-A-CB (Split System: Heat Pump with Remote Outdoor Unit-Air-Source) | CVH837GKA** |  |  | EA*4X61L24A*+WALLCON | *80CTL1102120B* | 33200 | 17.5 | 8.5 | 32000 | 24800 | 77.5% | 2 | 0 | 11.5 |  |  |  | No | R-410A | 2.7667 | Residential & Commercial | Ducted CEE Tier 1
212977003 | Central HP <5.4 tons | DAY & NIGHT | HRCU-A-CB (Split System: Heat Pump with Remote Outdoor Unit-Air-Source) | DLCURAH24ABK |  |  | EN(A,D)4X36L21** | *96VTN1002122B* | 23800 | 17 | 8.5 | 26400 | 23800 | 90.15% | 1.98 | 0 | 10.5 |  |  |  | No | R-410A | 1.9833 | Residential & Commercial | Ducted CEE Tier 1
212979815 | Central HP <5.4 tons | DAY & NIGHT | HRCU-A-CB (Split System: Heat Pump with Remote Outdoor Unit-Air-Source) | DLCURAH24ABK |  |  | EA*4X24L17A* | *80MS(N,L)0901714A* | 23200 | 17 | 8.5 | 26800 | 26600 | 99.25% | 2.26 | 0 | 10 |  |  |  | No | R-410A | 1.9333 | Residential & Commercial | Ducted CEE Tier 1
215429728 | Central HP <5.4 tons | DAIKIN | HRCU-A-CB (Split System: Heat Pump with Remote Outdoor Unit-Air-Source) | DH7VSA3610A* |  |  | DFVE48CP0300A* |  | 34800 | 18.5 | 8.5 | 35000 | 28400 | 81.14% | 2 | 0 | 10.5 |  |  |  | No | R-32 | 2.9 | Residential & Commercial | Ducted CEE Tier 1
215429729 | Central HP <5.4 tons | DAIKIN | HRCU-A-CB (Split System: Heat Pump with Remote Outdoor Unit-Air-Source) | DH7VSA3610A* |  |  | DFVE60DP1300A* |  | 35000 | 19 | 8.5 | 35000 | 28400 | 81.14% | 2 | 0 | 10.5 |  |  |  | No | R-32 | 2.9167 | Residential & Commercial | Ducted CEE Tier 1
212976307 | Central HP <5.4 tons | DAY & NIGHT | HRCU-A-CB (Split System: Heat Pump with Remote Outdoor Unit-Air-Source) | DLCURAH36ABK |  |  | EA*4X48L21A* | *96VTN0801716B* | 35400 | 16 | 8.1 | 37800 | 34800 | 92.06% | 2 | 0 | 10 |  |  |  | No | R-410A | 2.95 | Residential & Commercial | Ducted CEE Tier 1
212977093 | Central HP <5.4 tons | DAY & NIGHT | HRCU-A-CB (Split System: Heat Pump with Remote Outdoor Unit-Air-Source) | DLCURAH36ABK |  |  | EA*4X48L24A* | *96VTN1002122B* | 35800 | 16.5 | 8.5 | 37800 | 34600 | 91.53% | 2.02 | 0 | 10 |  |  |  | No | R-410A | 2.9833 | Residential & Commercial | Ducted CEE Tier 1
215941754 | Central HP <5.4 tons | CARRIER | HRCU-A-CB (Split System: Heat Pump with Remote Outdoor Unit-Air-Source) | 27VNA348A*030* |  |  | CVAVA6024XMA*+UI | 59TN7A120C24**22 | 45500 | 20.5 | 8.1 | 52500 | 38000 | 72.38% | 1.95 | 0 | 11.5 |  |  |  | No | R-454B | 3.7917 | Residential & Commercial | Ducted CEE Tier 1
212986984 | Central HP <5.4 tons | HEIL | HRCU-A-CB (Split System: Heat Pump with Remote Outdoor Unit-Air-Source) | DLCURAH18ABK |  |  | EA*4X19L17A* | *96MSN0601412A* | 17800 | 16.5 | 8.1 | 17800 | 17900 | 100.6% | 2.16 | 0 | 10.5 |  |  |  | No | R-410A | 1.4833 | Residential & Commercial | Ducted CEE Tier 1
212988824 | Central HP <5.4 tons | HEIL | HRCU-A-CB (Split System: Heat Pump with Remote Outdoor Unit-Air-Source) | DLCURAH18ABK |  |  | EN(A,D)4X24L17** | *95MSU0401712A* | 17600 | 16 | 8.5 | 18700 | 19100 | 102.1% | 2.3 | 0 | 10.5 |  |  |  | No | R-410A | 1.4667 | Residential & Commercial | Ducted CEE Tier 1
212975129 | Central HP <5.4 tons | HEIL | HRCU-A-CB (Split System: Heat Pump with Remote Outdoor Unit-Air-Source) | DLCURAH18ABK |  |  | EN(A,D)4X30L17** | *96VTN0401712B* | 17300 | 16 | 8.1 | 17900 | 18600 | 103.9% | 2.22 | 0 | 10.5 |  |  |  | No | R-410A | 1.4417 | Residential & Commercial | Ducted CEE Tier 1
212975831 | Central HP <5.4 tons | HEIL | HRCU-A-CB (Split System: Heat Pump with Remote Outdoor Unit-Air-Source) | DLCURAH18ABK |  |  | EN(A,D)4X24L17** | *96VTN0801716B* | 17700 | 16 | 8.5 | 18700 | 19100 | 102.1% | 2.3 | 0 | 11 |  |  |  | No | R-410A | 1.475 | Residential & Commercial | Ducted CEE Tier 1
215429753 | Central HP <5.4 tons | DAIKIN | HRCU-A-CB (Split System: Heat Pump with Remote Outdoor Unit-Air-Source) | DH6VSA1810A* |  |  | DFVE24BP0300A* |  | 17100 | 19 | 8.8 | 17400 | 13000 | 74.71% | 2.1 | 0 | 12 |  |  |  | No | R-32 | 1.425 | Residential & Commercial | Ducted CEE Tier 1
213296527 | Central HP <5.4 tons | YORK | HRCU-A-CB (Split System: Heat Pump with Remote Outdoor Unit-Air-Source) | HMH72B341 |  |  | XAHC36DBCN1 | Y82E120C20LMPS1 | 34400 | 18.5 | 8.5 | 34000 | 23800 | 70% | 2.08 | 0 | 10 |  |  |  | No | R-410A | 2.8667 | Residential & Commercial | Ducted CEE Tier 1
213296608 | Central HP <5.4 tons | YORK | HRCU-A-CB (Split System: Heat Pump with Remote Outdoor Unit-Air-Source) | HMH72B341 |  |  | XAFC36DBCN1 | Y92E080B12SMPS1 | 33800 | 18 | 8.5 | 33000 | 23200 | 70.3% | 2 | 0 | 10 |  |  |  | No | R-410A | 2.8167 | Residential & Commercial | Ducted CEE Tier 1
213296692 | Central HP <5.4 tons | YORK | HRCU-A-CB (Split System: Heat Pump with Remote Outdoor Unit-Air-Source) | HMH72B341 |  |  | XAHB36DBCN1 | Y81E040A12SMPS1 | 33200 | 17.5 | 8.1 | 32800 | 23000 | 70.12% | 2.02 | 0 | 10 |  |  |  | No | R-410A | 2.7667 | Residential & Commercial | Ducted CEE Tier 1
213778910 | Central HP <5.4 tons | COMFORTMAKER | HRCU-A-CB (Split System: Heat Pump with Remote Outdoor Unit-Air-Source) | CVH837GKA** |  |  | EA*4X36L21A*+WALLCON | *96CTN0601714B* | 31400 | 16.5 | 8.1 | 33200 | 24400 | 73.49% | 1.82 | 0 | 10.5 |  |  |  | No | R-410A | 2.6167 | Residential & Commercial | Ducted CEE Tier 1
212973537 | Central HP <5.4 tons | DAY & NIGHT | HRCU-A-CB (Split System: Heat Pump with Remote Outdoor Unit-Air-Source) | DLCURAH24ABK |  |  | EA*4X24L17A* | *96VSN0601412B* | 23200 | 16.5 | 8.5 | 26800 | 26800 | 100% | 2.28 | 0 | 10 |  |  |  | No | R-410A | 1.9333 | Residential & Commercial | Ducted CEE Tier 1
212973637 | Central HP <5.4 tons | DAY & NIGHT | HRCU-A-CB (Split System: Heat Pump with Remote Outdoor Unit-Air-Source) | DLCURAH24ABK |  |  | EN(A,D,W)4X36L17** | *96VSN0601412B* | 23400 | 16.5 | 8.1 | 26200 | 24600 | 93.89% | 2.04 | 0 | 10 |  |  |  | No | R-410A | 1.95 | Residential & Commercial | Ducted CEE Tier 1
211081436 | Central HP <5.4 tons | AMERICAN STANDARD | HRCU-A-CB (Split System: Heat Pump with Remote Outdoor Unit-Air-Source) | 4A6V0X60A1 |  |  | 4PX*DU60BS3 | S8V2D120M5PDA | 54000 | 19 | 8.2 | 52000 | 39500 | 75.96% | 1.83 | 12 | 11.7 |  |  |  | No | R-410A | 4.5 | Residential & Commercial | Ducted CEE Tier 1
213781350 | Central HP <5.4 tons | COMFORTMAKER | HRCU-A-CB (Split System: Heat Pump with Remote Outdoor Unit-Air-Source) | CVH837GKA2* |  |  | EA*4X48L21A*+WALLCON | *97CMN0801714B* | 32200 | 17 | 8.1 | 32600 | 25000 | 76.69% | 1.94 | 0 | 11 |  |  |  | No | R-410A | 2.6833 | Residential & Commercial | Ducted CEE Tier 1
215670467 | Central HP <5.4 tons | BRYANT HEATING AND COOLING SYSTEMS | HRCU-A-CB (Split System: Heat Pump with Remote Outdoor Unit-Air-Source) | 290VAN036**AA* |  |  | CSAH*6012AM*+UI | 88*TB66135C24*** | 34600 | 17 | 8.5 | 34600 | 24800 | 71.68% | 1.92 | 0 | 10 |  |  |  | No | R-454B | 2.8833 | Residential & Commercial | Ducted CEE Tier 1
215670587 | Central HP <5.4 tons | BRYANT HEATING AND COOLING SYSTEMS | HRCU-A-CB (Split System: Heat Pump with Remote Outdoor Unit-Air-Source) | 290VAN036**AA* |  |  | CSAH*6012AM*+UI | 986TD66100C21*** | 34600 | 17 | 8.5 | 34600 | 24800 | 71.68% | 1.92 | 0 | 10 |  |  |  | No | R-454B | 2.8833 | Residential & Commercial | Ducted CEE Tier 1
213607725 | Central HP <5.4 tons | AIRQUEST | HRCU-A-CB (Split System: Heat Pump with Remote Outdoor Unit-Air-Source) | DLCURAH36ABK |  |  | FTMA4B36L0C* |  | 35400 | 16.5 | 8.5 | 38000 | 35200 | 92.63% | 1.86 | 0 | 10 |  |  |  | No | R-410A | 2.95 | Residential & Commercial | Ducted CEE Tier 1
213779096 | Central HP <5.4 tons | BRYANT HEATING AND COOLING SYSTEMS | HRCU-A-CB (Split System: Heat Pump with Remote Outdoor Unit-Air-Source) | 288BNV037*0**A* |  |  | CAP**4221AL*+UI | 88*TB60110C21*** | 31800 | 17 | 8.1 | 32800 | 24200 | 73.78% | 1.88 | 0 | 11 |  |  |  | No | R-410A | 2.65 | Residential & Commercial | Ducted CEE Tier 1
213779166 | Central HP <5.4 tons | BRYANT HEATING AND COOLING SYSTEMS | HRCU-A-CB (Split System: Heat Pump with Remote Outdoor Unit-Air-Source) | 288BNV037*0**A* |  |  | CAP**4221AL*+UI | 986TD66100C21*** | 31800 | 17 | 8.1 | 32800 | 24400 | 74.39% | 1.88 | 0 | 11 |  |  |  | No | R-410A | 2.65 | Residential & Commercial | Ducted CEE Tier 1
213779296 | Central HP <5.4 tons | BRYANT HEATING AND COOLING SYSTEMS | HRCU-A-CB (Split System: Heat Pump with Remote Outdoor Unit-Air-Source) | 288BNV037*0**A* |  |  | CAP**4321AL*+UI | 935CB48060C17*** | 32800 | 17 | 8.5 | 33000 | 25200 | 76.36% | 1.96 | 0 | 11 |  |  |  | No | R-410A | 2.7333 | Residential & Commercial | Ducted CEE Tier 1
213779666 | Central HP <5.4 tons | BRYANT HEATING AND COOLING SYSTEMS | HRCU-A-CB (Split System: Heat Pump with Remote Outdoor Unit-Air-Source) | 288BNV037*0**A* |  |  | CAP**6121AL*+UI | 88*TB60110C21*** | 33200 | 17.5 | 8.5 | 32000 | 24800 | 77.5% | 1.98 | 0 | 11.5 |  |  |  | No | R-410A | 2.7667 | Residential & Commercial | Ducted CEE Tier 1
215669143 | Central HP <5.4 tons | BRYANT HEATING AND COOLING SYSTEMS | HRCU-A-CB (Split System: Heat Pump with Remote Outdoor Unit-Air-Source) | 290VAN036**AA* |  |  | CAA**4821AM*+UI | 88*TB60070C21*** | 33800 | 18 | 9 | 35000 | 25000 | 71.43% | 1.88 | 0 | 10 |  |  |  | No | R-454B | 2.8167 | Residential & Commercial | Ducted CEE Tier 1
213780916 | Central HP <5.4 tons | BRYANT HEATING AND COOLING SYSTEMS | HRCU-A-CB (Split System: Heat Pump with Remote Outdoor Unit-Air-Source) | 288BNV037*0**B* |  |  | CAP**3721AL*+UI | 987MC42080C17*** | 32800 | 17 | 8.1 | 33000 | 25200 | 76.36% | 1.96 | 0 | 11 |  |  |  | No | R-410A | 2.7333 | Residential & Commercial | Ducted CEE Tier 1
213781066 | Central HP <5.4 tons | BRYANT HEATING AND COOLING SYSTEMS | HRCU-A-CB (Split System: Heat Pump with Remote Outdoor Unit-Air-Source) | 288BNV037*0**B* |  |  | CAP**4221AL*+UI | 986TD42080C17*** | 31600 | 17 | 8.1 | 33000 | 24600 | 74.55% | 1.86 | 0 | 10.5 |  |  |  | No | R-410A | 2.6333 | Residential & Commercial | Ducted CEE Tier 1
213781166 | Central HP <5.4 tons | BRYANT HEATING AND COOLING SYSTEMS | HRCU-A-CB (Split System: Heat Pump with Remote Outdoor Unit-Air-Source) | 288BNV037*0**B* |  |  | CAP**4321AL*+UI | 88*TB48070C17*** | 32800 | 17 | 8.5 | 33000 | 25200 | 76.36% | 1.96 | 0 | 11 |  |  |  | No | R-410A | 2.7333 | Residential & Commercial | Ducted CEE Tier 1
213781936 | Central HP <5.4 tons | BRYANT HEATING AND COOLING SYSTEMS | HRCU-A-CB (Split System: Heat Pump with Remote Outdoor Unit-Air-Source) | 288BNV037*0**B* |  |  | CSPH*4212AL*+UI | 88*TB60110C21*** | 32600 | 16.5 | 8.1 | 32800 | 24600 | 75% | 1.94 | 0 | 11 |  |  |  | No | R-410A | 2.7167 | Residential & Commercial | Ducted CEE Tier 1
215669363 | Central HP <5.4 tons | BRYANT HEATING AND COOLING SYSTEMS | HRCU-A-CB (Split System: Heat Pump with Remote Outdoor Unit-Air-Source) | 290VAN036**AA* |  |  | CAA**6024AM*+UI | 987MC60060C21*** | 34200 | 18 | 9 | 34400 | 25000 | 72.67% | 1.9 | 0 | 10 |  |  |  | No | R-454B | 2.85 | Residential & Commercial | Ducted CEE Tier 1
215940974 | Central HP <5.4 tons | CARRIER | HRCU-A-CB (Split System: Heat Pump with Remote Outdoor Unit-Air-Source) | 27VNA348A*030* |  |  | CAA**4821AM*+UI | 59TN7A080C21**20 | 43500 | 20.5 | 9.5 | 48000 | 36600 | 76.25% | 1.92 | 0 | 10.5 |  |  |  | No | R-454B | 3.625 | Residential & Commercial | Ducted CEE Tier 1
215941024 | Central HP <5.4 tons | CARRIER | HRCU-A-CB (Split System: Heat Pump with Remote Outdoor Unit-Air-Source) | 27VNA348A*030* |  |  | CAA**6024AM*+UI | 59TN7A120C24**22 | 44500 | 21 | 9.5 | 48000 | 36400 | 75.83% | 2 | 0 | 11 |  |  |  | No | R-454B | 3.7083 | Residential & Commercial | Ducted CEE Tier 1
215941124 | Central HP <5.4 tons | CARRIER | HRCU-A-CB (Split System: Heat Pump with Remote Outdoor Unit-Air-Source) | 27VNA348A*030* |  |  | CAA**6124AM*+UI | 59TN7A120C24**22 | 45500 | 21.5 | 9.5 | 48500 | 36600 | 75.46% | 2 | 0 | 11.5 |  |  |  | No | R-454B | 3.7917 | Residential & Commercial | Ducted CEE Tier 1
215941174 | Central HP <5.4 tons | CARRIER | HRCU-A-CB (Split System: Heat Pump with Remote Outdoor Unit-Air-Source) | 27VNA348A*030* |  |  | CSAH*4812AM*+UI | 59TN7A080C21**20 | 44000 | 20 | 9 | 48500 | 36600 | 75.46% | 1.8 | 0 | 10.5 |  |  |  | No | R-454B | 3.6667 | Residential & Commercial | Ducted CEE Tier 1
213079875 | Central HP <5.4 tons | AIRQUEST | HRCU-A-CB (Split System: Heat Pump with Remote Outdoor Unit-Air-Source) | DLCURAH36ABK |  |  | EA*4X43L21A* | *92MSN1002122A* | 36200 | 16.5 | 8.5 | 38000 | 34800 | 91.58% | 2.04 | 0 | 10 |  |  |  | No | R-410A | 3.0167 | Residential & Commercial | Ducted CEE Tier 1
212614936 | Central HP <5.4 tons | DAIKIN | HRCU-A-CB (Split System: Heat Pump with Remote Outdoor Unit-Air-Source) | DZ6VSA421EA* |  |  | CA*EA6030*4A* | D*96VC1205DNA* | 40000 | 17 | 8.6 | 40000 | 30600 | 76.5% | 2 | 0 | 10 |  |  |  | No | R-410A | 3.3333 | Residential & Commercial | Ducted CEE Tier 1
214626163 | Central HP <5.4 tons | LENNOX | HRCU-A-CB (Split System: Heat Pump with Remote Outdoor Unit-Air-Source) | SL25XPV-036-230A** |  |  | CK40CT-48B-0*+TDR | SL280UH090XV48B* | 34000 | 21.8 | 8.8 | 35600 | 27400 | 76.97% | 1.82 | 0 | 13.4 |  |  |  | No | R-410A | 2.8333 | Residential & Commercial | Ducted CEE Tier 1
214626188 | Central HP <5.4 tons | LENNOX | HRCU-A-CB (Split System: Heat Pump with Remote Outdoor Unit-Air-Source) | SL25XPV-036-230A** |  |  | CK40CT-48C-0*+TDR | SLP99UH110XV60C* | 34000 | 21.2 | 8.8 | 35600 | 27400 | 76.97% | 1.82 | 0 | 13.5 |  |  |  | No | R-410A | 2.8333 | Residential & Commercial | Ducted CEE Tier 1
214396165 | Central HP <5.4 tons | YORK | HRCU-A-CB (Split System: Heat Pump with Remote Outdoor Unit-Air-Source) | HH824E2S11 |  |  | CTF36B5ADS1+JMET08BS2N1 |  | 23000 | 19 | 9 | 23000 | 17800 | 77.39% | 2 | 0 | 12 |  |  |  | No | R-454B | 1.9167 | Residential & Commercial | Ducted CEE Tier 1
214396179 | Central HP <5.4 tons | YORK | HRCU-A-CB (Split System: Heat Pump with Remote Outdoor Unit-Air-Source) | HH824E2S11 |  |  | CTF30B5ACS1 | YPLC080B12MP13 | 23000 | 17 | 9.5 | 23000 | 17900 | 77.83% | 2 | 0 | 12 |  |  |  | No | R-454B | 1.9167 | Residential & Commercial | Ducted CEE Tier 1
215941664 | Central HP <5.4 tons | CARRIER | HRCU-A-CB (Split System: Heat Pump with Remote Outdoor Unit-Air-Source) | 27VNA348A*030* |  |  | CVAVA6021XMA*+UI | 59TN6C080C21**20 | 45500 | 20.5 | 8.1 | 53000 | 38500 | 72.64% | 1.95 | 0 | 11 |  |  |  | No | R-454B | 3.7917 | Residential & Commercial | Ducted CEE Tier 1
213080709 | Central HP <5.4 tons | COMFORTMAKER | HRCU-A-CB (Split System: Heat Pump with Remote Outdoor Unit-Air-Source) | DLCURAH36ABK |  |  | EA*4X43L21A* | *95MSU0601716A* | 36600 | 16 | 8.5 | 38500 | 35000 | 90.91% | 2.06 | 0 | 10 |  |  |  | No | R-410A | 3.05 | Residential & Commercial | Ducted CEE Tier 1
213080875 | Central HP <5.4 tons | AIRQUEST | HRCU-A-CB (Split System: Heat Pump with Remote Outdoor Unit-Air-Source) | DLCURAH36ABK |  |  | EN(A,D)4X48L24** | *95MSU0802120A* | 35800 | 16.5 | 8.1 | 38500 | 35000 | 90.91% | 2 | 0 | 10 |  |  |  | No | R-410A | 2.9833 | Residential & Commercial | Ducted CEE Tier 1
212978303 | Central HP <5.4 tons | HEIL | HRCU-A-CB (Split System: Heat Pump with Remote Outdoor Unit-Air-Source) | DLCURAH18ABK |  |  | EN(A,D)4X18L14** | *80MS(N,L)0701412A* | 17400 | 16 | 8.5 | 18500 | 19700 | 106.5% | 2.38 | 0 | 10.5 |  |  |  | No | R-410A | 1.45 | Residential & Commercial | Ducted CEE Tier 1
212975106 | Central HP <5.4 tons | DAY & NIGHT | HRCU-A-CB (Split System: Heat Pump with Remote Outdoor Unit-Air-Source) | DLCURAH18ABK |  |  | EA*4X30L17A* | *96VTN0401712B* | 17400 | 16 | 8.5 | 18000 | 18800 | 104.4% | 2.24 | 0 | 10.5 |  |  |  | No | R-410A | 1.45 | Residential & Commercial | Ducted CEE Tier 1
212975458 | Central HP <5.4 tons | DAY & NIGHT | HRCU-A-CB (Split System: Heat Pump with Remote Outdoor Unit-Air-Source) | DLCURAH18ABK |  |  | EN(A,D)4X24L14** | *96VTN0601412B* | 17500 | 16 | 8.5 | 18500 | 19200 | 103.8% | 2.3 | 0 | 10.5 |  |  |  | No | R-410A | 1.4583 | Residential & Commercial | Ducted CEE Tier 1
212984608 | Central HP <5.4 tons | HEIL | HRCU-A-CB (Split System: Heat Pump with Remote Outdoor Unit-Air-Source) | DLCURAH24ABK |  |  | EA*4X36L17A* | *92MSN0801716A* | 23600 | 17.5 | 8.5 | 26200 | 24000 | 91.6% | 2 | 0 | 10 |  |  |  | No | R-410A | 1.9667 | Residential & Commercial | Ducted CEE Tier 1
212984692 | Central HP <5.4 tons | HEIL | HRCU-A-CB (Split System: Heat Pump with Remote Outdoor Unit-Air-Source) | DLCURAH24ABK |  |  | EN(A,D)4X36L21** | *92MSN0801716A* | 23600 | 17.5 | 8.5 | 26200 | 24600 | 93.89% | 2.04 | 0 | 10.5 |  |  |  | No | R-410A | 1.9667 | Residential & Commercial | Ducted CEE Tier 1
212976077 | Central HP <5.4 tons | DAY & NIGHT | HRCU-A-CB (Split System: Heat Pump with Remote Outdoor Unit-Air-Source) | DLCURAH24ABK |  |  | EA*4X37L21A* | *96VTN0801716B* | 24600 | 17 | 8.5 | 25200 | 21200 | 84.13% | 1.78 | 0 | 10.5 |  |  |  | No | R-410A | 2.05 | Residential & Commercial | Ducted CEE Tier 1
211240362 | Central HP <5.4 tons | TEMPSTAR | HRCU-A-CB (Split System: Heat Pump with Remote Outdoor Unit-Air-Source) | DLCURAH24ABK |  |  | EA*4X24L14A* | *80ES(N,L)0701412A* | 24000 | 16.5 | 8.5 | 26800 | 24000 | 89.55% | 1.98 | 0 | 10 |  |  |  | No | R-410A | 2 | Residential & Commercial | Ducted CEE Tier 1
211240635 | Central HP <5.4 tons | TEMPSTAR | HRCU-A-CB (Split System: Heat Pump with Remote Outdoor Unit-Air-Source) | DLCURAH24ABK |  |  | EA*4X24L17A* | *80ES(N,L)0451412A* | 24400 | 16 | 8.5 | 27200 | 23200 | 85.29% | 1.9 | 0 | 10 |  |  |  | No | R-410A | 2.0333 | Residential & Commercial | Ducted CEE Tier 1
212975817 | Central HP <5.4 tons | DAY & NIGHT | HRCU-A-CB (Split System: Heat Pump with Remote Outdoor Unit-Air-Source) | DLCURAH18ABK |  |  | EA*4X30L17A* | *96VTN0801716B* | 17400 | 16 | 8.5 | 18000 | 18700 | 103.9% | 2.26 | 0 | 10.5 |  |  |  | No | R-410A | 1.45 | Residential & Commercial | Ducted CEE Tier 1
212977748 | Central HP <5.4 tons | DAY & NIGHT | HRCU-A-CB (Split System: Heat Pump with Remote Outdoor Unit-Air-Source) | DLCURAH18ABK |  |  | EA*4X25L17A* | *80MS(N,L)0451412A* | 18000 | 16.5 | 8.5 | 17900 | 17700 | 98.88% | 2.14 | 0 | 11 |  |  |  | No | R-410A | 1.5 | Residential & Commercial | Ducted CEE Tier 1
212985916 | Central HP <5.4 tons | AIRQUEST | HRCU-A-CB (Split System: Heat Pump with Remote Outdoor Unit-Air-Source) | DLCURAH18ABK |  |  | EA*4X30L14A* | *96MSN0261410A* | 17400 | 16 | 8.5 | 18000 | 18800 | 104.4% | 2.26 | 0 | 10.5 |  |  |  | No | R-410A | 1.45 | Residential & Commercial | Ducted CEE Tier 1
212986334 | Central HP <5.4 tons | AIRQUEST | HRCU-A-CB (Split System: Heat Pump with Remote Outdoor Unit-Air-Source) | DLCURAH18ABK |  |  | EN(A,D)4X18L14** | *96MSN0401410A* | 17200 | 15.5 | 8.5 | 18500 | 19800 | 107% | 2.38 | 0 | 10.5 |  |  |  | No | R-410A | 1.4333 | Residential & Commercial | Ducted CEE Tier 1
212988808 | Central HP <5.4 tons | AIRQUEST | HRCU-A-CB (Split System: Heat Pump with Remote Outdoor Unit-Air-Source) | DLCURAH18ABK |  |  | EA*4X30L17A* | *95MSU0401712A* | 17400 | 16 | 8.5 | 18000 | 18800 | 104.4% | 2.26 | 0 | 10.5 |  |  |  | No | R-410A | 1.45 | Residential & Commercial | Ducted CEE Tier 1
212614864 | Central HP <5.4 tons | DAIKIN | HRCU-A-CB (Split System: Heat Pump with Remote Outdoor Unit-Air-Source) | DZ6VSA241EA* |  |  | DFVE36CP1400A* |  | 23000 | 17 | 8.6 | 23000 | 16100 | 70% | 2 | 0 | 10 |  |  |  | No | R-410A | 1.9167 | Residential & Commercial | Ducted CEE Tier 1
215864535 | Central HP <5.4 tons | TRANE | HRCU-A-CB (Split System: Heat Pump with Remote Outdoor Unit-Air-Source) | 5TWV8X36A1 |  |  | 5PX*C005AS3 | S9V2C100U4VSB+LRP | 32000 | 18.1 | 8.5 | 32800 | 25400 | 77.44% | 2.1 | 0 | 10 |  |  |  | No | R-454B | 2.6667 | Residential & Commercial | Ducted CEE Tier 1
215864599 | Central HP <5.4 tons | TRANE | HRCU-A-CB (Split System: Heat Pump with Remote Outdoor Unit-Air-Source) | 5TWV8X36A1 |  |  | 5TXCB006AS3 | S9V2B080U4VSB+LRP | 32600 | 18.1 | 8.5 | 33400 | 25600 | 76.65% | 2.1 | 0 | 10 |  |  |  | No | R-454B | 2.7167 | Residential & Commercial | Ducted CEE Tier 1
215864619 | Central HP <5.4 tons | TRANE | HRCU-A-CB (Split System: Heat Pump with Remote Outdoor Unit-Air-Source) | 5TWV8X36A1 |  |  | 5TXCB006AS3 | L8V1B080U4VSB+LRP | 32600 | 18.1 | 8.5 | 33400 | 25800 | 77.25% | 2.1 | 0 | 10 |  |  |  | No | R-454B | 2.7167 | Residential & Commercial | Ducted CEE Tier 1
213296643 | Central HP <5.4 tons | YORK | HRCU-A-CB (Split System: Heat Pump with Remote Outdoor Unit-Air-Source) | HMH72B341 |  |  | XAFB36DXXN1+JMVT12BC2N1+TXV |  | 34000 | 18.5 | 8.5 | 33600 | 23600 | 70.24% | 2.1 | 0 | 10 |  |  |  | No | R-410A | 2.8333 | Residential & Commercial | Ducted CEE Tier 1
214396199 | Central HP <5.4 tons | YORK | HRCU-A-CB (Split System: Heat Pump with Remote Outdoor Unit-Air-Source) | HH836E2S11 |  |  | CTF36B5CDS1 | TMLE100B12MP11 | 33200 | 18 | 8.5 | 31200 | 25200 | 80.77% | 2 | 0 | 11 |  |  |  | No | R-454B | 2.7667 | Residential & Commercial | Ducted CEE Tier 1
214396214 | Central HP <5.4 tons | YORK | HRCU-A-CB (Split System: Heat Pump with Remote Outdoor Unit-Air-Source) | HH836E2S11 |  |  | CTF36B5CDS1 | TPLC080B12MP13 | 33000 | 17 | 8.5 | 31000 | 25200 | 81.29% | 2 | 0 | 11 |  |  |  | No | R-454B | 2.75 | Residential & Commercial | Ducted CEE Tier 1
213296518 | Central HP <5.4 tons | YORK | HRCU-A-CB (Split System: Heat Pump with Remote Outdoor Unit-Air-Source) | HMH72B341 |  |  | XAHC36DBCN1 | Y92E100C16SMPS1 | 33600 | 18 | 8.5 | 33000 | 23200 | 70.3% | 2.04 | 0 | 10 |  |  |  | No | R-410A | 2.8 | Residential & Commercial | Ducted CEE Tier 1
212614919 | Central HP <5.4 tons | DAIKIN | HRCU-A-CB (Split System: Heat Pump with Remote Outdoor Unit-Air-Source) | DZ6VSA361EA* |  |  | CA*EA4830*4A*+MBVC1600**-1A* |  | 34200 | 17.5 | 8.6 | 34200 | 29000 | 84.8% | 2 | 0 | 10 |  |  |  | No | R-410A | 2.85 | Residential & Commercial | Ducted CEE Tier 1
212614928 | Central HP <5.4 tons | DAIKIN | HRCU-A-CB (Split System: Heat Pump with Remote Outdoor Unit-Air-Source) | DZ6VSA361EA* |  |  | CA*EA4830*4A* | D*80VC0805C*A* | 34200 | 17.5 | 8.6 | 34200 | 29000 | 84.8% | 2 | 0 | 10 |  |  |  | No | R-410A | 2.85 | Residential & Commercial | Ducted CEE Tier 1
213780786 | Central HP <5.4 tons | BRYANT HEATING AND COOLING SYSTEMS | HRCU-A-CB (Split System: Heat Pump with Remote Outdoor Unit-Air-Source) | 288BNV037*0**B* |  |  | CAP**3621AL*+UI | 987MC42060C17*** | 31200 | 16.5 | 8.1 | 33200 | 24600 | 74.1% | 1.82 | 0 | 10.5 |  |  |  | No | R-410A | 2.6 | Residential & Commercial | Ducted CEE Tier 1
215679273 | Central HP <5.4 tons | CARRIER | HRCU-A-CB (Split System: Heat Pump with Remote Outdoor Unit-Air-Source) | 27VNA036A*030* |  |  | CAA**3721AM*+UI | 59TN6C080C21**20 | 34400 | 18 | 9 | 35400 | 25200 | 71.19% | 1.88 | 0 | 10 |  |  |  | No | R-454B | 2.8667 | Residential & Commercial | Ducted CEE Tier 1
215679423 | Central HP <5.4 tons | CARRIER | HRCU-A-CB (Split System: Heat Pump with Remote Outdoor Unit-Air-Source) | 27VNA036A*030* |  |  | CAA**4321AM*+UI | 58CU*B040C17**12 | 34600 | 18 | 9 | 35200 | 25000 | 71.02% | 1.9 | 0 | 10 |  |  |  | No | R-454B | 2.8833 | Residential & Commercial | Ducted CEE Tier 1
212975792 | Central HP <5.4 tons | HEIL | HRCU-A-CB (Split System: Heat Pump with Remote Outdoor Unit-Air-Source) | DLCURAH18ABK |  |  | EA*4X24L17A* | *96VTN0801716B* | 17200 | 16 | 8.5 | 18200 | 19400 | 106.6% | 2.34 | 0 | 10.5 |  |  |  | No | R-410A | 1.4333 | Residential & Commercial | Ducted CEE Tier 1
212614879 | Central HP <5.4 tons | DAIKIN | HRCU-A-CB (Split System: Heat Pump with Remote Outdoor Unit-Air-Source) | DZ6VSA241EA* |  |  | CA*EA2422*4A* | D*80VC0804C*A* | 23000 | 17 | 8.6 | 23000 | 16100 | 70% | 2 | 0 | 10 |  |  |  | No | R-410A | 1.9167 | Residential & Commercial | Ducted CEE Tier 1
212614886 | Central HP <5.4 tons | DAIKIN | HRCU-A-CB (Split System: Heat Pump with Remote Outdoor Unit-Air-Source) | DZ6VSA241EA* |  |  | CA*EA2422*4A* | D*96VC0803BNA* | 23000 | 17 | 8.6 | 23000 | 16100 | 70% | 2 | 0 | 10 |  |  |  | No | R-410A | 1.9167 | Residential & Commercial | Ducted CEE Tier 1
212614895 | Central HP <5.4 tons | DAIKIN | HRCU-A-CB (Split System: Heat Pump with Remote Outdoor Unit-Air-Source) | DZ6VSA241EA* |  |  | CA*EA3026*4A*+MBVC1600**-1A* |  | 23000 | 17 | 8.6 | 23000 | 16100 | 70% | 2 | 0 | 10 |  |  |  | No | R-410A | 1.9167 | Residential & Commercial | Ducted CEE Tier 1
212984740 | Central HP <5.4 tons | HEIL | HRCU-A-CB (Split System: Heat Pump with Remote Outdoor Unit-Air-Source) | DLCURAH18ABK |  |  | EA*4X30L17A* | *92MSN0801716A* | 17900 | 16.5 | 8.5 | 18500 | 18700 | 101.1% | 2.26 | 0 | 10.5 |  |  |  | No | R-410A | 1.4917 | Residential & Commercial | Ducted CEE Tier 1
212987801 | Central HP <5.4 tons | DAY & NIGHT | HRCU-A-CB (Split System: Heat Pump with Remote Outdoor Unit-Air-Source) | DLCURAH24ABK |  |  | EA*4X36L21A* | *96MSN0802120A* | 23800 | 17 | 8.5 | 26200 | 23600 | 90.08% | 1.96 | 0 | 10 |  |  |  | No | R-410A | 1.9833 | Residential & Commercial | Ducted CEE Tier 1
213501752 | Central HP <5.4 tons | DAIKIN | HRCU-A-CB (Split System: Heat Pump with Remote Outdoor Unit-Air-Source) | DZ9VCA3610A* |  |  | DMVE36CP1400B* |  | 33600 | 18.5 | 8.2 | 34000 | 24400 | 71.76% | 1.8 | 0 | 11.5 |  |  |  | No | R-410A | 2.8 | Residential & Commercial | Ducted CEE Tier 1
212984140 | Central HP <5.4 tons | HEIL | HRCU-A-CB (Split System: Heat Pump with Remote Outdoor Unit-Air-Source) | DLCURAH24ABK |  |  | EN(A,D,W)4X36L17** | *92MSN0601714A* | 23600 | 17 | 8.5 | 26400 | 24400 | 92.42% | 2.02 | 0 | 10.5 |  |  |  | No | R-410A | 1.9667 | Residential & Commercial | Ducted CEE Tier 1
212984656 | Central HP <5.4 tons | HEIL | HRCU-A-CB (Split System: Heat Pump with Remote Outdoor Unit-Air-Source) | DLCURAH24ABK |  |  | EN(A,D)4X24L17** | *92MSN0801716A* | 23600 | 17 | 8.5 | 27000 | 24400 | 90.37% | 2.02 | 0 | 10 |  |  |  | No | R-410A | 1.9667 | Residential & Commercial | Ducted CEE Tier 1
211261015 | Central HP <5.4 tons | TEMPSTAR | HRCU-A-CB (Split System: Heat Pump with Remote Outdoor Unit-Air-Source) | DLCURAH18ABK |  |  | EA*4X25L17A* | *80ES(N,L)0701712A* | 18600 | 16.5 | 8.5 | 18400 | 17400 | 94.57% | 2.12 | 0 | 11 |  |  |  | No | R-410A | 1.55 | Residential & Commercial | Ducted CEE Tier 1
211261965 | Central HP <5.4 tons | TEMPSTAR | HRCU-A-CB (Split System: Heat Pump with Remote Outdoor Unit-Air-Source) | DLCURAH18ABK |  |  | EA*4X30L17A* | *95ESN0261410A* | 18200 | 15.5 | 8.5 | 18800 | 18400 | 97.87% | 2.22 | 0 | 10.5 |  |  |  | No | R-410A | 1.5167 | Residential & Commercial | Ducted CEE Tier 1
214505171 | Central HP <5.4 tons | DAIKIN | HRCU-A-CB (Split System: Heat Pump with Remote Outdoor Unit-Air-Source) | DZ6VSA241EA* |  |  | CA*EA2422*4B* | D*80SC0604BUA* | 23000 | 17 | 8.6 | 23000 | 16100 | 70% | 2 | 0 | 10 |  |  |  | No | R-410A | 1.9167 | Residential & Commercial | Ducted CEE Tier 1
214505238 | Central HP <5.4 tons | DAIKIN | HRCU-A-CB (Split System: Heat Pump with Remote Outdoor Unit-Air-Source) | DZ6VSA241EA* |  |  | CA*EA3026*4B* | D*80VC0803B*A* | 23000 | 17 | 8.6 | 23000 | 16100 | 70% | 2 | 0 | 10 |  |  |  | No | R-410A | 1.9167 | Residential & Commercial | Ducted CEE Tier 1
212614885 | Central HP <5.4 tons | DAIKIN | HRCU-A-CB (Split System: Heat Pump with Remote Outdoor Unit-Air-Source) | DZ6VSA241EA* |  |  | CA*EA2422*4A* | D*96SC0603BUA* | 23000 | 17 | 8.6 | 23000 | 16100 | 70% | 2 | 0 | 10 |  |  |  | No | R-410A | 1.9167 | Residential & Commercial | Ducted CEE Tier 1
212614896 | Central HP <5.4 tons | DAIKIN | HRCU-A-CB (Split System: Heat Pump with Remote Outdoor Unit-Air-Source) | DZ6VSA241EA* |  |  | CA*EA3026*4A* | D*80VC0603B*A* | 23000 | 17 | 8.6 | 23000 | 16100 | 70% | 2 | 0 | 10 |  |  |  | No | R-410A | 1.9167 | Residential & Commercial | Ducted CEE Tier 1
213296766 | Central HP <5.4 tons | YORK | HRCU-A-CB (Split System: Heat Pump with Remote Outdoor Unit-Air-Source) | HMH72B341 |  |  | XAFC36DBCN1 | Y81E080C16SMPS1 | 34000 | 18 | 8.5 | 33400 | 24200 | 72.46% | 2.14 | 0 | 10 |  |  |  | No | R-410A | 2.8333 | Residential & Commercial | Ducted CEE Tier 1
213296767 | Central HP <5.4 tons | YORK | HRCU-A-CB (Split System: Heat Pump with Remote Outdoor Unit-Air-Source) | HMH72B341 |  |  | XAFC36DBCN1 | Y81E080C16LMPS1 | 34000 | 18 | 8.5 | 33400 | 24200 | 72.46% | 2.14 | 0 | 10 |  |  |  | No | R-410A | 2.8333 | Residential & Commercial | Ducted CEE Tier 1
215935516 | Central HP <5.4 tons | HEIL | HRCU-A-CB (Split System: Heat Pump with Remote Outdoor Unit-Air-Source) | H5H3V36*K*AAA* |  |  | EVD5X25M17A*+WALLCON | *96CTN0601714B* | 34000 | 20 | 8.1 | 38000 | 27200 | 71.58% | 2 | 0 | 11 |  |  |  | No | R-454B | 2.8333 | Residential & Commercial | Ducted CEE Tier 1
215935716 | Central HP <5.4 tons | HEIL | HRCU-A-CB (Split System: Heat Pump with Remote Outdoor Unit-Air-Source) | H5H3V36*K*AAA* |  |  | EVD5X36M21A*+WALLCON | *97CMN0602120B* | 34200 | 20.5 | 8.5 | 39000 | 28600 | 73.33% | 2.04 | 0 | 11.5 |  |  |  | No | R-454B | 2.85 | Residential & Commercial | Ducted CEE Tier 1
215935816 | Central HP <5.4 tons | HEIL | HRCU-A-CB (Split System: Heat Pump with Remote Outdoor Unit-Air-Source) | H5H3V36*K*AAA* |  |  | EVD5X38M17A*+WALLCON | *80CSU0601716A* | 35400 | 22 | 8.5 | 38000 | 28600 | 75.26% | 2.02 | 0 | 12 |  |  |  | No | R-454B | 2.95 | Residential & Commercial | Ducted CEE Tier 1
215679473 | Central HP <5.4 tons | CARRIER | HRCU-A-CB (Split System: Heat Pump with Remote Outdoor Unit-Air-Source) | 27VNA036A*030* |  |  | CAA**4321AM*+UI | 59TN7A100C21**22 | 34600 | 18 | 9 | 35200 | 25000 | 71.02% | 1.9 | 0 | 10 |  |  |  | No | R-454B | 2.8833 | Residential & Commercial | Ducted CEE Tier 1
212614912 | Central HP <5.4 tons | DAIKIN | HRCU-A-CB (Split System: Heat Pump with Remote Outdoor Unit-Air-Source) | DZ6VSA241EA* |  |  | CA*EA3026*4A* | D*97MC0803BNA* | 23000 | 17 | 8.6 | 23000 | 16100 | 70% | 2 | 0 | 10 |  |  |  | No | R-410A | 1.9167 | Residential & Commercial | Ducted CEE Tier 1
214505260 | Central HP <5.4 tons | DAIKIN | HRCU-A-CB (Split System: Heat Pump with Remote Outdoor Unit-Air-Source) | DZ6VSA241EA* |  |  | CA*EA3026*4B* | D*96VC0804CNA* | 23000 | 17 | 8.6 | 23000 | 16100 | 70% | 2 | 0 | 10 |  |  |  | No | R-410A | 1.9167 | Residential & Commercial | Ducted CEE Tier 1
212975073 | Central HP <5.4 tons | DAY & NIGHT | HRCU-A-CB (Split System: Heat Pump with Remote Outdoor Unit-Air-Source) | DLCURAH18ABK |  |  | EA*4X19L17A* | *96VTN0401712B* | 17700 | 16 | 8.1 | 17800 | 17900 | 100.6% | 2.16 | 0 | 10.5 |  |  |  | No | R-410A | 1.475 | Residential & Commercial | Ducted CEE Tier 1
212975491 | Central HP <5.4 tons | DAY & NIGHT | HRCU-A-CB (Split System: Heat Pump with Remote Outdoor Unit-Air-Source) | DLCURAH18ABK |  |  | EN(A,D)4X30L17** | *96VTN0601412B* | 17500 | 16.5 | 8.1 | 18000 | 18700 | 103.9% | 2.24 | 0 | 11 |  |  |  | No | R-410A | 1.4583 | Residential & Commercial | Ducted CEE Tier 1
213771440 | Central HP <5.4 tons | COMFORTMAKER | HRCU-A-CB (Split System: Heat Pump with Remote Outdoor Unit-Air-Source) | CVH825GKA2* |  |  | EA*4X43L21A*+WALLCON | *80CTL0451712B* | 24200 | 16.5 | 8.1 | 21200 | 16700 | 78.77% | 2.02 | 0 | 10.5 |  |  |  | No | R-410A | 2.0167 | Residential & Commercial | Ducted CEE Tier 1
213770568 | Central HP <5.4 tons | AIRQUEST | HRCU-A-CB (Split System: Heat Pump with Remote Outdoor Unit-Air-Source) | HVH825GKA2* |  |  | EA*4X24L17A*+WALLCON | *96CTN0601714B* | 23200 | 16 | 8.1 | 22000 | 16900 | 76.82% | 1.88 | 0 | 10.5 |  |  |  | No | R-410A | 1.9333 | Residential & Commercial | Ducted CEE Tier 1
213770588 | Central HP <5.4 tons | AIRQUEST | HRCU-A-CB (Split System: Heat Pump with Remote Outdoor Unit-Air-Source) | HVH825GKA2* |  |  | EA*4X25L17A*+WALLCON | *80CTL0451712B* | 24200 | 16.5 | 8.1 | 21400 | 16800 | 78.5% | 2 | 0 | 11 |  |  |  | No | R-410A | 2.0167 | Residential & Commercial | Ducted CEE Tier 1
213770838 | Central HP <5.4 tons | AIRQUEST | HRCU-A-CB (Split System: Heat Pump with Remote Outdoor Unit-Air-Source) | HVH825GKA2* |  |  | EA*4X36L17A*+WALLCON | *80CTL0901716B* | 23600 | 16.5 | 8.1 | 21400 | 16700 | 78.04% | 1.94 | 0 | 11 |  |  |  | No | R-410A | 1.9667 | Residential & Commercial | Ducted CEE Tier 1
213770988 | Central HP <5.4 tons | AIRQUEST | HRCU-A-CB (Split System: Heat Pump with Remote Outdoor Unit-Air-Source) | HVH825GKA2* |  |  | EA*4X36L21A*+WALLCON | *97CMN1002122B* | 23600 | 16.5 | 8.1 | 21400 | 16600 | 77.57% | 1.94 | 0 | 11 |  |  |  | No | R-410A | 1.9667 | Residential & Commercial | Ducted CEE Tier 1
213771038 | Central HP <5.4 tons | AIRQUEST | HRCU-A-CB (Split System: Heat Pump with Remote Outdoor Unit-Air-Source) | HVH825GKA2* |  |  | EA*4X37L17A*+WALLCON | *80CTL0701412B* | 24200 | 16.5 | 8.1 | 21400 | 16700 | 78.04% | 2 | 0 | 11 |  |  |  | No | R-410A | 2.0167 | Residential & Commercial | Ducted CEE Tier 1
212985342 | Central HP <5.4 tons | HEIL | HRCU-A-CB (Split System: Heat Pump with Remote Outdoor Unit-Air-Source) | DLCURAH24ABK |  |  | EA*4X36L21A* | *92MSN1002120A* | 23800 | 17.5 | 8.5 | 26200 | 23600 | 90.08% | 1.96 | 0 | 10 |  |  |  | No | R-410A | 1.9833 | Residential & Commercial | Ducted CEE Tier 1
211240671 | Central HP <5.4 tons | TEMPSTAR | HRCU-A-CB (Split System: Heat Pump with Remote Outdoor Unit-Air-Source) | DLCURAH24ABK |  |  | EA*4X24L17A* | *80ES(N,L)0901714A* | 24200 | 16.5 | 8.5 | 27000 | 23400 | 86.67% | 1.94 | 0 | 10 |  |  |  | No | R-410A | 2.0167 | Residential & Commercial | Ducted CEE Tier 1
212975035 | Central HP <5.4 tons | DAY & NIGHT | HRCU-A-CB (Split System: Heat Pump with Remote Outdoor Unit-Air-Source) | DLCURAH24ABK |  |  | EN(A,D)4X30L14** | *96VTN0401410B* | 23200 | 15.5 | 8.1 | 25800 | 24200 | 93.8% | 2 | 0 | 10 |  |  |  | No | R-410A | 1.9333 | Residential & Commercial | Ducted CEE Tier 1
212976695 | Central HP <5.4 tons | DAY & NIGHT | HRCU-A-CB (Split System: Heat Pump with Remote Outdoor Unit-Air-Source) | DLCURAH24ABK |  |  | EN(A,D)4X36L21** | *96VTN1002120B* | 23600 | 17 | 8.5 | 26200 | 24600 | 93.89% | 2.04 | 0 | 10.5 |  |  |  | No | R-410A | 1.9667 | Residential & Commercial | Ducted CEE Tier 1
211240987 | Central HP <5.4 tons | TEMPSTAR | HRCU-A-CB (Split System: Heat Pump with Remote Outdoor Unit-Air-Source) | DLCURAH24ABK |  |  | EA*4X25L17A* | *80VTL0701716A* | 24800 | 17 | 8.5 | 25400 | 21200 | 83.46% | 1.78 | 0 | 10.5 |  |  |  | No | R-410A | 2.0667 | Residential & Commercial | Ducted CEE Tier 1
211241071 | Central HP <5.4 tons | TEMPSTAR | HRCU-A-CB (Split System: Heat Pump with Remote Outdoor Unit-Air-Source) | DLCURAH24ABK |  |  | EA*4X25L17A* | *80ES(N,L)0451412A* | 25400 | 16.5 | 8.5 | 26000 | 20800 | 80% | 1.76 | 0 | 10.5 |  |  |  | No | R-410A | 2.1167 | Residential & Commercial | Ducted CEE Tier 1
211241657 | Central HP <5.4 tons | TEMPSTAR | HRCU-A-CB (Split System: Heat Pump with Remote Outdoor Unit-Air-Source) | DLCURAH24ABK |  |  | EA*4X30L17A* | *80ES(N,L)0451712A* | 24000 | 16.5 | 8.5 | 26200 | 23200 | 88.55% | 1.9 | 0 | 10 |  |  |  | No | R-410A | 2 | Residential & Commercial | Ducted CEE Tier 1
212977688 | Central HP <5.4 tons | DAY & NIGHT | HRCU-A-CB (Split System: Heat Pump with Remote Outdoor Unit-Air-Source) | DLCURAH24ABK |  |  | EN(A,D)4X30L17** | *80MS(N,L)0451412A* | 23600 | 17 | 8.5 | 26400 | 24200 | 91.67% | 2 | 0 | 10.5 |  |  |  | No | R-410A | 1.9667 | Residential & Commercial | Ducted CEE Tier 1
211244240 | Central HP <5.4 tons | DAY & NIGHT | HRCU-A-CB (Split System: Heat Pump with Remote Outdoor Unit-Air-Source) | DLCURAH24ABK |  |  | EN(A,D)4X24L17** | *80ESU0601716A | 24400 | 16 | 8.5 | 27200 | 22600 | 83.09% | 1.86 | 0 | 10 |  |  |  | No | R-410A | 2.0333 | Residential & Commercial | Ducted CEE Tier 1
215865029 | Central HP <5.4 tons | TRANE | HRCU-A-CB (Split System: Heat Pump with Remote Outdoor Unit-Air-Source) | 5TWV8X60A1 |  |  | 5PX*DD10AS3 | S8V2C100M5PDB | 53000 | 18.1 | 8.5 | 55500 | 39500 | 71.17% | 1.9 | 0 | 10 |  |  |  | No | R-454B | 4.4167 | Residential & Commercial | Ducted CEE Tier 1
211240391 | Central HP <5.4 tons | TEMPSTAR | HRCU-A-CB (Split System: Heat Pump with Remote Outdoor Unit-Air-Source) | DLCURAH24ABK |  |  | EA*4X24L17A* | *96VSN0601714A* | 23800 | 16 | 8.5 | 26800 | 24000 | 89.55% | 1.98 | 0 | 10 |  |  |  | No | R-410A | 1.9833 | Residential & Commercial | Ducted CEE Tier 1
214389326 | Central HP <5.4 tons | CARRIER | HRCU-A-CB (Split System: Heat Pump with Remote Outdoor Unit-Air-Source) | 25VNA436A*031* |  |  | CNPV*6024AL*+UI | 59TN6C100C21**22 | 34000 | 20 | 9 | 36200 | 25400 | 70.17% | 2.02 | 0 | 12.5 |  |  |  | No | R-410A | 2.8333 | Residential & Commercial | Ducted CEE Tier 1
214389415 | Central HP <5.4 tons | CARRIER | HRCU-A-CB (Split System: Heat Pump with Remote Outdoor Unit-Air-Source) | 25VNA436A*031* |  |  | CNPV*4221AL*+UI | 59MN7C080C17**14 | 33000 | 18.5 | 9 | 38000 | 26800 | 70.53% | 1.96 | 0 | 11.7 |  |  |  | No | R-410A | 2.75 | Residential & Commercial | Ducted CEE Tier 1
215936165 | Central HP <5.4 tons | BRYANT HEATING AND COOLING SYSTEMS | HRCU-A-CB (Split System: Heat Pump with Remote Outdoor Unit-Air-Source) | 293VAN036**AA* |  |  | CVAVA4224XMA*+UI | 88*TB60090C21*** | 35600 | 22 | 8.5 | 38000 | 28400 | 74.74% | 2.04 | 0 | 12.5 |  |  |  | No | R-454B | 2.9667 | Residential & Commercial | Ducted CEE Tier 1
212988317 | Central HP <5.4 tons | CARRIER | HRCU-A-CB (Split System: Heat Pump with Remote Outdoor Unit-Air-Source) | 38MURAQ36AB3* |  |  | CAP**4824AL* | 59SC6A120M24**22 | 35600 | 16.5 | 8.5 | 37800 | 34600 | 91.53% | 2.02 | 0 | 10 |  |  |  | No | R-410A | 2.9667 | Residential & Commercial | Ducted CEE Tier 1
213771238 | Central HP <5.4 tons | AIRQUEST | HRCU-A-CB (Split System: Heat Pump with Remote Outdoor Unit-Air-Source) | HVH825GKA2* |  |  | EA*4X37L21A*+WALLCON | *96CTN1002122B* | 24400 | 16.5 | 8.5 | 21200 | 16600 | 78.3% | 2.04 | 0 | 11 |  |  |  | No | R-410A | 2.0333 | Residential & Commercial | Ducted CEE Tier 1
213771658 | Central HP <5.4 tons | AIRQUEST | HRCU-A-CB (Split System: Heat Pump with Remote Outdoor Unit-Air-Source) | HVH825GKA2* |  |  | EA*4X48L21A*+WALLCON | *96CTN0801714B* | 24000 | 16.5 | 8.1 | 21000 | 16500 | 78.57% | 2.02 | 0 | 11 |  |  |  | No | R-410A | 2 | Residential & Commercial | Ducted CEE Tier 1
213771708 | Central HP <5.4 tons | AIRQUEST | HRCU-A-CB (Split System: Heat Pump with Remote Outdoor Unit-Air-Source) | HVH825GKA2* |  |  | EA*4X48L24A*+WALLCON | *97CMN1002122B* | 24200 | 16.5 | 8.1 | 21000 | 16500 | 78.57% | 2.02 | 0 | 11 |  |  |  | No | R-410A | 2.0167 | Residential & Commercial | Ducted CEE Tier 1
215864929 | Central HP <5.4 tons | TRANE | HRCU-A-CB (Split System: Heat Pump with Remote Outdoor Unit-Air-Source) | 5TWV8X48A1 |  |  | 5TXCC007AS3 | S8V2C100M5PDB | 45500 | 18.1 | 8.5 | 46000 | 35600 | 77.39% | 2.1 | 0 | 10 |  |  |  | No | R-454B | 3.7917 | Residential & Commercial | Ducted CEE Tier 1
215865097 | Central HP <5.4 tons | TRANE | HRCU-A-CB (Split System: Heat Pump with Remote Outdoor Unit-Air-Source) | 5TWV8X48A1 |  |  | 5PX*D010AS3+P0V0C000M50SD+LRP |  | 46500 | 18.1 | 8.5 | 45000 | 34400 | 76.44% | 2.2 | 0 | 11 |  |  |  | No | R-454B | 3.875 | Residential & Commercial | Ducted CEE Tier 1
213771208 | Central HP <5.4 tons | AIRQUEST | HRCU-A-CB (Split System: Heat Pump with Remote Outdoor Unit-Air-Source) | HVH825GKA2* |  |  | EA*4X37L21A*+WALLCON | *97CMN1002122B* | 24400 | 16.5 | 8.5 | 21200 | 16600 | 78.3% | 2.04 | 0 | 11 |  |  |  | No | R-410A | 2.0333 | Residential & Commercial | Ducted CEE Tier 1
212975403 | Central HP <5.4 tons | DAY & NIGHT | HRCU-A-CB (Split System: Heat Pump with Remote Outdoor Unit-Air-Source) | DLCURAH18ABK |  |  | EA*4X24L17A* | *96VTN0601412B* | 17300 | 16 | 8.5 | 18200 | 19400 | 106.6% | 2.34 | 0 | 10.5 |  |  |  | No | R-410A | 1.4417 | Residential & Commercial | Ducted CEE Tier 1
212985249 | Central HP <5.4 tons | TEMPSTAR | HRCU-A-CB (Split System: Heat Pump with Remote Outdoor Unit-Air-Source) | DLCURAH36ABK |  |  | EA*4X48L24A* | *92MSN1002120A* | 35800 | 16.5 | 8.5 | 37800 | 34600 | 91.53% | 2.02 | 0 | 10 |  |  |  | No | R-410A | 2.9833 | Residential & Commercial | Ducted CEE Tier 1
212988223 | Central HP <5.4 tons | TEMPSTAR | HRCU-A-CB (Split System: Heat Pump with Remote Outdoor Unit-Air-Source) | DLCURAH36ABK |  |  | EA*4X48L21A* | *96MSN1002122A* | 35600 | 16 | 8.5 | 37800 | 34600 | 91.53% | 2.04 | 0 | 10 |  |  |  | No | R-410A | 2.9667 | Residential & Commercial | Ducted CEE Tier 1
214389266 | Central HP <5.4 tons | CARRIER | HRCU-A-CB (Split System: Heat Pump with Remote Outdoor Unit-Air-Source) | 25VNA436A*031* |  |  | CNPV*4217AL*+UI | 59TN6C060C17**14 | 33200 | 18.5 | 9 | 37600 | 26600 | 70.74% | 1.98 | 0 | 11.7 |  |  |  | No | R-410A | 2.7667 | Residential & Commercial | Ducted CEE Tier 1
214389280 | Central HP <5.4 tons | CARRIER | HRCU-A-CB (Split System: Heat Pump with Remote Outdoor Unit-Air-Source) | 25VNA436A*031* |  |  | CNPV*4821AL*+UI | 58TN*B070C17**16 | 33400 | 19 | 9 | 36800 | 26200 | 71.2% | 2.02 | 0 | 12 |  |  |  | No | R-410A | 2.7833 | Residential & Commercial | Ducted CEE Tier 1
215679343 | Central HP <5.4 tons | CARRIER | HRCU-A-CB (Split System: Heat Pump with Remote Outdoor Unit-Air-Source) | 27VNA036A*030* |  |  | CAA**4221AM*+UI | 59TN6C080C21**20 | 33200 | 17.5 | 9 | 35800 | 25600 | 71.51% | 1.86 | 0 | 10 |  |  |  | No | R-454B | 2.7667 | Residential & Commercial | Ducted CEE Tier 1
215679403 | Central HP <5.4 tons | CARRIER | HRCU-A-CB (Split System: Heat Pump with Remote Outdoor Unit-Air-Source) | 27VNA036A*030* |  |  | CAA**4221AM*+UI | 59TN7A100C21**22 | 33200 | 17.5 | 9 | 35800 | 25600 | 71.51% | 1.84 | 0 | 10 |  |  |  | No | R-454B | 2.7667 | Residential & Commercial | Ducted CEE Tier 1
215679553 | Central HP <5.4 tons | CARRIER | HRCU-A-CB (Split System: Heat Pump with Remote Outdoor Unit-Air-Source) | 27VNA036A*030* |  |  | CAA**6024AM*+UI | 59TN6C080C21**20 | 34400 | 18 | 9 | 34200 | 24800 | 72.51% | 1.9 | 0 | 10 |  |  |  | No | R-454B | 2.8667 | Residential & Commercial | Ducted CEE Tier 1
215679603 | Central HP <5.4 tons | CARRIER | HRCU-A-CB (Split System: Heat Pump with Remote Outdoor Unit-Air-Source) | 27VNA036A*030* |  |  | CAA**6121AM*+UI | 58CU*B040C17**12 | 35000 | 18 | 9 | 34400 | 24800 | 72.09% | 1.92 | 0 | 10 |  |  |  | No | R-454B | 2.9167 | Residential & Commercial | Ducted CEE Tier 1
213770498 | Central HP <5.4 tons | AIRQUEST | HRCU-A-CB (Split System: Heat Pump with Remote Outdoor Unit-Air-Source) | HVH825GKA2* |  |  | EA*4X24L17A*+WALLCON | *80CTL0701412B* | 23400 | 16.5 | 8.1 | 22000 | 16800 | 76.36% | 1.9 | 0 | 10.5 |  |  |  | No | R-410A | 1.95 | Residential & Commercial | Ducted CEE Tier 1
213770548 | Central HP <5.4 tons | AIRQUEST | HRCU-A-CB (Split System: Heat Pump with Remote Outdoor Unit-Air-Source) | HVH825GKA2* |  |  | EA*4X24L17A*+WALLCON | *97CMN0801714B* | 23200 | 16 | 8.1 | 22000 | 16800 | 76.36% | 1.9 | 0 | 10.5 |  |  |  | No | R-410A | 1.9333 | Residential & Commercial | Ducted CEE Tier 1
213770598 | Central HP <5.4 tons | AIRQUEST | HRCU-A-CB (Split System: Heat Pump with Remote Outdoor Unit-Air-Source) | HVH825GKA2* |  |  | EA*4X25L17A*+WALLCON | *80CTL0701412B* | 24400 | 16.5 | 8.5 | 21200 | 16600 | 78.3% | 2.02 | 0 | 11 |  |  |  | No | R-410A | 2.0333 | Residential & Commercial | Ducted CEE Tier 1
213770668 | Central HP <5.4 tons | AIRQUEST | HRCU-A-CB (Split System: Heat Pump with Remote Outdoor Unit-Air-Source) | HVH825GKA2* |  |  | EA*4X25L17A*+WALLCON | *96CTN0601714B* | 24200 | 16.5 | 8.1 | 21400 | 16700 | 78.04% | 2 | 0 | 11 |  |  |  | No | R-410A | 2.0167 | Residential & Commercial | Ducted CEE Tier 1
213076715 | Central HP <5.4 tons | TEMPSTAR | HRCU-A-CB (Split System: Heat Pump with Remote Outdoor Unit-Air-Source) | DLCURAH36ABK |  |  | EN(A,D,W)4X48L21** | *80VTL0902120B* | 36000 | 16.5 | 8.1 | 38500 | 35000 | 90.91% | 2 | 0 | 10 |  |  |  | No | R-410A | 3 | Residential & Commercial | Ducted CEE Tier 1
213076964 | Central HP <5.4 tons | TEMPSTAR | HRCU-A-CB (Split System: Heat Pump with Remote Outdoor Unit-Air-Source) | DLCURAH36ABK |  |  | EA*4X37L21A* | *96VSN0801716B* | 36400 | 15.5 | 8.5 | 38500 | 35200 | 91.43% | 1.86 | 0 | 10 |  |  |  | No | R-410A | 3.0333 | Residential & Commercial | Ducted CEE Tier 1
213077064 | Central HP <5.4 tons | TEMPSTAR | HRCU-A-CB (Split System: Heat Pump with Remote Outdoor Unit-Air-Source) | DLCURAH36ABK |  |  | EA*4X42L21A* | *96VSN0802120B* | 35600 | 16 | 8.1 | 38500 | 35000 | 90.91% | 1.88 | 0 | 10 |  |  |  | No | R-410A | 2.9667 | Residential & Commercial | Ducted CEE Tier 1
212978483 | Central HP <5.4 tons | DAY & NIGHT | HRCU-A-CB (Split System: Heat Pump with Remote Outdoor Unit-Air-Source) | DLCURAH36ABK |  |  | EA*4X48L21A* | *80MS(N,L)0701712A* | 35400 | 16.5 | 8.1 | 37800 | 34600 | 91.53% | 2 | 0 | 10 |  |  |  | No | R-410A | 2.95 | Residential & Commercial | Ducted CEE Tier 1
212988018 | Central HP <5.4 tons | HEIL | HRCU-A-CB (Split System: Heat Pump with Remote Outdoor Unit-Air-Source) | DLCURAH36ABK |  |  | EA*4X48L24A* | *96MSN1002120A* | 36000 | 16.5 | 8.5 | 37800 | 34600 | 91.53% | 2.04 | 0 | 10 |  |  |  | No | R-410A | 3 | Residential & Commercial | Ducted CEE Tier 1
213077164 | Central HP <5.4 tons | TEMPSTAR | HRCU-A-CB (Split System: Heat Pump with Remote Outdoor Unit-Air-Source) | DLCURAH36ABK |  |  | EA*4X42L21A* | *96VSN1002120B* | 35400 | 16 | 8.1 | 38500 | 35200 | 91.43% | 1.88 | 0 | 10 |  |  |  | No | R-410A | 2.95 | Residential & Commercial | Ducted CEE Tier 1
213770768 | Central HP <5.4 tons | AIRQUEST | HRCU-A-CB (Split System: Heat Pump with Remote Outdoor Unit-Air-Source) | HVH825GKA2* |  |  | EA*4X30L17A*+WALLCON | *97CMN0801714B* | 23400 | 16 | 8.1 | 21600 | 16700 | 77.31% | 1.9 | 0 | 10.5 |  |  |  | No | R-410A | 1.95 | Residential & Commercial | Ducted CEE Tier 1
215865093 | Central HP <5.4 tons | TRANE | HRCU-A-CB (Split System: Heat Pump with Remote Outdoor Unit-Air-Source) | 5TWV8X48A1 |  |  | 5PX*D008AS3+P0V0C000M50SD+LRP |  | 45500 | 18.1 | 8.5 | 45500 | 34800 | 76.48% | 2.2 | 0 | 10.5 |  |  |  | No | R-454B | 3.7917 | Residential & Commercial | Ducted CEE Tier 1
213770678 | Central HP <5.4 tons | AIRQUEST | HRCU-A-CB (Split System: Heat Pump with Remote Outdoor Unit-Air-Source) | HVH825GKA2* |  |  | EA*4X25L17A*+WALLCON | *96CTN0801714B* | 24200 | 16.5 | 8.1 | 21400 | 16700 | 78.04% | 2.02 | 0 | 11 |  |  |  | No | R-410A | 2.0167 | Residential & Commercial | Ducted CEE Tier 1
213770978 | Central HP <5.4 tons | AIRQUEST | HRCU-A-CB (Split System: Heat Pump with Remote Outdoor Unit-Air-Source) | HVH825GKA2* |  |  | EA*4X36L21A*+WALLCON | *97CMN0801714B* | 23600 | 16.5 | 8.1 | 21600 | 16700 | 77.31% | 1.94 | 0 | 10.5 |  |  |  | No | R-410A | 1.9667 | Residential & Commercial | Ducted CEE Tier 1
213771078 | Central HP <5.4 tons | AIRQUEST | HRCU-A-CB (Split System: Heat Pump with Remote Outdoor Unit-Air-Source) | HVH825GKA2* |  |  | EA*4X37L17A*+WALLCON | *97CMN0601714B* | 24000 | 16 | 8.1 | 21600 | 16800 | 77.78% | 1.98 | 0 | 10.5 |  |  |  | No | R-410A | 2 | Residential & Commercial | Ducted CEE Tier 1
213771128 | Central HP <5.4 tons | AIRQUEST | HRCU-A-CB (Split System: Heat Pump with Remote Outdoor Unit-Air-Source) | HVH825GKA2* |  |  | EA*4X37L21A*+WALLCON | *80CTL0451712B* | 24200 | 16.5 | 8.1 | 21200 | 16700 | 78.77% | 2.02 | 0 | 10.5 |  |  |  | No | R-410A | 2.0167 | Residential & Commercial | Ducted CEE Tier 1
213077634 | Central HP <5.4 tons | TEMPSTAR | HRCU-A-CB (Split System: Heat Pump with Remote Outdoor Unit-Air-Source) | DLCURAH36ABK |  |  | EA*4X42L24A* | *96VTN1002120B* | 35400 | 16.5 | 8.1 | 38500 | 35000 | 90.91% | 1.88 | 0 | 10 |  |  |  | No | R-410A | 2.95 | Residential & Commercial | Ducted CEE Tier 1
213077886 | Central HP <5.4 tons | TEMPSTAR | HRCU-A-CB (Split System: Heat Pump with Remote Outdoor Unit-Air-Source) | DLCURAH36ABK |  |  | EA*4X37L17A* | *80MS(N,L)0701412A* | 36000 | 15.5 | 8.5 | 38500 | 35000 | 90.91% | 2 | 0 | 10 |  |  |  | No | R-410A | 3 | Residential & Commercial | Ducted CEE Tier 1
213078721 | Central HP <5.4 tons | TEMPSTAR | HRCU-A-CB (Split System: Heat Pump with Remote Outdoor Unit-Air-Source) | DLCURAH36ABK |  |  | EN(A,D,W)4X48L21** | *80MS(N,L)1102120A* | 36400 | 16.5 | 8.1 | 38500 | 35000 | 90.91% | 2.02 | 0 | 10.5 |  |  |  | No | R-410A | 3.0333 | Residential & Commercial | Ducted CEE Tier 1
213076453 | Central HP <5.4 tons | TEMPSTAR | HRCU-A-CB (Split System: Heat Pump with Remote Outdoor Unit-Air-Source) | DLCURAH36ABK |  |  | END4X42L17** | *80VTL0451412B* | 35400 | 16 | 8.1 | 38500 | 35000 | 90.91% | 1.94 | 0 | 10 |  |  |  | No | R-410A | 2.95 | Residential & Commercial | Ducted CEE Tier 1
215864862 | Central HP <5.4 tons | AMERICAN STANDARD | HRCU-A-CB (Split System: Heat Pump with Remote Outdoor Unit-Air-Source) | 5A6V8X48A1 |  |  | 5PX*D008AS3 | L8V1C100U5VSB+LRP | 45500 | 18.1 | 8.5 | 45500 | 35000 | 76.92% | 2.2 | 0 | 10.5 |  |  |  | No | R-454B | 3.7917 | Residential & Commercial | Ducted CEE Tier 1
215864964 | Central HP <5.4 tons | AMERICAN STANDARD | HRCU-A-CB (Split System: Heat Pump with Remote Outdoor Unit-Air-Source) | 5A6V8X48A1 |  |  | 5TXCD008AS3 | S8V2D120M5PDB | 45500 | 18.1 | 8.5 | 45500 | 35200 | 77.36% | 2.1 | 0 | 10 |  |  |  | No | R-454B | 3.7917 | Residential & Commercial | Ducted CEE Tier 1
215935536 | Central HP <5.4 tons | HEIL | HRCU-A-CB (Split System: Heat Pump with Remote Outdoor Unit-Air-Source) | H5H3V36*K*AAA* |  |  | EVD5X30M17A*+WALLCON | *96CTN0601714B* | 34000 | 20 | 8.1 | 38000 | 27200 | 71.58% | 2 | 0 | 11 |  |  |  | No | R-454B | 2.8333 | Residential & Commercial | Ducted CEE Tier 1
215935586 | Central HP <5.4 tons | HEIL | HRCU-A-CB (Split System: Heat Pump with Remote Outdoor Unit-Air-Source) | H5H3V36*K*AAA* |  |  | EVD5X36M21A*+WALLCON | *80CSU0401712A* | 34400 | 21 | 8.5 | 38500 | 28400 | 73.77% | 2.04 | 0 | 11.7 |  |  |  | No | R-454B | 2.8667 | Residential & Commercial | Ducted CEE Tier 1
215935956 | Central HP <5.4 tons | HEIL | HRCU-A-CB (Split System: Heat Pump with Remote Outdoor Unit-Air-Source) | H5H3V36*K*AAA* |  |  | EVD5X42M21A*+WALLCON | *80CSU0601716A* | 34400 | 21 | 8.5 | 38500 | 28200 | 73.25% | 2.04 | 0 | 11.7 |  |  |  | No | R-454B | 2.8667 | Residential & Commercial | Ducted CEE Tier 1
215935986 | Central HP <5.4 tons | HEIL | HRCU-A-CB (Split System: Heat Pump with Remote Outdoor Unit-Air-Source) | H5H3V36*K*AAA* |  |  | EVD5X42M21A*+WALLCON | *80CTL0701716B* | 34200 | 20.5 | 8.5 | 39000 | 28400 | 72.82% | 2.02 | 0 | 11.5 |  |  |  | No | R-454B | 2.85 | Residential & Commercial | Ducted CEE Tier 1
213779716 | Central HP <5.4 tons | BRYANT HEATING AND COOLING SYSTEMS | HRCU-A-CB (Split System: Heat Pump with Remote Outdoor Unit-Air-Source) | 288BNV037*0**A* |  |  | CAP**6121AL*+UI | 986TD42060C17*** | 33000 | 17 | 8.1 | 32200 | 25000 | 77.64% | 1.96 | 0 | 11 |  |  |  | No | R-410A | 2.75 | Residential & Commercial | Ducted CEE Tier 1
213780336 | Central HP <5.4 tons | BRYANT HEATING AND COOLING SYSTEMS | HRCU-A-CB (Split System: Heat Pump with Remote Outdoor Unit-Air-Source) | 288BNV037*0**A* |  |  | CSPH*6012AL*+UI | 88*TB60090C21*** | 33000 | 16.5 | 8.1 | 32200 | 24800 | 77.02% | 2 | 0 | 11.5 |  |  |  | No | R-410A | 2.75 | Residential & Commercial | Ducted CEE Tier 1
211241593 | Central HP <5.4 tons | TEMPSTAR | HRCU-A-CB (Split System: Heat Pump with Remote Outdoor Unit-Air-Source) | DLCURAH24ABK |  |  | EA*4X30L17A* | *95ESN0601412A* | 24400 | 15.5 | 8.5 | 26600 | 22800 | 85.71% | 1.86 | 0 | 10 |  |  |  | No | R-410A | 2.0333 | Residential & Commercial | Ducted CEE Tier 1
211241726 | Central HP <5.4 tons | TEMPSTAR | HRCU-A-CB (Split System: Heat Pump with Remote Outdoor Unit-Air-Source) | DLCURAH24ABK |  |  | EA*4X30L17A* | *95ESN0601714A* | 24600 | 16 | 8.5 | 26800 | 22600 | 84.33% | 1.84 | 0 | 10 |  |  |  | No | R-410A | 2.05 | Residential & Commercial | Ducted CEE Tier 1
211241977 | Central HP <5.4 tons | TEMPSTAR | HRCU-A-CB (Split System: Heat Pump with Remote Outdoor Unit-Air-Source) | DLCURAH24ABK |  |  | EA*4X36L17A* | *96VTN0401712A* | 23400 | 16 | 8.5 | 25800 | 23600 | 91.47% | 1.96 | 0 | 10 |  |  |  | No | R-410A | 1.95 | Residential & Commercial | Ducted CEE Tier 1
211242394 | Central HP <5.4 tons | TEMPSTAR | HRCU-A-CB (Split System: Heat Pump with Remote Outdoor Unit-Air-Source) | DLCURAH24ABK |  |  | EA*4X36L21A* | *80VSL0451716A* | 23400 | 17 | 8.5 | 25600 | 23600 | 92.19% | 1.96 | 0 | 10 |  |  |  | No | R-410A | 1.95 | Residential & Commercial | Ducted CEE Tier 1
211244583 | Central HP <5.4 tons | DAY & NIGHT | HRCU-A-CB (Split System: Heat Pump with Remote Outdoor Unit-Air-Source) | DLCURAH24ABK |  |  | EN(A,D)4X30L17** | *96VTN0801716A* | 24200 | 16.5 | 8.1 | 26200 | 23000 | 87.79% | 1.9 | 0 | 10.5 |  |  |  | No | R-410A | 2.0167 | Residential & Commercial | Ducted CEE Tier 1
211240705 | Central HP <5.4 tons | TEMPSTAR | HRCU-A-CB (Split System: Heat Pump with Remote Outdoor Unit-Air-Source) | DLCURAH24ABK |  |  | EA*4X24L17A* | *92ESN0801716A* | 24000 | 17 | 8.5 | 26800 | 23800 | 88.81% | 1.96 | 0 | 10 |  |  |  | No | R-410A | 2 | Residential & Commercial | Ducted CEE Tier 1
211240760 | Central HP <5.4 tons | TEMPSTAR | HRCU-A-CB (Split System: Heat Pump with Remote Outdoor Unit-Air-Source) | DLCURAH24ABK |  |  | EA*4X24L17A* | *80ES(N,L)0701412A* | 24000 | 16.5 | 8.5 | 26800 | 23800 | 88.81% | 1.96 | 0 | 10 |  |  |  | No | R-410A | 2 | Residential & Commercial | Ducted CEE Tier 1
211178356 | Central HP <5.4 tons | Liberty Heating & Air Conditioning | HRCU-A-CB (Split System: Heat Pump with Remote Outdoor Unit-Air-Source) | ASZS601810A* |  |  | CA*EA1818*4A* | G*VC960603BNB* | 16600 | 17.5 | 8.5 | 17400 | 13000 | 74.71% | 2.1 | 0 | 10.9 |  |  |  | No | R-410A | 1.3833 | Residential & Commercial | Ducted CEE Tier 1
211178358 | Central HP <5.4 tons | Liberty Heating & Air Conditioning | HRCU-A-CB (Split System: Heat Pump with Remote Outdoor Unit-Air-Source) | ASZS601810A* |  |  | CA*EA1818*4A* | G*VM970603BNB* | 16600 | 17.5 | 8.5 | 17400 | 13000 | 74.71% | 2.1 | 0 | 10.9 |  |  |  | No | R-410A | 1.3833 | Residential & Commercial | Ducted CEE Tier 1
211178367 | Central HP <5.4 tons | Liberty Heating & Air Conditioning | HRCU-A-CB (Split System: Heat Pump with Remote Outdoor Unit-Air-Source) | ASZS601810A* |  |  | CA*EA2422*4A* | G*VC800603B*A* | 16600 | 17.5 | 8.5 | 17400 | 13000 | 74.71% | 2.1 | 0 | 10.9 |  |  |  | No | R-410A | 1.3833 | Residential & Commercial | Ducted CEE Tier 1
212984584 | Central HP <5.4 tons | HEIL | HRCU-A-CB (Split System: Heat Pump with Remote Outdoor Unit-Air-Source) | DLCURAH24ABK |  |  | EA*4X25L17A* | *92MSN0801716A* | 24000 | 17.5 | 8.5 | 25000 | 21800 | 87.2% | 1.84 | 0 | 10 |  |  |  | No | R-410A | 2 | Residential & Commercial | Ducted CEE Tier 1
212984632 | Central HP <5.4 tons | HEIL | HRCU-A-CB (Split System: Heat Pump with Remote Outdoor Unit-Air-Source) | DLCURAH24ABK |  |  | EA*4X37L17A* | *92MSN0801716A* | 24400 | 17.5 | 8.5 | 25400 | 21800 | 85.83% | 1.82 | 0 | 10.5 |  |  |  | No | R-410A | 2.0333 | Residential & Commercial | Ducted CEE Tier 1
212985820 | Central HP <5.4 tons | HEIL | HRCU-A-CB (Split System: Heat Pump with Remote Outdoor Unit-Air-Source) | DLCURAH24ABK |  |  | EA*4X37L17A* | *96MSN0261410A* | 24000 | 16.5 | 8.5 | 25200 | 22200 | 88.1% | 1.84 | 0 | 10 |  |  |  | No | R-410A | 2 | Residential & Commercial | Ducted CEE Tier 1
212985870 | Central HP <5.4 tons | HEIL | HRCU-A-CB (Split System: Heat Pump with Remote Outdoor Unit-Air-Source) | DLCURAH24ABK |  |  | EN(A,D,W)4X36L17** | *96MSN0261410A* | 23400 | 16.5 | 8.1 | 26000 | 24400 | 93.85% | 2.02 | 0 | 10 |  |  |  | No | R-410A | 1.95 | Residential & Commercial | Ducted CEE Tier 1
212985860 | Central HP <5.4 tons | HEIL | HRCU-A-CB (Split System: Heat Pump with Remote Outdoor Unit-Air-Source) | DLCURAH24ABK |  |  | EN(A,D)4X30L17** | *96MSN0261410A* | 23400 | 16.5 | 8.1 | 26000 | 24400 | 93.85% | 2.02 | 0 | 10 |  |  |  | No | R-410A | 1.95 | Residential & Commercial | Ducted CEE Tier 1
212976025 | Central HP <5.4 tons | DAY & NIGHT | HRCU-A-CB (Split System: Heat Pump with Remote Outdoor Unit-Air-Source) | DLCURAH24ABK |  |  | EA*4X30L17A* | *96VTN0801716B* | 23400 | 17 | 8.5 | 26200 | 25000 | 95.42% | 2.08 | 0 | 10 |  |  |  | No | R-410A | 1.95 | Residential & Commercial | Ducted CEE Tier 1
212978240 | Central HP <5.4 tons | DAY & NIGHT | HRCU-A-CB (Split System: Heat Pump with Remote Outdoor Unit-Air-Source) | DLCURAH18ABK |  |  | EA*4X24L14A* | *80MS(N,L)0701412A* | 17600 | 16.5 | 8.5 | 18500 | 19400 | 104.9% | 2.34 | 0 | 10.5 |  |  |  | No | R-410A | 1.4667 | Residential & Commercial | Ducted CEE Tier 1
212985910 | Central HP <5.4 tons | HEIL | HRCU-A-CB (Split System: Heat Pump with Remote Outdoor Unit-Air-Source) | DLCURAH18ABK |  |  | EA*4X25L17A* | *96MSN0261410A* | 17800 | 16.5 | 8.1 | 17700 | 17700 | 100% | 2.14 | 0 | 10.5 |  |  |  | No | R-410A | 1.4833 | Residential & Commercial | Ducted CEE Tier 1
212985930 | Central HP <5.4 tons | HEIL | HRCU-A-CB (Split System: Heat Pump with Remote Outdoor Unit-Air-Source) | DLCURAH18ABK |  |  | EA*4X30L17A* | *96MSN0261410A* | 17500 | 16 | 8.5 | 18100 | 18800 | 103.9% | 2.26 | 0 | 10.5 |  |  |  | No | R-410A | 1.4583 | Residential & Commercial | Ducted CEE Tier 1
213771498 | Central HP <5.4 tons | AIRQUEST | HRCU-A-CB (Split System: Heat Pump with Remote Outdoor Unit-Air-Source) | HVH825GKA2* |  |  | EA*4X43L21A*+WALLCON | *97CMN0601714B* | 24200 | 16.5 | 8.1 | 21200 | 16700 | 78.77% | 2.02 | 0 | 10.5 |  |  |  | No | R-410A | 2.0167 | Residential & Commercial | Ducted CEE Tier 1
213771548 | Central HP <5.4 tons | AIRQUEST | HRCU-A-CB (Split System: Heat Pump with Remote Outdoor Unit-Air-Source) | HVH825GKA2* |  |  | EA*4X43L21A*+WALLCON | *96CTN1002122B* | 24400 | 16.5 | 8.5 | 21200 | 16600 | 78.3% | 2.04 | 0 | 11 |  |  |  | No | R-410A | 2.0333 | Residential & Commercial | Ducted CEE Tier 1
214626047 | Central HP <5.4 tons | LENNOX | HRCU-A-CB (Split System: Heat Pump with Remote Outdoor Unit-Air-Source) | SL25XPV-024-230A** |  |  | CK40CT-36B-0*+TDR | EL296UH070XV36B* | 22200 | 23 | 9.2 | 21600 | 20400 | 94.44% | 1.84 | 0 | 14.3 |  |  |  | No | R-410A | 1.85 | Residential & Commercial | Ducted CEE Tier 1
211178478 | Central HP <5.4 tons | Liberty Heating & Air Conditioning | HRCU-A-CB (Split System: Heat Pump with Remote Outdoor Unit-Air-Source) | ASZS601810A* |  |  | CA*EA2422*4A*+MBVC1600**-1A* |  | 16600 | 17.5 | 8.5 | 17400 | 13000 | 74.71% | 2.1 | 0 | 10.9 |  |  |  | No | R-410A | 1.3833 | Residential & Commercial | Ducted CEE Tier 1
211178362 | Central HP <5.4 tons | Liberty Heating & Air Conditioning | HRCU-A-CB (Split System: Heat Pump with Remote Outdoor Unit-Air-Source) | ASZS601810A* |  |  | CA*EA1818*4A* | G*VC800805C*A* | 16600 | 17.5 | 8.5 | 17400 | 13000 | 74.71% | 2.1 | 0 | 10.9 |  |  |  | No | R-410A | 1.3833 | Residential & Commercial | Ducted CEE Tier 1
213770738 | Central HP <5.4 tons | AIRQUEST | HRCU-A-CB (Split System: Heat Pump with Remote Outdoor Unit-Air-Source) | HVH825GKA2* |  |  | EA*4X30L17A*+WALLCON | *80CTL0901716B* | 23600 | 16.5 | 8.1 | 21400 | 16700 | 78.04% | 1.92 | 0 | 11 |  |  |  | No | R-410A | 1.9667 | Residential & Commercial | Ducted CEE Tier 1
213770788 | Central HP <5.4 tons | AIRQUEST | HRCU-A-CB (Split System: Heat Pump with Remote Outdoor Unit-Air-Source) | HVH825GKA2* |  |  | EA*4X30L17A*+WALLCON | *96CTN0601714B* | 23400 | 16 | 8.1 | 21600 | 16800 | 77.78% | 1.9 | 0 | 10.5 |  |  |  | No | R-410A | 1.95 | Residential & Commercial | Ducted CEE Tier 1
213770888 | Central HP <5.4 tons | AIRQUEST | HRCU-A-CB (Split System: Heat Pump with Remote Outdoor Unit-Air-Source) | HVH825GKA2* |  |  | EA*4X36L17A*+WALLCON | *96CTN0601714B* | 23400 | 16 | 8.1 | 21600 | 16700 | 77.31% | 1.92 | 0 | 10.5 |  |  |  | No | R-410A | 1.95 | Residential & Commercial | Ducted CEE Tier 1
213194302 | Central HP <5.4 tons | LENNOX | HRCU-A-CB (Split System: Heat Pump with Remote Outdoor Unit-Air-Source) | SL25XPV-036-230A** |  |  | CX35-50/60C+TDR | EL297UH110XV48C* | 33600 | 22 | 8.7 | 34400 | 26800 | 77.91% | 1.82 | 0 | 13.3 |  |  |  | No | R-410A | 2.8 | Residential & Commercial | Ducted CEE Tier 1
213770818 | Central HP <5.4 tons | AIRQUEST | HRCU-A-CB (Split System: Heat Pump with Remote Outdoor Unit-Air-Source) | HVH825GKA2* |  |  | EA*4X36L17A*+WALLCON | *80CTL0701412B* | 23600 | 16.5 | 8.1 | 21400 | 16700 | 78.04% | 1.94 | 0 | 10.5 |  |  |  | No | R-410A | 1.9667 | Residential & Commercial | Ducted CEE Tier 1
213771218 | Central HP <5.4 tons | AIRQUEST | HRCU-A-CB (Split System: Heat Pump with Remote Outdoor Unit-Air-Source) | HVH825GKA2* |  |  | EA*4X37L21A*+WALLCON | *96CTN0601714B* | 24400 | 16.5 | 8.1 | 21200 | 16700 | 78.77% | 2.02 | 0 | 11 |  |  |  | No | R-410A | 2.0333 | Residential & Commercial | Ducted CEE Tier 1
211245092 | Central HP <5.4 tons | DAY & NIGHT | HRCU-A-CB (Split System: Heat Pump with Remote Outdoor Unit-Air-Source) | DLCURAH24ABK |  |  | EN(A,D,W)4X36L17** | *95ESN0261410A* | 23400 | 16 | 8.1 | 25800 | 24200 | 93.8% | 2 | 0 | 10 |  |  |  | No | R-410A | 1.95 | Residential & Commercial | Ducted CEE Tier 1
212986866 | Central HP <5.4 tons | TEMPSTAR | HRCU-A-CB (Split System: Heat Pump with Remote Outdoor Unit-Air-Source) | DLCURAH24ABK |  |  | EA*4X24L14A* | *96MSN0601412A* | 23200 | 16.5 | 8.5 | 27000 | 26400 | 97.78% | 2.22 | 0 | 10 |  |  |  | No | R-410A | 1.9333 | Residential & Commercial | Ducted CEE Tier 1
212987469 | Central HP <5.4 tons | TEMPSTAR | HRCU-A-CB (Split System: Heat Pump with Remote Outdoor Unit-Air-Source) | DLCURAH24ABK |  |  | EN(A,D)4X30L17** | *96MSN0801716A* | 23800 | 17 | 8.5 | 26400 | 24000 | 90.91% | 2 | 0 | 10.5 |  |  |  | No | R-410A | 1.9833 | Residential & Commercial | Ducted CEE Tier 1
212988707 | Central HP <5.4 tons | TEMPSTAR | HRCU-A-CB (Split System: Heat Pump with Remote Outdoor Unit-Air-Source) | DLCURAH24ABK |  |  | EA*4X37L17A* | *95MSU0401712A* | 24000 | 16.5 | 8.5 | 25200 | 22200 | 88.1% | 1.84 | 0 | 10 |  |  |  | No | R-410A | 2 | Residential & Commercial | Ducted CEE Tier 1
212986194 | Central HP <5.4 tons | HEIL | HRCU-A-CB (Split System: Heat Pump with Remote Outdoor Unit-Air-Source) | DLCURAH24ABK |  |  | EA*4X36L17A* | *96MSN0401410A* | 23600 | 16 | 8.5 | 26200 | 24000 | 91.6% | 1.98 | 0 | 10 |  |  |  | No | R-410A | 1.9667 | Residential & Commercial | Ducted CEE Tier 1
212986230 | Central HP <5.4 tons | HEIL | HRCU-A-CB (Split System: Heat Pump with Remote Outdoor Unit-Air-Source) | DLCURAH24ABK |  |  | EN(A,D)4X24L17** | *96MSN0401410A* | 23200 | 16 | 8.5 | 27000 | 25200 | 93.33% | 2.1 | 0 | 10 |  |  |  | No | R-410A | 1.9333 | Residential & Commercial | Ducted CEE Tier 1
211178363 | Central HP <5.4 tons | Liberty Heating & Air Conditioning | HRCU-A-CB (Split System: Heat Pump with Remote Outdoor Unit-Air-Source) | ASZS601810A* |  |  | CA*EA1818*4A* | G*VS960805CUA* | 16600 | 17.5 | 8.5 | 17400 | 13000 | 74.71% | 2.1 | 0 | 10.9 |  |  |  | No | R-410A | 1.3833 | Residential & Commercial | Ducted CEE Tier 1
211178378 | Central HP <5.4 tons | Liberty Heating & Air Conditioning | HRCU-A-CB (Split System: Heat Pump with Remote Outdoor Unit-Air-Source) | ASZS601810A* |  |  | CA*EA2422*4A* | G*VC800805C*A* | 16600 | 17.5 | 8.5 | 17400 | 13000 | 74.71% | 2.1 | 0 | 10.9 |  |  |  | No | R-410A | 1.3833 | Residential & Commercial | Ducted CEE Tier 1
213771228 | Central HP <5.4 tons | AIRQUEST | HRCU-A-CB (Split System: Heat Pump with Remote Outdoor Unit-Air-Source) | HVH825GKA2* |  |  | EA*4X37L21A*+WALLCON | *96CTN0801714B* | 24400 | 16.5 | 8.1 | 21200 | 16600 | 78.3% | 2.02 | 0 | 11 |  |  |  | No | R-410A | 2.0333 | Residential & Commercial | Ducted CEE Tier 1
213771428 | Central HP <5.4 tons | AIRQUEST | HRCU-A-CB (Split System: Heat Pump with Remote Outdoor Unit-Air-Source) | HVH825GKA2* |  |  | EA*4X42L24A*+WALLCON | *96CTN1202422B* | 23800 | 17 | 8.1 | 21400 | 16600 | 77.57% | 1.96 | 0 | 11 |  |  |  | No | R-410A | 1.9833 | Residential & Commercial | Ducted CEE Tier 1
213771578 | Central HP <5.4 tons | AIRQUEST | HRCU-A-CB (Split System: Heat Pump with Remote Outdoor Unit-Air-Source) | HVH825GKA2* |  |  | EA*4X48L21A*+WALLCON | *80CTL0901716B* | 24200 | 17 | 8.1 | 20800 | 16500 | 79.33% | 2.02 | 0 | 11 |  |  |  | No | R-410A | 2.0167 | Residential & Commercial | Ducted CEE Tier 1
213772578 | Central HP <5.4 tons | AIRQUEST | HRCU-A-CB (Split System: Heat Pump with Remote Outdoor Unit-Air-Source) | HVH825GKA2* |  |  | EHD4X48AAL+WALLCON | *96CTN1002122B* | 24200 | 16 | 8.1 | 21200 | 16600 | 78.3% | 2.02 | 0 | 11 |  |  |  | No | R-410A | 2.0167 | Residential & Commercial | Ducted CEE Tier 1
213770728 | Central HP <5.4 tons | AIRQUEST | HRCU-A-CB (Split System: Heat Pump with Remote Outdoor Unit-Air-Source) | HVH825GKA2* |  |  | EA*4X30L17A*+WALLCON | *80CTL0701716B* | 23400 | 16.5 | 8.1 | 21600 | 16700 | 77.31% | 1.92 | 0 | 11 |  |  |  | No | R-410A | 1.95 | Residential & Commercial | Ducted CEE Tier 1
213771148 | Central HP <5.4 tons | AIRQUEST | HRCU-A-CB (Split System: Heat Pump with Remote Outdoor Unit-Air-Source) | HVH825GKA2* |  |  | EA*4X37L21A*+WALLCON | *80CTL0901716B* | 24600 | 17 | 8.5 | 21000 | 16600 | 79.05% | 2.02 | 0 | 11 |  |  |  | No | R-410A | 2.05 | Residential & Commercial | Ducted CEE Tier 1
213771178 | Central HP <5.4 tons | AIRQUEST | HRCU-A-CB (Split System: Heat Pump with Remote Outdoor Unit-Air-Source) | HVH825GKA2* |  |  | EA*4X37L21A*+WALLCON | *95CSU0601716B* | 24400 | 16.5 | 8.1 | 21400 | 16700 | 78.04% | 2.02 | 0 | 10.5 |  |  |  | No | R-410A | 2.0333 | Residential & Commercial | Ducted CEE Tier 1
212986864 | Central HP <5.4 tons | HEIL | HRCU-A-CB (Split System: Heat Pump with Remote Outdoor Unit-Air-Source) | DLCURAH24ABK |  |  | EA*4X24L14A* | *96MSN0601412A* | 23200 | 16.5 | 8.5 | 27000 | 26400 | 97.78% | 2.22 | 0 | 10 |  |  |  | No | R-410A | 1.9333 | Residential & Commercial | Ducted CEE Tier 1
212986914 | Central HP <5.4 tons | HEIL | HRCU-A-CB (Split System: Heat Pump with Remote Outdoor Unit-Air-Source) | DLCURAH24ABK |  |  | EA*4X36L17A* | *96MSN0601412A* | 23600 | 16.5 | 8.5 | 26200 | 23800 | 90.84% | 1.98 | 0 | 10 |  |  |  | No | R-410A | 1.9667 | Residential & Commercial | Ducted CEE Tier 1
211244636 | Central HP <5.4 tons | DAY & NIGHT | HRCU-A-CB (Split System: Heat Pump with Remote Outdoor Unit-Air-Source) | DLCURAH24ABK |  |  | EN(A,D)4X30L17** | *96VTN0401410A* | 23400 | 16 | 8.1 | 25800 | 24000 | 93.02% | 2 | 0 | 10 |  |  |  | No | R-410A | 1.95 | Residential & Commercial | Ducted CEE Tier 1
211244667 | Central HP <5.4 tons | DAY & NIGHT | HRCU-A-CB (Split System: Heat Pump with Remote Outdoor Unit-Air-Source) | DLCURAH24ABK |  |  | EN(A,D)4X30L17** | *96VTN0601714A* | 24000 | 16.5 | 8.1 | 26200 | 23200 | 88.55% | 1.92 | 0 | 10 |  |  |  | No | R-410A | 2 | Residential & Commercial | Ducted CEE Tier 1
211244851 | Central HP <5.4 tons | DAY & NIGHT | HRCU-A-CB (Split System: Heat Pump with Remote Outdoor Unit-Air-Source) | DLCURAH24ABK |  |  | EN(A,D,W)4X36L17** | *80VSL0451412A* | 23400 | 16.5 | 8.1 | 25800 | 24200 | 93.8% | 2 | 0 | 10 |  |  |  | No | R-410A | 1.95 | Residential & Commercial | Ducted CEE Tier 1
211244954 | Central HP <5.4 tons | DAY & NIGHT | HRCU-A-CB (Split System: Heat Pump with Remote Outdoor Unit-Air-Source) | DLCURAH24ABK |  |  | EN(A,D,W)4X36L17** | *80VSL0451716A* | 24200 | 16 | 8.1 | 26400 | 22800 | 86.36% | 1.88 | 0 | 10.5 |  |  |  | No | R-410A | 2.0167 | Residential & Commercial | Ducted CEE Tier 1
211243268 | Central HP <5.4 tons | DAY & NIGHT | HRCU-A-CB (Split System: Heat Pump with Remote Outdoor Unit-Air-Source) | DLCURAH24ABK |  |  | EA*4X37L21A* | *95ESU0401712A* | 24400 | 17 | 8.5 | 25200 | 21200 | 84.13% | 1.78 | 0 | 10 |  |  |  | No | R-410A | 2.0333 | Residential & Commercial | Ducted CEE Tier 1
214389294 | Central HP <5.4 tons | CARRIER | HRCU-A-CB (Split System: Heat Pump with Remote Outdoor Unit-Air-Source) | 25VNA436A*031* |  |  | CNPV*4821AL*+UI | 59MN7C100C21**22 | 33800 | 19.5 | 9 | 36600 | 26000 | 71.04% | 2.04 | 0 | 12.5 |  |  |  | No | R-410A | 2.8167 | Residential & Commercial | Ducted CEE Tier 1
213296602 | Central HP <5.4 tons | YORK | HRCU-A-CB (Split System: Heat Pump with Remote Outdoor Unit-Air-Source) | HMH72B341 |  |  | XAHC30CXXN1+JMET12CS2N1+TXV |  | 32800 | 18 | 8.5 | 32400 | 22800 | 70.37% | 2.04 | 0 | 10 |  |  |  | No | R-410A | 2.7333 | Residential & Commercial | Ducted CEE Tier 1
213296688 | Central HP <5.4 tons | YORK | HRCU-A-CB (Split System: Heat Pump with Remote Outdoor Unit-Air-Source) | HMH72B341 |  |  | XAHB36DBCN1 | Y81E080B12SMPS1 | 33200 | 17.5 | 8.1 | 32800 | 23000 | 70.12% | 2 | 0 | 10 |  |  |  | No | R-410A | 2.7667 | Residential & Commercial | Ducted CEE Tier 1
212614920 | Central HP <5.4 tons | DAIKIN | HRCU-A-CB (Split System: Heat Pump with Remote Outdoor Unit-Air-Source) | DZ6VSA361EA* |  |  | CA*EA6030*4A* | D*97MC1205DNA* | 34200 | 17.5 | 8.6 | 34200 | 30000 | 87.72% | 2 | 0 | 10 |  |  |  | No | R-410A | 2.85 | Residential & Commercial | Ducted CEE Tier 1
212614929 | Central HP <5.4 tons | DAIKIN | HRCU-A-CB (Split System: Heat Pump with Remote Outdoor Unit-Air-Source) | DZ6VSA361EA* |  |  | CA*EA4830*4A* | D*80VC0804C*A* | 34200 | 17.5 | 8.6 | 34200 | 29000 | 84.8% | 2 | 0 | 10 |  |  |  | No | R-410A | 2.85 | Residential & Commercial | Ducted CEE Tier 1
216453251 | Central HP <5.4 tons | TRANE | HRCU-A-CB (Split System: Heat Pump with Remote Outdoor Unit-Air-Source) | 5TWV0X60A1 |  |  | 5PX*DD10AS3 | S8V2D120M5PDB | 52000 | 18.2 | 9 | 54000 | 38000 | 70.37% | 2 | 0 | 10 |  |  |  | No | R-454B | 4.3333 | Residential & Commercial | Ducted CEE Tier 1
216453267 | Central HP <5.4 tons | TRANE | HRCU-A-CB (Split System: Heat Pump with Remote Outdoor Unit-Air-Source) | 5TWV0X60A1 |  |  | 5TXCD008AS3 | S8V2D120M5PDB | 52000 | 18.6 | 9 | 54500 | 38500 | 70.64% | 2 | 0 | 10 |  |  |  | No | R-454B | 4.3333 | Residential & Commercial | Ducted CEE Tier 1
212985960 | Central HP <5.4 tons | HEIL | HRCU-A-CB (Split System: Heat Pump with Remote Outdoor Unit-Air-Source) | DLCURAH18ABK |  |  | EN(A,D)4X24L17** | *96MSN0261410A* | 17300 | 20 | 8.1 | 18300 | 19200 | 104.9% | 2.3 | 0 | 10.5 |  |  |  | No | R-410A | 1.4417 | Residential & Commercial | Ducted CEE Tier 1
212986278 | Central HP <5.4 tons | HEIL | HRCU-A-CB (Split System: Heat Pump with Remote Outdoor Unit-Air-Source) | DLCURAH18ABK |  |  | EA*4X19L17A* | *96MSN0401410A* | 17900 | 16 | 8.5 | 18000 | 17800 | 98.89% | 2.14 | 0 | 10.5 |  |  |  | No | R-410A | 1.4917 | Residential & Commercial | Ducted CEE Tier 1
212986986 | Central HP <5.4 tons | TEMPSTAR | HRCU-A-CB (Split System: Heat Pump with Remote Outdoor Unit-Air-Source) | DLCURAH18ABK |  |  | EA*4X19L17A* | *96MSN0601412A* | 17800 | 16.5 | 8.1 | 17800 | 19400 | 109% | 2.34 | 0 | 10.5 |  |  |  | No | R-410A | 1.4833 | Residential & Commercial | Ducted CEE Tier 1
212987036 | Central HP <5.4 tons | TEMPSTAR | HRCU-A-CB (Split System: Heat Pump with Remote Outdoor Unit-Air-Source) | DLCURAH18ABK |  |  | EA*4X30L17A* | *96MSN0601412A* | 17500 | 16.5 | 8.5 | 18100 | 19800 | 109.4% | 2.38 | 0 | 10.5 |  |  |  | No | R-410A | 1.4583 | Residential & Commercial | Ducted CEE Tier 1
211178339 | Central HP <5.4 tons | Liberty Heating & Air Conditioning | HRCU-A-CB (Split System: Heat Pump with Remote Outdoor Unit-Air-Source) | ASZS601810A* |  |  | AHVE24BP1400A* |  | 16600 | 17.5 | 8.5 | 17400 | 13000 | 74.71% | 2.1 | 0 | 10.9 |  |  |  | No | R-410A | 1.3833 | Residential & Commercial | Ducted CEE Tier 1
211178364 | Central HP <5.4 tons | Liberty Heating & Air Conditioning | HRCU-A-CB (Split System: Heat Pump with Remote Outdoor Unit-Air-Source) | ASZS601810A* |  |  | CA*EA1818*4A* | G*VC960804CNB* | 16600 | 17.5 | 8.5 | 17400 | 13000 | 74.71% | 2.1 | 0 | 10.9 |  |  |  | No | R-410A | 1.3833 | Residential & Commercial | Ducted CEE Tier 1
212614938 | Central HP <5.4 tons | DAIKIN | HRCU-A-CB (Split System: Heat Pump with Remote Outdoor Unit-Air-Source) | DZ6VSA481EA* |  |  | DFVE60DP0400A* |  | 44000 | 17 | 8.6 | 44000 | 31000 | 70.45% | 2 | 0 | 10 |  |  |  | No | R-410A | 3.6667 | Residential & Commercial | Ducted CEE Tier 1
213771248 | Central HP <5.4 tons | AIRQUEST | HRCU-A-CB (Split System: Heat Pump with Remote Outdoor Unit-Air-Source) | HVH825GKA2* |  |  | EA*4X42L21A*+WALLCON | *80CTL0451712B* | 23600 | 16.5 | 8.1 | 21600 | 16700 | 77.31% | 1.94 | 0 | 10.5 |  |  |  | No | R-410A | 1.9667 | Residential & Commercial | Ducted CEE Tier 1
213770848 | Central HP <5.4 tons | AIRQUEST | HRCU-A-CB (Split System: Heat Pump with Remote Outdoor Unit-Air-Source) | HVH825GKA2* |  |  | EA*4X36L17A*+WALLCON | *95CSU0601716B* | 23400 | 16.5 | 8.1 | 21600 | 16700 | 77.31% | 1.94 | 0 | 10.5 |  |  |  | No | R-410A | 1.95 | Residential & Commercial | Ducted CEE Tier 1
213770868 | Central HP <5.4 tons | AIRQUEST | HRCU-A-CB (Split System: Heat Pump with Remote Outdoor Unit-Air-Source) | HVH825GKA2* |  |  | EA*4X36L17A*+WALLCON | *97CMN0801714B* | 23400 | 16.5 | 8.1 | 21600 | 16700 | 77.31% | 1.94 | 0 | 10.5 |  |  |  | No | R-410A | 1.95 | Residential & Commercial | Ducted CEE Tier 1
213771268 | Central HP <5.4 tons | AIRQUEST | HRCU-A-CB (Split System: Heat Pump with Remote Outdoor Unit-Air-Source) | HVH825GKA2* |  |  | EA*4X42L21A*+WALLCON | *80CTL0901716B* | 23800 | 16.5 | 8.1 | 21400 | 16600 | 77.57% | 1.96 | 0 | 10.5 |  |  |  | No | R-410A | 1.9833 | Residential & Commercial | Ducted CEE Tier 1
213771418 | Central HP <5.4 tons | AIRQUEST | HRCU-A-CB (Split System: Heat Pump with Remote Outdoor Unit-Air-Source) | HVH825GKA2* |  |  | EA*4X42L24A*+WALLCON | *96CTN1002122B* | 23800 | 16.5 | 8.1 | 21400 | 16600 | 77.57% | 1.96 | 0 | 11 |  |  |  | No | R-410A | 1.9833 | Residential & Commercial | Ducted CEE Tier 1
215864985 | Central HP <5.4 tons | TRANE | HRCU-A-CB (Split System: Heat Pump with Remote Outdoor Unit-Air-Source) | 5TWV8X48A1 |  |  | 5TXCD010AS3 | S9V2C100U5PSC+LRP | 46500 | 18.1 | 8.5 | 45500 | 34800 | 76.48% | 2.1 | 0 | 10.5 |  |  |  | No | R-454B | 3.875 | Residential & Commercial | Ducted CEE Tier 1
215865067 | Central HP <5.4 tons | TRANE | HRCU-A-CB (Split System: Heat Pump with Remote Outdoor Unit-Air-Source) | 5TWV8X48A1 |  |  | 5TXCB006AS3+P0V0B000M40SD+LRP |  | 45000 | 18.1 | 8.5 | 46000 | 35200 | 76.52% | 2.1 | 0 | 10 |  |  |  | No | R-454B | 3.75 | Residential & Commercial | Ducted CEE Tier 1
215941324 | Central HP <5.4 tons | CARRIER | HRCU-A-CB (Split System: Heat Pump with Remote Outdoor Unit-Air-Source) | 27VNA348A*030* |  |  | CVAMA4921XMA*+UI | 59TN6C080C21**20 | 45500 | 20.5 | 8.1 | 53000 | 38500 | 72.64% | 1.95 | 0 | 11 |  |  |  | No | R-454B | 3.7917 | Residential & Commercial | Ducted CEE Tier 1
213076758 | Central HP <5.4 tons | HEIL | HRCU-A-CB (Split System: Heat Pump with Remote Outdoor Unit-Air-Source) | DLCURAH36ABK |  |  | EA*4X42L21A* | *80VTL1102122B* | 35600 | 16 | 8.1 | 38500 | 35200 | 91.43% | 1.9 | 0 | 10 |  |  |  | No | R-410A | 2.9667 | Residential & Commercial | Ducted CEE Tier 1
213077091 | Central HP <5.4 tons | HEIL | HRCU-A-CB (Split System: Heat Pump with Remote Outdoor Unit-Air-Source) | DLCURAH36ABK |  |  | EA*4X48L21A* | *96VSN0802120B* | 36200 | 16 | 8.5 | 38000 | 34800 | 91.58% | 2.04 | 0 | 10 |  |  |  | No | R-410A | 3.0167 | Residential & Commercial | Ducted CEE Tier 1
213077241 | Central HP <5.4 tons | HEIL | HRCU-A-CB (Split System: Heat Pump with Remote Outdoor Unit-Air-Source) | DLCURAH36ABK |  |  | EA*4X42L24A* | *96VSN1202422B* | 35400 | 16 | 8.1 | 38500 | 35000 | 90.91% | 1.9 | 0 | 10 |  |  |  | No | R-410A | 2.95 | Residential & Commercial | Ducted CEE Tier 1
211226795 | Central HP <5.4 tons | DAY & NIGHT | HRCU-A-CB (Split System: Heat Pump with Remote Outdoor Unit-Air-Source) | DLCURAH36ABK |  |  | EA*4X37L21A* | *80ES(N,L)0701712A* | 36400 | 15.5 | 8.5 | 38500 | 34800 | 90.39% | 2.08 | 0 | 10 |  |  |  | No | R-410A | 3.0333 | Residential & Commercial | Ducted CEE Tier 1
214505211 | Central HP <5.4 tons | DAIKIN | HRCU-A-CB (Split System: Heat Pump with Remote Outdoor Unit-Air-Source) | DZ6VSA241EA* |  |  | CA*EA2422*4B* | D*97MC0803BNA* | 23000 | 17 | 8.6 | 23000 | 16100 | 70% | 2 | 0 | 10 |  |  |  | No | R-410A | 1.9167 | Residential & Commercial | Ducted CEE Tier 1
214505214 | Central HP <5.4 tons | DAIKIN | HRCU-A-CB (Split System: Heat Pump with Remote Outdoor Unit-Air-Source) | DZ6VSA241EA* |  |  | CA*EA2422*4B* | D*97MC0804CNA* | 23000 | 17 | 8.6 | 23000 | 16100 | 70% | 2 | 0 | 10 |  |  |  | No | R-410A | 1.9167 | Residential & Commercial | Ducted CEE Tier 1
212987013 | Central HP <5.4 tons | DAY & NIGHT | HRCU-A-CB (Split System: Heat Pump with Remote Outdoor Unit-Air-Source) | DLCURAH18ABK |  |  | EA*4X25L17A* | *96MSN0601412A* | 17800 | 16.5 | 8.1 | 17700 | 17700 | 100% | 2.14 | 0 | 10.5 |  |  |  | No | R-410A | 1.4833 | Residential & Commercial | Ducted CEE Tier 1
212978350 | Central HP <5.4 tons | DAY & NIGHT | HRCU-A-CB (Split System: Heat Pump with Remote Outdoor Unit-Air-Source) | DLCURAH18ABK |  |  | EN(A,D)4X30L17** | *80MS(N,L)0701412A* | 17400 | 16.5 | 8.1 | 18000 | 18700 | 103.9% | 2.26 | 0 | 11 |  |  |  | No | R-410A | 1.45 | Residential & Commercial | Ducted CEE Tier 1
213076269 | Central HP <5.4 tons | TEMPSTAR | HRCU-A-CB (Split System: Heat Pump with Remote Outdoor Unit-Air-Source) | DLCURAH36ABK |  |  | EA*4X42L21A* | *95MSU1002122A* | 35600 | 16.5 | 8.1 | 38500 | 35000 | 90.91% | 1.9 | 0 | 10 |  |  |  | No | R-410A | 2.9667 | Residential & Commercial | Ducted CEE Tier 1
213076528 | Central HP <5.4 tons | TEMPSTAR | HRCU-A-CB (Split System: Heat Pump with Remote Outdoor Unit-Air-Source) | DLCURAH36ABK |  |  | EA*4X43L21A* | *80VTL0701716B* | 36200 | 16 | 8.5 | 38000 | 34800 | 91.58% | 2.02 | 0 | 10 |  |  |  | No | R-410A | 3.0167 | Residential & Commercial | Ducted CEE Tier 1
212984419 | Central HP <5.4 tons | TEMPSTAR | HRCU-A-CB (Split System: Heat Pump with Remote Outdoor Unit-Air-Source) | DLCURAH36ABK |  |  | EA*4X48L21A* | *92MSN0801716A* | 35800 | 16.5 | 8.5 | 37800 | 34600 | 91.53% | 2.02 | 0 | 10 |  |  |  | No | R-410A | 2.9833 | Residential & Commercial | Ducted CEE Tier 1
213772558 | Central HP <5.4 tons | AIRQUEST | HRCU-A-CB (Split System: Heat Pump with Remote Outdoor Unit-Air-Source) | HVH825GKA2* |  |  | EHD4X48AAL+WALLCON | *96CTN0601714B* | 24200 | 16 | 8.1 | 21400 | 16700 | 78.04% | 2 | 0 | 10.5 |  |  |  | No | R-410A | 2.0167 | Residential & Commercial | Ducted CEE Tier 1
213770858 | Central HP <5.4 tons | AIRQUEST | HRCU-A-CB (Split System: Heat Pump with Remote Outdoor Unit-Air-Source) | HVH825GKA2* |  |  | EA*4X36L17A*+WALLCON | *97CMN0601714B* | 23400 | 16 | 8.1 | 21600 | 16800 | 77.78% | 1.92 | 0 | 10.5 |  |  |  | No | R-410A | 1.95 | Residential & Commercial | Ducted CEE Tier 1
213770908 | Central HP <5.4 tons | AIRQUEST | HRCU-A-CB (Split System: Heat Pump with Remote Outdoor Unit-Air-Source) | HVH825GKA2* |  |  | EA*4X36L21A*+WALLCON | *80CTL0451712B* | 23400 | 16 | 8.1 | 21600 | 16800 | 77.78% | 1.92 | 0 | 10.5 |  |  |  | No | R-410A | 1.95 | Residential & Commercial | Ducted CEE Tier 1
213770958 | Central HP <5.4 tons | AIRQUEST | HRCU-A-CB (Split System: Heat Pump with Remote Outdoor Unit-Air-Source) | HVH825GKA2* |  |  | EA*4X36L21A*+WALLCON | *95CSU0601716B* | 23600 | 16.5 | 8.1 | 21600 | 16700 | 77.31% | 1.94 | 0 | 10.5 |  |  |  | No | R-410A | 1.9667 | Residential & Commercial | Ducted CEE Tier 1
213771058 | Central HP <5.4 tons | AIRQUEST | HRCU-A-CB (Split System: Heat Pump with Remote Outdoor Unit-Air-Source) | HVH825GKA2* |  |  | EA*4X37L17A*+WALLCON | *80CTL0901716B* | 24200 | 16.5 | 8.1 | 21400 | 16700 | 78.04% | 2 | 0 | 11 |  |  |  | No | R-410A | 2.0167 | Residential & Commercial | Ducted CEE Tier 1
215679543 | Central HP <5.4 tons | CARRIER | HRCU-A-CB (Split System: Heat Pump with Remote Outdoor Unit-Air-Source) | 27VNA036A*030* |  |  | CAA**4821AM*+UI | 59TN7A100C21**22 | 33800 | 18 | 9 | 35000 | 25000 | 71.43% | 1.9 | 0 | 10 |  |  |  | No | R-454B | 2.8167 | Residential & Commercial | Ducted CEE Tier 1
215679693 | Central HP <5.4 tons | CARRIER | HRCU-A-CB (Split System: Heat Pump with Remote Outdoor Unit-Air-Source) | 27VNA036A*030* |  |  | CAA**6124AM*+UI | 59TN7A120C24**22 | 35000 | 18.5 | 9 | 34400 | 24800 | 72.09% | 1.92 | 0 | 10.5 |  |  |  | No | R-454B | 2.9167 | Residential & Commercial | Ducted CEE Tier 1
214395680 | Central HP <5.4 tons | YORK | HRCU-A-CB (Split System: Heat Pump with Remote Outdoor Unit-Air-Source) | HH860E2S11 |  |  | CTM60D5CHS1 | TM8E130D20MP11 | 54500 | 19 | 8.5 | 55000 | 40000 | 72.73% | 2 | 0 | 11.7 |  |  |  | No | R-454B | 4.5417 | Residential & Commercial | Ducted CEE Tier 1
214395747 | Central HP <5.4 tons | YORK | HRCU-A-CB (Split System: Heat Pump with Remote Outdoor Unit-Air-Source) | HH860E2S11 |  |  | CTM60C5CGS1 | TMLE120C16MP11 | 44500 | 18 | 9 | 45500 | 34200 | 75.16% | 2 | 0 | 11 |  |  |  | No | R-454B | 3.7083 | Residential & Commercial | Ducted CEE Tier 1
214395677 | Central HP <5.4 tons | YORK | HRCU-A-CB (Split System: Heat Pump with Remote Outdoor Unit-Air-Source) | HH860E2S11 |  |  | CTF60D5CHS1+JMET18DS2N1 |  | 54000 | 19 | 9 | 53500 | 38500 | 71.96% | 2 | 0 | 12 |  |  |  | No | R-454B | 4.5 | Residential & Commercial | Ducted CEE Tier 1
214395846 | Central HP <5.4 tons | YORK | HRCU-A-CB (Split System: Heat Pump with Remote Outdoor Unit-Air-Source) | HH860E2S11 |  |  | CTF60C5CGS1 | TM8V100C20MP12 | 44500 | 18 | 9 | 45000 | 33800 | 75.11% | 2 | 0 | 11 |  |  |  | No | R-454B | 3.7083 | Residential & Commercial | Ducted CEE Tier 1
214395895 | Central HP <5.4 tons | YORK | HRCU-A-CB (Split System: Heat Pump with Remote Outdoor Unit-Air-Source) | HH860E2S11 |  |  | CTM60D5CJS1+JMVT20DC2N1 |  | 54000 | 19 | 9 | 55500 | 39500 | 71.17% | 2 | 0 | 11 |  |  |  | No | R-454B | 4.5 | Residential & Commercial | Ducted CEE Tier 1
214395980 | Central HP <5.4 tons | YORK | HRCU-A-CB (Split System: Heat Pump with Remote Outdoor Unit-Air-Source) | HH860E2S11 |  |  | CTF60C5CHS1 | TP9C100C20MP13 | 53000 | 19 | 8.5 | 53500 | 38500 | 71.96% | 2 | 0 | 11 |  |  |  | No | R-454B | 4.4167 | Residential & Commercial | Ducted CEE Tier 1
214395981 | Central HP <5.4 tons | YORK | HRCU-A-CB (Split System: Heat Pump with Remote Outdoor Unit-Air-Source) | HH860E2S11 |  |  | CTF60C5CHS1 | YP9C100C20MP13 | 53000 | 19 | 8.5 | 53500 | 38500 | 71.96% | 2 | 0 | 11 |  |  |  | No | R-454B | 4.4167 | Residential & Commercial | Ducted CEE Tier 1
213412077 | Central HP <5.4 tons | ICONIC AIR SOLUTION | HRCU-A-CB (Split System: Heat Pump with Remote Outdoor Unit-Air-Source) | ICLZ30AK |  |  | IFLA30IK |  | 30000 | 16.2 | 8.9 | 33000 | 24000 | 72.73% | 1.8 | 11 | 10 |  |  |  | No | R-410A | 2.5 | Residential & Commercial | Ducted CEE Tier 1
211178381 | Central HP <5.4 tons | Liberty Heating & Air Conditioning | HRCU-A-CB (Split System: Heat Pump with Remote Outdoor Unit-Air-Source) | ASZS601810A* |  |  | CA*EA2422*4A* | G*VM970804CNB* | 16600 | 17.5 | 8.5 | 17400 | 13000 | 74.71% | 2.1 | 0 | 10.9 |  |  |  | No | R-410A | 1.3833 | Residential & Commercial | Ducted CEE Tier 1
215940937 | Central HP <5.4 tons | AIRQUEST | HRCU-A-CB (Split System: Heat Pump with Remote Outdoor Unit-Air-Source) | H5H3V48*K*AAA* |  |  | EA*5X48M21A*+WALLCON | *96CTN0802120B* | 43500 | 20.5 | 9.5 | 48000 | 36600 | 76.25% | 2 | 0 | 10.5 |  |  |  | No | R-454B | 3.625 | Residential & Commercial | Ducted CEE Tier 1
215940987 | Central HP <5.4 tons | AIRQUEST | HRCU-A-CB (Split System: Heat Pump with Remote Outdoor Unit-Air-Source) | H5H3V48*K*AAA* |  |  | EA*5X48M21A*+WALLCON | *97CTN1002122A* | 43500 | 21 | 9.5 | 48000 | 36400 | 75.83% | 2 | 0 | 10.5 |  |  |  | No | R-454B | 3.625 | Residential & Commercial | Ducted CEE Tier 1
215941207 | Central HP <5.4 tons | AIRQUEST | HRCU-A-CB (Split System: Heat Pump with Remote Outdoor Unit-Air-Source) | H5H3V48*K*AAA* |  |  | ESH5X60M12A*+WALLCON | *96CTN0802120B* | 45000 | 20 | 9 | 48500 | 36600 | 75.46% | 1.82 | 0 | 11 |  |  |  | No | R-454B | 3.75 | Residential & Commercial | Ducted CEE Tier 1
213771308 | Central HP <5.4 tons | AIRQUEST | HRCU-A-CB (Split System: Heat Pump with Remote Outdoor Unit-Air-Source) | HVH825GKA2* |  |  | EA*4X42L21A*+WALLCON | *97CMN0601714B* | 23600 | 16 | 8.1 | 21600 | 16700 | 77.31% | 1.94 | 0 | 10.5 |  |  |  | No | R-410A | 1.9667 | Residential & Commercial | Ducted CEE Tier 1
214807387 | Central HP <5.4 tons | YORK | HRCU-A-CB (Split System: Heat Pump with Remote Outdoor Unit-Air-Source) | HH824E2S11 |  |  | CTU30B5XCS1+JMET12BS2N1+TXV |  | 23000 | 18 | 9.5 | 23000 | 18500 | 80.43% | 2 | 0 | 12 |  |  |  | No | R-454B | 1.9167 | Residential & Commercial | Ducted CEE Tier 1
214239291 | Central HP <5.4 tons | KENMORE | HRCU-A-CB (Split System: Heat Pump with Remote Outdoor Unit-Air-Source) | (C,H,T)VH837GKA2* |  |  | EN(A,D)4X48L24**+WALLCON | *80CTL0902120B* | 32400 | 17 | 8.1 | 32600 | 24600 | 75.46% | 1.96 | 0 | 11.7 |  |  |  | No | R-410A | 2.7 | Residential & Commercial | Ducted CEE Tier 1
214239411 | Central HP <5.4 tons | KENMORE | HRCU-A-CB (Split System: Heat Pump with Remote Outdoor Unit-Air-Source) | (C,H,T)VH837GKA2* |  |  | EN(A,D,W)4X60L24**+WALLCON | *96CTN1002122B* | 32800 | 17.5 | 8.1 | 32200 | 24600 | 76.4% | 1.96 | 0 | 12 |  |  |  | No | R-410A | 2.7333 | Residential & Commercial | Ducted CEE Tier 1
214395688 | Central HP <5.4 tons | YORK | HRCU-A-CB (Split System: Heat Pump with Remote Outdoor Unit-Air-Source) | HH860E2S11 |  |  | CTF60D5CJS1 | TM9E120D20MP12 | 53000 | 18 | 9 | 55000 | 40000 | 72.73% | 2 | 0 | 11 |  |  |  | No | R-454B | 4.4167 | Residential & Commercial | Ducted CEE Tier 1
214397206 | Central HP <5.4 tons | FRASER-JOHNSTON | HRCU-A-CB (Split System: Heat Pump with Remote Outdoor Unit-Air-Source) | HH860E2S11 |  |  | CTF60D5CJS1+JMET18DS2N1 |  | 53000 | 19 | 9 | 54000 | 39000 | 72.22% | 2 | 0 | 11 |  |  |  | No | R-454B | 4.4167 | Residential & Commercial | Ducted CEE Tier 1
215864447 | Central HP <5.4 tons | TRANE | HRCU-A-CB (Split System: Heat Pump with Remote Outdoor Unit-Air-Source) | 5TWV8X24A1 |  |  | 5PX*B003AS3 | S9V2B060U3VSB+LRP | 21400 | 18.1 | 8.5 | 24400 | 18900 | 77.46% | 2.1 | 0 | 11.5 |  |  |  | No | R-454B | 1.7833 | Residential & Commercial | Ducted CEE Tier 1
214650286 | Central HP <5.4 tons | YORK | HRCU-A-CB (Split System: Heat Pump with Remote Outdoor Unit-Air-Source) | HH860E2S11 |  |  | CTU60D5XHS1+TXV | TM9E120D20MP12 | 53500 | 19 | 8.5 | 54500 | 39500 | 72.48% | 2 | 0 | 11 |  |  |  | No | R-454B | 4.4583 | Residential & Commercial | Ducted CEE Tier 1
214239281 | Central HP <5.4 tons | KENMORE | HRCU-A-CB (Split System: Heat Pump with Remote Outdoor Unit-Air-Source) | (C,H,T)VH837GKA2* |  |  | EN(A,D,W)4X48L21**+WALLCON | *96CTN1002122B* | 32400 | 17 | 8.1 | 32600 | 24600 | 75.46% | 1.96 | 0 | 11.7 |  |  |  | No | R-410A | 2.7 | Residential & Commercial | Ducted CEE Tier 1
211243361 | Central HP <5.4 tons | DAY & NIGHT | HRCU-A-CB (Split System: Heat Pump with Remote Outdoor Unit-Air-Source) | DLCURAH24ABK |  |  | EA*4X37L21A* | *80VSL0902120A* | 24600 | 17 | 8.5 | 25400 | 21200 | 83.46% | 1.78 | 0 | 10.5 |  |  |  | No | R-410A | 2.05 | Residential & Commercial | Ducted CEE Tier 1
211243477 | Central HP <5.4 tons | DAY & NIGHT | HRCU-A-CB (Split System: Heat Pump with Remote Outdoor Unit-Air-Source) | DLCURAH24ABK |  |  | EA*4X37L21A* | *96VTN1002120A* | 24400 | 17 | 8.5 | 25200 | 21200 | 84.13% | 1.78 | 0 | 10.5 |  |  |  | No | R-410A | 2.0333 | Residential & Commercial | Ducted CEE Tier 1
212978180 | Central HP <5.4 tons | DAY & NIGHT | HRCU-A-CB (Split System: Heat Pump with Remote Outdoor Unit-Air-Source) | DLCURAH24ABK |  |  | EN(A,D)4X24L17** | *80MS(N,L)0701412A* | 23200 | 17 | 8.5 | 26800 | 25400 | 94.78% | 2.14 | 0 | 10 |  |  |  | No | R-410A | 1.9333 | Residential & Commercial | Ducted CEE Tier 1
212979863 | Central HP <5.4 tons | DAY & NIGHT | HRCU-A-CB (Split System: Heat Pump with Remote Outdoor Unit-Air-Source) | DLCURAH24ABK |  |  | EA*4X36L21A* | *80MS(N,L)0901714A* | 23800 | 17.5 | 8.5 | 26200 | 23600 | 90.08% | 1.98 | 0 | 10 |  |  |  | No | R-410A | 1.9833 | Residential & Commercial | Ducted CEE Tier 1
212979911 | Central HP <5.4 tons | DAY & NIGHT | HRCU-A-CB (Split System: Heat Pump with Remote Outdoor Unit-Air-Source) | DLCURAH24ABK |  |  | EN(A,D)4X30L17** | *80MS(N,L)0901714A* | 23600 | 17 | 8.5 | 26400 | 24400 | 92.42% | 2.02 | 0 | 10.5 |  |  |  | No | R-410A | 1.9667 | Residential & Commercial | Ducted CEE Tier 1
206772542 | Central HP <5.4 tons | HEIL | HRCU-A-CB (Split System: Heat Pump with Remote Outdoor Unit-Air-Source) | HVH837GKA2* |  |  | EHD4X36AAL+WALLCON | *80CTL0902120A* | 32200 | 16.5 | 8.1 | 33200 | 24800 | 74.7% | 1.92 | 11.5 | 11 |  |  |  | No | R-410A | 2.6833 | Residential & Commercial | Ducted CEE Tier 1
214650307 | Central HP <5.4 tons | YORK | HRCU-A-CB (Split System: Heat Pump with Remote Outdoor Unit-Air-Source) | HH824E2S11 |  |  | CTU30B5XCS1+TXV | TM9V060B12MP12 | 23000 | 17 | 9.5 | 23000 | 18300 | 79.57% | 2 | 0 | 12 |  |  |  | No | R-454B | 1.9167 | Residential & Commercial | Ducted CEE Tier 1
214650439 | Central HP <5.4 tons | YORK | HRCU-A-CB (Split System: Heat Pump with Remote Outdoor Unit-Air-Source) | HH824E2S11 |  |  | CTU36B5XDS1+TXV | TP9C060B12MP13 | 23000 | 18 | 9.5 | 23000 | 18800 | 81.74% | 2 | 0 | 12 |  |  |  | No | R-454B | 1.9167 | Residential & Commercial | Ducted CEE Tier 1
213774640 | Central HP <5.4 tons | COMFORTMAKER | HRCU-A-CB (Split System: Heat Pump with Remote Outdoor Unit-Air-Source) | CVH825GKA3* |  |  | EHD4X48AAL+WALLCON | *97CMN0601714B* | 24000 | 15.5 | 8.1 | 21400 | 16700 | 78.04% | 2 | 0 | 10.5 |  |  |  | No | R-410A | 2 | Residential & Commercial | Ducted CEE Tier 1
213773080 | Central HP <5.4 tons | COMFORTMAKER | HRCU-A-CB (Split System: Heat Pump with Remote Outdoor Unit-Air-Source) | CVH825GKA3* |  |  | EA*4X36L21A*+WALLCON | *80CTL1102120B* | 23600 | 16.5 | 8.1 | 21400 | 16600 | 77.57% | 1.94 | 0 | 10.5 |  |  |  | No | R-410A | 1.9667 | Residential & Commercial | Ducted CEE Tier 1
213773350 | Central HP <5.4 tons | COMFORTMAKER | HRCU-A-CB (Split System: Heat Pump with Remote Outdoor Unit-Air-Source) | CVH825GKA3* |  |  | EA*4X37L21A*+WALLCON | *96CTN0601714B* | 24400 | 16.5 | 8.1 | 21200 | 16700 | 78.77% | 2 | 0 | 10.5 |  |  |  | No | R-410A | 2.0333 | Residential & Commercial | Ducted CEE Tier 1
213773430 | Central HP <5.4 tons | COMFORTMAKER | HRCU-A-CB (Split System: Heat Pump with Remote Outdoor Unit-Air-Source) | CVH825GKA3* |  |  | EA*4X42L21A*+WALLCON | *95CSU0601716B* | 23600 | 16.5 | 8.1 | 21400 | 16700 | 78.04% | 1.94 | 0 | 10.5 |  |  |  | No | R-410A | 1.9667 | Residential & Commercial | Ducted CEE Tier 1
213773750 | Central HP <5.4 tons | COMFORTMAKER | HRCU-A-CB (Split System: Heat Pump with Remote Outdoor Unit-Air-Source) | CVH825GKA3* |  |  | EA*4X48L21A*+WALLCON | *97CMN0601714B* | 24000 | 16.5 | 8.1 | 21000 | 16600 | 79.05% | 2 | 0 | 10.5 |  |  |  | No | R-410A | 2 | Residential & Commercial | Ducted CEE Tier 1
213773150 | Central HP <5.4 tons | COMFORTMAKER | HRCU-A-CB (Split System: Heat Pump with Remote Outdoor Unit-Air-Source) | CVH825GKA3* |  |  | EA*4X36L21A*+WALLCON | *96CTN1002122B* | 23600 | 16.5 | 8.1 | 21400 | 16600 | 77.57% | 1.94 | 0 | 10.5 |  |  |  | No | R-410A | 1.9667 | Residential & Commercial | Ducted CEE Tier 1
215674394 | Central HP <5.4 tons | CARRIER | HRCU-A-CB (Split System: Heat Pump with Remote Outdoor Unit-Air-Source) | 27VNA048A*030* |  |  | CAA**6121AM*+UI | 59CU5B100C21**22 | 46000 | 18 | 9 | 48000 | 33600 | 70% | 2.08 | 0 | 10 |  |  |  | No | R-454B | 3.8333 | Residential & Commercial | Ducted CEE Tier 1
215674414 | Central HP <5.4 tons | CARRIER | HRCU-A-CB (Split System: Heat Pump with Remote Outdoor Unit-Air-Source) | 27VNA048A*030* |  |  | CAA**6121AM*+UI | 59MN7C080C21**20 | 46000 | 18 | 9 | 48000 | 33800 | 70.42% | 2.08 | 0 | 10 |  |  |  | No | R-454B | 3.8333 | Residential & Commercial | Ducted CEE Tier 1
210435132 | Central HP <5.4 tons | DAIKIN | HRCU-A-CB (Split System: Heat Pump with Remote Outdoor Unit-Air-Source) | DZ6VSA1810A* |  |  | CA*EA2422*4A* | D*80VC0804C*A* | 16600 | 17.5 | 8.5 | 17400 | 13000 | 74.71% | 2.1 | 0 | 10.9 |  |  |  | No | R-410A | 1.3833 | Residential & Commercial | Ducted CEE Tier 1
215675563 | Central HP <5.4 tons | CARRIER | HRCU-A-CB (Split System: Heat Pump with Remote Outdoor Unit-Air-Source) | 27VNA048A*030* |  |  | CVAMA4921XMA*+UI | 58TN*B090C21**20 | 48000 | 19 | 9 | 50000 | 36600 | 73.2% | 2 | 0 | 10.5 |  |  |  | No | R-454B | 4 | Residential & Commercial | Ducted CEE Tier 1
215676633 | Central HP <5.4 tons | CARRIER | HRCU-A-CB (Split System: Heat Pump with Remote Outdoor Unit-Air-Source) | 27VNA048A*030* |  |  | CVAVA6024XMA*+UI | 59CU5B080C21**20 | 47500 | 18.5 | 9 | 50000 | 36600 | 73.2% | 2 | 0 | 10 |  |  |  | No | R-454B | 3.9583 | Residential & Commercial | Ducted CEE Tier 1
215676883 | Central HP <5.4 tons | CARRIER | HRCU-A-CB (Split System: Heat Pump with Remote Outdoor Unit-Air-Source) | 27VNA048A*030* |  |  | CVAVA6124XMA*+UI | 58TN*B135C24**22 | 48500 | 19.5 | 9.5 | 50000 | 36600 | 73.2% | 2.1 | 0 | 10.5 |  |  |  | No | R-454B | 4.0417 | Residential & Commercial | Ducted CEE Tier 1
213773210 | Central HP <5.4 tons | COMFORTMAKER | HRCU-A-CB (Split System: Heat Pump with Remote Outdoor Unit-Air-Source) | CVH825GKA3* |  |  | EA*4X37L17A*+WALLCON | *97CMN0601714B* | 24000 | 16 | 8.1 | 21600 | 16800 | 77.78% | 1.98 | 0 | 10.5 |  |  |  | No | R-410A | 2 | Residential & Commercial | Ducted CEE Tier 1
213773610 | Central HP <5.4 tons | COMFORTMAKER | HRCU-A-CB (Split System: Heat Pump with Remote Outdoor Unit-Air-Source) | CVH825GKA3* |  |  | EA*4X43L21A*+WALLCON | *80CTL1102120B* | 24400 | 17 | 8.1 | 21200 | 16600 | 78.3% | 2.02 | 0 | 11 |  |  |  | No | R-410A | 2.0333 | Residential & Commercial | Ducted CEE Tier 1
213773660 | Central HP <5.4 tons | COMFORTMAKER | HRCU-A-CB (Split System: Heat Pump with Remote Outdoor Unit-Air-Source) | CVH825GKA3* |  |  | EA*4X43L21A*+WALLCON | *96CTN0601714B* | 24400 | 16.5 | 8.1 | 21200 | 16700 | 78.77% | 2 | 0 | 10.5 |  |  |  | No | R-410A | 2.0333 | Residential & Commercial | Ducted CEE Tier 1
215674164 | Central HP <5.4 tons | CARRIER | HRCU-A-CB (Split System: Heat Pump with Remote Outdoor Unit-Air-Source) | 27VNA048A*030* |  |  | CAA**6024AM*+UI | 58CU*A100C21**20 | 45000 | 17.5 | 9 | 47500 | 33600 | 70.74% | 2.06 | 0 | 10 |  |  |  | No | R-454B | 3.75 | Residential & Commercial | Ducted CEE Tier 1
215675453 | Central HP <5.4 tons | CARRIER | HRCU-A-CB (Split System: Heat Pump with Remote Outdoor Unit-Air-Source) | 27VNA048A*030* |  |  | CVAMA4821XMA*+UI | 59MN7C100C21**22 | 47000 | 18.5 | 9 | 50000 | 36400 | 72.8% | 2 | 0 | 10 |  |  |  | No | R-454B | 3.9167 | Residential & Commercial | Ducted CEE Tier 1
215675553 | Central HP <5.4 tons | CARRIER | HRCU-A-CB (Split System: Heat Pump with Remote Outdoor Unit-Air-Source) | 27VNA048A*030* |  |  | CVAMA4921XMA*+UI | 58TN*B090C17**16 | 48000 | 19 | 9 | 50000 | 37000 | 74% | 1.98 | 0 | 10 |  |  |  | No | R-454B | 4 | Residential & Commercial | Ducted CEE Tier 1
214570524 | Central HP <5.4 tons | DAY & NIGHT | HRCU-A-CB (Split System: Heat Pump with Remote Outdoor Unit-Air-Source) | CVH825GKA3* |  |  | EA*4X42L21A*+WALLCON | *97CMN0602120B* | 23600 | 16.5 | 8.1 | 21400 | 16700 | 78.04% | 1.96 | 0 | 10.5 |  |  |  | No | R-410A | 1.9667 | Residential & Commercial | Ducted CEE Tier 1
214570624 | Central HP <5.4 tons | DAY & NIGHT | HRCU-A-CB (Split System: Heat Pump with Remote Outdoor Unit-Air-Source) | CVH825GKA3* |  |  | EA*4X43L21A*+WALLCON | *95CSU0802120B* | 24400 | 16.5 | 8.5 | 21200 | 16600 | 78.3% | 2.02 | 0 | 11 |  |  |  | No | R-410A | 2.0333 | Residential & Commercial | Ducted CEE Tier 1
215674494 | Central HP <5.4 tons | CARRIER | HRCU-A-CB (Split System: Heat Pump with Remote Outdoor Unit-Air-Source) | 27VNA048A*030* |  |  | CAA**6124AM*+UI | 58TN*B110C21**20 | 46000 | 18.5 | 9 | 47500 | 33600 | 70.74% | 2.08 | 0 | 10 |  |  |  | No | R-454B | 3.8333 | Residential & Commercial | Ducted CEE Tier 1
215675473 | Central HP <5.4 tons | CARRIER | HRCU-A-CB (Split System: Heat Pump with Remote Outdoor Unit-Air-Source) | 27VNA048A*030* |  |  | CVAMA4821XMA*+UI | 59TN6C080C21**20 | 47000 | 18.5 | 9 | 50000 | 36400 | 72.8% | 2 | 0 | 10 |  |  |  | No | R-454B | 3.9167 | Residential & Commercial | Ducted CEE Tier 1
215675623 | Central HP <5.4 tons | CARRIER | HRCU-A-CB (Split System: Heat Pump with Remote Outdoor Unit-Air-Source) | 27VNA048A*030* |  |  | CVAMA4921XMA*+UI | 59MN7C080C21**20 | 48000 | 19 | 9 | 50000 | 36800 | 73.6% | 2 | 0 | 10 |  |  |  | No | R-454B | 4 | Residential & Commercial | Ducted CEE Tier 1
215676103 | Central HP <5.4 tons | CARRIER | HRCU-A-CB (Split System: Heat Pump with Remote Outdoor Unit-Air-Source) | 27VNA048A*030* |  |  | CVAVA4821XMA*+UI | 58CU*A080C21**20 | 47000 | 18.5 | 9 | 50000 | 36400 | 72.8% | 2 | 0 | 10 |  |  |  | No | R-454B | 3.9167 | Residential & Commercial | Ducted CEE Tier 1
215676253 | Central HP <5.4 tons | CARRIER | HRCU-A-CB (Split System: Heat Pump with Remote Outdoor Unit-Air-Source) | 27VNA048A*030* |  |  | CVAVA4824XMA*+UI | 59MN7C080C21**20 | 47000 | 18.5 | 9 | 50000 | 36400 | 72.8% | 2 | 0 | 10 |  |  |  | No | R-454B | 3.9167 | Residential & Commercial | Ducted CEE Tier 1
215676273 | Central HP <5.4 tons | CARRIER | HRCU-A-CB (Split System: Heat Pump with Remote Outdoor Unit-Air-Source) | 27VNA048A*030* |  |  | CVAVA4824XMA*+UI | 59TN6C120C24**22 | 47000 | 18.5 | 9 | 50000 | 36400 | 72.8% | 2 | 0 | 10 |  |  |  | No | R-454B | 3.9167 | Residential & Commercial | Ducted CEE Tier 1
210473321 | Central HP <5.4 tons | DAY & NIGHT | HRCU-A-CB (Split System: Heat Pump with Remote Outdoor Unit-Air-Source) | CVH825GKA3* |  |  | EA*4X48L21A*+WALLCON | *80CSU1002120A* | 24000 | 16.5 | 8.1 | 21000 | 16600 | 79.05% | 2 | 0 | 10.5 |  |  |  | No | R-410A | 2 | Residential & Commercial | Ducted CEE Tier 1
210473387 | Central HP <5.4 tons | DAY & NIGHT | HRCU-A-CB (Split System: Heat Pump with Remote Outdoor Unit-Air-Source) | CVH825GKA3* |  |  | EA*4X48L21A*+WALLCON | *97CMN0801714A* | 24000 | 16.5 | 8.1 | 21000 | 16600 | 79.05% | 2 | 0 | 11 |  |  |  | No | R-410A | 2 | Residential & Commercial | Ducted CEE Tier 1
210473988 | Central HP <5.4 tons | DAY & NIGHT | HRCU-A-CB (Split System: Heat Pump with Remote Outdoor Unit-Air-Source) | CVH825GKA3* |  |  | EN(A,D,W)4X48L21**+WALLCON | *96CTN0801714A* | 24000 | 16.5 | 8.1 | 21400 | 16600 | 77.57% | 2 | 0 | 11 |  |  |  | No | R-410A | 2 | Residential & Commercial | Ducted CEE Tier 1
213773620 | Central HP <5.4 tons | COMFORTMAKER | HRCU-A-CB (Split System: Heat Pump with Remote Outdoor Unit-Air-Source) | CVH825GKA3* |  |  | EA*4X43L21A*+WALLCON | *95CSU0601716B* | 24400 | 16.5 | 8.1 | 21200 | 16600 | 78.3% | 2.02 | 0 | 10.5 |  |  |  | No | R-410A | 2.0333 | Residential & Commercial | Ducted CEE Tier 1
213773770 | Central HP <5.4 tons | COMFORTMAKER | HRCU-A-CB (Split System: Heat Pump with Remote Outdoor Unit-Air-Source) | CVH825GKA3* |  |  | EA*4X48L21A*+WALLCON | *97CMN1002122B* | 24000 | 16.5 | 8.1 | 21000 | 16500 | 78.57% | 2.02 | 0 | 11 |  |  |  | No | R-410A | 2 | Residential & Commercial | Ducted CEE Tier 1
214570724 | Central HP <5.4 tons | DAY & NIGHT | HRCU-A-CB (Split System: Heat Pump with Remote Outdoor Unit-Air-Source) | CVH825GKA3* |  |  | EA*4X48L21A*+WALLCON | *96CTN0802120B* | 24200 | 17 | 8.5 | 20800 | 16500 | 79.33% | 2.02 | 0 | 11 |  |  |  | No | R-410A | 2.0167 | Residential & Commercial | Ducted CEE Tier 1
214571194 | Central HP <5.4 tons | DAY & NIGHT | HRCU-A-CB (Split System: Heat Pump with Remote Outdoor Unit-Air-Source) | CVH825GKA3* |  |  | EN(A,D,W)4X42L21**+WALLCON | *97CMN0802120B* | 23800 | 16.5 | 8.1 | 21400 | 16700 | 78.04% | 1.96 | 0 | 11 |  |  |  | No | R-410A | 1.9833 | Residential & Commercial | Ducted CEE Tier 1
215429063 | Central HP <5.4 tons | AMERICAN STANDARD | HRCU-A-CB (Split System: Heat Pump with Remote Outdoor Unit-Air-Source) | 4A6V8X60A1 |  |  | TEM6A0C48H41+TDR+RP |  | 53000 | 18 | 8.5 | 53000 | 38500 | 72.64% | 1.79 | 0 | 11.7 |  |  |  | No | R-410A | 4.4167 | Residential & Commercial | Ducted CEE Tier 1
214570723 | Central HP <5.4 tons | COMFORTMAKER | HRCU-A-CB (Split System: Heat Pump with Remote Outdoor Unit-Air-Source) | CVH825GKA3* |  |  | EA*4X48L21A*+WALLCON | *96CTN0802120B* | 24200 | 17 | 8.5 | 20800 | 16500 | 79.33% | 2.02 | 0 | 11 |  |  |  | No | R-410A | 2.0167 | Residential & Commercial | Ducted CEE Tier 1
210474142 | Central HP <5.4 tons | DAY & NIGHT | HRCU-A-CB (Split System: Heat Pump with Remote Outdoor Unit-Air-Source) | CVH825GKA3* |  |  | EN(A,D)4X48L24**+WALLCON | *96CTN1002122A* | 24200 | 17 | 8.1 | 21400 | 16600 | 77.57% | 2.02 | 0 | 11.5 |  |  |  | No | R-410A | 2.0167 | Residential & Commercial | Ducted CEE Tier 1
210474510 | Central HP <5.4 tons | DAY & NIGHT | HRCU-A-CB (Split System: Heat Pump with Remote Outdoor Unit-Air-Source) | CVH825GKA3* |  |  | EHD4X48AAL+WALLCON | *80CTL0451712A* | 24200 | 16 | 8.1 | 21400 | 16700 | 78.04% | 2 | 0 | 10.5 |  |  |  | No | R-410A | 2.0167 | Residential & Commercial | Ducted CEE Tier 1
210474609 | Central HP <5.4 tons | DAY & NIGHT | HRCU-A-CB (Split System: Heat Pump with Remote Outdoor Unit-Air-Source) | CVH825GKA3* |  |  | EHD4X48AAL+WALLCON | *97CMN1202422A* | 24200 | 16 | 8.1 | 21200 | 16600 | 78.3% | 2.02 | 0 | 10.5 |  |  |  | No | R-410A | 2.0167 | Residential & Commercial | Ducted CEE Tier 1
213078754 | Central HP <5.4 tons | TEMPSTAR | HRCU-A-CB (Split System: Heat Pump with Remote Outdoor Unit-Air-Source) | DLCURAH36ABK |  |  | EA*4X48L24A* | *80MS(N,L)1102420A* | 36200 | 16.5 | 8.5 | 38000 | 34800 | 91.58% | 2.02 | 0 | 10 |  |  |  | No | R-410A | 3.0167 | Residential & Commercial | Ducted CEE Tier 1
213078935 | Central HP <5.4 tons | TEMPSTAR | HRCU-A-CB (Split System: Heat Pump with Remote Outdoor Unit-Air-Source) | DLCURAH36ABK |  |  | EN(A,D,W)4X42L21** | *80MSU1002120A* | 35400 | 15.5 | 8.5 | 38500 | 35200 | 91.43% | 1.88 | 0 | 10 |  |  |  | No | R-410A | 2.95 | Residential & Commercial | Ducted CEE Tier 1
213781620 | Central HP <5.4 tons | COMFORTMAKER | HRCU-A-CB (Split System: Heat Pump with Remote Outdoor Unit-Air-Source) | CVH837GKA2* |  |  | EA*4X61L21A*+WALLCON | *97CMN1002122B* | 33200 | 17.5 | 8.5 | 32000 | 24800 | 77.5% | 1.98 | 0 | 11.7 |  |  |  | No | R-410A | 2.7667 | Residential & Commercial | Ducted CEE Tier 1
215936236 | Central HP <5.4 tons | HEIL | HRCU-A-CB (Split System: Heat Pump with Remote Outdoor Unit-Air-Source) | H5H3V36*K*AAA* |  |  | EVD5X42M24A*+WALLCON | *97CMN1002122B* | 35600 | 22 | 8.5 | 38000 | 28400 | 74.74% | 2.04 | 0 | 12.5 |  |  |  | No | R-454B | 2.9667 | Residential & Commercial | Ducted CEE Tier 1
215936266 | Central HP <5.4 tons | HEIL | HRCU-A-CB (Split System: Heat Pump with Remote Outdoor Unit-Air-Source) | H5H3V36*K*AAA* |  |  | EVD5X42M24A*+WALLCON | *96CTN1202422B* | 35600 | 22 | 8.5 | 38000 | 28400 | 74.74% | 2.04 | 0 | 12.5 |  |  |  | No | R-454B | 2.9667 | Residential & Commercial | Ducted CEE Tier 1
215936336 | Central HP <5.4 tons | HEIL | HRCU-A-CB (Split System: Heat Pump with Remote Outdoor Unit-Air-Source) | H5H3V36*K*AAA* |  |  | EVD5X48M24A*+WALLCON | *80CTL1352422B* | 35200 | 21.5 | 8.5 | 38000 | 28200 | 74.21% | 2.04 | 0 | 12 |  |  |  | No | R-454B | 2.9333 | Residential & Commercial | Ducted CEE Tier 1
215936636 | Central HP <5.4 tons | HEIL | HRCU-A-CB (Split System: Heat Pump with Remote Outdoor Unit-Air-Source) | H5H3V36*K*AAA* |  |  | EVD5X60M21A*+WALLCON | *80CTL1102120B* | 35600 | 22 | 8.5 | 38000 | 28400 | 74.74% | 2.02 | 0 | 12.5 |  |  |  | No | R-454B | 2.9667 | Residential & Commercial | Ducted CEE Tier 1
212614877 | Central HP <5.4 tons | DAIKIN | HRCU-A-CB (Split System: Heat Pump with Remote Outdoor Unit-Air-Source) | DZ6VSA241EA* |  |  | CA*EA2422*4A* | D*80SC0604BUA* | 23000 | 17 | 8.6 | 23000 | 16100 | 70% | 2 | 0 | 10 |  |  |  | No | R-410A | 1.9167 | Residential & Commercial | Ducted CEE Tier 1
212614904 | Central HP <5.4 tons | DAIKIN | HRCU-A-CB (Split System: Heat Pump with Remote Outdoor Unit-Air-Source) | DZ6VSA241EA* |  |  | CA*EA3026*4A* | D*96VC0403BNA* | 23000 | 17 | 8.6 | 23000 | 16100 | 70% | 2 | 0 | 10 |  |  |  | No | R-410A | 1.9167 | Residential & Commercial | Ducted CEE Tier 1
212978769 | Central HP <5.4 tons | DAY & NIGHT | HRCU-A-CB (Split System: Heat Pump with Remote Outdoor Unit-Air-Source) | DLCURAH18ABK |  |  | EA*4X25L17A* | *80MS(N,L)0701712A* | 18000 | 17 | 8.5 | 17800 | 17700 | 99.44% | 2.14 | 0 | 11 |  |  |  | No | R-410A | 1.5 | Residential & Commercial | Ducted CEE Tier 1
212984671 | Central HP <5.4 tons | TEMPSTAR | HRCU-A-CB (Split System: Heat Pump with Remote Outdoor Unit-Air-Source) | DLCURAH24ABK |  |  | EN(A,D)4X30L17** | *92MSN0801716A* | 23600 | 17.5 | 8.5 | 26200 | 24600 | 93.89% | 2.04 | 0 | 10.5 |  |  |  | No | R-410A | 1.9667 | Residential & Commercial | Ducted CEE Tier 1
211245205 | Central HP <5.4 tons | DAY & NIGHT | HRCU-A-CB (Split System: Heat Pump with Remote Outdoor Unit-Air-Source) | DLCURAH24ABK |  |  | EN(A,D,W)4X36L17** | *95ESN0801716A* | 24600 | 15.5 | 8.1 | 26800 | 22200 | 82.84% | 1.82 | 0 | 10 |  |  |  | No | R-410A | 2.05 | Residential & Commercial | Ducted CEE Tier 1
211245269 | Central HP <5.4 tons | DAY & NIGHT | HRCU-A-CB (Split System: Heat Pump with Remote Outdoor Unit-Air-Source) | DLCURAH24ABK |  |  | EN(A,D,W)4X36L17** | OLV098A12* | 23400 | 16.5 | 8.1 | 25800 | 24200 | 93.8% | 2 | 0 | 10 |  |  |  | No | R-410A | 1.95 | Residential & Commercial | Ducted CEE Tier 1
206773366 | Central HP <5.4 tons | HEIL | HRCU-A-CB (Split System: Heat Pump with Remote Outdoor Unit-Air-Source) | HVH837GKA2* |  |  | EHD4X48AAL+WALLCON | *80CSU0601716A* | 32600 | 16.5 | 8.1 | 33200 | 25000 | 75.3% | 1.96 | 11.5 | 11 |  |  |  | No | R-410A | 2.7167 | Residential & Commercial | Ducted CEE Tier 1
212978168 | Central HP <5.4 tons | DAY & NIGHT | HRCU-A-CB (Split System: Heat Pump with Remote Outdoor Unit-Air-Source) | DLCURAH24ABK |  |  | EN(A,D)4X24L14** | *80MS(N,L)0701412A* | 23200 | 17 | 8.5 | 26800 | 25400 | 94.78% | 2.14 | 0 | 10 |  |  |  | No | R-410A | 1.9333 | Residential & Commercial | Ducted CEE Tier 1
211245103 | Central HP <5.4 tons | DAY & NIGHT | HRCU-A-CB (Split System: Heat Pump with Remote Outdoor Unit-Air-Source) | DLCURAH24ABK |  |  | EN(A,D,W)4X36L17** | *96VTN0601714A* | 24000 | 16.5 | 8.1 | 26200 | 23200 | 88.55% | 1.92 | 0 | 10 |  |  |  | No | R-410A | 2 | Residential & Commercial | Ducted CEE Tier 1
211245172 | Central HP <5.4 tons | DAY & NIGHT | HRCU-A-CB (Split System: Heat Pump with Remote Outdoor Unit-Air-Source) | DLCURAH24ABK |  |  | EN(A,D,W)4X36L17** | *92ESN0601714A* | 24400 | 16.5 | 8.1 | 26400 | 22800 | 86.36% | 1.88 | 0 | 10.5 |  |  |  | No | R-410A | 2.0333 | Residential & Commercial | Ducted CEE Tier 1
210474642 | Central HP <5.4 tons | DAY & NIGHT | HRCU-A-CB (Split System: Heat Pump with Remote Outdoor Unit-Air-Source) | CVH825GKA3* |  |  | EHD4X48AAL+WALLCON | *80CTL0901716A* | 24400 | 17 | 8.1 | 21200 | 16500 | 77.83% | 2.04 | 0 | 11 |  |  |  | No | R-410A | 2.0333 | Residential & Commercial | Ducted CEE Tier 1
213774570 | Central HP <5.4 tons | COMFORTMAKER | HRCU-A-CB (Split System: Heat Pump with Remote Outdoor Unit-Air-Source) | CVH825GKA3* |  |  | EHD4X48AAL+WALLCON | *80CTL0701412B* | 24400 | 16.5 | 8.1 | 21200 | 16600 | 78.3% | 2 | 0 | 10.5 |  |  |  | No | R-410A | 2.0333 | Residential & Commercial | Ducted CEE Tier 1
213774620 | Central HP <5.4 tons | COMFORTMAKER | HRCU-A-CB (Split System: Heat Pump with Remote Outdoor Unit-Air-Source) | CVH825GKA3* |  |  | EHD4X48AAL+WALLCON | *80CTL1352422B* | 24200 | 16 | 8.1 | 21200 | 16600 | 78.3% | 2 | 0 | 10.5 |  |  |  | No | R-410A | 2.0167 | Residential & Commercial | Ducted CEE Tier 1
215674594 | Central HP <5.4 tons | CARRIER | HRCU-A-CB (Split System: Heat Pump with Remote Outdoor Unit-Air-Source) | 27VNA048A*030* |  |  | CAA**6124AM*+UI | 59MN7C100C21**22 | 46000 | 18.5 | 9 | 47500 | 33600 | 70.74% | 2.06 | 0 | 10 |  |  |  | No | R-454B | 3.8333 | Residential & Commercial | Ducted CEE Tier 1
211178370 | Central HP <5.4 tons | Liberty Heating & Air Conditioning | HRCU-A-CB (Split System: Heat Pump with Remote Outdoor Unit-Air-Source) | ASZS601810A* |  |  | CA*EA2422*4A* | G*VS960603BUA* | 16600 | 17.5 | 8.5 | 17400 | 13000 | 74.71% | 2.1 | 0 | 10.9 |  |  |  | No | R-410A | 1.3833 | Residential & Commercial | Ducted CEE Tier 1
212984572 | Central HP <5.4 tons | HEIL | HRCU-A-CB (Split System: Heat Pump with Remote Outdoor Unit-Air-Source) | DLCURAH24ABK |  |  | EA*4X24L17A* | *92MSN0801716A* | 23200 | 17 | 9 | 26800 | 26800 | 100% | 2.3 | 0 | 10 |  |  |  | No | R-410A | 1.9333 | Residential & Commercial | Ducted CEE Tier 1
213779810 | Central HP <5.4 tons | COMFORTMAKER | HRCU-A-CB (Split System: Heat Pump with Remote Outdoor Unit-Air-Source) | CVH837GKA** |  |  | EA*4X61L24A*+WALLCON | *96CTN1202422B* | 33200 | 17.5 | 8.5 | 32000 | 24800 | 77.5% | 2 | 0 | 11.7 |  |  |  | No | R-410A | 2.7667 | Residential & Commercial | Ducted CEE Tier 1
213780030 | Central HP <5.4 tons | COMFORTMAKER | HRCU-A-CB (Split System: Heat Pump with Remote Outdoor Unit-Air-Source) | CVH837GKA** |  |  | EHD4X42AAL+WALLCON | *80CTL1102120B* | 32600 | 16.5 | 8.1 | 32800 | 24600 | 75% | 1.94 | 0 | 11 |  |  |  | No | R-410A | 2.7167 | Residential & Commercial | Ducted CEE Tier 1
211244689 | Central HP <5.4 tons | DAY & NIGHT | HRCU-A-CB (Split System: Heat Pump with Remote Outdoor Unit-Air-Source) | DLCURAH24ABK |  |  | EN(A,D)4X30L17** | *80ES(N,L)0451712A* | 24000 | 16.5 | 8.1 | 26200 | 23000 | 87.79% | 1.9 | 0 | 10.5 |  |  |  | No | R-410A | 2 | Residential & Commercial | Ducted CEE Tier 1
211244814 | Central HP <5.4 tons | DAY & NIGHT | HRCU-A-CB (Split System: Heat Pump with Remote Outdoor Unit-Air-Source) | DLCURAH24ABK |  |  | EN(A,D)4X30L17** | *80ESU0601716A | 24800 | 16.5 | 8.5 | 26600 | 22200 | 83.46% | 1.84 | 0 | 10.5 |  |  |  | No | R-410A | 2.0667 | Residential & Commercial | Ducted CEE Tier 1
206772992 | Central HP <5.4 tons | HEIL | HRCU-A-CB (Split System: Heat Pump with Remote Outdoor Unit-Air-Source) | HVH837GKA2* |  |  | EHD4X48AAL+WALLCON | *80CTL0701412A* | 32600 | 17 | 8.1 | 33200 | 25000 | 75.3% | 1.96 | 11.5 | 11 |  |  |  | No | R-410A | 2.7167 | Residential & Commercial | Ducted CEE Tier 1
213296770 | Central HP <5.4 tons | YORK | HRCU-A-CB (Split System: Heat Pump with Remote Outdoor Unit-Air-Source) | HMH72B341 |  |  | XAFC36DBCN1 | Y81E080B12SMPS1 | 34000 | 18 | 8.1 | 33400 | 24000 | 71.86% | 2.08 | 0 | 10 |  |  |  | No | R-410A | 2.8333 | Residential & Commercial | Ducted CEE Tier 1
213296772 | Central HP <5.4 tons | YORK | HRCU-A-CB (Split System: Heat Pump with Remote Outdoor Unit-Air-Source) | HMH72B341 |  |  | XAFB36DXXN1+TXV | Y81E040A12SMPS1 | 34000 | 18 | 8.5 | 33400 | 24200 | 72.46% | 2.1 | 0 | 10 |  |  |  | No | R-410A | 2.8333 | Residential & Commercial | Ducted CEE Tier 1
214650214 | Central HP <5.4 tons | YORK | HRCU-A-CB (Split System: Heat Pump with Remote Outdoor Unit-Air-Source) | HH860E2S11 |  |  | CTU60D5XHS1+TXV | TM9Y120D20MP11 | 53500 | 19 | 8.5 | 54500 | 39500 | 72.48% | 2 | 0 | 11 |  |  |  | No | R-454B | 4.4583 | Residential & Commercial | Ducted CEE Tier 1
215853491 | Central HP <5.4 tons | CHAMPION HEATING AND COOLING | HRCU-A-CB (Split System: Heat Pump with Remote Outdoor Unit-Air-Source) | HH860E2S11 |  |  | CTM60D5CJS1 | TM8E130D20MP11 | 53500 | 18 | 9 | 55500 | 39500 | 71.17% | 2 | 0 | 11 |  |  |  | No | R-454B | 4.4583 | Residential & Commercial | Ducted CEE Tier 1
215853492 | Central HP <5.4 tons | CHAMPION HEATING AND COOLING | HRCU-A-CB (Split System: Heat Pump with Remote Outdoor Unit-Air-Source) | HH860E2S11 |  |  | CTM60D5CJS1 | TMLE130D20MP11 | 53500 | 18 | 9 | 55500 | 39500 | 71.17% | 2 | 0 | 11 |  |  |  | No | R-454B | 4.4583 | Residential & Commercial | Ducted CEE Tier 1
210473379 | Central HP <5.4 tons | TEMPSTAR | HRCU-A-CB (Split System: Heat Pump with Remote Outdoor Unit-Air-Source) | TVH825GKA3* |  |  | EA*4X48L21A*+WALLCON | *97CMN0601714A* | 24000 | 16.5 | 8.1 | 21000 | 16700 | 79.52% | 2 | 0 | 11 |  |  |  | No | R-410A | 2 | Residential & Commercial | Ducted CEE Tier 1
214650348 | Central HP <5.4 tons | YORK | HRCU-A-CB (Split System: Heat Pump with Remote Outdoor Unit-Air-Source) | HH860E2S11 |  |  | CTU60D5XHS1+TXV | Y81E130D20SMPS1 | 54000 | 19 | 9 | 53500 | 38500 | 71.96% | 2 | 0 | 12 |  |  |  | No | R-454B | 4.5 | Residential & Commercial | Ducted CEE Tier 1
215940854 | Central HP <5.4 tons | CARRIER | HRCU-A-CB (Split System: Heat Pump with Remote Outdoor Unit-Air-Source) | 27VNA336A*030* |  |  | CVAVA6021XMA*+UI | 59TN7A080C21**20 | 35600 | 21.5 | 8.5 | 38000 | 28600 | 75.26% | 2.02 | 0 | 12 |  |  |  | No | R-454B | 2.9667 | Residential & Commercial | Ducted CEE Tier 1
215942360 | Central HP <5.4 tons | CARRIER | HRCU-A-CB (Split System: Heat Pump with Remote Outdoor Unit-Air-Source) | 27VNA336A*030* |  |  | CVAMA4421XMA*+UI | 59MN7C060C17**14 | 35200 | 21 | 8.5 | 37400 | 28000 | 74.87% | 2.06 | 0 | 11.7 |  |  |  | No | R-454B | 2.9333 | Residential & Commercial | Ducted CEE Tier 1
215942610 | Central HP <5.4 tons | CARRIER | HRCU-A-CB (Split System: Heat Pump with Remote Outdoor Unit-Air-Source) | 27VNA336A*030* |  |  | CVAMA6124XMA*+UI | 59TN7A080C21**20 | 36000 | 22 | 8.5 | 37400 | 28200 | 75.4% | 2.04 | 0 | 12.5 |  |  |  | No | R-454B | 3 | Residential & Commercial | Ducted CEE Tier 1
215942660 | Central HP <5.4 tons | CARRIER | HRCU-A-CB (Split System: Heat Pump with Remote Outdoor Unit-Air-Source) | 27VNA336A*030* |  |  | CVAVA6124XMA*+UI | 59TN7A080C21**20 | 36000 | 22 | 8.5 | 37400 | 28200 | 75.4% | 2.04 | 0 | 12.5 |  |  |  | No | R-454B | 3 | Residential & Commercial | Ducted CEE Tier 1
214779453 | Central HP <5.4 tons | YORK | HRCU-A-CB (Split System: Heat Pump with Remote Outdoor Unit-Air-Source) | HH836E2S11 |  |  | CTU36B5XDS1+JMET12BS2N1+TXV |  | 34200 | 19 | 9 | 31600 | 25800 | 81.65% | 2 | 0 | 11.7 |  |  |  | No | R-454B | 2.85 | Residential & Commercial | Ducted CEE Tier 1
213296640 | Central HP <5.4 tons | YORK | HRCU-A-CB (Split System: Heat Pump with Remote Outdoor Unit-Air-Source) | HMH72B341 |  |  | XAHB30CXXN1+TXV | Y81E080B12LMPS1 | 31800 | 17 | 8.1 | 32200 | 22600 | 70.19% | 2 | 0 | 10 |  |  |  | No | R-410A | 2.65 | Residential & Commercial | Ducted CEE Tier 1
213781720 | Central HP <5.4 tons | COMFORTMAKER | HRCU-A-CB (Split System: Heat Pump with Remote Outdoor Unit-Air-Source) | CVH837GKA2* |  |  | EA*4X61L24A*+WALLCON | *96CTN1202422B* | 33200 | 17.5 | 8.5 | 32000 | 24800 | 77.5% | 2 | 0 | 11.7 |  |  |  | No | R-410A | 2.7667 | Residential & Commercial | Ducted CEE Tier 1
213782190 | Central HP <5.4 tons | COMFORTMAKER | HRCU-A-CB (Split System: Heat Pump with Remote Outdoor Unit-Air-Source) | CVH837GKA2* |  |  | EHD4X48AAL+WALLCON | *96CTN1002122B* | 32600 | 16.5 | 8.1 | 33000 | 24800 | 75.15% | 1.96 | 0 | 11 |  |  |  | No | R-410A | 2.7167 | Residential & Commercial | Ducted CEE Tier 1
215669543 | Central HP <5.4 tons | BRYANT HEATING AND COOLING SYSTEMS | HRCU-A-CB (Split System: Heat Pump with Remote Outdoor Unit-Air-Source) | 290VAN036**AA* |  |  | CAA**6121AM*+UI | 987MC60060C21*** | 34600 | 18 | 9 | 34600 | 25000 | 72.25% | 1.9 | 0 | 10 |  |  |  | No | R-454B | 2.8833 | Residential & Commercial | Ducted CEE Tier 1
215669613 | Central HP <5.4 tons | BRYANT HEATING AND COOLING SYSTEMS | HRCU-A-CB (Split System: Heat Pump with Remote Outdoor Unit-Air-Source) | 290VAN036**AA* |  |  | CAA**6124AM*+UI | 83*CA60100C21*** | 34800 | 18 | 9 | 34400 | 24800 | 72.09% | 1.92 | 0 | 10 |  |  |  | No | R-454B | 2.9 | Residential & Commercial | Ducted CEE Tier 1
215669663 | Central HP <5.4 tons | BRYANT HEATING AND COOLING SYSTEMS | HRCU-A-CB (Split System: Heat Pump with Remote Outdoor Unit-Air-Source) | 290VAN036**AA* |  |  | CAA**6124AM*+UI | 935CB60080C21*** | 34800 | 18 | 9 | 34400 | 24800 | 72.09% | 1.92 | 0 | 10 |  |  |  | No | R-454B | 2.9 | Residential & Commercial | Ducted CEE Tier 1
214626028 | Central HP <5.4 tons | LENNOX | HRCU-A-CB (Split System: Heat Pump with Remote Outdoor Unit-Air-Source) | SL25XPV-024-230A** |  |  | CK40HT-42B-0*+TDR | SL280UH090XV48B* | 22800 | 22.4 | 9.6 | 21400 | 19900 | 92.99% | 1.98 | 0 | 15 |  |  |  | No | R-410A | 1.9 | Residential & Commercial | Ducted CEE Tier 1
214626045 | Central HP <5.4 tons | LENNOX | HRCU-A-CB (Split System: Heat Pump with Remote Outdoor Unit-Air-Source) | SL25XPV-024-230A** |  |  | CK40CT-36A-0*+TDR | SL280UH070XV36A* | 22200 | 21.8 | 9.2 | 21600 | 20400 | 94.44% | 1.84 | 0 | 14.3 |  |  |  | No | R-410A | 1.85 | Residential & Commercial | Ducted CEE Tier 1
210470318 | Central HP <5.4 tons | TEMPSTAR | HRCU-A-CB (Split System: Heat Pump with Remote Outdoor Unit-Air-Source) | TVH837GKA2* |  |  | EA*4X60L24A*+WALLCON | *97CMN1002122A* | 32800 | 17.5 | 8.5 | 31800 | 24800 | 77.99% | 2 | 0 | 11.7 |  |  |  | No | R-410A | 2.7333 | Residential & Commercial | Ducted CEE Tier 1
210470450 | Central HP <5.4 tons | TEMPSTAR | HRCU-A-CB (Split System: Heat Pump with Remote Outdoor Unit-Air-Source) | TVH837GKA2* |  |  | EA*4X61L21A*+WALLCON | *80CTL0902120A* | 33200 | 18 | 8.5 | 32000 | 25000 | 78.12% | 2 | 0 | 11.7 |  |  |  | No | R-410A | 2.7667 | Residential & Commercial | Ducted CEE Tier 1
214807612 | Central HP <5.4 tons | YORK | HRCU-A-CB (Split System: Heat Pump with Remote Outdoor Unit-Air-Source) | HH860E2S11 |  |  | CTU60C5XGS1+JMC17C2SN1+TXV |  | 44500 | 18 | 9 | 44000 | 33000 | 75% | 2 | 0 | 12 |  |  |  | No | R-454B | 3.7083 | Residential & Commercial | Ducted CEE Tier 1
214807637 | Central HP <5.4 tons | YORK | HRCU-A-CB (Split System: Heat Pump with Remote Outdoor Unit-Air-Source) | HH860E2S11 |  |  | CTU60C5XGS1+TXV | Y81E080C20SMPS1 | 44000 | 18 | 9 | 44500 | 33400 | 75.06% | 2 | 0 | 12 |  |  |  | No | R-454B | 3.6667 | Residential & Commercial | Ducted CEE Tier 1
214650591 | Central HP <5.4 tons | YORK | HRCU-A-CB (Split System: Heat Pump with Remote Outdoor Unit-Air-Source) | HH860E2S11 |  |  | CTU60D5XGS1+TXV | TM9Y120D20MP11 | 44000 | 18 | 9 | 44000 | 33400 | 75.91% | 2 | 0 | 11.7 |  |  |  | No | R-454B | 3.6667 | Residential & Commercial | Ducted CEE Tier 1
214397169 | Central HP <5.4 tons | FRASER-JOHNSTON | HRCU-A-CB (Split System: Heat Pump with Remote Outdoor Unit-Air-Source) | HH860E2S11 |  |  | CTF60D5CHS1+JMC20D2SN1 |  | 53000 | 19 | 8.5 | 53000 | 38000 | 71.7% | 2 | 0 | 12 |  |  |  | No | R-454B | 4.4167 | Residential & Commercial | Ducted CEE Tier 1
214397421 | Central HP <5.4 tons | FRASER-JOHNSTON | HRCU-A-CB (Split System: Heat Pump with Remote Outdoor Unit-Air-Source) | HH860E2S11 |  |  | CTF60C5CGS1 | TM8E100C16MP11 | 44500 | 18 | 9 | 45500 | 34200 | 75.16% | 2 | 0 | 11 |  |  |  | No | R-454B | 3.7083 | Residential & Commercial | Ducted CEE Tier 1
214807663 | Central HP <5.4 tons | YORK | HRCU-A-CB (Split System: Heat Pump with Remote Outdoor Unit-Air-Source) | HH860E2S11 |  |  | CTU60C5XGS1+TXV | TM8Y080C16MP11 | 44000 | 18 | 9 | 44000 | 33400 | 75.91% | 2 | 0 | 11.7 |  |  |  | No | R-454B | 3.6667 | Residential & Commercial | Ducted CEE Tier 1
214584681 | Central HP <5.4 tons | COLEMAN | HRCU-A-CB (Split System: Heat Pump with Remote Outdoor Unit-Air-Source) | HH860E2S11 |  |  | CTM60C5CGS1 | Z8ES120C16SMPS1 | 44000 | 18 | 9 | 44000 | 33000 | 75% | 2 | 0 | 12 |  |  |  | No | R-454B | 3.6667 | Residential & Commercial | Ducted CEE Tier 1
214807362 | Central HP <5.4 tons | YORK | HRCU-A-CB (Split System: Heat Pump with Remote Outdoor Unit-Air-Source) | HH824E2S11 |  |  | CTU36B5XDS1+JMET12BS2N1+TXV |  | 23000 | 19 | 9.5 | 23000 | 18100 | 78.7% | 2 | 0 | 12 |  |  |  | No | R-454B | 1.9167 | Residential & Commercial | Ducted CEE Tier 1
214807369 | Central HP <5.4 tons | YORK | HRCU-A-CB (Split System: Heat Pump with Remote Outdoor Unit-Air-Source) | HH824E2S11 |  |  | CTM36B5ADS1 | TP9C080B12MP13 | 23000 | 18 | 9.5 | 23000 | 18500 | 80.43% | 2 | 0 | 12 |  |  |  | No | R-454B | 1.9167 | Residential & Commercial | Ducted CEE Tier 1
214807385 | Central HP <5.4 tons | YORK | HRCU-A-CB (Split System: Heat Pump with Remote Outdoor Unit-Air-Source) | HH824E2S11 |  |  | CTU30B5XCS1+JMC12B2SN1+TXV |  | 23000 | 18 | 9.5 | 23000 | 19000 | 82.61% | 2 | 0 | 12 |  |  |  | No | R-454B | 1.9167 | Residential & Commercial | Ducted CEE Tier 1
214626121 | Central HP <5.4 tons | LENNOX | HRCU-A-CB (Split System: Heat Pump with Remote Outdoor Unit-Air-Source) | SL25XPV-036-230A** |  |  | CK40HT-48C-0*+TDR | EL297UH110XV60C* | 34000 | 21.2 | 8.5 | 33800 | 26000 | 76.92% | 1.76 | 0 | 13.5 |  |  |  | No | R-410A | 2.8333 | Residential & Commercial | Ducted CEE Tier 1
214626125 | Central HP <5.4 tons | LENNOX | HRCU-A-CB (Split System: Heat Pump with Remote Outdoor Unit-Air-Source) | SL25XPV-036-230A** |  |  | CK40HT-48C-0*+TDR | SL280UH100NV60C* | 34000 | 21 | 8.5 | 33600 | 26000 | 77.38% | 1.76 | 0 | 13.5 |  |  |  | No | R-410A | 2.8333 | Residential & Commercial | Ducted CEE Tier 1
210472961 | Central HP <5.4 tons | TEMPSTAR | HRCU-A-CB (Split System: Heat Pump with Remote Outdoor Unit-Air-Source) | TVH825GKA3* |  |  | EA*4X42L21A*+WALLCON | *96CTN1002122A* | 23800 | 16.5 | 8.1 | 21400 | 16600 | 77.57% | 1.96 | 0 | 11 |  |  |  | No | R-410A | 1.9833 | Residential & Commercial | Ducted CEE Tier 1
210472994 | Central HP <5.4 tons | TEMPSTAR | HRCU-A-CB (Split System: Heat Pump with Remote Outdoor Unit-Air-Source) | TVH825GKA3* |  |  | EA*4X42L24A*+WALLCON | *95CSU0802120A* | 23800 | 17 | 8.1 | 21400 | 16600 | 77.57% | 1.96 | 0 | 11 |  |  |  | No | R-410A | 1.9833 | Residential & Commercial | Ducted CEE Tier 1
210473027 | Central HP <5.4 tons | TEMPSTAR | HRCU-A-CB (Split System: Heat Pump with Remote Outdoor Unit-Air-Source) | TVH825GKA3* |  |  | EA*4X42L24A*+WALLCON | *80CTL1352422A* | 23800 | 16.5 | 8.1 | 21400 | 16600 | 77.57% | 1.96 | 0 | 11 |  |  |  | No | R-410A | 1.9833 | Residential & Commercial | Ducted CEE Tier 1
214397414 | Central HP <5.4 tons | FRASER-JOHNSTON | HRCU-A-CB (Split System: Heat Pump with Remote Outdoor Unit-Air-Source) | HH860E2S11 |  |  | CTF60D5CGS1 | TP9C120D20MP13 | 44000 | 18 | 9 | 44500 | 33400 | 75.06% | 2 | 0 | 11.7 |  |  |  | No | R-454B | 3.6667 | Residential & Commercial | Ducted CEE Tier 1
214650240 | Central HP <5.4 tons | YORK | HRCU-A-CB (Split System: Heat Pump with Remote Outdoor Unit-Air-Source) | HH860E2S11 |  |  | CTU60D5XHS1+TXV | TP9C120D20MP13 | 54000 | 19 | 9 | 54500 | 39500 | 72.48% | 2 | 0 | 11 |  |  |  | No | R-454B | 4.5 | Residential & Commercial | Ducted CEE Tier 1
210473049 | Central HP <5.4 tons | TEMPSTAR | HRCU-A-CB (Split System: Heat Pump with Remote Outdoor Unit-Air-Source) | TVH825GKA3* |  |  | EA*4X42L24A*+WALLCON | *97CMN1002122A* | 23800 | 16.5 | 8.1 | 21400 | 16600 | 77.57% | 1.96 | 0 | 11 |  |  |  | No | R-410A | 1.9833 | Residential & Commercial | Ducted CEE Tier 1
214626116 | Central HP <5.4 tons | LENNOX | HRCU-A-CB (Split System: Heat Pump with Remote Outdoor Unit-Air-Source) | SL25XPV-036-230A** |  |  | CK40HT-48C-0*+TDR | EL296UH110XV60C* | 34000 | 21.2 | 8.5 | 33800 | 26000 | 76.92% | 1.76 | 0 | 13.5 |  |  |  | No | R-410A | 2.8333 | Residential & Commercial | Ducted CEE Tier 1
214626139 | Central HP <5.4 tons | LENNOX | HRCU-A-CB (Split System: Heat Pump with Remote Outdoor Unit-Air-Source) | SL25XPV-036-230A** |  |  | CK40DT-50/60C-0*+TDR | SLP99DF090XV36C* | 34200 | 22 | 9.4 | 36000 | 29000 | 80.56% | 1.86 | 0 | 13.5 |  |  |  | No | R-410A | 2.85 | Residential & Commercial | Ducted CEE Tier 1
214626141 | Central HP <5.4 tons | LENNOX | HRCU-A-CB (Split System: Heat Pump with Remote Outdoor Unit-Air-Source) | SL25XPV-036-230A** |  |  | CK40DT-50/60C-0*+TDR | SLP99DF090XV60C* | 34200 | 21 | 9.3 | 36000 | 29000 | 80.56% | 1.84 | 0 | 13.5 |  |  |  | No | R-410A | 2.85 | Residential & Commercial | Ducted CEE Tier 1
214626164 | Central HP <5.4 tons | LENNOX | HRCU-A-CB (Split System: Heat Pump with Remote Outdoor Unit-Air-Source) | SL25XPV-036-230A** |  |  | CK40CT-48B-0*+TDR | SL297UH040NV36B* | 33800 | 21.6 | 8.8 | 35800 | 27800 | 77.65% | 1.8 | 0 | 13 |  |  |  | No | R-410A | 2.8167 | Residential & Commercial | Ducted CEE Tier 1
214626166 | Central HP <5.4 tons | LENNOX | HRCU-A-CB (Split System: Heat Pump with Remote Outdoor Unit-Air-Source) | SL25XPV-036-230A** |  |  | CK40CT-48B-0*+TDR | SLP99UH070XV36B* | 33800 | 21.6 | 8.8 | 35800 | 27800 | 77.65% | 1.8 | 0 | 13 |  |  |  | No | R-410A | 2.8167 | Residential & Commercial | Ducted CEE Tier 1
213772598 | Central HP <5.4 tons | AIRQUEST | HRCU-A-CB (Split System: Heat Pump with Remote Outdoor Unit-Air-Source) | HVH825GKA3* |  |  | EA*4X24L14A*+WALLCON | *80CTL0701412B* | 23400 | 16.5 | 8.1 | 22000 | 16800 | 76.36% | 1.88 | 0 | 10.5 |  |  |  | No | R-410A | 1.95 | Residential & Commercial | Ducted CEE Tier 1
213772618 | Central HP <5.4 tons | AIRQUEST | HRCU-A-CB (Split System: Heat Pump with Remote Outdoor Unit-Air-Source) | HVH825GKA3* |  |  | EA*4X24L17A*+WALLCON | *80CTL0451712B* | 23200 | 16 | 8.1 | 22000 | 16900 | 76.82% | 1.88 | 0 | 10 |  |  |  | No | R-410A | 1.9333 | Residential & Commercial | Ducted CEE Tier 1
213772918 | Central HP <5.4 tons | AIRQUEST | HRCU-A-CB (Split System: Heat Pump with Remote Outdoor Unit-Air-Source) | HVH825GKA3* |  |  | EA*4X30L17A*+WALLCON | *96CTN0601714B* | 23400 | 16 | 8.1 | 21600 | 16700 | 77.31% | 1.9 | 0 | 10.5 |  |  |  | No | R-410A | 1.95 | Residential & Commercial | Ducted CEE Tier 1
213773218 | Central HP <5.4 tons | AIRQUEST | HRCU-A-CB (Split System: Heat Pump with Remote Outdoor Unit-Air-Source) | HVH825GKA3* |  |  | EA*4X37L17A*+WALLCON | *97CMN0801714B* | 24200 | 16 | 8.1 | 21400 | 16700 | 78.04% | 1.98 | 0 | 10.5 |  |  |  | No | R-410A | 2.0167 | Residential & Commercial | Ducted CEE Tier 1
212986314 | Central HP <5.4 tons | HEIL | HRCU-A-CB (Split System: Heat Pump with Remote Outdoor Unit-Air-Source) | DLCURAH18ABK |  |  | EA*4X30L14A* | *96MSN0401410A* | 17600 | 16 | 8.5 | 18300 | 18900 | 103.3% | 2.26 | 0 | 10.5 |  |  |  | No | R-410A | 1.4667 | Residential & Commercial | Ducted CEE Tier 1
212614901 | Central HP <5.4 tons | DAIKIN | HRCU-A-CB (Split System: Heat Pump with Remote Outdoor Unit-Air-Source) | DZ6VSA241EA* |  |  | CA*EA3026*4A* | D*80VC0805C*A* | 23000 | 17 | 8.6 | 23000 | 16100 | 70% | 2 | 0 | 10 |  |  |  | No | R-410A | 1.9167 | Residential & Commercial | Ducted CEE Tier 1
215936583 | Central HP <5.4 tons | TEMPSTAR | HRCU-A-CB (Split System: Heat Pump with Remote Outdoor Unit-Air-Source) | T5H3V36*K*AAA* |  |  | EVD5X60M21A*+WALLCON | *80CSU1002120A* | 35600 | 21.5 | 8.5 | 38000 | 28600 | 75.26% | 2.02 | 0 | 12 |  |  |  | No | R-454B | 2.9667 | Residential & Commercial | Ducted CEE Tier 1
212984181 | Central HP <5.4 tons | CARRIER | HRCU-A-CB (Split System: Heat Pump with Remote Outdoor Unit-Air-Source) | 38MURAQ18AB3* |  |  | CAP**2517AL* | 59SC2E060M17**14 | 18100 | 16.5 | 8.5 | 17900 | 17700 | 98.88% | 2.14 | 0 | 11 |  |  |  | No | R-410A | 1.5083 | Residential & Commercial | Ducted CEE Tier 1
215936036 | Central HP <5.4 tons | HEIL | HRCU-A-CB (Split System: Heat Pump with Remote Outdoor Unit-Air-Source) | H5H3V36*K*AAA* |  |  | EVD5X42M21A*+WALLCON | *95CSU0601716B* | 34200 | 20.5 | 8.5 | 39000 | 28600 | 73.33% | 2.04 | 0 | 11.5 |  |  |  | No | R-454B | 2.85 | Residential & Commercial | Ducted CEE Tier 1
213770628 | Central HP <5.4 tons | AIRQUEST | HRCU-A-CB (Split System: Heat Pump with Remote Outdoor Unit-Air-Source) | HVH825GKA2* |  |  | EA*4X25L17A*+WALLCON | *95CSU0601716B* | 24200 | 16.5 | 8.1 | 21400 | 16700 | 78.04% | 2.02 | 0 | 10.5 |  |  |  | No | R-410A | 2.0167 | Residential & Commercial | Ducted CEE Tier 1
213770828 | Central HP <5.4 tons | AIRQUEST | HRCU-A-CB (Split System: Heat Pump with Remote Outdoor Unit-Air-Source) | HVH825GKA2* |  |  | EA*4X36L17A*+WALLCON | *80CTL0701716B* | 23600 | 16.5 | 8.1 | 21400 | 16700 | 78.04% | 1.94 | 0 | 11 |  |  |  | No | R-410A | 1.9667 | Residential & Commercial | Ducted CEE Tier 1
213770998 | Central HP <5.4 tons | AIRQUEST | HRCU-A-CB (Split System: Heat Pump with Remote Outdoor Unit-Air-Source) | HVH825GKA2* |  |  | EA*4X36L21A*+WALLCON | *96CTN0601714B* | 23400 | 16.5 | 8.1 | 21600 | 16700 | 77.31% | 1.94 | 0 | 10.5 |  |  |  | No | R-410A | 1.95 | Residential & Commercial | Ducted CEE Tier 1
214650381 | Central HP <5.4 tons | YORK | HRCU-A-CB (Split System: Heat Pump with Remote Outdoor Unit-Air-Source) | HH824E2S11 |  |  | CTU36B5XDS1+TXV | Y81E080B12SMPS1 | 23000 | 19 | 9.5 | 23000 | 18600 | 80.87% | 2 | 0 | 12 |  |  |  | No | R-454B | 1.9167 | Residential & Commercial | Ducted CEE Tier 1
214626076 | Central HP <5.4 tons | LENNOX | HRCU-A-CB (Split System: Heat Pump with Remote Outdoor Unit-Air-Source) | SL25XPV-036-230A** |  |  | CK40HT-42B-0*+TDR | SL297UH040NV36B* | 34600 | 21.4 | 8.8 | 34400 | 26400 | 76.74% | 1.82 | 0 | 13 |  |  |  | No | R-410A | 2.8833 | Residential & Commercial | Ducted CEE Tier 1
214626077 | Central HP <5.4 tons | LENNOX | HRCU-A-CB (Split System: Heat Pump with Remote Outdoor Unit-Air-Source) | SL25XPV-036-230A** |  |  | CK40HT-42B-0*+TDR | SL297UH060NV36B* | 34600 | 21 | 8.8 | 34400 | 26400 | 76.74% | 1.82 | 0 | 13 |  |  |  | No | R-410A | 2.8833 | Residential & Commercial | Ducted CEE Tier 1
212614910 | Central HP <5.4 tons | DAIKIN | HRCU-A-CB (Split System: Heat Pump with Remote Outdoor Unit-Air-Source) | DZ6VSA241EA* |  |  | CA*EA3026*4A* | D*96VC1005CNA* | 23000 | 17 | 8.6 | 23000 | 16100 | 70% | 2 | 0 | 10 |  |  |  | No | R-410A | 1.9167 | Residential & Commercial | Ducted CEE Tier 1
212984685 | Central HP <5.4 tons | CARRIER | HRCU-A-CB (Split System: Heat Pump with Remote Outdoor Unit-Air-Source) | 38MURAQ24AB3* |  |  | CNPV*3621AL* | 59SC2E080M17**16 | 23600 | 17.5 | 8.5 | 26200 | 24600 | 93.89% | 2.04 | 0 | 10.5 |  |  |  | No | R-410A | 1.9667 | Residential & Commercial | Ducted CEE Tier 1
212614902 | Central HP <5.4 tons | DAIKIN | HRCU-A-CB (Split System: Heat Pump with Remote Outdoor Unit-Air-Source) | DZ6VSA241EA* |  |  | CA*EA3026*4A* | D*80SC0805CUA* | 23000 | 17 | 8.6 | 23000 | 16100 | 70% | 2 | 0 | 10 |  |  |  | No | R-410A | 1.9167 | Residential & Commercial | Ducted CEE Tier 1
212977796 | Central HP <5.4 tons | DAY & NIGHT | HRCU-A-CB (Split System: Heat Pump with Remote Outdoor Unit-Air-Source) | DLCURAH18ABK |  |  | EN(A,D)4X24L14** | *80MS(N,L)0451412A* | 17500 | 16.5 | 8.5 | 18400 | 19200 | 104.3% | 2.3 | 0 | 11 |  |  |  | No | R-410A | 1.4583 | Residential & Commercial | Ducted CEE Tier 1
212985970 | Central HP <5.4 tons | HEIL | HRCU-A-CB (Split System: Heat Pump with Remote Outdoor Unit-Air-Source) | DLCURAH18ABK |  |  | EN(A,D)4X30L14** | *96MSN0261410A* | 17500 | 16 | 8.1 | 18100 | 18600 | 102.8% | 2.24 | 0 | 11 |  |  |  | No | R-410A | 1.4583 | Residential & Commercial | Ducted CEE Tier 1
211245995 | Central HP <5.4 tons | CARRIER | HRCU-A-CB (Split System: Heat Pump with Remote Outdoor Unit-Air-Source) | 38MURAQ24AB3* |  |  | CAP**2517AL* | GG96VTAA30040A | 24400 | 16 | 8.5 | 25600 | 21600 | 84.38% | 1.78 | 0 | 10 |  |  |  | No | R-410A | 2.0333 | Residential & Commercial | Ducted CEE Tier 1
212614874 | Central HP <5.4 tons | DAIKIN | HRCU-A-CB (Split System: Heat Pump with Remote Outdoor Unit-Air-Source) | DZ6VSA241EA* |  |  | CA*EA2422*4A*+MBVC1600**-1A* |  | 23000 | 17 | 8.6 | 23000 | 16100 | 70% | 2 | 0 | 10 |  |  |  | No | R-410A | 1.9167 | Residential & Commercial | Ducted CEE Tier 1
213780386 | Central HP <5.4 tons | BRYANT HEATING AND COOLING SYSTEMS | HRCU-A-CB (Split System: Heat Pump with Remote Outdoor Unit-Air-Source) | 288BNV037*0**A* |  |  | CSPH*6012AL*+UI | 987MC42080C17*** | 32800 | 16.5 | 8.1 | 32600 | 25000 | 76.69% | 1.96 | 0 | 11 |  |  |  | No | R-410A | 2.7333 | Residential & Commercial | Ducted CEE Tier 1
212614934 | Central HP <5.4 tons | DAIKIN | HRCU-A-CB (Split System: Heat Pump with Remote Outdoor Unit-Air-Source) | DZ6VSA421EA* |  |  | CA*EA6030*4A*+MBVC2000**-1A* |  | 40000 | 17 | 8.6 | 40000 | 30600 | 76.5% | 2 | 0 | 10 |  |  |  | No | R-410A | 3.3333 | Residential & Commercial | Ducted CEE Tier 1
214626162 | Central HP <5.4 tons | LENNOX | HRCU-A-CB (Split System: Heat Pump with Remote Outdoor Unit-Air-Source) | SL25XPV-036-230A** |  |  | CK40CT-48B-0*+TDR | SL280UH090V48B* | 34000 | 21.8 | 8.8 | 35600 | 27400 | 76.97% | 1.82 | 0 | 13.4 |  |  |  | No | R-410A | 2.8333 | Residential & Commercial | Ducted CEE Tier 1
213771528 | Central HP <5.4 tons | AIRQUEST | HRCU-A-CB (Split System: Heat Pump with Remote Outdoor Unit-Air-Source) | HVH825GKA2* |  |  | EA*4X43L21A*+WALLCON | *96CTN0601714B* | 24400 | 16.5 | 8.1 | 21200 | 16700 | 78.77% | 2.02 | 0 | 11 |  |  |  | No | R-410A | 2.0333 | Residential & Commercial | Ducted CEE Tier 1
213771628 | Central HP <5.4 tons | AIRQUEST | HRCU-A-CB (Split System: Heat Pump with Remote Outdoor Unit-Air-Source) | HVH825GKA2* |  |  | EA*4X48L21A*+WALLCON | *97CMN0801714B* | 24000 | 16.5 | 8.1 | 21000 | 16600 | 79.05% | 2 | 0 | 11 |  |  |  | No | R-410A | 2 | Residential & Commercial | Ducted CEE Tier 1
214807364 | Central HP <5.4 tons | YORK | HRCU-A-CB (Split System: Heat Pump with Remote Outdoor Unit-Air-Source) | HH824E2S11 |  |  | CTM36B5ADS1 | TPLC080B12MP13 | 23000 | 17 | 9 | 23000 | 17700 | 76.96% | 2 | 0 | 12 |  |  |  | No | R-454B | 1.9167 | Residential & Commercial | Ducted CEE Tier 1
215912269 | Central HP <5.4 tons | YORK | HRCU-A-CB (Split System: Heat Pump with Remote Outdoor Unit-Air-Source) | HH824E2S11 |  |  | CTM36B5ADS1 | TM9E060B12MP12 | 23000 | 17 | 9 | 23000 | 18400 | 80% | 2 | 0 | 12 |  |  |  | No | R-454B | 1.9167 | Residential & Commercial | Ducted CEE Tier 1
213770618 | Central HP <5.4 tons | AIRQUEST | HRCU-A-CB (Split System: Heat Pump with Remote Outdoor Unit-Air-Source) | HVH825GKA2* |  |  | EA*4X25L17A*+WALLCON | *80CTL0901716B* | 24400 | 16.5 | 8.5 | 21200 | 16700 | 78.77% | 2.02 | 0 | 11 |  |  |  | No | R-410A | 2.0333 | Residential & Commercial | Ducted CEE Tier 1
214650145 | Central HP <5.4 tons | YORK | HRCU-A-CB (Split System: Heat Pump with Remote Outdoor Unit-Air-Source) | HH824E2S11 |  |  | CTU36B5XDS1+TXV | TL9E060B12UH11 | 23000 | 18 | 9.5 | 23000 | 18900 | 82.17% | 2 | 0 | 12 |  |  |  | No | R-454B | 1.9167 | Residential & Commercial | Ducted CEE Tier 1
213782136 | Central HP <5.4 tons | BRYANT HEATING AND COOLING SYSTEMS | HRCU-A-CB (Split System: Heat Pump with Remote Outdoor Unit-Air-Source) | 288BNV037*0**B* |  |  | CSPH*4812AL*+UI | 987MC42080C17*** | 32400 | 16.5 | 8.1 | 33000 | 25000 | 75.76% | 1.94 | 0 | 11 |  |  |  | No | R-410A | 2.7 | Residential & Commercial | Ducted CEE Tier 1
213782186 | Central HP <5.4 tons | BRYANT HEATING AND COOLING SYSTEMS | HRCU-A-CB (Split System: Heat Pump with Remote Outdoor Unit-Air-Source) | 288BNV037*0**B* |  |  | CSPH*4812AL*+UI | 986TD66100C21*** | 32600 | 16.5 | 8.1 | 33000 | 24800 | 75.15% | 1.96 | 0 | 11 |  |  |  | No | R-410A | 2.7167 | Residential & Commercial | Ducted CEE Tier 1
213781416 | Central HP <5.4 tons | BRYANT HEATING AND COOLING SYSTEMS | HRCU-A-CB (Split System: Heat Pump with Remote Outdoor Unit-Air-Source) | 288BNV037*0**B* |  |  | CAP**4824AL*+UI | 88*TB66135C24*** | 32400 | 17.5 | 8.5 | 32400 | 24800 | 76.54% | 1.98 | 0 | 11.5 |  |  |  | No | R-410A | 2.7 | Residential & Commercial | Ducted CEE Tier 1
211241873 | Central HP <5.4 tons | TEMPSTAR | HRCU-A-CB (Split System: Heat Pump with Remote Outdoor Unit-Air-Source) | DLCURAH24ABK |  |  | EA*4X36L17A* | *96VSN0801716A* | 24200 | 16.5 | 8.5 | 26200 | 22600 | 86.26% | 1.86 | 0 | 10 |  |  |  | No | R-410A | 2.0167 | Residential & Commercial | Ducted CEE Tier 1
211242173 | Central HP <5.4 tons | TEMPSTAR | HRCU-A-CB (Split System: Heat Pump with Remote Outdoor Unit-Air-Source) | DLCURAH24ABK |  |  | EA*4X36L17A* | *95ESN0801716A* | 24800 | 15.5 | 8.5 | 26800 | 22000 | 82.09% | 1.8 | 0 | 10 |  |  |  | No | R-410A | 2.0667 | Residential & Commercial | Ducted CEE Tier 1
211242282 | Central HP <5.4 tons | TEMPSTAR | HRCU-A-CB (Split System: Heat Pump with Remote Outdoor Unit-Air-Source) | DLCURAH24ABK |  |  | EA*4X36L21A* | *96VSN0601714A* | 23600 | 16.5 | 8.5 | 25600 | 23600 | 92.19% | 1.96 | 0 | 10 |  |  |  | No | R-410A | 1.9667 | Residential & Commercial | Ducted CEE Tier 1
206773163 | Central HP <5.4 tons | HEIL | HRCU-A-CB (Split System: Heat Pump with Remote Outdoor Unit-Air-Source) | HVH837GKA2* |  |  | EA*4X48L21A*+WALLCON | *80CSU1002120A* | 32200 | 17 | 8.1 | 32600 | 25000 | 76.69% | 1.96 | 11.5 | 11 |  |  |  | No | R-410A | 2.6833 | Residential & Commercial | Ducted CEE Tier 1
206773348 | Central HP <5.4 tons | HEIL | HRCU-A-CB (Split System: Heat Pump with Remote Outdoor Unit-Air-Source) | HVH837GKA2* |  |  | EHD4X42AAL+WALLCON | *80CSU1002120A* | 32400 | 16 | 8.1 | 33200 | 24800 | 74.7% | 1.94 | 11.5 | 11 |  |  |  | No | R-410A | 2.7 | Residential & Commercial | Ducted CEE Tier 1
215669037 | Central HP <5.4 tons | AIRQUEST | HRCU-A-CB (Split System: Heat Pump with Remote Outdoor Unit-Air-Source) | H5H0V36*K*AAA* |  |  | EA*5X43M21A*+WALLCON | *95CSU1002122B* | 34600 | 18 | 9 | 35200 | 25000 | 71.02% | 1.9 | 0 | 10 |  |  |  | No | R-454B | 2.8833 | Residential & Commercial | Ducted CEE Tier 1
215669335 | Central HP <5.4 tons | AIRQUEST | HRCU-A-CB (Split System: Heat Pump with Remote Outdoor Unit-Air-Source) | H5H0V36*K*AAA* |  |  | EA*5X60M24A*+WALLCON | *80CTL1352422B* | 34400 | 18.5 | 9 | 34200 | 24600 | 71.93% | 1.92 | 0 | 10.5 |  |  |  | No | R-454B | 2.8667 | Residential & Commercial | Ducted CEE Tier 1
215940387 | Central HP <5.4 tons | AIRQUEST | HRCU-A-CB (Split System: Heat Pump with Remote Outdoor Unit-Air-Source) | H5H3V36*K*AAA* |  |  | EVM5X49M21A*+WALLCON | *97CTN1002122A* | 35600 | 22 | 8.5 | 38000 | 28600 | 75.26% | 2.02 | 0 | 12.5 |  |  |  | No | R-454B | 2.9667 | Residential & Commercial | Ducted CEE Tier 1
215940287 | Central HP <5.4 tons | AIRQUEST | HRCU-A-CB (Split System: Heat Pump with Remote Outdoor Unit-Air-Source) | H5H3V36*K*AAA* |  |  | EVM5X44M21A*+WALLCON | *97CTN0601716A* | 35200 | 21 | 8.5 | 38500 | 29400 | 76.36% | 2 | 0 | 11.7 |  |  |  | No | R-454B | 2.9333 | Residential & Commercial | Ducted CEE Tier 1
215942493 | Central HP <5.4 tons | AIRQUEST | HRCU-A-CB (Split System: Heat Pump with Remote Outdoor Unit-Air-Source) | H5H3V36*K*AAA* |  |  | EVD5X61M21A*+WALLCON | *80CTL0901716B* | 35800 | 22 | 8.5 | 37400 | 28400 | 75.94% | 2.02 | 0 | 12.5 |  |  |  | No | R-454B | 2.9833 | Residential & Commercial | Ducted CEE Tier 1
215942643 | Central HP <5.4 tons | AIRQUEST | HRCU-A-CB (Split System: Heat Pump with Remote Outdoor Unit-Air-Source) | H5H3V36*K*AAA* |  |  | EVD5X61M21A*+WALLCON | *97CTN1002122A* | 36000 | 22 | 8.5 | 37400 | 28200 | 75.4% | 2.04 | 0 | 12.5 |  |  |  | No | R-454B | 3 | Residential & Commercial | Ducted CEE Tier 1
211178477 | Central HP <5.4 tons | Liberty Heating & Air Conditioning | HRCU-A-CB (Split System: Heat Pump with Remote Outdoor Unit-Air-Source) | ASZS601810A* |  |  | CA*EA2422*4A*+MBVC1200**-1A* |  | 16600 | 17.5 | 8.5 | 17400 | 13000 | 74.71% | 2.1 | 0 | 10.9 |  |  |  | No | R-410A | 1.3833 | Residential & Commercial | Ducted CEE Tier 1
211178377 | Central HP <5.4 tons | Liberty Heating & Air Conditioning | HRCU-A-CB (Split System: Heat Pump with Remote Outdoor Unit-Air-Source) | ASZS601810A* |  |  | CA*EA2422*4A* | G*VC800804C*A* | 16600 | 17.5 | 8.5 | 17400 | 13000 | 74.71% | 2.1 | 0 | 10.9 |  |  |  | No | R-410A | 1.3833 | Residential & Commercial | Ducted CEE Tier 1
215434254 | Central HP <5.4 tons | DAIKIN | HRCU-A-CB (Split System: Heat Pump with Remote Outdoor Unit-Air-Source) | DH7VSA4210A* |  |  | CHPEA4830*3A* | D*96TC1005CNA* | 40500 | 16.5 | 8.6 | 41000 | 31000 | 75.61% | 2 | 0 | 10 |  |  |  | No | R-32 | 3.375 | Residential & Commercial | Ducted CEE Tier 1
210470527 | Central HP <5.4 tons | TEMPSTAR | HRCU-A-CB (Split System: Heat Pump with Remote Outdoor Unit-Air-Source) | TVH837GKA2* |  |  | EA*4X61L24A*+WALLCON | *95CSU0802120A* | 33200 | 18 | 8.5 | 32000 | 24800 | 77.5% | 2 | 0 | 11.5 |  |  |  | No | R-410A | 2.7667 | Residential & Commercial | Ducted CEE Tier 1
210471220 | Central HP <5.4 tons | TEMPSTAR | HRCU-A-CB (Split System: Heat Pump with Remote Outdoor Unit-Air-Source) | TVH837GKA2* |  |  | EHD4X60AAL+WALLCON | *96CTN1202422A* | 33000 | 17 | 8.1 | 32200 | 24800 | 77.02% | 2.02 | 0 | 11.5 |  |  |  | No | R-410A | 2.75 | Residential & Commercial | Ducted CEE Tier 1
210470263 | Central HP <5.4 tons | TEMPSTAR | HRCU-A-CB (Split System: Heat Pump with Remote Outdoor Unit-Air-Source) | TVH837GKA2* |  |  | EA*4X60L24A*+WALLCON | *80CSU1002120A* | 32800 | 17 | 8.1 | 32000 | 24800 | 77.5% | 1.96 | 0 | 11 |  |  |  | No | R-410A | 2.7333 | Residential & Commercial | Ducted CEE Tier 1
214650211 | Central HP <5.4 tons | YORK | HRCU-A-CB (Split System: Heat Pump with Remote Outdoor Unit-Air-Source) | HH824E2S11 |  |  | CTU36B5XDS1+TXV | TM9Y060B12MP11 | 23000 | 18 | 9.5 | 23000 | 18400 | 80% | 2 | 0 | 12 |  |  |  | No | R-454B | 1.9167 | Residential & Commercial | Ducted CEE Tier 1
213770468 | Central HP <5.4 tons | AIRQUEST | HRCU-A-CB (Split System: Heat Pump with Remote Outdoor Unit-Air-Source) | HVH825GKA2* |  |  | EA*4X24L14A*+WALLCON | *80CTL0701412B* | 23400 | 16.5 | 8.1 | 22000 | 16800 | 76.36% | 1.9 | 0 | 10.5 |  |  |  | No | R-410A | 1.95 | Residential & Commercial | Ducted CEE Tier 1
213770518 | Central HP <5.4 tons | AIRQUEST | HRCU-A-CB (Split System: Heat Pump with Remote Outdoor Unit-Air-Source) | HVH825GKA2* |  |  | EA*4X24L17A*+WALLCON | *80CTL0901716B* | 23400 | 16.5 | 8.1 | 21800 | 16800 | 77.06% | 1.9 | 0 | 10.5 |  |  |  | No | R-410A | 1.95 | Residential & Commercial | Ducted CEE Tier 1
214650648 | Central HP <5.4 tons | YORK | HRCU-A-CB (Split System: Heat Pump with Remote Outdoor Unit-Air-Source) | HH824E2S11 |  |  | CTU30B5XCS1+TXV | TM9V080B12MP12 | 23000 | 17 | 9.5 | 23000 | 18200 | 79.13% | 2 | 0 | 12 |  |  |  | No | R-454B | 1.9167 | Residential & Commercial | Ducted CEE Tier 1
206133296 | Central HP <5.4 tons | HEIL | HRCU-A-CB (Split System: Heat Pump with Remote Outdoor Unit-Air-Source) | HVH825GKA2* |  |  | EA*4X24L17A*+WALLCON | *80CSU0401712A* | 23200 | 16.5 | 8.1 | 22000 | 16800 | 76.36% | 1.9 | 11 | 10.5 |  |  |  | No | R-410A | 1.9333 | Residential & Commercial | Ducted CEE Tier 1
210470819 | Central HP <5.4 tons | TEMPSTAR | HRCU-A-CB (Split System: Heat Pump with Remote Outdoor Unit-Air-Source) | TVH837GKA2* |  |  | EN(A,D,W)4X48L21**+WALLCON | *80CSU0601716A* | 32400 | 17 | 8.1 | 33000 | 24800 | 75.15% | 1.94 | 0 | 11.7 |  |  |  | No | R-410A | 2.7 | Residential & Commercial | Ducted CEE Tier 1
210470885 | Central HP <5.4 tons | TEMPSTAR | HRCU-A-CB (Split System: Heat Pump with Remote Outdoor Unit-Air-Source) | TVH837GKA2* |  |  | EN(A,D,W)4X60L24**+WALLCON | *95CSU0802120A* | 32800 | 18 | 8.1 | 32200 | 24600 | 76.4% | 1.98 | 0 | 12 |  |  |  | No | R-410A | 2.7333 | Residential & Commercial | Ducted CEE Tier 1
212986998 | Central HP <5.4 tons | BRYANT HEATING AND COOLING SYSTEMS | HRCU-A-CB (Split System: Heat Pump with Remote Outdoor Unit-Air-Source) | 38MURAQ18AB3* |  |  | CAP**2417AL* | 916SA36060M14*** | 17300 | 16 | 8.5 | 18200 | 19400 | 106.6% | 2.34 | 0 | 10.5 |  |  |  | No | R-410A | 1.4417 | Residential & Commercial | Ducted CEE Tier 1
212984217 | Central HP <5.4 tons | CARRIER | HRCU-A-CB (Split System: Heat Pump with Remote Outdoor Unit-Air-Source) | 38MURAQ18AB3* |  |  | CNPV*3017AL* | 59SC2E060M17**14 | 17700 | 16.5 | 8.1 | 18300 | 18600 | 101.6% | 2.24 | 0 | 11 |  |  |  | No | R-410A | 1.475 | Residential & Commercial | Ducted CEE Tier 1
212985903 | Central HP <5.4 tons | CARRIER | HRCU-A-CB (Split System: Heat Pump with Remote Outdoor Unit-Air-Source) | 38MURAQ18AB3* |  |  | CAP**2517AL* | 59SC6A026M14**10 | 17800 | 16.5 | 8.1 | 17700 | 17700 | 100% | 2.14 | 0 | 10.5 |  |  |  | No | R-410A | 1.4833 | Residential & Commercial | Ducted CEE Tier 1
213782036 | Central HP <5.4 tons | BRYANT HEATING AND COOLING SYSTEMS | HRCU-A-CB (Split System: Heat Pump with Remote Outdoor Unit-Air-Source) | 288BNV037*0**B* |  |  | CSPH*4212AL*+UI | 986TD66120C24*** | 32600 | 16.5 | 8.1 | 33000 | 24600 | 74.55% | 1.94 | 0 | 11 |  |  |  | No | R-410A | 2.7167 | Residential & Commercial | Ducted CEE Tier 1
213782086 | Central HP <5.4 tons | BRYANT HEATING AND COOLING SYSTEMS | HRCU-A-CB (Split System: Heat Pump with Remote Outdoor Unit-Air-Source) | 288BNV037*0**B* |  |  | CSPH*4812AL*+UI | 88*TB60090C21*** | 32600 | 16.5 | 8.1 | 33000 | 24800 | 75.15% | 1.96 | 0 | 11 |  |  |  | No | R-410A | 2.7167 | Residential & Commercial | Ducted CEE Tier 1
211244842 | Central HP <5.4 tons | DAY & NIGHT | HRCU-A-CB (Split System: Heat Pump with Remote Outdoor Unit-Air-Source) | DLCURAH24ABK |  |  | EN(A,D)4X30L17** | OMV112K14A | 24000 | 16 | 8.1 | 26400 | 23000 | 87.12% | 1.88 | 0 | 10 |  |  |  | No | R-410A | 2 | Residential & Commercial | Ducted CEE Tier 1
211244963 | Central HP <5.4 tons | DAY & NIGHT | HRCU-A-CB (Split System: Heat Pump with Remote Outdoor Unit-Air-Source) | DLCURAH24ABK |  |  | EN(A,D,W)4X36L17** | *80VSL0701716A* | 23800 | 16.5 | 8.1 | 26000 | 23200 | 89.23% | 1.92 | 0 | 10.5 |  |  |  | No | R-410A | 1.9833 | Residential & Commercial | Ducted CEE Tier 1
211245061 | Central HP <5.4 tons | DAY & NIGHT | HRCU-A-CB (Split System: Heat Pump with Remote Outdoor Unit-Air-Source) | DLCURAH24ABK |  |  | EN(A,D,W)4X36L17** | *95ESN0601412A* | 24400 | 15.5 | 8.1 | 26600 | 22600 | 84.96% | 1.86 | 0 | 10 |  |  |  | No | R-410A | 2.0333 | Residential & Commercial | Ducted CEE Tier 1
206771083 | Central HP <5.4 tons | HEIL | HRCU-A-CB (Split System: Heat Pump with Remote Outdoor Unit-Air-Source) | HVH837GKA2* |  |  | EA*4X36L21A*+WALLCON | *96CTN0801714A* | 31400 | 17 | 8.1 | 33400 | 24400 | 73.05% | 1.84 | 11 | 11 |  |  |  | No | R-410A | 2.6167 | Residential & Commercial | Ducted CEE Tier 1
211244780 | Central HP <5.4 tons | DAY & NIGHT | HRCU-A-CB (Split System: Heat Pump with Remote Outdoor Unit-Air-Source) | DLCURAH24ABK |  |  | EN(A,D)4X30L17** | *92ESN0401410A* | 24000 | 15.2 | 8.1 | 26600 | 22800 | 85.71% | 1.86 | 0 | 10 |  |  |  | No | R-410A | 2 | Residential & Commercial | Ducted CEE Tier 1
214626038 | Central HP <5.4 tons | LENNOX | HRCU-A-CB (Split System: Heat Pump with Remote Outdoor Unit-Air-Source) | SL25XPV-024-230A** |  |  | CK40HT-42C-0*+TDR | SL280UH080NV60C* | 22200 | 20.2 | 9.3 | 21400 | 20200 | 94.39% | 1.9 | 0 | 14.5 |  |  |  | No | R-410A | 1.85 | Residential & Commercial | Ducted CEE Tier 1
214626040 | Central HP <5.4 tons | LENNOX | HRCU-A-CB (Split System: Heat Pump with Remote Outdoor Unit-Air-Source) | SL25XPV-024-230A** |  |  | CK40HT-42C-0*+TDR | SLP99UH090XV36C* | 22200 | 22.4 | 9.3 | 21400 | 20200 | 94.39% | 1.9 | 0 | 14.5 |  |  |  | No | R-410A | 1.85 | Residential & Commercial | Ducted CEE Tier 1
214626063 | Central HP <5.4 tons | LENNOX | HRCU-A-CB (Split System: Heat Pump with Remote Outdoor Unit-Air-Source) | SL25XPV-024-230A** |  |  | CK40CT-48B-0*+TDR | SL280UH090V48B* | 22200 | 21 | 9.4 | 21600 | 20400 | 94.44% | 1.86 | 0 | 14.3 |  |  |  | No | R-410A | 1.85 | Residential & Commercial | Ducted CEE Tier 1
210596697 | Central HP <5.4 tons | DAY & NIGHT | HRCU-A-CB (Split System: Heat Pump with Remote Outdoor Unit-Air-Source) | CVH825GKA2* |  |  | EA*4X42L21A*+WALLCON | *97CMN0601714A* | 23600 | 16 | 8.1 | 21600 | 16800 | 77.78% | 1.94 | 0 | 10.5 |  |  |  | No | R-410A | 1.9667 | Residential & Commercial | Ducted CEE Tier 1
210596831 | Central HP <5.4 tons | DAY & NIGHT | HRCU-A-CB (Split System: Heat Pump with Remote Outdoor Unit-Air-Source) | CVH825GKA2* |  |  | EA*4X48L21A*+WALLCON | *95CSU1002122A* | 24200 | 17 | 8.1 | 21000 | 16500 | 78.57% | 2.02 | 0 | 11 |  |  |  | No | R-410A | 2.0167 | Residential & Commercial | Ducted CEE Tier 1
212614906 | Central HP <5.4 tons | DAIKIN | HRCU-A-CB (Split System: Heat Pump with Remote Outdoor Unit-Air-Source) | DZ6VSA241EA* |  |  | CA*EA3026*4A* | D*96SC0603BUA* | 23000 | 17 | 8.6 | 23000 | 16100 | 70% | 2 | 0 | 10 |  |  |  | No | R-410A | 1.9167 | Residential & Commercial | Ducted CEE Tier 1
212978314 | Central HP <5.4 tons | DAY & NIGHT | HRCU-A-CB (Split System: Heat Pump with Remote Outdoor Unit-Air-Source) | DLCURAH18ABK |  |  | EN(A,D)4X24L14** | *80MS(N,L)0701412A* | 17600 | 16.5 | 8.5 | 18500 | 19100 | 103.2% | 2.3 | 0 | 11 |  |  |  | No | R-410A | 1.4667 | Residential & Commercial | Ducted CEE Tier 1
213076393 | Central HP <5.4 tons | TEMPSTAR | HRCU-A-CB (Split System: Heat Pump with Remote Outdoor Unit-Air-Source) | DLCURAH18ABK |  |  | EA*4X24L17A* | *96VTN0601716B* | 17400 | 16 | 8.5 | 18400 | 19500 | 106% | 2.34 | 0 | 10.5 |  |  |  | No | R-410A | 1.45 | Residential & Commercial | Ducted CEE Tier 1
213782016 | Central HP <5.4 tons | BRYANT HEATING AND COOLING SYSTEMS | HRCU-A-CB (Split System: Heat Pump with Remote Outdoor Unit-Air-Source) | 288BNV037*0**B* |  |  | CSPH*4212AL*+UI | 986TD42080C17*** | 32400 | 16 | 8.1 | 33000 | 24800 | 75.15% | 1.92 | 0 | 11 |  |  |  | No | R-410A | 2.7 | Residential & Commercial | Ducted CEE Tier 1
206133376 | Central HP <5.4 tons | HEIL | HRCU-A-CB (Split System: Heat Pump with Remote Outdoor Unit-Air-Source) | HVH825GKA2* |  |  | EA*4X36L21A*+WALLCON | *80CSU0401712A* | 23600 | 17 | 8.1 | 21400 | 16600 | 77.57% | 1.94 | 11.5 | 11 |  |  |  | No | R-410A | 1.9667 | Residential & Commercial | Ducted CEE Tier 1
213771698 | Central HP <5.4 tons | AIRQUEST | HRCU-A-CB (Split System: Heat Pump with Remote Outdoor Unit-Air-Source) | HVH825GKA2* |  |  | EA*4X48L24A*+WALLCON | *80CTL1352422B* | 24200 | 17 | 8.1 | 21000 | 16500 | 78.57% | 2.02 | 0 | 11 |  |  |  | No | R-410A | 2.0167 | Residential & Commercial | Ducted CEE Tier 1
214626140 | Central HP <5.4 tons | LENNOX | HRCU-A-CB (Split System: Heat Pump with Remote Outdoor Unit-Air-Source) | SL25XPV-036-230A** |  |  | CK40DT-50/60C-0*+TDR | SLP99DF090XV48C* | 34200 | 22 | 9.4 | 36000 | 29000 | 80.56% | 1.84 | 0 | 13.4 |  |  |  | No | R-410A | 2.85 | Residential & Commercial | Ducted CEE Tier 1
214626158 | Central HP <5.4 tons | LENNOX | HRCU-A-CB (Split System: Heat Pump with Remote Outdoor Unit-Air-Source) | SL25XPV-036-230A** |  |  | CK40CT-48B-0*+TDR | EL297UH045XV36B* | 33800 | 21.4 | 8.8 | 35800 | 27800 | 77.65% | 1.8 | 0 | 12.5 |  |  |  | No | R-410A | 2.8167 | Residential & Commercial | Ducted CEE Tier 1
214626172 | Central HP <5.4 tons | LENNOX | HRCU-A-CB (Split System: Heat Pump with Remote Outdoor Unit-Air-Source) | SL25XPV-036-230A** |  |  | CK40CT-48C-0*+TDR | EL297UH090XV36C* | 34000 | 22 | 8.8 | 35600 | 27600 | 77.53% | 1.82 | 0 | 13.4 |  |  |  | No | R-410A | 2.8333 | Residential & Commercial | Ducted CEE Tier 1
214626222 | Central HP <5.4 tons | LENNOX | HRCU-A-CB (Split System: Heat Pump with Remote Outdoor Unit-Air-Source) | SL25XPV-048-230A** |  |  | CK40HT-51/61C-0*+TDR | SL280UH100NV60C* | 45000 | 20.8 | 9.2 | 45500 | 37400 | 82.2% | 1.82 | 0 | 12.4 |  |  |  | No | R-410A | 3.75 | Residential & Commercial | Ducted CEE Tier 1
212986954 | Central HP <5.4 tons | HEIL | HRCU-A-CB (Split System: Heat Pump with Remote Outdoor Unit-Air-Source) | DLCURAH24ABK |  |  | EN(A,D)4X30L14** | *96MSN0601412A* | 23400 | 16.5 | 8.1 | 26400 | 24600 | 93.18% | 2.04 | 0 | 10 |  |  |  | No | R-410A | 1.95 | Residential & Commercial | Ducted CEE Tier 1
212982269 | Central HP <5.4 tons | COMFORTMAKER | HRCU-A-CB (Split System: Heat Pump with Remote Outdoor Unit-Air-Source) | DLCURAH24ABK |  |  | EA*4X30L17A* | *80MSU0401712A* | 23800 | 16.5 | 8.5 | 25800 | 24000 | 93.02% | 2 | 0 | 10 |  |  |  | No | R-410A | 1.9833 | Residential & Commercial | Ducted CEE Tier 1
212980999 | Central HP <5.4 tons | COMFORTMAKER | HRCU-A-CB (Split System: Heat Pump with Remote Outdoor Unit-Air-Source) | DLCURAH24ABK |  |  | EA*4X37L21A* | *80MS(N,L)1102120A* | 24800 | 17.5 | 8.5 | 25600 | 21200 | 82.81% | 1.8 | 0 | 10.5 |  |  |  | No | R-410A | 2.0667 | Residential & Commercial | Ducted CEE Tier 1
212982353 | Central HP <5.4 tons | COMFORTMAKER | HRCU-A-CB (Split System: Heat Pump with Remote Outdoor Unit-Air-Source) | DLCURAH24ABK |  |  | EN(A,D,W)4X36L17** | *80MSU0401712A* | 23800 | 16.5 | 8.5 | 25800 | 23800 | 92.25% | 1.98 | 0 | 10.5 |  |  |  | No | R-410A | 1.9833 | Residential & Commercial | Ducted CEE Tier 1
210597408 | Central HP <5.4 tons | DAY & NIGHT | HRCU-A-CB (Split System: Heat Pump with Remote Outdoor Unit-Air-Source) | CVH837GKA** |  |  | EA*4X61L21A*+WALLCON | *80CSU0401712A* | 33200 | 17.5 | 8.1 | 32000 | 24800 | 77.5% | 1.98 | 0 | 11.5 |  |  |  | No | R-410A | 2.7667 | Residential & Commercial | Ducted CEE Tier 1
210597456 | Central HP <5.4 tons | DAY & NIGHT | HRCU-A-CB (Split System: Heat Pump with Remote Outdoor Unit-Air-Source) | CVH837GKA** |  |  | EA*4X61L24A*+WALLCON | *80CTL1352422A* | 33200 | 18 | 8.5 | 32000 | 24800 | 77.5% | 2.02 | 0 | 12 |  |  |  | No | R-410A | 2.7667 | Residential & Commercial | Ducted CEE Tier 1
210596924 | Central HP <5.4 tons | DAY & NIGHT | HRCU-A-CB (Split System: Heat Pump with Remote Outdoor Unit-Air-Source) | CVH825GKA2* |  |  | EHD4X42AAL+WALLCON | *96CTN1202422A* | 24200 | 16 | 8.1 | 21400 | 16600 | 77.57% | 2 | 0 | 10.5 |  |  |  | No | R-410A | 2.0167 | Residential & Commercial | Ducted CEE Tier 1
210596651 | Central HP <5.4 tons | DAY & NIGHT | HRCU-A-CB (Split System: Heat Pump with Remote Outdoor Unit-Air-Source) | CVH825GKA2* |  |  | EA*4X42L21A*+WALLCON | *80CSU0401712A* | 23800 | 17 | 8.1 | 21400 | 16600 | 77.57% | 1.96 | 0 | 11 |  |  |  | No | R-410A | 1.9833 | Residential & Commercial | Ducted CEE Tier 1
210596751 | Central HP <5.4 tons | DAY & NIGHT | HRCU-A-CB (Split System: Heat Pump with Remote Outdoor Unit-Air-Source) | CVH825GKA2* |  |  | EA*4X43L21A*+WALLCON | *80CSU0401712A* | 24400 | 17 | 8.5 | 21200 | 16600 | 78.3% | 2.04 | 0 | 11 |  |  |  | No | R-410A | 2.0333 | Residential & Commercial | Ducted CEE Tier 1
210596783 | Central HP <5.4 tons | DAY & NIGHT | HRCU-A-CB (Split System: Heat Pump with Remote Outdoor Unit-Air-Source) | CVH825GKA2* |  |  | EA*4X43L21A*+WALLCON | *95CSU1002122A* | 24400 | 17 | 8.5 | 21200 | 16600 | 78.3% | 2.04 | 0 | 11 |  |  |  | No | R-410A | 2.0333 | Residential & Commercial | Ducted CEE Tier 1
214626240 | Central HP <5.4 tons | LENNOX | HRCU-A-CB (Split System: Heat Pump with Remote Outdoor Unit-Air-Source) | SL25XPV-048-230A** |  |  | CK40CT-49C-0*+TDR | EL297UH110XV48C* | 45500 | 20 | 8.9 | 44000 | 36000 | 81.82% | 1.76 | 0 | 12 |  |  |  | No | R-410A | 3.7917 | Residential & Commercial | Ducted CEE Tier 1
210470659 | Central HP <5.4 tons | TEMPSTAR | HRCU-A-CB (Split System: Heat Pump with Remote Outdoor Unit-Air-Source) | TVH837GKA2* |  |  | EA*4X61L24A*+WALLCON | *97CMN0602120A* | 33000 | 17.5 | 8.5 | 32400 | 25200 | 77.78% | 1.98 | 0 | 11.7 |  |  |  | No | R-410A | 2.75 | Residential & Commercial | Ducted CEE Tier 1
210470918 | Central HP <5.4 tons | TEMPSTAR | HRCU-A-CB (Split System: Heat Pump with Remote Outdoor Unit-Air-Source) | TVH837GKA2* |  |  | EN(A,D,W)4X60L24**+WALLCON | *80CTL0902120A* | 32800 | 18 | 8.1 | 32200 | 24800 | 77.02% | 1.98 | 0 | 12 |  |  |  | No | R-410A | 2.7333 | Residential & Commercial | Ducted CEE Tier 1
210470995 | Central HP <5.4 tons | TEMPSTAR | HRCU-A-CB (Split System: Heat Pump with Remote Outdoor Unit-Air-Source) | TVH837GKA2* |  |  | EN(A,D,W)4X60L24**+WALLCON | *96CTN1002122A* | 32800 | 18 | 8.1 | 32200 | 24600 | 76.4% | 1.98 | 0 | 12 |  |  |  | No | R-410A | 2.7333 | Residential & Commercial | Ducted CEE Tier 1
213077686 | Central HP <5.4 tons | TEMPSTAR | HRCU-A-CB (Split System: Heat Pump with Remote Outdoor Unit-Air-Source) | DLCURAH36ABK |  |  | EN(A,D,W)4X48L21** | *96VTN1002120B* | 36000 | 16.5 | 8.1 | 38500 | 35000 | 90.91% | 2 | 0 | 10 |  |  |  | No | R-410A | 3 | Residential & Commercial | Ducted CEE Tier 1
210473313 | Central HP <5.4 tons | TEMPSTAR | HRCU-A-CB (Split System: Heat Pump with Remote Outdoor Unit-Air-Source) | TVH825GKA3* |  |  | EA*4X48L21A*+WALLCON | *80CSU0601716A* | 24000 | 17 | 8.1 | 21000 | 16600 | 79.05% | 2.02 | 0 | 11 |  |  |  | No | R-410A | 2 | Residential & Commercial | Ducted CEE Tier 1
210473412 | Central HP <5.4 tons | TEMPSTAR | HRCU-A-CB (Split System: Heat Pump with Remote Outdoor Unit-Air-Source) | TVH825GKA3* |  |  | EA*4X48L21A*+WALLCON | *96CTN1002122A* | 24000 | 16.5 | 8.1 | 21000 | 16500 | 78.57% | 2.02 | 0 | 11 |  |  |  | No | R-410A | 2 | Residential & Commercial | Ducted CEE Tier 1
210473914 | Central HP <5.4 tons | TEMPSTAR | HRCU-A-CB (Split System: Heat Pump with Remote Outdoor Unit-Air-Source) | TVH825GKA3* |  |  | EN(A,D,W)4X48L21**+WALLCON | *95CSU1002122A* | 24200 | 17 | 8.1 | 21200 | 16600 | 78.3% | 2.02 | 0 | 11.5 |  |  |  | No | R-410A | 2.0167 | Residential & Commercial | Ducted CEE Tier 1
210473980 | Central HP <5.4 tons | TEMPSTAR | HRCU-A-CB (Split System: Heat Pump with Remote Outdoor Unit-Air-Source) | TVH825GKA3* |  |  | EN(A,D,W)4X48L21**+WALLCON | *96CTN0601714A* | 24000 | 16.5 | 8.1 | 21400 | 16700 | 78.04% | 2 | 0 | 11 |  |  |  | No | R-410A | 2 | Residential & Commercial | Ducted CEE Tier 1
214650244 | Central HP <5.4 tons | YORK | HRCU-A-CB (Split System: Heat Pump with Remote Outdoor Unit-Air-Source) | HH860E2S11 |  |  | CTU60D5XHS1+TXV | YP9C120D20MP13 | 54000 | 19 | 9 | 54500 | 39500 | 72.48% | 2 | 0 | 11 |  |  |  | No | R-454B | 4.5 | Residential & Commercial | Ducted CEE Tier 1
214650075 | Central HP <5.4 tons | YORK | HRCU-A-CB (Split System: Heat Pump with Remote Outdoor Unit-Air-Source) | HH860E2S11 |  |  | CTU60D5XGS1+TXV | TMLE130D20MP11 | 46000 | 18 | 9 | 47500 | 35200 | 74.11% | 2 | 0 | 11 |  |  |  | No | R-454B | 3.8333 | Residential & Commercial | Ducted CEE Tier 1
215429726 | Central HP <5.4 tons | DAIKIN | HRCU-A-CB (Split System: Heat Pump with Remote Outdoor Unit-Air-Source) | DH7VSA3610A* |  |  | DFVE42CP0300A* |  | 34800 | 18.5 | 8.5 | 35000 | 28400 | 81.14% | 2 | 0 | 10.5 |  |  |  | No | R-32 | 2.9 | Residential & Commercial | Ducted CEE Tier 1
214389389 | Central HP <5.4 tons | CARRIER | HRCU-A-CB (Split System: Heat Pump with Remote Outdoor Unit-Air-Source) | 25VNA436A*031* |  |  | CNPV*3621AL*+UI | 58TN*B110C21**20 | 32400 | 18.5 | 9 | 38500 | 27000 | 70.13% | 1.92 | 0 | 11.7 |  |  |  | No | R-410A | 2.7 | Residential & Commercial | Ducted CEE Tier 1
214807371 | Central HP <5.4 tons | YORK | HRCU-A-CB (Split System: Heat Pump with Remote Outdoor Unit-Air-Source) | HH836E2S11 |  |  | CTU36B5XDS1+JMVT12BC2N1+TXV |  | 34000 | 19 | 9 | 31400 | 25600 | 81.53% | 2 | 0 | 11.7 |  |  |  | No | R-454B | 2.8333 | Residential & Commercial | Ducted CEE Tier 1
210596852 | Central HP <5.4 tons | DAY & NIGHT | HRCU-A-CB (Split System: Heat Pump with Remote Outdoor Unit-Air-Source) | CVH825GKA2* |  |  | EA*4X48L21A*+WALLCON | *97CMN1002122A* | 24000 | 16.5 | 8.1 | 21000 | 16500 | 78.57% | 2.02 | 0 | 11 |  |  |  | No | R-410A | 2 | Residential & Commercial | Ducted CEE Tier 1
210596936 | Central HP <5.4 tons | DAY & NIGHT | HRCU-A-CB (Split System: Heat Pump with Remote Outdoor Unit-Air-Source) | CVH825GKA2* |  |  | EHD4X42AAL+WALLCON | *97CMN1002122A* | 24200 | 16 | 8.1 | 21400 | 16600 | 77.57% | 2 | 0 | 10.5 |  |  |  | No | R-410A | 2.0167 | Residential & Commercial | Ducted CEE Tier 1
212981717 | Central HP <5.4 tons | COMFORTMAKER | HRCU-A-CB (Split System: Heat Pump with Remote Outdoor Unit-Air-Source) | DLCURAH24ABK |  |  | EA*4X30L17A* | *80MSU1002120A* | 23800 | 16.5 | 8.5 | 26200 | 23600 | 90.08% | 1.96 | 0 | 10 |  |  |  | No | R-410A | 1.9833 | Residential & Commercial | Ducted CEE Tier 1
212981801 | Central HP <5.4 tons | COMFORTMAKER | HRCU-A-CB (Split System: Heat Pump with Remote Outdoor Unit-Air-Source) | DLCURAH24ABK |  |  | EN(A,D,W)4X36L17** | *80MSU1002120A* | 23800 | 16.5 | 8.5 | 26400 | 24000 | 90.91% | 1.98 | 0 | 10.5 |  |  |  | No | R-410A | 1.9833 | Residential & Commercial | Ducted CEE Tier 1
212982713 | Central HP <5.4 tons | COMFORTMAKER | HRCU-A-CB (Split System: Heat Pump with Remote Outdoor Unit-Air-Source) | DLCURAH24ABK |  |  | EA*4X37L21A* | *80MSU0601716A* | 24200 | 17.5 | 8.5 | 24800 | 21400 | 86.29% | 1.8 | 0 | 10.5 |  |  |  | No | R-410A | 2.0167 | Residential & Commercial | Ducted CEE Tier 1
212983200 | Central HP <5.4 tons | COMFORTMAKER | HRCU-A-CB (Split System: Heat Pump with Remote Outdoor Unit-Air-Source) | DLCURAH24ABK |  |  | EA*4X37L21A* | *92MSN0401712A* | 24000 | 16 | 8.1 | 25400 | 21800 | 85.83% | 1.8 | 0 | 10 |  |  |  | No | R-410A | 2 | Residential & Commercial | Ducted CEE Tier 1
212983601 | Central HP <5.4 tons | COMFORTMAKER | HRCU-A-CB (Split System: Heat Pump with Remote Outdoor Unit-Air-Source) | DLCURAH24ABK |  |  | EN(A,D)4X30L14** | *92MSN0601412A* | 23800 | 16.5 | 8.5 | 26400 | 24000 | 90.91% | 2 | 0 | 10 |  |  |  | No | R-410A | 1.9833 | Residential & Commercial | Ducted CEE Tier 1
214626232 | Central HP <5.4 tons | LENNOX | HRCU-A-CB (Split System: Heat Pump with Remote Outdoor Unit-Air-Source) | SL25XPV-048-230A** |  |  | CK40HT-60D-0*+TDR | SL280UH135V60D* | 45500 | 21 | 9.1 | 43500 | 35600 | 81.84% | 1.86 | 0 | 12.5 |  |  |  | No | R-410A | 3.7917 | Residential & Commercial | Ducted CEE Tier 1
214626250 | Central HP <5.4 tons | LENNOX | HRCU-A-CB (Split System: Heat Pump with Remote Outdoor Unit-Air-Source) | SL25XPV-048-230A** |  |  | CK40CT-49C-0*+TDR | SLP99UH090XV48C* | 45000 | 20 | 8.9 | 44000 | 36000 | 81.82% | 1.76 | 0 | 11.7 |  |  |  | No | R-410A | 3.75 | Residential & Commercial | Ducted CEE Tier 1
210470329 | Central HP <5.4 tons | TEMPSTAR | HRCU-A-CB (Split System: Heat Pump with Remote Outdoor Unit-Air-Source) | TVH837GKA2* |  |  | EA*4X60L24A*+WALLCON | *97CMN1202422A* | 32800 | 17.5 | 8.5 | 32000 | 24800 | 77.5% | 1.98 | 0 | 11.7 |  |  |  | No | R-410A | 2.7333 | Residential & Commercial | Ducted CEE Tier 1
214626174 | Central HP <5.4 tons | LENNOX | HRCU-A-CB (Split System: Heat Pump with Remote Outdoor Unit-Air-Source) | SL25XPV-036-230A** |  |  | CK40CT-48C-0*+TDR | EL297UH090XV60C* | 34000 | 20.8 | 8.8 | 35600 | 27400 | 76.97% | 1.82 | 0 | 13.5 |  |  |  | No | R-410A | 2.8333 | Residential & Commercial | Ducted CEE Tier 1
214626183 | Central HP <5.4 tons | LENNOX | HRCU-A-CB (Split System: Heat Pump with Remote Outdoor Unit-Air-Source) | SL25XPV-036-230A** |  |  | CK40CT-48C-0*+TDR | SL297UH080NV48C* | 34000 | 22 | 8.8 | 35400 | 27400 | 77.4% | 1.82 | 0 | 13.4 |  |  |  | No | R-410A | 2.8333 | Residential & Commercial | Ducted CEE Tier 1
214626205 | Central HP <5.4 tons | LENNOX | HRCU-A-CB (Split System: Heat Pump with Remote Outdoor Unit-Air-Source) | SL25XPV-036-230A** |  |  | CK40CT-50/60C-0*+TDR | SL297UH080NV48C* | 33600 | 22.2 | 8.7 | 34200 | 26600 | 77.78% | 1.8 | 0 | 13.3 |  |  |  | No | R-410A | 2.8 | Residential & Commercial | Ducted CEE Tier 1
206133356 | Central HP <5.4 tons | HEIL | HRCU-A-CB (Split System: Heat Pump with Remote Outdoor Unit-Air-Source) | HVH825GKA2* |  |  | EA*4X36L17A*+WALLCON | *80CSU0401712A* | 23600 | 16.5 | 8.1 | 21400 | 16600 | 77.57% | 1.94 | 11 | 10.5 |  |  |  | No | R-410A | 1.9667 | Residential & Commercial | Ducted CEE Tier 1
211178379 | Central HP <5.4 tons | Liberty Heating & Air Conditioning | HRCU-A-CB (Split System: Heat Pump with Remote Outdoor Unit-Air-Source) | ASZS601810A* |  |  | CA*EA2422*4A* | G*VS960805CUA* | 16600 | 17.5 | 8.5 | 17400 | 13000 | 74.71% | 2.1 | 0 | 10.9 |  |  |  | No | R-410A | 1.3833 | Residential & Commercial | Ducted CEE Tier 1
212987526 | Central HP <5.4 tons | HEIL | HRCU-A-CB (Split System: Heat Pump with Remote Outdoor Unit-Air-Source) | DLCURAH18ABK |  |  | EA*4X25L17A* | *96MSN0801716A* | 18200 | 16.5 | 8.5 | 18100 | 17600 | 97.24% | 2.14 | 0 | 11 |  |  |  | No | R-410A | 1.5167 | Residential & Commercial | Ducted CEE Tier 1
212989280 | Central HP <5.4 tons | HEIL | HRCU-A-CB (Split System: Heat Pump with Remote Outdoor Unit-Air-Source) | DLCURAH18ABK |  |  | EA*4X24L17A* | *95MSU0601716A* | 17300 | 16.5 | 8.5 | 18200 | 19400 | 106.6% | 2.34 | 0 | 10.5 |  |  |  | No | R-410A | 1.4417 | Residential & Commercial | Ducted CEE Tier 1
212981849 | Central HP <5.4 tons | COMFORTMAKER | HRCU-A-CB (Split System: Heat Pump with Remote Outdoor Unit-Air-Source) | DLCURAH18ABK |  |  | EA*4X25L17A* | *80MSU1002120A* | 17800 | 16 | 8.1 | 17800 | 17800 | 100% | 2.14 | 0 | 10.5 |  |  |  | No | R-410A | 1.4833 | Residential & Commercial | Ducted CEE Tier 1
204298787 | Central HP <5.4 tons | HEIL | HRCU-A-CB (Split System: Heat Pump with Remote Outdoor Unit-Air-Source) | HVH837GKA** |  |  | EA*4X36L21A*+WALLCON | *97CMN0602120A* | 31400 | 17 | 8.1 | 33600 | 24600 | 73.21% | 1.84 | 11 | 11 |  |  |  | No | R-410A | 2.6167 | Residential & Commercial | Ducted CEE Tier 1
212975117 | Central HP <5.4 tons | DAY & NIGHT | HRCU-A-CB (Split System: Heat Pump with Remote Outdoor Unit-Air-Source) | DLCURAH18ABK |  |  | EN(A,D)4X24L17** | *96VTN0401712B* | 17500 | 15.5 | 8.5 | 18600 | 19200 | 103.2% | 2.3 | 0 | 10.5 |  |  |  | No | R-410A | 1.4583 | Residential & Commercial | Ducted CEE Tier 1
212983189 | Central HP <5.4 tons | COMFORTMAKER | HRCU-A-CB (Split System: Heat Pump with Remote Outdoor Unit-Air-Source) | DLCURAH24ABK |  |  | EA*4X37L17A* | *92MSN0401712A* | 23800 | 16 | 8.5 | 25800 | 22600 | 87.6% | 1.86 | 0 | 10 |  |  |  | No | R-410A | 1.9833 | Residential & Commercial | Ducted CEE Tier 1
212983521 | Central HP <5.4 tons | COMFORTMAKER | HRCU-A-CB (Split System: Heat Pump with Remote Outdoor Unit-Air-Source) | DLCURAH24ABK |  |  | EA*4X24L17A* | *92MSN0601412A* | 23600 | 16.5 | 9 | 27000 | 25400 | 94.07% | 2.12 | 0 | 10 |  |  |  | No | R-410A | 1.9667 | Residential & Commercial | Ducted CEE Tier 1
212983571 | Central HP <5.4 tons | COMFORTMAKER | HRCU-A-CB (Split System: Heat Pump with Remote Outdoor Unit-Air-Source) | DLCURAH24ABK |  |  | EA*4X37L17A* | *92MSN0601412A* | 24200 | 17 | 8.5 | 25800 | 22200 | 86.05% | 1.84 | 0 | 10 |  |  |  | No | R-410A | 2.0167 | Residential & Commercial | Ducted CEE Tier 1
212986626 | Central HP <5.4 tons | HEIL | HRCU-A-CB (Split System: Heat Pump with Remote Outdoor Unit-Air-Source) | DLCURAH24ABK |  |  | EN(A,D)4X30L17** | *96MSN0401712A* | 23200 | 15.5 | 8.1 | 26000 | 24400 | 93.85% | 2.02 | 0 | 10 |  |  |  | No | R-410A | 1.9333 | Residential & Commercial | Ducted CEE Tier 1
214573641 | Central HP <5.4 tons | AIRQUEST | HRCU-A-CB (Split System: Heat Pump with Remote Outdoor Unit-Air-Source) | HVH837GKA2* |  |  | EA*4X36L21A*+WALLCON | *97CMN0602120B* | 31400 | 17 | 8.1 | 33200 | 24400 | 73.49% | 1.84 | 0 | 10.5 |  |  |  | No | R-410A | 2.6167 | Residential & Commercial | Ducted CEE Tier 1
214807390 | Central HP <5.4 tons | YORK | HRCU-A-CB (Split System: Heat Pump with Remote Outdoor Unit-Air-Source) | HH860E2S11 |  |  | CTU60D5XHS1+JMC20D2SN1+TXV |  | 53000 | 19 | 8.5 | 53000 | 38000 | 71.7% | 2 | 0 | 12 |  |  |  | No | R-454B | 4.4167 | Residential & Commercial | Ducted CEE Tier 1
214609143 | Central HP <5.4 tons | FRASER-JOHNSTON | HRCU-A-CB (Split System: Heat Pump with Remote Outdoor Unit-Air-Source) | HH860E2S11 |  |  | CTF60D5CGS1 | Z9ES120D20SMPS1 | 46000 | 18 | 9 | 47000 | 34200 | 72.77% | 2 | 0 | 11.7 |  |  |  | No | R-454B | 3.8333 | Residential & Commercial | Ducted CEE Tier 1
214650071 | Central HP <5.4 tons | YORK | HRCU-A-CB (Split System: Heat Pump with Remote Outdoor Unit-Air-Source) | HH860E2S11 |  |  | CTU60D5XGS1+TXV | TM8E130D20MP11 | 46000 | 18 | 9 | 47500 | 35200 | 74.11% | 2 | 0 | 11 |  |  |  | No | R-454B | 3.8333 | Residential & Commercial | Ducted CEE Tier 1
214650389 | Central HP <5.4 tons | YORK | HRCU-A-CB (Split System: Heat Pump with Remote Outdoor Unit-Air-Source) | HH860E2S11 |  |  | CTU60D5XHS1+TXV | TMLE130D20MP11 | 54000 | 19 | 8.5 | 55000 | 38500 | 70% | 2 | 0 | 11.7 |  |  |  | No | R-454B | 4.5 | Residential & Commercial | Ducted CEE Tier 1
210473016 | Central HP <5.4 tons | TEMPSTAR | HRCU-A-CB (Split System: Heat Pump with Remote Outdoor Unit-Air-Source) | TVH825GKA3* |  |  | EA*4X42L24A*+WALLCON | *80CSU1002120A* | 23800 | 16.5 | 8.1 | 21400 | 16600 | 77.57% | 1.94 | 0 | 10.5 |  |  |  | No | R-410A | 1.9833 | Residential & Commercial | Ducted CEE Tier 1
214807639 | Central HP <5.4 tons | YORK | HRCU-A-CB (Split System: Heat Pump with Remote Outdoor Unit-Air-Source) | HH860E2S11 |  |  | CTU60D5XGS1+JMVT20DC2N1+TXV |  | 45500 | 19 | 9.5 | 45000 | 33800 | 75.11% | 2 | 0 | 12 |  |  |  | No | R-454B | 3.7917 | Residential & Commercial | Ducted CEE Tier 1
214807646 | Central HP <5.4 tons | YORK | HRCU-A-CB (Split System: Heat Pump with Remote Outdoor Unit-Air-Source) | HH860E2S11 |  |  | CTU60D5XGS1+JMET18DS2N1+TXV |  | 45500 | 19 | 9.5 | 45500 | 33800 | 74.29% | 2 | 0 | 12 |  |  |  | No | R-454B | 3.7917 | Residential & Commercial | Ducted CEE Tier 1
215940864 | Central HP <5.4 tons | CARRIER | HRCU-A-CB (Split System: Heat Pump with Remote Outdoor Unit-Air-Source) | 27VNA336A*030* |  |  | CVAVA6021XMA*+UI | 59TN7A100C21**22 | 35600 | 22 | 8.5 | 38000 | 28600 | 75.26% | 2.02 | 0 | 12.5 |  |  |  | No | R-454B | 2.9667 | Residential & Commercial | Ducted CEE Tier 1
215667147 | Central HP <5.4 tons | AIRQUEST | HRCU-A-CB (Split System: Heat Pump with Remote Outdoor Unit-Air-Source) | H5H0V24*K*AAA* |  |  | EA*5X25M17A*+WALLCON | *80CSU0401712A* | 24000 | 17.5 | 9 | 23400 | 16400 | 70.09% | 2.02 | 0 | 10.5 |  |  |  | No | R-454B | 2 | Residential & Commercial | Ducted CEE Tier 1
215667665 | Central HP <5.4 tons | AIRQUEST | HRCU-A-CB (Split System: Heat Pump with Remote Outdoor Unit-Air-Source) | H5H0V24*K*AAA* |  |  | EA*5X36M17A*+WALLCON | *97CMN0601714B* | 23000 | 17 | 9 | 23800 | 16700 | 70.17% | 1.98 | 0 | 10 |  |  |  | No | R-454B | 1.9167 | Residential & Commercial | Ducted CEE Tier 1
215667733 | Central HP <5.4 tons | AIRQUEST | HRCU-A-CB (Split System: Heat Pump with Remote Outdoor Unit-Air-Source) | H5H0V24*K*AAA* |  |  | EA*5X37M17A*+WALLCON | *80CSU0601716A* | 23800 | 17 | 9 | 23400 | 16500 | 70.51% | 2 | 0 | 10 |  |  |  | No | R-454B | 1.9833 | Residential & Commercial | Ducted CEE Tier 1
215667749 | Central HP <5.4 tons | AIRQUEST | HRCU-A-CB (Split System: Heat Pump with Remote Outdoor Unit-Air-Source) | H5H0V24*K*AAA* |  |  | EA*5X37M17A*+WALLCON | *80CTL0701412B* | 23800 | 17.5 | 9 | 23400 | 16500 | 70.51% | 2 | 0 | 10.5 |  |  |  | No | R-454B | 1.9833 | Residential & Commercial | Ducted CEE Tier 1
215667797 | Central HP <5.4 tons | AIRQUEST | HRCU-A-CB (Split System: Heat Pump with Remote Outdoor Unit-Air-Source) | H5H0V24*K*AAA* |  |  | EA*5X37M17A*+WALLCON | *96CTN0601714B* | 23800 | 17 | 9 | 23600 | 16600 | 70.34% | 2 | 0 | 10 |  |  |  | No | R-454B | 1.9833 | Residential & Commercial | Ducted CEE Tier 1
215936876 | Central HP <5.4 tons | HEIL | HRCU-A-CB (Split System: Heat Pump with Remote Outdoor Unit-Air-Source) | H5H3V36*K*AAA* |  |  | EVD5X61M21A*+WALLCON | *80CTL0701716B* | 35800 | 22 | 9 | 38000 | 28600 | 75.26% | 2.06 | 0 | 12 |  |  |  | No | R-454B | 2.9833 | Residential & Commercial | Ducted CEE Tier 1
215936896 | Central HP <5.4 tons | HEIL | HRCU-A-CB (Split System: Heat Pump with Remote Outdoor Unit-Air-Source) | H5H3V36*K*AAA* |  |  | EVD5X61M21A*+WALLCON | *97CMN0602120B* | 35600 | 21.5 | 8.5 | 38000 | 28600 | 75.26% | 1.98 | 0 | 12 |  |  |  | No | R-454B | 2.9667 | Residential & Commercial | Ducted CEE Tier 1
213613331 | Central HP <5.4 tons | DAIKIN | HRCU-A-CB (Split System: Heat Pump with Remote Outdoor Unit-Air-Source) | DZ6VSA421EA* |  |  | DFVE60DP1400B* |  | 40000 | 17 | 8.6 | 40000 | 30600 | 76.5% | 2 | 0 | 10 |  |  |  | No | R-410A | 3.3333 | Residential & Commercial | Ducted CEE Tier 1
213080798 | Central HP <5.4 tons | TEMPSTAR | HRCU-A-CB (Split System: Heat Pump with Remote Outdoor Unit-Air-Source) | DLCURAH36ABK |  |  | EA*4X37L21A* | *95MSU0802120A* | 36600 | 16 | 8.5 | 38500 | 35000 | 90.91% | 2.06 | 0 | 10 |  |  |  | No | R-410A | 3.05 | Residential & Commercial | Ducted CEE Tier 1
213077443 | Central HP <5.4 tons | HEIL | HRCU-A-CB (Split System: Heat Pump with Remote Outdoor Unit-Air-Source) | DLCURAH36ABK |  |  | END4X42L17** | *96VTN0801716B* | 35800 | 15.5 | 8.1 | 39000 | 35200 | 90.26% | 1.96 | 0 | 10 |  |  |  | No | R-410A | 2.9833 | Residential & Commercial | Ducted CEE Tier 1
213077525 | Central HP <5.4 tons | HEIL | HRCU-A-CB (Split System: Heat Pump with Remote Outdoor Unit-Air-Source) | DLCURAH36ABK |  |  | EA*4X43L21A* | *96VTN0802120B* | 36600 | 16 | 8.5 | 38500 | 35000 | 90.91% | 2.06 | 0 | 10 |  |  |  | No | R-410A | 3.05 | Residential & Commercial | Ducted CEE Tier 1
213077707 | Central HP <5.4 tons | HEIL | HRCU-A-CB (Split System: Heat Pump with Remote Outdoor Unit-Air-Source) | DLCURAH36ABK |  |  | EA*4X36L21A* | *96VTN1002122B* | 35000 | 16.5 | 8.1 | 38500 | 35200 | 91.43% | 1.82 | 0 | 10 |  |  |  | No | R-410A | 2.9167 | Residential & Commercial | Ducted CEE Tier 1
215936926 | Central HP <5.4 tons | HEIL | HRCU-A-CB (Split System: Heat Pump with Remote Outdoor Unit-Air-Source) | H5H3V36*K*AAA* |  |  | EVD5X61M24A*+WALLCON | *80CTL0902120B* | 36000 | 22.5 | 8.5 | 37600 | 28200 | 75% | 2.06 | 0 | 12.5 |  |  |  | No | R-454B | 3 | Residential & Commercial | Ducted CEE Tier 1
214807664 | Central HP <5.4 tons | YORK | HRCU-A-CB (Split System: Heat Pump with Remote Outdoor Unit-Air-Source) | HH860E2S11 |  |  | CTU60C5XGS1+TXV | Y81E080C16SMPS1 | 44500 | 18 | 9 | 44500 | 33400 | 75.06% | 2 | 0 | 12 |  |  |  | No | R-454B | 3.7083 | Residential & Commercial | Ducted CEE Tier 1
210473126 | Central HP <5.4 tons | TEMPSTAR | HRCU-A-CB (Split System: Heat Pump with Remote Outdoor Unit-Air-Source) | TVH825GKA3* |  |  | EA*4X43L21A*+WALLCON | *80CSU0401712A* | 24400 | 17 | 8.5 | 21200 | 16600 | 78.3% | 2.02 | 0 | 11 |  |  |  | No | R-410A | 2.0333 | Residential & Commercial | Ducted CEE Tier 1
210473269 | Central HP <5.4 tons | TEMPSTAR | HRCU-A-CB (Split System: Heat Pump with Remote Outdoor Unit-Air-Source) | TVH825GKA3* |  |  | EA*4X48L21A*+WALLCON | *95CSU0601716A* | 24000 | 16.5 | 8.1 | 21000 | 16600 | 79.05% | 2 | 0 | 10.5 |  |  |  | No | R-410A | 2 | Residential & Commercial | Ducted CEE Tier 1
210473903 | Central HP <5.4 tons | TEMPSTAR | HRCU-A-CB (Split System: Heat Pump with Remote Outdoor Unit-Air-Source) | TVH825GKA3* |  |  | EN(A,D,W)4X48L21**+WALLCON | *95CSU0802120A* | 24200 | 17 | 8.1 | 21200 | 16600 | 78.3% | 2.02 | 0 | 11.5 |  |  |  | No | R-410A | 2.0167 | Residential & Commercial | Ducted CEE Tier 1
213361579 | Central HP <5.4 tons | CARRIER | HRCU-A-CB (Split System: Heat Pump with Remote Outdoor Unit-Air-Source) | 25VNA424A*031* |  |  | FE4BN(B,X)C36L*+UI |  | 23400 | 21 | 10.5 | 26400 | 19700 | 74.62% | 2.44 | 0 | 13 |  |  |  | No | R-410A | 1.95 | Residential & Commercial | Ducted CEE Tier 1
210474249 | Central HP <5.4 tons | TEMPSTAR | HRCU-A-CB (Split System: Heat Pump with Remote Outdoor Unit-Air-Source) | TVH825GKA3* |  |  | EHD4X42AAL+WALLCON | *95CSU1002122A* | 24200 | 16 | 8.1 | 21400 | 16600 | 77.57% | 2 | 0 | 11 |  |  |  | No | R-410A | 2.0167 | Residential & Commercial | Ducted CEE Tier 1
210597002 | Central HP <5.4 tons | DAY & NIGHT | HRCU-A-CB (Split System: Heat Pump with Remote Outdoor Unit-Air-Source) | CVH825GKA2* |  |  | EN(A,D)4X48L24**+WALLCON | *80CSU1002120A* | 24000 | 16.5 | 8.1 | 21400 | 16600 | 77.57% | 2 | 0 | 11 |  |  |  | No | R-410A | 2 | Residential & Commercial | Ducted CEE Tier 1
210597017 | Central HP <5.4 tons | DAY & NIGHT | HRCU-A-CB (Split System: Heat Pump with Remote Outdoor Unit-Air-Source) | CVH825GKA2* |  |  | EN(A,D)4X48L24**+WALLCON | *96CTN1202422A* | 24200 | 17 | 8.1 | 21200 | 16600 | 78.3% | 2.02 | 0 | 11.5 |  |  |  | No | R-410A | 2.0167 | Residential & Commercial | Ducted CEE Tier 1
210597020 | Central HP <5.4 tons | DAY & NIGHT | HRCU-A-CB (Split System: Heat Pump with Remote Outdoor Unit-Air-Source) | CVH825GKA2* |  |  | EN(A,D)4X48L24**+WALLCON | *97CMN0602120A* | 24000 | 16.5 | 8.1 | 21400 | 16700 | 78.04% | 2 | 0 | 11 |  |  |  | No | R-410A | 2 | Residential & Commercial | Ducted CEE Tier 1
210597086 | Central HP <5.4 tons | DAY & NIGHT | HRCU-A-CB (Split System: Heat Pump with Remote Outdoor Unit-Air-Source) | CVH825GKA2* |  |  | EN(A,D,W)4X48L21**+WALLCON | *80CTL0451712A* | 24000 | 16.5 | 8.1 | 21400 | 16700 | 78.04% | 2 | 0 | 11 |  |  |  | No | R-410A | 2 | Residential & Commercial | Ducted CEE Tier 1
213772958 | Central HP <5.4 tons | AIRQUEST | HRCU-A-CB (Split System: Heat Pump with Remote Outdoor Unit-Air-Source) | HVH825GKA3* |  |  | EA*4X36L17A*+WALLCON | *80CTL0701716B* | 23600 | 16.5 | 8.1 | 21400 | 16700 | 78.04% | 1.92 | 0 | 10.5 |  |  |  | No | R-410A | 1.9667 | Residential & Commercial | Ducted CEE Tier 1
212982401 | Central HP <5.4 tons | COMFORTMAKER | HRCU-A-CB (Split System: Heat Pump with Remote Outdoor Unit-Air-Source) | DLCURAH18ABK |  |  | EA*4X25L17A* | *80MSU0401712A* | 17800 | 16 | 8.1 | 17800 | 17600 | 98.88% | 2.12 | 0 | 10.5 |  |  |  | No | R-410A | 1.4833 | Residential & Commercial | Ducted CEE Tier 1
204299087 | Central HP <5.4 tons | HEIL | HRCU-A-CB (Split System: Heat Pump with Remote Outdoor Unit-Air-Source) | HVH837GKA** |  |  | EA*4X42L24A*+WALLCON | *96CTN1202422A* | 31800 | 17.5 | 8.1 | 33000 | 24400 | 73.94% | 1.9 | 11 | 11.5 |  |  |  | No | R-410A | 2.65 | Residential & Commercial | Ducted CEE Tier 1
212983255 | Central HP <5.4 tons | COMFORTMAKER | HRCU-A-CB (Split System: Heat Pump with Remote Outdoor Unit-Air-Source) | DLCURAH18ABK |  |  | EA*4X19L17A* | *92MSN0401712A* | 17700 | 16 | 8.1 | 17900 | 18000 | 100.6% | 2.16 | 0 | 10.5 |  |  |  | No | R-410A | 1.475 | Residential & Commercial | Ducted CEE Tier 1
204299207 | Central HP <5.4 tons | HEIL | HRCU-A-CB (Split System: Heat Pump with Remote Outdoor Unit-Air-Source) | HVH837GKA** |  |  | EA*4X48L21A*+WALLCON | *80CTL0701716A* | 32200 | 17.5 | 8.1 | 32600 | 25000 | 76.69% | 1.96 | 11 | 11.5 |  |  |  | No | R-410A | 2.6833 | Residential & Commercial | Ducted CEE Tier 1
204299307 | Central HP <5.4 tons | HEIL | HRCU-A-CB (Split System: Heat Pump with Remote Outdoor Unit-Air-Source) | HVH837GKA** |  |  | EA*4X48L21A*+WALLCON | *96CTN1002122A* | 32400 | 17.5 | 8.5 | 32600 | 25000 | 76.69% | 1.98 | 12 | 11.7 |  |  |  | No | R-410A | 2.7 | Residential & Commercial | Ducted CEE Tier 1
214807375 | Central HP <5.4 tons | YORK | HRCU-A-CB (Split System: Heat Pump with Remote Outdoor Unit-Air-Source) | HH836E2S11 |  |  | CTU36B5XDS1+JME12B2SN1+TXV |  | 33400 | 19 | 9 | 30400 | 24800 | 81.58% | 2 | 0 | 12 |  |  |  | No | R-454B | 2.7833 | Residential & Commercial | Ducted CEE Tier 1
206133808 | Central HP <5.4 tons | HEIL | HRCU-A-CB (Split System: Heat Pump with Remote Outdoor Unit-Air-Source) | HVH825GKA2* |  |  | EA*4X37L21A*+WALLCON | *95CSU0601716A* | 24400 | 16.5 | 8.1 | 21400 | 16700 | 78.04% | 2.02 | 11.5 | 10.5 |  |  |  | No | R-410A | 2.0333 | Residential & Commercial | Ducted CEE Tier 1
214626210 | Central HP <5.4 tons | LENNOX | HRCU-A-CB (Split System: Heat Pump with Remote Outdoor Unit-Air-Source) | SL25XPV-036-230A** |  |  | CK40CT-50/60C-0*+TDR | SLP99UH110XV60C* | 33800 | 21.6 | 8.7 | 34400 | 26600 | 77.33% | 1.82 | 0 | 13.5 |  |  |  | No | R-410A | 2.8167 | Residential & Commercial | Ducted CEE Tier 1
214626193 | Central HP <5.4 tons | LENNOX | HRCU-A-CB (Split System: Heat Pump with Remote Outdoor Unit-Air-Source) | SL25XPV-036-230A** |  |  | CK40CT-50/60C-0*+TDR | EL296UH110XV60C* | 33800 | 21.4 | 8.6 | 34400 | 26600 | 77.33% | 1.82 | 0 | 13.5 |  |  |  | No | R-410A | 2.8167 | Residential & Commercial | Ducted CEE Tier 1
214650311 | Central HP <5.4 tons | YORK | HRCU-A-CB (Split System: Heat Pump with Remote Outdoor Unit-Air-Source) | HH824E2S11 |  |  | CTU30B5XCS1+TXV | TP9C060B12MP13 | 23000 | 17 | 9.5 | 23000 | 18300 | 79.57% | 2 | 0 | 12 |  |  |  | No | R-454B | 1.9167 | Residential & Commercial | Ducted CEE Tier 1
214650410 | Central HP <5.4 tons | YORK | HRCU-A-CB (Split System: Heat Pump with Remote Outdoor Unit-Air-Source) | HH824E2S11 |  |  | CTU36B5XDS1+TXV | TM9E060B12MP12 | 23000 | 18 | 9.5 | 23000 | 19200 | 83.48% | 2 | 0 | 12 |  |  |  | No | R-454B | 1.9167 | Residential & Commercial | Ducted CEE Tier 1
214626058 | Central HP <5.4 tons | LENNOX | HRCU-A-CB (Split System: Heat Pump with Remote Outdoor Unit-Air-Source) | SL25XPV-024-230A** |  |  | CK40CT-48B-0*+TDR | EL296UH070XV36B* | 22000 | 21.6 | 9.3 | 21600 | 20600 | 95.37% | 1.86 | 0 | 13.5 |  |  |  | No | R-410A | 1.8333 | Residential & Commercial | Ducted CEE Tier 1
210474348 | Central HP <5.4 tons | TEMPSTAR | HRCU-A-CB (Split System: Heat Pump with Remote Outdoor Unit-Air-Source) | TVH825GKA3* |  |  | EHD4X42AAL+WALLCON | *96CTN1202422A* | 24200 | 16 | 8.1 | 21400 | 16600 | 77.57% | 2 | 0 | 10.5 |  |  |  | No | R-410A | 2.0167 | Residential & Commercial | Ducted CEE Tier 1
210474381 | Central HP <5.4 tons | TEMPSTAR | HRCU-A-CB (Split System: Heat Pump with Remote Outdoor Unit-Air-Source) | TVH825GKA3* |  |  | EHD4X42AAL+WALLCON | *97CMN1002122A* | 24200 | 16 | 8.1 | 21400 | 16600 | 77.57% | 2 | 0 | 10.5 |  |  |  | No | R-410A | 2.0167 | Residential & Commercial | Ducted CEE Tier 1
210473225 | Central HP <5.4 tons | TEMPSTAR | HRCU-A-CB (Split System: Heat Pump with Remote Outdoor Unit-Air-Source) | TVH825GKA3* |  |  | EA*4X43L21A*+WALLCON | *97CMN1002122A* | 24400 | 16.5 | 8.5 | 21200 | 16600 | 78.3% | 2.04 | 0 | 11 |  |  |  | No | R-410A | 2.0333 | Residential & Commercial | Ducted CEE Tier 1
214807621 | Central HP <5.4 tons | YORK | HRCU-A-CB (Split System: Heat Pump with Remote Outdoor Unit-Air-Source) | HH860E2S11 |  |  | CTU60C5XGS1+TXV | TM8V080C16MP12 | 43500 | 18 | 9 | 44000 | 33400 | 75.91% | 2 | 0 | 11.7 |  |  |  | No | R-454B | 3.625 | Residential & Commercial | Ducted CEE Tier 1
214807644 | Central HP <5.4 tons | YORK | HRCU-A-CB (Split System: Heat Pump with Remote Outdoor Unit-Air-Source) | HH860E2S11 |  |  | CTU60C5XGS1+TXV | TP9C100C16MP13 | 43500 | 18 | 9 | 44000 | 33200 | 75.45% | 2 | 0 | 11.7 |  |  |  | No | R-454B | 3.625 | Residential & Commercial | Ducted CEE Tier 1
210473291 | Central HP <5.4 tons | TEMPSTAR | HRCU-A-CB (Split System: Heat Pump with Remote Outdoor Unit-Air-Source) | TVH825GKA3* |  |  | EA*4X48L21A*+WALLCON | *95CSU1002122A* | 24200 | 17 | 8.1 | 21000 | 16500 | 78.57% | 2.02 | 0 | 11 |  |  |  | No | R-410A | 2.0167 | Residential & Commercial | Ducted CEE Tier 1
210473192 | Central HP <5.4 tons | TEMPSTAR | HRCU-A-CB (Split System: Heat Pump with Remote Outdoor Unit-Air-Source) | TVH825GKA3* |  |  | EA*4X43L21A*+WALLCON | *96CTN0801714A* | 24400 | 16.5 | 8.1 | 21200 | 16700 | 78.77% | 2.02 | 0 | 11 |  |  |  | No | R-410A | 2.0333 | Residential & Commercial | Ducted CEE Tier 1
215935863 | Central HP <5.4 tons | TEMPSTAR | HRCU-A-CB (Split System: Heat Pump with Remote Outdoor Unit-Air-Source) | T5H3V36*K*AAA* |  |  | EVD5X38M17A*+WALLCON | *80CTL0901716B* | 35400 | 21.5 | 8.5 | 38000 | 28800 | 75.79% | 2.02 | 0 | 12 |  |  |  | No | R-454B | 2.95 | Residential & Commercial | Ducted CEE Tier 1
215935913 | Central HP <5.4 tons | TEMPSTAR | HRCU-A-CB (Split System: Heat Pump with Remote Outdoor Unit-Air-Source) | T5H3V36*K*AAA* |  |  | EVD5X38M17A*+WALLCON | *96CTN0801714B* | 35400 | 21.5 | 8.5 | 38500 | 29000 | 75.32% | 2.02 | 0 | 12 |  |  |  | No | R-454B | 2.95 | Residential & Commercial | Ducted CEE Tier 1
215936013 | Central HP <5.4 tons | TEMPSTAR | HRCU-A-CB (Split System: Heat Pump with Remote Outdoor Unit-Air-Source) | T5H3V36*K*AAA* |  |  | EVD5X42M21A*+WALLCON | *80CTL0901716B* | 34400 | 21 | 8.5 | 38500 | 28200 | 73.25% | 2.04 | 0 | 11.7 |  |  |  | No | R-454B | 2.8667 | Residential & Commercial | Ducted CEE Tier 1
206771101 | Central HP <5.4 tons | HEIL | HRCU-A-CB (Split System: Heat Pump with Remote Outdoor Unit-Air-Source) | HVH837GKA2* |  |  | EA*4X36L21A*+WALLCON | *97CMN0801714A* | 31400 | 17 | 8.1 | 33400 | 24600 | 73.65% | 1.84 | 11 | 11 |  |  |  | No | R-410A | 2.6167 | Residential & Commercial | Ducted CEE Tier 1
206772821 | Central HP <5.4 tons | HEIL | HRCU-A-CB (Split System: Heat Pump with Remote Outdoor Unit-Air-Source) | HVH837GKA2* |  |  | EHD4X42AAL+WALLCON | *80CTL0701412A* | 32400 | 17 | 8.1 | 33200 | 25000 | 75.3% | 1.94 | 11.5 | 11 |  |  |  | No | R-410A | 2.7 | Residential & Commercial | Ducted CEE Tier 1
206773055 | Central HP <5.4 tons | HEIL | HRCU-A-CB (Split System: Heat Pump with Remote Outdoor Unit-Air-Source) | HVH837GKA2* |  |  | EA*4X37L21A*+WALLCON | *80CSU1002120A* | 32800 | 17 | 8.5 | 33000 | 25200 | 76.36% | 1.96 | 12 | 11 |  |  |  | No | R-410A | 2.7333 | Residential & Commercial | Ducted CEE Tier 1
212989139 | Central HP <5.4 tons | TEMPSTAR | HRCU-A-CB (Split System: Heat Pump with Remote Outdoor Unit-Air-Source) | DLCURAH24ABK |  |  | EA*4X24L17A* | *95MSU0601716A* | 23400 | 17 | 9 | 26800 | 26400 | 98.51% | 2.24 | 0 | 10 |  |  |  | No | R-410A | 1.95 | Residential & Commercial | Ducted CEE Tier 1
210597504 | Central HP <5.4 tons | DAY & NIGHT | HRCU-A-CB (Split System: Heat Pump with Remote Outdoor Unit-Air-Source) | CVH837GKA** |  |  | EHD4X60AAL+WALLCON | *80CSU1002120A* | 32800 | 16.5 | 8.1 | 32200 | 24800 | 77.02% | 1.98 | 0 | 11 |  |  |  | No | R-410A | 2.7333 | Residential & Commercial | Ducted CEE Tier 1
204456535 | Central HP <5.4 tons | BRYANT HEATING AND COOLING SYSTEMS | HRCU-A-CB (Split System: Heat Pump with Remote Outdoor Unit-Air-Source) | 288BNV025*0**B* |  |  | CAP**3017AL*+UI | 986TC42060C17*** | 23400 | 16 | 8.1 | 21600 | 16800 | 77.78% | 1.9 | 11 | 10.5 |  |  |  | No | R-410A | 1.95 | Residential & Commercial | Ducted CEE Tier 1
204456889 | Central HP <5.4 tons | BRYANT HEATING AND COOLING SYSTEMS | HRCU-A-CB (Split System: Heat Pump with Remote Outdoor Unit-Air-Source) | 288BNV025*0**B* |  |  | CAP**3721AL*+UI | 88*TA48070C17*** | 24400 | 17 | 8.5 | 21200 | 16600 | 78.3% | 2.02 | 11 | 11 |  |  |  | No | R-410A | 2.0333 | Residential & Commercial | Ducted CEE Tier 1
210470167 | Central HP <5.4 tons | TEMPSTAR | HRCU-A-CB (Split System: Heat Pump with Remote Outdoor Unit-Air-Source) | TVH837GKA2* |  |  | EA*4X42L21A*+WALLCON | *80CSU1002120A* | 31800 | 17 | 8.1 | 33200 | 24400 | 73.49% | 1.88 | 0 | 11 |  |  |  | No | R-410A | 2.65 | Residential & Commercial | Ducted CEE Tier 1
210470494 | Central HP <5.4 tons | TEMPSTAR | HRCU-A-CB (Split System: Heat Pump with Remote Outdoor Unit-Air-Source) | TVH837GKA2* |  |  | EA*4X61L21A*+WALLCON | *96CTN1002122A* | 33200 | 17.5 | 8.5 | 32000 | 24800 | 77.5% | 2 | 0 | 12 |  |  |  | No | R-410A | 2.7667 | Residential & Commercial | Ducted CEE Tier 1
212523819 | Central HP <5.4 tons | LENNOX | HRCU-A-CB (Split System: Heat Pump with Remote Outdoor Unit-Air-Source) | SL25XPV-024-230A** |  |  | C35-36B+TDR+TXV | SLP98UH070XV36B* | 22200 | 23 | 9.2 | 21600 | 20400 | 94.44% | 1.84 | 0 | 14.3 |  |  |  | No | R-410A | 1.85 | Residential & Commercial | Ducted CEE Tier 1
215942553 | Central HP <5.4 tons | AIRQUEST | HRCU-A-CB (Split System: Heat Pump with Remote Outdoor Unit-Air-Source) | H5H3V36*K*AAA* |  |  | EVD5X61M24A*+WALLCON | *80CSU1002120A* | 36000 | 22 | 8.5 | 37400 | 28400 | 75.94% | 2.04 | 0 | 12.5 |  |  |  | No | R-454B | 3 | Residential & Commercial | Ducted CEE Tier 1
204299806 | Central HP <5.4 tons | BRYANT HEATING AND COOLING SYSTEMS | HRCU-A-CB (Split System: Heat Pump with Remote Outdoor Unit-Air-Source) | 288BNV037*0**A* |  |  | CNPV*4821AL*+UI | 987MB66100C21*** | 32400 | 17.5 | 8.1 | 33000 | 24800 | 75.15% | 1.96 | 12 | 11.7 |  |  |  | No | R-410A | 2.7 | Residential & Commercial | Ducted CEE Tier 1
204300410 | Central HP <5.4 tons | BRYANT HEATING AND COOLING SYSTEMS | HRCU-A-CB (Split System: Heat Pump with Remote Outdoor Unit-Air-Source) | 288BNV037*0**A* |  |  | CSPH*4212AL*+UI | 987MB60060C21*** | 32400 | 16.5 | 8.1 | 33400 | 25200 | 75.45% | 1.94 | 11.5 | 10.5 |  |  |  | No | R-410A | 2.7 | Residential & Commercial | Ducted CEE Tier 1
210473335 | Central HP <5.4 tons | TEMPSTAR | HRCU-A-CB (Split System: Heat Pump with Remote Outdoor Unit-Air-Source) | TVH825GKA3* |  |  | EA*4X48L21A*+WALLCON | *80CTL0451712A* | 24000 | 16.5 | 8.1 | 21000 | 16700 | 79.52% | 2 | 0 | 11 |  |  |  | No | R-410A | 2 | Residential & Commercial | Ducted CEE Tier 1
210474046 | Central HP <5.4 tons | TEMPSTAR | HRCU-A-CB (Split System: Heat Pump with Remote Outdoor Unit-Air-Source) | TVH825GKA3* |  |  | EN(A,D,W)4X48L21**+WALLCON | *80CTL0901716A* | 24200 | 17.5 | 8.1 | 21200 | 16500 | 77.83% | 2.02 | 0 | 11.7 |  |  |  | No | R-410A | 2.0167 | Residential & Commercial | Ducted CEE Tier 1
210474101 | Central HP <5.4 tons | TEMPSTAR | HRCU-A-CB (Split System: Heat Pump with Remote Outdoor Unit-Air-Source) | TVH825GKA3* |  |  | EN(A,D)4X48L24**+WALLCON | *80CTL1352422A* | 24200 | 17 | 8.1 | 21400 | 16600 | 77.57% | 2.02 | 0 | 11.5 |  |  |  | No | R-410A | 2.0167 | Residential & Commercial | Ducted CEE Tier 1
214719798 | Central HP <5.4 tons | YORK | HRCU-A-CB (Split System: Heat Pump with Remote Outdoor Unit-Air-Source) | HH860E2S11 |  |  | CTU60C5XGS1+TXV | TM9Y080C16MP11 | 43500 | 17 | 9 | 44500 | 33800 | 75.96% | 2 | 0 | 11 |  |  |  | No | R-454B | 3.625 | Residential & Commercial | Ducted CEE Tier 1
210472851 | Central HP <5.4 tons | TEMPSTAR | HRCU-A-CB (Split System: Heat Pump with Remote Outdoor Unit-Air-Source) | TVH825GKA3* |  |  | EA*4X42L21A*+WALLCON | *80CSU0401712A* | 23800 | 17 | 8.1 | 21400 | 16600 | 77.57% | 1.96 | 0 | 11 |  |  |  | No | R-410A | 1.9833 | Residential & Commercial | Ducted CEE Tier 1
210472917 | Central HP <5.4 tons | TEMPSTAR | HRCU-A-CB (Split System: Heat Pump with Remote Outdoor Unit-Air-Source) | TVH825GKA3* |  |  | EA*4X42L21A*+WALLCON | *96CTN0801714A* | 23600 | 16.5 | 8.1 | 21400 | 16700 | 78.04% | 1.96 | 0 | 11 |  |  |  | No | R-410A | 1.9667 | Residential & Commercial | Ducted CEE Tier 1
214280278 | Central HP <5.4 tons | TEMPSTAR | HRCU-A-CB (Split System: Heat Pump with Remote Outdoor Unit-Air-Source) | DLCURAH36ABK |  |  | EA*4X37L21A* | *96MSN0601716A* | 36000 | 15.5 | 8.5 | 38000 | 35000 | 92.11% | 2.06 | 0 | 10 |  |  |  | No | R-410A | 3 | Residential & Commercial | Ducted CEE Tier 1
215937004 | Central HP <5.4 tons | CARRIER | HRCU-A-CB (Split System: Heat Pump with Remote Outdoor Unit-Air-Source) | 27VNA348A*030* |  |  | CVAMA4821XMA*+UI | 58TN*B090C17**16 | 43500 | 20 | 8.1 | 52500 | 37600 | 71.62% | 2 | 0 | 11.5 |  |  |  | No | R-454B | 3.625 | Residential & Commercial | Ducted CEE Tier 1
214807665 | Central HP <5.4 tons | YORK | HRCU-A-CB (Split System: Heat Pump with Remote Outdoor Unit-Air-Source) | HH860E2S11 |  |  | CTU60C5XGS1+TXV | TL9E100C20UH11 | 44000 | 17 | 9 | 44500 | 33400 | 75.06% | 2 | 0 | 11.7 |  |  |  | No | R-454B | 3.6667 | Residential & Commercial | Ducted CEE Tier 1
214807668 | Central HP <5.4 tons | YORK | HRCU-A-CB (Split System: Heat Pump with Remote Outdoor Unit-Air-Source) | HH860E2S11 |  |  | CTU60C5XGS1+TXV | Y91E080C16SMPS1 | 44500 | 18 | 9 | 46000 | 33800 | 73.48% | 2 | 0 | 11.7 |  |  |  | No | R-454B | 3.7083 | Residential & Commercial | Ducted CEE Tier 1
210472939 | Central HP <5.4 tons | TEMPSTAR | HRCU-A-CB (Split System: Heat Pump with Remote Outdoor Unit-Air-Source) | TVH825GKA3* |  |  | EA*4X42L21A*+WALLCON | *97CMN0801714A* | 23600 | 16.5 | 8.1 | 21400 | 16700 | 78.04% | 1.96 | 0 | 11 |  |  |  | No | R-410A | 1.9667 | Residential & Commercial | Ducted CEE Tier 1
210473104 | Central HP <5.4 tons | TEMPSTAR | HRCU-A-CB (Split System: Heat Pump with Remote Outdoor Unit-Air-Source) | TVH825GKA3* |  |  | EA*4X43L21A*+WALLCON | *95CSU0802120A* | 24400 | 17 | 8.5 | 21200 | 16600 | 78.3% | 2.04 | 0 | 11 |  |  |  | No | R-410A | 2.0333 | Residential & Commercial | Ducted CEE Tier 1
210474260 | Central HP <5.4 tons | TEMPSTAR | HRCU-A-CB (Split System: Heat Pump with Remote Outdoor Unit-Air-Source) | TVH825GKA3* |  |  | EHD4X42AAL+WALLCON | *80CSU0401712A* | 24200 | 16.5 | 8.1 | 21400 | 16600 | 77.57% | 2 | 0 | 10.5 |  |  |  | No | R-410A | 2.0167 | Residential & Commercial | Ducted CEE Tier 1
210474469 | Central HP <5.4 tons | TEMPSTAR | HRCU-A-CB (Split System: Heat Pump with Remote Outdoor Unit-Air-Source) | TVH825GKA3* |  |  | EHD4X48AAL+WALLCON | *95CSU1002122A* | 24200 | 16.5 | 8.1 | 21200 | 16600 | 78.3% | 2.02 | 0 | 11 |  |  |  | No | R-410A | 2.0167 | Residential & Commercial | Ducted CEE Tier 1
210474480 | Central HP <5.4 tons | TEMPSTAR | HRCU-A-CB (Split System: Heat Pump with Remote Outdoor Unit-Air-Source) | TVH825GKA3* |  |  | EHD4X48AAL+WALLCON | *80CSU0401712A* | 24200 | 16.5 | 8.1 | 21200 | 16600 | 78.3% | 2.02 | 0 | 11 |  |  |  | No | R-410A | 2.0167 | Residential & Commercial | Ducted CEE Tier 1
206772555 | Central HP <5.4 tons | DAY & NIGHT | HRCU-A-CB (Split System: Heat Pump with Remote Outdoor Unit-Air-Source) | CVH837GKA2* |  |  | EHD4X36AAL+WALLCON | *80CTL1352422A* | 32200 | 16.5 | 8.1 | 33200 | 24600 | 74.1% | 1.94 | 11 | 11 |  |  |  | No | R-410A | 2.6833 | Residential & Commercial | Ducted CEE Tier 1
206773325 | Central HP <5.4 tons | DAY & NIGHT | HRCU-A-CB (Split System: Heat Pump with Remote Outdoor Unit-Air-Source) | CVH837GKA2* |  |  | EHD4X42AAL+WALLCON | *80CSU0401712A* | 32400 | 16.5 | 8.1 | 33200 | 24800 | 74.7% | 1.94 | 11.5 | 11 |  |  |  | No | R-410A | 2.7 | Residential & Commercial | Ducted CEE Tier 1
215669563 | Central HP <5.4 tons | BRYANT HEATING AND COOLING SYSTEMS | HRCU-A-CB (Split System: Heat Pump with Remote Outdoor Unit-Air-Source) | 290VAN036**AA* |  |  | CAA**6121AM*+UI | 987MC60080C21*** | 34800 | 18 | 9 | 34400 | 24800 | 72.09% | 1.92 | 0 | 10 |  |  |  | No | R-454B | 2.9 | Residential & Commercial | Ducted CEE Tier 1
215669593 | Central HP <5.4 tons | BRYANT HEATING AND COOLING SYSTEMS | HRCU-A-CB (Split System: Heat Pump with Remote Outdoor Unit-Air-Source) | 290VAN036**AA* |  |  | CAA**6121AM*+UI | 986TD42080C17*** | 34600 | 18 | 9 | 34600 | 25000 | 72.25% | 1.9 | 0 | 10 |  |  |  | No | R-454B | 2.8833 | Residential & Commercial | Ducted CEE Tier 1
206790595 | Central HP <5.4 tons | BRYANT HEATING AND COOLING SYSTEMS | HRCU-A-CB (Split System: Heat Pump with Remote Outdoor Unit-Air-Source) | 284ANV048*0**B* |  |  | CAP**6124AL*+UI | 88*TA66135C24*** | 45500 | 21.5 | 9.5 | 46000 | 36000 | 78.26% | 2.38 | 12.5 | 12.5 |  |  |  | No | R-410A | 3.7917 | Residential & Commercial | Ducted CEE Tier 1
204300460 | Central HP <5.4 tons | BRYANT HEATING AND COOLING SYSTEMS | HRCU-A-CB (Split System: Heat Pump with Remote Outdoor Unit-Air-Source) | 288BNV037*0**A* |  |  | CSPH*4812AL*+UI | 88*TA66135C24*** | 32600 | 17 | 8.1 | 33000 | 24800 | 75.15% | 1.98 | 11 | 11 |  |  |  | No | R-410A | 2.7167 | Residential & Commercial | Ducted CEE Tier 1
204300560 | Central HP <5.4 tons | BRYANT HEATING AND COOLING SYSTEMS | HRCU-A-CB (Split System: Heat Pump with Remote Outdoor Unit-Air-Source) | 288BNV037*0**A* |  |  | CSPH*4812AL*+UI | 986TC66100C21*** | 32600 | 17 | 8.1 | 33000 | 24800 | 75.15% | 1.98 | 12 | 11 |  |  |  | No | R-410A | 2.7167 | Residential & Commercial | Ducted CEE Tier 1
210474612 | Central HP <5.4 tons | TEMPSTAR | HRCU-A-CB (Split System: Heat Pump with Remote Outdoor Unit-Air-Source) | TVH825GKA3* |  |  | EHD4X48AAL+WALLCON | *97CMN1202422A* | 24200 | 16 | 8.1 | 21200 | 16600 | 78.3% | 2.02 | 0 | 10.5 |  |  |  | No | R-410A | 2.0167 | Residential & Commercial | Ducted CEE Tier 1
210472983 | Central HP <5.4 tons | TEMPSTAR | HRCU-A-CB (Split System: Heat Pump with Remote Outdoor Unit-Air-Source) | TVH825GKA3* |  |  | EA*4X42L21A*+WALLCON | *97CMN0602120A* | 23600 | 16 | 8.1 | 21400 | 16700 | 78.04% | 1.94 | 0 | 11 |  |  |  | No | R-410A | 1.9667 | Residential & Commercial | Ducted CEE Tier 1
210473060 | Central HP <5.4 tons | TEMPSTAR | HRCU-A-CB (Split System: Heat Pump with Remote Outdoor Unit-Air-Source) | TVH825GKA3* |  |  | EA*4X42L24A*+WALLCON | *97CMN1202422A* | 23800 | 16.5 | 8.1 | 21400 | 16700 | 78.04% | 1.96 | 0 | 11 |  |  |  | No | R-410A | 1.9833 | Residential & Commercial | Ducted CEE Tier 1
210473324 | Central HP <5.4 tons | TEMPSTAR | HRCU-A-CB (Split System: Heat Pump with Remote Outdoor Unit-Air-Source) | TVH825GKA3* |  |  | EA*4X48L21A*+WALLCON | *80CSU1002120A* | 24000 | 16.5 | 8.1 | 21000 | 16600 | 79.05% | 2 | 0 | 10.5 |  |  |  | No | R-410A | 2 | Residential & Commercial | Ducted CEE Tier 1
210473478 | Central HP <5.4 tons | TEMPSTAR | HRCU-A-CB (Split System: Heat Pump with Remote Outdoor Unit-Air-Source) | TVH825GKA3* |  |  | EA*4X48L24A*+WALLCON | *80CTL1352422A* | 24200 | 17 | 8.1 | 21000 | 16500 | 78.57% | 2.02 | 0 | 11 |  |  |  | No | R-410A | 2.0167 | Residential & Commercial | Ducted CEE Tier 1
210473533 | Central HP <5.4 tons | TEMPSTAR | HRCU-A-CB (Split System: Heat Pump with Remote Outdoor Unit-Air-Source) | TVH825GKA3* |  |  | EA*4X48L24A*+WALLCON | *97CMN0602120A* | 24000 | 16.5 | 8.1 | 21000 | 16600 | 79.05% | 2 | 0 | 11 |  |  |  | No | R-410A | 2 | Residential & Commercial | Ducted CEE Tier 1
210473694 | Central HP <5.4 tons | TEMPSTAR | HRCU-A-CB (Split System: Heat Pump with Remote Outdoor Unit-Air-Source) | TVH825GKA3* |  |  | END4X42L17**+WALLCON | *80CTL0701412A* | 24000 | 17 | 8.1 | 21400 | 16600 | 77.57% | 2 | 0 | 11 |  |  |  | No | R-410A | 2 | Residential & Commercial | Ducted CEE Tier 1
214650575 | Central HP <5.4 tons | YORK | HRCU-A-CB (Split System: Heat Pump with Remote Outdoor Unit-Air-Source) | HH824E2S11 |  |  | CTU30B5XCS1+TXV | TM9Y060B12MP11 | 23000 | 17 | 9.5 | 23000 | 18400 | 80% | 2 | 0 | 11.7 |  |  |  | No | R-454B | 1.9167 | Residential & Commercial | Ducted CEE Tier 1
214650096 | Central HP <5.4 tons | YORK | HRCU-A-CB (Split System: Heat Pump with Remote Outdoor Unit-Air-Source) | HH824E2S11 |  |  | CTU30B5XCS1+TXV | YPLC080B12MP13 | 23000 | 17 | 9.5 | 23000 | 17900 | 77.83% | 2 | 0 | 12 |  |  |  | No | R-454B | 1.9167 | Residential & Commercial | Ducted CEE Tier 1
214650232 | Central HP <5.4 tons | YORK | HRCU-A-CB (Split System: Heat Pump with Remote Outdoor Unit-Air-Source) | HH824E2S11 |  |  | CTU36B5XDS1+TXV | TM8Y080B12MP11 | 23000 | 18 | 9.5 | 23000 | 18300 | 79.57% | 2 | 0 | 12 |  |  |  | No | R-454B | 1.9167 | Residential & Commercial | Ducted CEE Tier 1
206133306 | Central HP <5.4 tons | HEIL | HRCU-A-CB (Split System: Heat Pump with Remote Outdoor Unit-Air-Source) | HVH825GKA2* |  |  | EA*4X24L17A*+WALLCON | *80CSU0601716A* | 23200 | 16.5 | 8.1 | 22000 | 16800 | 76.36% | 1.9 | 11 | 10.5 |  |  |  | No | R-410A | 1.9333 | Residential & Commercial | Ducted CEE Tier 1
215864793 | Central HP <5.4 tons | TRANE | HRCU-A-CB (Split System: Heat Pump with Remote Outdoor Unit-Air-Source) | 5TWV8X36A1 |  |  | 5PX*BD06AS3 | S8V2B080M4PDB | 32800 | 18.1 | 8.5 | 34400 | 26000 | 75.58% | 2 | 0 | 10 |  |  |  | No | R-454B | 2.7333 | Residential & Commercial | Ducted CEE Tier 1
215865061 | Central HP <5.4 tons | TRANE | HRCU-A-CB (Split System: Heat Pump with Remote Outdoor Unit-Air-Source) | 5TWV8X36A1 |  |  | 5TXCB006AS3+P0V0A000M30SD+LRP |  | 32600 | 18.1 | 8.5 | 33200 | 25600 | 77.11% | 2.1 | 0 | 10 |  |  |  | No | R-454B | 2.7167 | Residential & Commercial | Ducted CEE Tier 1
215942663 | Central HP <5.4 tons | AIRQUEST | HRCU-A-CB (Split System: Heat Pump with Remote Outdoor Unit-Air-Source) | H5H3V36*K*AAA* |  |  | EVD5X61M24A*+WALLCON | *97CTN0802120A* | 36000 | 22 | 8.5 | 37400 | 28200 | 75.4% | 2.04 | 0 | 12.5 |  |  |  | No | R-454B | 3 | Residential & Commercial | Ducted CEE Tier 1
215935497 | Central HP <5.4 tons | AIRQUEST | HRCU-A-CB (Split System: Heat Pump with Remote Outdoor Unit-Air-Source) | H5H3V36*K*AAA* |  |  | EVM5X61M24A*+WALLCON | *97CMN0602120B* | 35800 | 21.5 | 8.5 | 38000 | 28600 | 75.26% | 2.06 | 0 | 12 |  |  |  | No | R-454B | 2.9833 | Residential & Commercial | Ducted CEE Tier 1
215935547 | Central HP <5.4 tons | AIRQUEST | HRCU-A-CB (Split System: Heat Pump with Remote Outdoor Unit-Air-Source) | H5H3V36*K*AAA* |  |  | EVD5X31M17A*+WALLCON | *97CMN0601714B* | 34800 | 20.5 | 8.5 | 38000 | 27800 | 73.16% | 2.08 | 0 | 11.5 |  |  |  | No | R-454B | 2.9 | Residential & Commercial | Ducted CEE Tier 1
215935617 | Central HP <5.4 tons | AIRQUEST | HRCU-A-CB (Split System: Heat Pump with Remote Outdoor Unit-Air-Source) | H5H3V36*K*AAA* |  |  | EVD5X36M21A*+WALLCON | *80CTL0451712B* | 34000 | 20 | 8.5 | 39500 | 29000 | 73.42% | 2.02 | 0 | 11 |  |  |  | No | R-454B | 2.8333 | Residential & Commercial | Ducted CEE Tier 1
215935967 | Central HP <5.4 tons | AIRQUEST | HRCU-A-CB (Split System: Heat Pump with Remote Outdoor Unit-Air-Source) | H5H3V36*K*AAA* |  |  | EVD5X42M21A*+WALLCON | *80CSU1002120A* | 34400 | 20.5 | 8.5 | 38500 | 28200 | 73.25% | 2.04 | 0 | 11.7 |  |  |  | No | R-454B | 2.8667 | Residential & Commercial | Ducted CEE Tier 1
211246000 | Central HP <5.4 tons | CARRIER | HRCU-A-CB (Split System: Heat Pump with Remote Outdoor Unit-Air-Source) | 38MURAQ24AB3* |  |  | CAP**3017AL* | GG96VTAA42060B | 23800 | 16.5 | 8.5 | 26200 | 23400 | 89.31% | 1.92 | 0 | 10 |  |  |  | No | R-410A | 1.9833 | Residential & Commercial | Ducted CEE Tier 1
211246020 | Central HP <5.4 tons | CARRIER | HRCU-A-CB (Split System: Heat Pump with Remote Outdoor Unit-Air-Source) | 38MURAQ24AB3* |  |  | CNPV*3017AL* | GG96VTAA42060B | 24000 | 16.5 | 8.1 | 26200 | 23200 | 88.55% | 1.92 | 0 | 10 |  |  |  | No | R-410A | 2 | Residential & Commercial | Ducted CEE Tier 1
206135966 | Central HP <5.4 tons | HEIL | HRCU-A-CB (Split System: Heat Pump with Remote Outdoor Unit-Air-Source) | HVH837GKA** |  |  | EHD4X42AAL+WALLCON | *80CSU0401712A* | 32400 | 16.5 | 8.1 | 33200 | 24800 | 74.7% | 1.94 | 11.5 | 11 |  |  |  | No | R-410A | 2.7 | Residential & Commercial | Ducted CEE Tier 1
206136146 | Central HP <5.4 tons | HEIL | HRCU-A-CB (Split System: Heat Pump with Remote Outdoor Unit-Air-Source) | HVH837GKA** |  |  | EA*4X43L21A*+WALLCON | *95CSU1002122A* | 33000 | 17.5 | 8.5 | 32800 | 25000 | 76.22% | 2 | 12 | 11.5 |  |  |  | No | R-410A | 2.75 | Residential & Commercial | Ducted CEE Tier 1
214505256 | Central HP <5.4 tons | DAIKIN | HRCU-A-CB (Split System: Heat Pump with Remote Outdoor Unit-Air-Source) | DZ6VSA241EA* |  |  | CA*EA3026*4B* | D*96SC0603BUA* | 23000 | 17 | 8.6 | 23000 | 16100 | 70% | 2 | 0 | 10 |  |  |  | No | R-410A | 1.9167 | Residential & Commercial | Ducted CEE Tier 1
214505271 | Central HP <5.4 tons | DAIKIN | HRCU-A-CB (Split System: Heat Pump with Remote Outdoor Unit-Air-Source) | DZ6VSA241EA* |  |  | CA*EA3026*4B* | D*97MC1005CNA* | 23000 | 17 | 8.6 | 23000 | 16100 | 70% | 2 | 0 | 10 |  |  |  | No | R-410A | 1.9167 | Residential & Commercial | Ducted CEE Tier 1
212984203 | Central HP <5.4 tons | TEMPSTAR | HRCU-A-CB (Split System: Heat Pump with Remote Outdoor Unit-Air-Source) | DLCURAH18ABK |  |  | EA*4X30L17A* | *92MSN0601714A* | 17700 | 16.5 | 8.5 | 18300 | 18700 | 102.2% | 2.24 | 0 | 10.5 |  |  |  | No | R-410A | 1.475 | Residential & Commercial | Ducted CEE Tier 1
204456562 | Central HP <5.4 tons | BRYANT HEATING AND COOLING SYSTEMS | HRCU-A-CB (Split System: Heat Pump with Remote Outdoor Unit-Air-Source) | 288BNV025*0**B* |  |  | CAP**3017AL*+UI | 987MB42080C17*** | 23400 | 16 | 8.1 | 21600 | 16800 | 77.78% | 1.9 | 11 | 10.5 |  |  |  | No | R-410A | 1.95 | Residential & Commercial | Ducted CEE Tier 1
211682982 | Central HP <5.4 tons | DAIKIN | HRCU-A-CB (Split System: Heat Pump with Remote Outdoor Unit-Air-Source) | RXSQ24TBVJU* |  |  | CXTQ24TASBLUA* | D*97MC0803BNA* | 22600 | 15.4 | 8.2 | 26000 | 18400 | 70.77% | 2.1 | 0 | 10.3 |  |  |  | No | R-410A | 1.8833 | Residential & Commercial | Ducted CEE Tier 1
212979245 | Central HP <5.4 tons | DAY & NIGHT | HRCU-A-CB (Split System: Heat Pump with Remote Outdoor Unit-Air-Source) | DLCURAH24ABK |  |  | EN(A,D)4X36L21** | *80MS(N,L)0701716A* | 23600 | 17 | 8.5 | 26400 | 24200 | 91.67% | 2.02 | 0 | 10.5 |  |  |  | No | R-410A | 1.9667 | Residential & Commercial | Ducted CEE Tier 1
211245559 | Central HP <5.4 tons | DAY & NIGHT | HRCU-A-CB (Split System: Heat Pump with Remote Outdoor Unit-Air-Source) | DLCURAH24ABK |  |  | EN(A,D)4X36L21** | *96VTN0802120A* | 23600 | 17 | 8.1 | 25800 | 23800 | 92.25% | 1.98 | 0 | 10.5 |  |  |  | No | R-410A | 1.9667 | Residential & Commercial | Ducted CEE Tier 1
211245625 | Central HP <5.4 tons | DAY & NIGHT | HRCU-A-CB (Split System: Heat Pump with Remote Outdoor Unit-Air-Source) | DLCURAH24ABK |  |  | EN(A,D)4X36L21** | *80ES(N,L)0901714A* | 24600 | 16.5 | 8.5 | 26400 | 22400 | 84.85% | 1.86 | 0 | 10.5 |  |  |  | No | R-410A | 2.05 | Residential & Commercial | Ducted CEE Tier 1
212969785 | Central HP <5.4 tons | TEMPSTAR | HRCU-A-CB (Split System: Heat Pump with Remote Outdoor Unit-Air-Source) | DLCURAH24ABK |  |  | EA*4X36L17A* | *80VSL0451412B* | 23600 | 17 | 8.5 | 26000 | 22000 | 84.62% | 1.84 | 0 | 10 |  |  |  | No | R-410A | 1.9667 | Residential & Commercial | Ducted CEE Tier 1
212969835 | Central HP <5.4 tons | TEMPSTAR | HRCU-A-CB (Split System: Heat Pump with Remote Outdoor Unit-Air-Source) | DLCURAH24ABK |  |  | EN(A,D)4X30L17** | *80VSL0451412B* | 23600 | 17 | 8.5 | 26200 | 24600 | 93.89% | 2.04 | 0 | 10.5 |  |  |  | No | R-410A | 1.9667 | Residential & Commercial | Ducted CEE Tier 1
215936017 | Central HP <5.4 tons | AIRQUEST | HRCU-A-CB (Split System: Heat Pump with Remote Outdoor Unit-Air-Source) | H5H3V36*K*AAA* |  |  | EVD5X42M21A*+WALLCON | *80CTL0902120B* | 34400 | 21 | 8.5 | 38500 | 28000 | 72.73% | 2.04 | 0 | 12 |  |  |  | No | R-454B | 2.8667 | Residential & Commercial | Ducted CEE Tier 1
215936117 | Central HP <5.4 tons | AIRQUEST | HRCU-A-CB (Split System: Heat Pump with Remote Outdoor Unit-Air-Source) | H5H3V36*K*AAA* |  |  | EVD5X42M21A*+WALLCON | *96CTN0601714B* | 34200 | 20.5 | 8.1 | 38000 | 27000 | 71.05% | 2 | 0 | 11 |  |  |  | No | R-454B | 2.85 | Residential & Commercial | Ducted CEE Tier 1
215936267 | Central HP <5.4 tons | AIRQUEST | HRCU-A-CB (Split System: Heat Pump with Remote Outdoor Unit-Air-Source) | H5H3V36*K*AAA* |  |  | EVD5X42M24A*+WALLCON | *96CTN1202422B* | 35600 | 22 | 8.5 | 38000 | 28400 | 74.74% | 2.04 | 0 | 12.5 |  |  |  | No | R-454B | 2.9667 | Residential & Commercial | Ducted CEE Tier 1
210470075 | Central HP <5.4 tons | TEMPSTAR | HRCU-A-CB (Split System: Heat Pump with Remote Outdoor Unit-Air-Source) | TVH837GKA2* |  |  | EA*4X36L21A*+WALLCON | *95CSU1002122A* | 31600 | 17.5 | 8.1 | 33000 | 24200 | 73.33% | 1.86 | 0 | 11 |  |  |  | No | R-410A | 2.6333 | Residential & Commercial | Ducted CEE Tier 1
210470241 | Central HP <5.4 tons | TEMPSTAR | HRCU-A-CB (Split System: Heat Pump with Remote Outdoor Unit-Air-Source) | TVH837GKA2* |  |  | EA*4X60L24A*+WALLCON | *95CSU0802120A* | 32800 | 17.5 | 8.5 | 31800 | 24800 | 77.99% | 2 | 0 | 11.5 |  |  |  | No | R-410A | 2.7333 | Residential & Commercial | Ducted CEE Tier 1
210470929 | Central HP <5.4 tons | TEMPSTAR | HRCU-A-CB (Split System: Heat Pump with Remote Outdoor Unit-Air-Source) | TVH837GKA2* |  |  | EN(A,D,W)4X60L24**+WALLCON | *80CTL1352422A* | 32800 | 18 | 8.1 | 32200 | 24600 | 76.4% | 1.98 | 0 | 12 |  |  |  | No | R-410A | 2.7333 | Residential & Commercial | Ducted CEE Tier 1
213771318 | Central HP <5.4 tons | AIRQUEST | HRCU-A-CB (Split System: Heat Pump with Remote Outdoor Unit-Air-Source) | HVH825GKA2* |  |  | EA*4X42L21A*+WALLCON | *97CMN0801714B* | 23600 | 16.5 | 8.1 | 21400 | 16700 | 78.04% | 1.96 | 0 | 10.5 |  |  |  | No | R-410A | 1.9667 | Residential & Commercial | Ducted CEE Tier 1
214807358 | Central HP <5.4 tons | YORK | HRCU-A-CB (Split System: Heat Pump with Remote Outdoor Unit-Air-Source) | HH824E2S11 |  |  | CTU36B5XDS1+JMET08BS2N1+TXV |  | 23000 | 19 | 9 | 23000 | 17800 | 77.39% | 2 | 0 | 12 |  |  |  | No | R-454B | 1.9167 | Residential & Commercial | Ducted CEE Tier 1
210471209 | Central HP <5.4 tons | TEMPSTAR | HRCU-A-CB (Split System: Heat Pump with Remote Outdoor Unit-Air-Source) | TVH837GKA2* |  |  | EHD4X60AAL+WALLCON | *96CTN0801714A* | 32800 | 16.5 | 8.1 | 32600 | 25200 | 77.3% | 1.98 | 0 | 11 |  |  |  | No | R-410A | 2.7333 | Residential & Commercial | Ducted CEE Tier 1
210471308 | Central HP <5.4 tons | TEMPSTAR | HRCU-A-CB (Split System: Heat Pump with Remote Outdoor Unit-Air-Source) | TVH837GKA2* |  |  | EHD4X60AAL+WALLCON | *80CTL0901716A* | 33000 | 17.5 | 8.1 | 32200 | 24800 | 77.02% | 2.02 | 0 | 11.5 |  |  |  | No | R-410A | 2.75 | Residential & Commercial | Ducted CEE Tier 1
204456508 | Central HP <5.4 tons | BRYANT HEATING AND COOLING SYSTEMS | HRCU-A-CB (Split System: Heat Pump with Remote Outdoor Unit-Air-Source) | 288BNV025*0**B* |  |  | CAP**3014AL*+UI | 88*TA36070C14*** | 23400 | 17 | 8.1 | 21600 | 16700 | 77.31% | 1.92 | 11 | 11 |  |  |  | No | R-410A | 1.95 | Residential & Commercial | Ducted CEE Tier 1
215937536 | Central HP <5.4 tons | HEIL | HRCU-A-CB (Split System: Heat Pump with Remote Outdoor Unit-Air-Source) | H5H3V48*K*AAA* |  |  | EVM5X60M24A*+WALLCON | *97CMN1002122B* | 45500 | 20.5 | 8.1 | 52500 | 38000 | 72.38% | 1.9 | 0 | 11.5 |  |  |  | No | R-454B | 3.7917 | Residential & Commercial | Ducted CEE Tier 1
213781576 | Central HP <5.4 tons | BRYANT HEATING AND COOLING SYSTEMS | HRCU-A-CB (Split System: Heat Pump with Remote Outdoor Unit-Air-Source) | 288BNV037*0**B* |  |  | CAP**6121AL*+UI | 88*TB60110C21*** | 33200 | 17.5 | 8.5 | 32000 | 24800 | 77.5% | 1.98 | 0 | 11.5 |  |  |  | No | R-410A | 2.7667 | Residential & Commercial | Ducted CEE Tier 1
213781676 | Central HP <5.4 tons | BRYANT HEATING AND COOLING SYSTEMS | HRCU-A-CB (Split System: Heat Pump with Remote Outdoor Unit-Air-Source) | 288BNV037*0**B* |  |  | CAP**6124AL*+UI | 88*TB66135C24*** | 33200 | 17.5 | 8.5 | 32000 | 24800 | 77.5% | 2 | 0 | 11.7 |  |  |  | No | R-410A | 2.7667 | Residential & Commercial | Ducted CEE Tier 1
214650340 | Central HP <5.4 tons | YORK | HRCU-A-CB (Split System: Heat Pump with Remote Outdoor Unit-Air-Source) | HH824E2S11 |  |  | CTU36B5XDS1+TXV | TM8E080B12MP11 | 23000 | 18 | 9.5 | 23000 | 18700 | 81.3% | 2 | 0 | 12 |  |  |  | No | R-454B | 1.9167 | Residential & Commercial | Ducted CEE Tier 1
214731019 | Central HP <5.4 tons | AIREASE | HRCU-A-CB (Split System: Heat Pump with Remote Outdoor Unit-Air-Source) | 4SHP18LX136P |  |  | 7ED24BX-0*+TDR | A97DF2E045B12 | 23800 | 18 | 8.5 | 24000 | 17300 | 72.08% | 2.22 | 0 | 12.3 |  |  |  | No | R-410A | 1.9833 | Residential & Commercial | Ducted CEE Tier 1
215939957 | Central HP <5.4 tons | AIRQUEST | HRCU-A-CB (Split System: Heat Pump with Remote Outdoor Unit-Air-Source) | H5H3V36*K*AAA* |  |  | ESH5X36M12A*+WALLCON | *80CSU0601716B* | 33400 | 19 | 9 | 34800 | 26600 | 76.44% | 1.92 | 0 | 11.5 |  |  |  | No | R-454B | 2.7833 | Residential & Commercial | Ducted CEE Tier 1
215940207 | Central HP <5.4 tons | AIRQUEST | HRCU-A-CB (Split System: Heat Pump with Remote Outdoor Unit-Air-Source) | H5H3V36*K*AAA* |  |  | ESH5X60M12A*+WALLCON | *97CTN0601716A* | 33800 | 18.5 | 9 | 35000 | 26800 | 76.57% | 1.92 | 0 | 11 |  |  |  | No | R-454B | 2.8167 | Residential & Commercial | Ducted CEE Tier 1
215940307 | Central HP <5.4 tons | AIRQUEST | HRCU-A-CB (Split System: Heat Pump with Remote Outdoor Unit-Air-Source) | H5H3V36*K*AAA* |  |  | EVM5X44M21A*+WALLCON | *97CTN0802120A* | 35600 | 21.5 | 8.5 | 38000 | 28600 | 75.26% | 2.04 | 0 | 12 |  |  |  | No | R-454B | 2.9667 | Residential & Commercial | Ducted CEE Tier 1
215940677 | Central HP <5.4 tons | AIRQUEST | HRCU-A-CB (Split System: Heat Pump with Remote Outdoor Unit-Air-Source) | H5H3V36*K*AAA* |  |  | EVD5X42M21A*+WALLCON | *97CTN1002122A* | 34400 | 21 | 8.5 | 38500 | 28000 | 72.73% | 2.06 | 0 | 12 |  |  |  | No | R-454B | 2.8667 | Residential & Commercial | Ducted CEE Tier 1
215935767 | Central HP <5.4 tons | AIRQUEST | HRCU-A-CB (Split System: Heat Pump with Remote Outdoor Unit-Air-Source) | H5H3V36*K*AAA* |  |  | EVD5X36M21A*+WALLCON | *96CTN0801714B* | 34200 | 20.5 | 8.5 | 39000 | 28400 | 72.82% | 2.02 | 0 | 11.5 |  |  |  | No | R-454B | 2.85 | Residential & Commercial | Ducted CEE Tier 1
215936517 | Central HP <5.4 tons | AIRQUEST | HRCU-A-CB (Split System: Heat Pump with Remote Outdoor Unit-Air-Source) | H5H3V36*K*AAA* |  |  | EVD5X49M24A*+WALLCON | *97CMN1002122B* | 35400 | 22 | 8.5 | 38000 | 28400 | 74.74% | 2.04 | 0 | 12.5 |  |  |  | No | R-454B | 2.95 | Residential & Commercial | Ducted CEE Tier 1
215936587 | Central HP <5.4 tons | AIRQUEST | HRCU-A-CB (Split System: Heat Pump with Remote Outdoor Unit-Air-Source) | H5H3V36*K*AAA* |  |  | EVD5X60M21A*+WALLCON | *80CTL0451712B* | 35200 | 21 | 8.5 | 39000 | 29400 | 75.38% | 2 | 0 | 11.7 |  |  |  | No | R-454B | 2.9333 | Residential & Commercial | Ducted CEE Tier 1
216453167 | Central HP <5.4 tons | TRANE | HRCU-A-CB (Split System: Heat Pump with Remote Outdoor Unit-Air-Source) | 5TWV0X48A1 |  |  | 5PX*D008AS3 | S8V2D120M5PCB | 45000 | 20.2 | 10 | 47500 | 34000 | 71.58% | 2.1 | 0 | 12 |  |  |  | No | R-454B | 3.75 | Residential & Commercial | Ducted CEE Tier 1
216453199 | Central HP <5.4 tons | TRANE | HRCU-A-CB (Split System: Heat Pump with Remote Outdoor Unit-Air-Source) | 5TWV0X48A1 |  |  | 5TXCC009AS3 | S8V2C100M5PDB | 45500 | 20 | 9.7 | 47000 | 33800 | 71.91% | 2.1 | 0 | 12 |  |  |  | No | R-454B | 3.7917 | Residential & Commercial | Ducted CEE Tier 1
206771483 | Central HP <5.4 tons | DAY & NIGHT | HRCU-A-CB (Split System: Heat Pump with Remote Outdoor Unit-Air-Source) | CVH837GKA2* |  |  | EA*4X42L21A*+WALLCON | *96CTN1002122A* | 31800 | 17 | 8.1 | 33000 | 24400 | 73.94% | 1.9 | 11 | 11.5 |  |  |  | No | R-410A | 2.65 | Residential & Commercial | Ducted CEE Tier 1
211226523 | Central HP <5.4 tons | DAY & NIGHT | HRCU-A-CB (Split System: Heat Pump with Remote Outdoor Unit-Air-Source) | DLCURAH36ABK |  |  | EA*4X37L17A* | *80ES(N,L)0701716A* | 36200 | 15.5 | 8.5 | 39500 | 35000 | 88.61% | 2.02 | 0 | 10 |  |  |  | No | R-410A | 3.0167 | Residential & Commercial | Ducted CEE Tier 1
211226866 | Central HP <5.4 tons | DAY & NIGHT | HRCU-A-CB (Split System: Heat Pump with Remote Outdoor Unit-Air-Source) | DLCURAH36ABK |  |  | EA*4X37L21A* | *80VSL0451716A* | 36200 | 15.5 | 8.5 | 38500 | 34800 | 90.39% | 2.06 | 0 | 10 |  |  |  | No | R-410A | 3.0167 | Residential & Commercial | Ducted CEE Tier 1
212980161 | Central HP <5.4 tons | COMFORTMAKER | HRCU-A-CB (Split System: Heat Pump with Remote Outdoor Unit-Air-Source) | DLCURAH36ABK |  |  | EA*4X48L21A* | *80MS(N,L)0902116A* | 35600 | 16.5 | 8.5 | 37800 | 34600 | 91.53% | 2.02 | 0 | 10 |  |  |  | No | R-410A | 2.9667 | Residential & Commercial | Ducted CEE Tier 1
212984949 | Central HP <5.4 tons | CARRIER | HRCU-A-CB (Split System: Heat Pump with Remote Outdoor Unit-Air-Source) | 38MURAQ36AB3* |  |  | CAP**4824AL* | 59SC2E080M21**20 | 35800 | 16.5 | 8.5 | 37800 | 34600 | 91.53% | 2.02 | 0 | 10 |  |  |  | No | R-410A | 2.9833 | Residential & Commercial | Ducted CEE Tier 1
210450261 | Central HP <5.4 tons | BRYANT HEATING AND COOLING SYSTEMS | HRCU-A-CB (Split System: Heat Pump with Remote Outdoor Unit-Air-Source) | 38MURAQ36AB3* |  |  | CNPV*4221AL* | 926TB48080V17*** | 35000 | 15.5 | 8.5 | 38500 | 35200 | 91.43% | 1.86 | 0 | 10 |  |  |  | No | R-410A | 2.9167 | Residential & Commercial | Ducted CEE Tier 1
214807367 | Central HP <5.4 tons | YORK | HRCU-A-CB (Split System: Heat Pump with Remote Outdoor Unit-Air-Source) | HH824E2S11 |  |  | CTM36B5ADS1 | YP9C060B12MP13 | 23000 | 17 | 9 | 23000 | 17600 | 76.52% | 2 | 0 | 12 |  |  |  | No | R-454B | 1.9167 | Residential & Commercial | Ducted CEE Tier 1
214626136 | Central HP <5.4 tons | LENNOX | HRCU-A-CB (Split System: Heat Pump with Remote Outdoor Unit-Air-Source) | SL25XPV-036-230A** |  |  | CK40DT-50/60C-0*+TDR | SL280DF080NV60C* | 34400 | 19 | 9.3 | 36000 | 28800 | 80% | 1.86 | 0 | 13.5 |  |  |  | No | R-410A | 2.8667 | Residential & Commercial | Ducted CEE Tier 1
214807365 | Central HP <5.4 tons | YORK | HRCU-A-CB (Split System: Heat Pump with Remote Outdoor Unit-Air-Source) | HH824E2S11 |  |  | CTM36B5ADS1 | YPLC080B12MP13 | 23000 | 17 | 9 | 23000 | 17700 | 76.96% | 2 | 0 | 12 |  |  |  | No | R-454B | 1.9167 | Residential & Commercial | Ducted CEE Tier 1
214807361 | Central HP <5.4 tons | YORK | HRCU-A-CB (Split System: Heat Pump with Remote Outdoor Unit-Air-Source) | HH824E2S11 |  |  | CTU36B5XDS1+JME08B2SN1+TXV |  | 23000 | 19 | 9.5 | 23000 | 18000 | 78.26% | 2 | 0 | 12 |  |  |  | No | R-454B | 1.9167 | Residential & Commercial | Ducted CEE Tier 1
214807370 | Central HP <5.4 tons | YORK | HRCU-A-CB (Split System: Heat Pump with Remote Outdoor Unit-Air-Source) | HH824E2S11 |  |  | CTM36B5ADS1 | YP9C080B12MP13 | 23000 | 18 | 9.5 | 23000 | 18500 | 80.43% | 2 | 0 | 12 |  |  |  | No | R-454B | 1.9167 | Residential & Commercial | Ducted CEE Tier 1
214807372 | Central HP <5.4 tons | YORK | HRCU-A-CB (Split System: Heat Pump with Remote Outdoor Unit-Air-Source) | HH836E2S11 |  |  | CTU36B5XDS1+TXV | Y82E080B12LMPS1 | 33200 | 19 | 9 | 30400 | 24800 | 81.58% | 2 | 0 | 11.7 |  |  |  | No | R-454B | 2.7667 | Residential & Commercial | Ducted CEE Tier 1
213296549 | Central HP <5.4 tons | YORK | HRCU-A-CB (Split System: Heat Pump with Remote Outdoor Unit-Air-Source) | HMH72B341 |  |  | XAFC36DBCN1 | Y81E080C20SMPS1 | 34000 | 18 | 8.5 | 33400 | 24400 | 73.05% | 2.12 | 0 | 10 |  |  |  | No | R-410A | 2.8333 | Residential & Commercial | Ducted CEE Tier 1
213296619 | Central HP <5.4 tons | YORK | HRCU-A-CB (Split System: Heat Pump with Remote Outdoor Unit-Air-Source) | HMH72B341 |  |  | XAHC36DBCN1 | Y82E100C20LMPS1 | 33400 | 18.5 | 8.5 | 32200 | 22600 | 70.19% | 2.04 | 0 | 10.5 |  |  |  | No | R-410A | 2.7833 | Residential & Commercial | Ducted CEE Tier 1
214650021 | Central HP <5.4 tons | YORK | HRCU-A-CB (Split System: Heat Pump with Remote Outdoor Unit-Air-Source) | HH824E2S11 |  |  | CTU30B5XCS1+TXV | TM8E100B12MP11 | 23000 | 17 | 9.5 | 23000 | 18400 | 80% | 2 | 0 | 12 |  |  |  | No | R-454B | 1.9167 | Residential & Commercial | Ducted CEE Tier 1
214650489 | Central HP <5.4 tons | YORK | HRCU-A-CB (Split System: Heat Pump with Remote Outdoor Unit-Air-Source) | HH824E2S11 |  |  | CTU36B5XDS1+TXV | TM8E100B12MP11 | 23000 | 18 | 9.5 | 23000 | 18900 | 82.17% | 2 | 0 | 12 |  |  |  | No | R-454B | 1.9167 | Residential & Commercial | Ducted CEE Tier 1
213771488 | Central HP <5.4 tons | AIRQUEST | HRCU-A-CB (Split System: Heat Pump with Remote Outdoor Unit-Air-Source) | HVH825GKA2* |  |  | EA*4X43L21A*+WALLCON | *95CSU0601716B* | 24400 | 16.5 | 8.1 | 21200 | 16600 | 78.3% | 2.02 | 0 | 10.5 |  |  |  | No | R-410A | 2.0333 | Residential & Commercial | Ducted CEE Tier 1
206133406 | Central HP <5.4 tons | HEIL | HRCU-A-CB (Split System: Heat Pump with Remote Outdoor Unit-Air-Source) | HVH825GKA2* |  |  | EA*4X36L21A*+WALLCON | *80CSU1002120A* | 23600 | 16.5 | 8.1 | 21400 | 16700 | 78.04% | 1.94 | 11.5 | 10.5 |  |  |  | No | R-410A | 1.9667 | Residential & Commercial | Ducted CEE Tier 1
210473892 | Central HP <5.4 tons | TEMPSTAR | HRCU-A-CB (Split System: Heat Pump with Remote Outdoor Unit-Air-Source) | TVH825GKA3* |  |  | EN(A,D,W)4X48L21**+WALLCON | *95CSU0601716A* | 24000 | 16.5 | 8.1 | 21400 | 16700 | 78.04% | 2 | 0 | 11 |  |  |  | No | R-410A | 2 | Residential & Commercial | Ducted CEE Tier 1
210473969 | Central HP <5.4 tons | TEMPSTAR | HRCU-A-CB (Split System: Heat Pump with Remote Outdoor Unit-Air-Source) | TVH825GKA3* |  |  | EN(A,D,W)4X48L21**+WALLCON | *80CTL0701716A* | 24200 | 17 | 8.1 | 21400 | 16600 | 77.57% | 2.02 | 0 | 11 |  |  |  | No | R-410A | 2.0167 | Residential & Commercial | Ducted CEE Tier 1
210474013 | Central HP <5.4 tons | TEMPSTAR | HRCU-A-CB (Split System: Heat Pump with Remote Outdoor Unit-Air-Source) | TVH825GKA3* |  |  | EN(A,D,W)4X48L21**+WALLCON | *97CMN0801714A* | 24000 | 16.5 | 8.1 | 21400 | 16700 | 78.04% | 2 | 0 | 11 |  |  |  | No | R-410A | 2 | Residential & Commercial | Ducted CEE Tier 1
210474414 | Central HP <5.4 tons | TEMPSTAR | HRCU-A-CB (Split System: Heat Pump with Remote Outdoor Unit-Air-Source) | TVH825GKA3* |  |  | EHD4X42AAL+WALLCON | *80CTL0701412A* | 24200 | 16.5 | 8.1 | 21200 | 16600 | 78.3% | 2.02 | 0 | 11 |  |  |  | No | R-410A | 2.0167 | Residential & Commercial | Ducted CEE Tier 1
210474568 | Central HP <5.4 tons | TEMPSTAR | HRCU-A-CB (Split System: Heat Pump with Remote Outdoor Unit-Air-Source) | TVH825GKA3* |  |  | EHD4X48AAL+WALLCON | *96CTN1202422A* | 24200 | 16.5 | 8.1 | 21200 | 16600 | 78.3% | 2.02 | 0 | 11 |  |  |  | No | R-410A | 2.0167 | Residential & Commercial | Ducted CEE Tier 1
214807609 | Central HP <5.4 tons | YORK | HRCU-A-CB (Split System: Heat Pump with Remote Outdoor Unit-Air-Source) | HH860E2S11 |  |  | CTU60C5XGS1+TXV | TL8E100C20UH11 | 45000 | 18 | 9 | 45000 | 33400 | 74.22% | 2 | 0 | 11.7 |  |  |  | No | R-454B | 3.75 | Residential & Commercial | Ducted CEE Tier 1
204456481 | Central HP <5.4 tons | BRYANT HEATING AND COOLING SYSTEMS | HRCU-A-CB (Split System: Heat Pump with Remote Outdoor Unit-Air-Source) | 288BNV025*0**B* |  |  | CAP**2517AL*+UI | 987MB42080C17*** | 24200 | 16.5 | 8.1 | 21400 | 16700 | 78.04% | 2 | 11 | 11 |  |  |  | No | R-410A | 2.0167 | Residential & Commercial | Ducted CEE Tier 1
204456833 | Central HP <5.4 tons | BRYANT HEATING AND COOLING SYSTEMS | HRCU-A-CB (Split System: Heat Pump with Remote Outdoor Unit-Air-Source) | 288BNV025*0**B* |  |  | CAP**3717AL*+UI | 986TC42060C17*** | 24000 | 16 | 8.1 | 21400 | 16800 | 78.5% | 1.98 | 11 | 11 |  |  |  | No | R-410A | 2 | Residential & Commercial | Ducted CEE Tier 1
204456900 | Central HP <5.4 tons | BRYANT HEATING AND COOLING SYSTEMS | HRCU-A-CB (Split System: Heat Pump with Remote Outdoor Unit-Air-Source) | 288BNV025*0**B* |  |  | CAP**3721AL*+UI | 88*TA48090C17*** | 24600 | 17.5 | 8.5 | 21000 | 16500 | 78.57% | 2.04 | 12 | 11.7 |  |  |  | No | R-410A | 2.05 | Residential & Commercial | Ducted CEE Tier 1
211246024 | Central HP <5.4 tons | CARRIER | HRCU-A-CB (Split System: Heat Pump with Remote Outdoor Unit-Air-Source) | 38MURAQ24AB3* |  |  | CNPV*3621AL* | GG96VTAA60100C | 23600 | 17 | 8.1 | 25800 | 23800 | 92.25% | 1.98 | 0 | 10.5 |  |  |  | No | R-410A | 1.9667 | Residential & Commercial | Ducted CEE Tier 1
206135996 | Central HP <5.4 tons | HEIL | HRCU-A-CB (Split System: Heat Pump with Remote Outdoor Unit-Air-Source) | HVH837GKA** |  |  | EHD4X42AAL+WALLCON | *80CSU1002120A* | 32400 | 16 | 8.1 | 33200 | 24800 | 74.7% | 1.94 | 11.5 | 11 |  |  |  | No | R-410A | 2.7 | Residential & Commercial | Ducted CEE Tier 1
206136016 | Central HP <5.4 tons | HEIL | HRCU-A-CB (Split System: Heat Pump with Remote Outdoor Unit-Air-Source) | HVH837GKA** |  |  | EHD4X48AAL+WALLCON | *80CSU0601716A* | 32600 | 16.5 | 8.1 | 33200 | 25000 | 75.3% | 1.96 | 11.5 | 11 |  |  |  | No | R-410A | 2.7167 | Residential & Commercial | Ducted CEE Tier 1
212972741 | Central HP <5.4 tons | TEMPSTAR | HRCU-A-CB (Split System: Heat Pump with Remote Outdoor Unit-Air-Source) | DLCURAH18ABK |  |  | EN(A,D)4X24L14** | *96VSN0401410B* | 17400 | 15.5 | 8.5 | 18500 | 19200 | 103.8% | 2.3 | 0 | 10.5 |  |  |  | No | R-410A | 1.45 | Residential & Commercial | Ducted CEE Tier 1
212973041 | Central HP <5.4 tons | TEMPSTAR | HRCU-A-CB (Split System: Heat Pump with Remote Outdoor Unit-Air-Source) | DLCURAH18ABK |  |  | EA*4X25L17A* | *96VSN0401712B* | 17700 | 16 | 8.1 | 17800 | 18800 | 105.6% | 2.24 | 0 | 10.5 |  |  |  | No | R-410A | 1.475 | Residential & Commercial | Ducted CEE Tier 1
205750683 | Central HP <5.4 tons | DAY & NIGHT | HRCU-A-CB (Split System: Heat Pump with Remote Outdoor Unit-Air-Source) | CVH825GKA2* |  |  | EA*4X37L21A*+WALLCON | *97CMN0601714A* | 24200 | 16 | 8.1 | 21200 | 16800 | 79.25% | 2 | 11 | 11 |  |  |  | No | R-410A | 2.0167 | Residential & Commercial | Ducted CEE Tier 1
212971730 | Central HP <5.4 tons | TEMPSTAR | HRCU-A-CB (Split System: Heat Pump with Remote Outdoor Unit-Air-Source) | DLCURAH24ABK |  |  | EN(A,D,W)4X36L17** | *80VTL0701716B* | 23600 | 17 | 8.5 | 26400 | 24200 | 91.67% | 2 | 0 | 10.5 |  |  |  | No | R-410A | 1.9667 | Residential & Commercial | Ducted CEE Tier 1
212971741 | Central HP <5.4 tons | TEMPSTAR | HRCU-A-CB (Split System: Heat Pump with Remote Outdoor Unit-Air-Source) | DLCURAH24ABK |  |  | EN(A,D)4X36L21** | *80VTL0701716B* | 23600 | 17 | 8.5 | 26400 | 28400 | 107.6% | 1.76 | 0 | 10.5 |  |  |  | No | R-410A | 1.9667 | Residential & Commercial | Ducted CEE Tier 1
212972991 | Central HP <5.4 tons | TEMPSTAR | HRCU-A-CB (Split System: Heat Pump with Remote Outdoor Unit-Air-Source) | DLCURAH24ABK |  |  | EN(A,D)4X30L14** | *96VSN0401410B* | 23400 | 16 | 8.1 | 26400 | 24600 | 93.18% | 2.02 | 0 | 10 |  |  |  | No | R-410A | 1.95 | Residential & Commercial | Ducted CEE Tier 1
206772361 | Central HP <5.4 tons | HEIL | HRCU-A-CB (Split System: Heat Pump with Remote Outdoor Unit-Air-Source) | HVH837GKA2* |  |  | EN(A,D)4X48L24**+WALLCON | *80CTL0902120A* | 32400 | 17.5 | 8.1 | 33000 | 24800 | 75.15% | 1.96 | 12 | 11.7 |  |  |  | No | R-410A | 2.7 | Residential & Commercial | Ducted CEE Tier 1
206772614 | Central HP <5.4 tons | HEIL | HRCU-A-CB (Split System: Heat Pump with Remote Outdoor Unit-Air-Source) | HVH837GKA2* |  |  | EHD4X36AAL+WALLCON | *97CMN1002122A* | 32200 | 16.5 | 8.1 | 33200 | 24800 | 74.7% | 1.94 | 11.5 | 11 |  |  |  | No | R-410A | 2.6833 | Residential & Commercial | Ducted CEE Tier 1
215439650 | Central HP <5.4 tons | DAIKIN | HRCU-A-CB (Split System: Heat Pump with Remote Outdoor Unit-Air-Source) | DH6VSA1810A* |  |  | CA*EA3022*3A* | D*80TC0803B*A* | 17000 | 19 | 8.8 | 16800 | 13000 | 77.38% | 2.1 | 0 | 12 |  |  |  | No | R-32 | 1.4167 | Residential & Commercial | Ducted CEE Tier 1
212969536 | Central HP <5.4 tons | CARRIER | HRCU-A-CB (Split System: Heat Pump with Remote Outdoor Unit-Air-Source) | 38MURAQ18AB3* |  |  | CAP**2517AL* | 58SP*B045V14**12 | 18300 | 16.5 | 8.5 | 18100 | 17600 | 97.24% | 2.14 | 0 | 11 |  |  |  | No | R-410A | 1.525 | Residential & Commercial | Ducted CEE Tier 1
212969556 | Central HP <5.4 tons | CARRIER | HRCU-A-CB (Split System: Heat Pump with Remote Outdoor Unit-Air-Source) | 38MURAQ18AB3* |  |  | CNPV*1814AL* | 58SP*B045V14**12 | 17400 | 16 | 8.5 | 18600 | 19700 | 105.9% | 2.38 | 0 | 10.5 |  |  |  | No | R-410A | 1.45 | Residential & Commercial | Ducted CEE Tier 1
212969586 | Central HP <5.4 tons | CARRIER | HRCU-A-CB (Split System: Heat Pump with Remote Outdoor Unit-Air-Source) | 38MURAQ18AB3* |  |  | CNPV*3014AL* | 58SP*B045V14**12 | 17400 | 16.5 | 8.1 | 17900 | 18600 | 103.9% | 2.24 | 0 | 11 |  |  |  | No | R-410A | 1.45 | Residential & Commercial | Ducted CEE Tier 1
215429723 | Central HP <5.4 tons | DAIKIN | HRCU-A-CB (Split System: Heat Pump with Remote Outdoor Unit-Air-Source) | DH7VSA2410A* |  |  | DFVE36CP0300A* |  | 23200 | 19 | 8.8 | 23200 | 17000 | 73.28% | 2 | 0 | 11 |  |  |  | No | R-32 | 1.9333 | Residential & Commercial | Ducted CEE Tier 1
210470296 | Central HP <5.4 tons | TEMPSTAR | HRCU-A-CB (Split System: Heat Pump with Remote Outdoor Unit-Air-Source) | TVH837GKA2* |  |  | EA*4X60L24A*+WALLCON | *96CTN1202422A* | 32800 | 18 | 8.5 | 31800 | 24800 | 77.99% | 2 | 0 | 11.7 |  |  |  | No | R-410A | 2.7333 | Residential & Commercial | Ducted CEE Tier 1
210470395 | Central HP <5.4 tons | TEMPSTAR | HRCU-A-CB (Split System: Heat Pump with Remote Outdoor Unit-Air-Source) | TVH837GKA2* |  |  | EA*4X61L21A*+WALLCON | *95CSU1002122A* | 33200 | 18 | 8.5 | 32000 | 24800 | 77.5% | 2 | 0 | 11.5 |  |  |  | No | R-410A | 2.7667 | Residential & Commercial | Ducted CEE Tier 1
210470582 | Central HP <5.4 tons | TEMPSTAR | HRCU-A-CB (Split System: Heat Pump with Remote Outdoor Unit-Air-Source) | TVH837GKA2* |  |  | EA*4X61L24A*+WALLCON | *96CTN1202422A* | 33200 | 18 | 8.5 | 32000 | 24800 | 77.5% | 2 | 0 | 12 |  |  |  | No | R-410A | 2.7667 | Residential & Commercial | Ducted CEE Tier 1
212973061 | Central HP <5.4 tons | TEMPSTAR | HRCU-A-CB (Split System: Heat Pump with Remote Outdoor Unit-Air-Source) | DLCURAH18ABK |  |  | EN(A,D)4X24L17** | *96VSN0401712B* | 17500 | 15.5 | 8.5 | 18600 | 18600 | 100% | 2.22 | 0 | 10.5 |  |  |  | No | R-410A | 1.4583 | Residential & Commercial | Ducted CEE Tier 1
212973361 | Central HP <5.4 tons | TEMPSTAR | HRCU-A-CB (Split System: Heat Pump with Remote Outdoor Unit-Air-Source) | DLCURAH18ABK |  |  | EN(A,D)4X18L14** | *96VSN0601412B* | 17300 | 16 | 8.5 | 18500 | 19200 | 103.8% | 2.3 | 0 | 10.5 |  |  |  | No | R-410A | 1.4417 | Residential & Commercial | Ducted CEE Tier 1
212981861 | Central HP <5.4 tons | COMFORTMAKER | HRCU-A-CB (Split System: Heat Pump with Remote Outdoor Unit-Air-Source) | DLCURAH18ABK |  |  | EA*4X30L17A* | *80MSU1002120A* | 17500 | 16 | 8.5 | 18100 | 18700 | 103.3% | 2.24 | 0 | 10.5 |  |  |  | No | R-410A | 1.4583 | Residential & Commercial | Ducted CEE Tier 1
212523823 | Central HP <5.4 tons | LENNOX | HRCU-A-CB (Split System: Heat Pump with Remote Outdoor Unit-Air-Source) | SL25XPV-036-230A** |  |  | C35-48C+TDR+TXV | SLP98UH090XV36C* | 34000 | 22 | 8.8 | 35600 | 27600 | 77.53% | 1.82 | 0 | 13.4 |  |  |  | No | R-410A | 2.8333 | Residential & Commercial | Ducted CEE Tier 1
210471165 | Central HP <5.4 tons | TEMPSTAR | HRCU-A-CB (Split System: Heat Pump with Remote Outdoor Unit-Air-Source) | TVH837GKA2* |  |  | EHD4X60AAL+WALLCON | *80CSU1002120A* | 32800 | 16.5 | 8.1 | 32200 | 24800 | 77.02% | 1.98 | 0 | 11 |  |  |  | No | R-410A | 2.7333 | Residential & Commercial | Ducted CEE Tier 1
210471231 | Central HP <5.4 tons | TEMPSTAR | HRCU-A-CB (Split System: Heat Pump with Remote Outdoor Unit-Air-Source) | TVH837GKA2* |  |  | EHD4X60AAL+WALLCON | *97CMN0801714A* | 32800 | 16.5 | 8.1 | 32600 | 25200 | 77.3% | 1.98 | 0 | 11 |  |  |  | No | R-410A | 2.7333 | Residential & Commercial | Ducted CEE Tier 1
204456364 | Central HP <5.4 tons | BRYANT HEATING AND COOLING SYSTEMS | HRCU-A-CB (Split System: Heat Pump with Remote Outdoor Unit-Air-Source) | 288BNV025*0**B* |  |  | CAP**2417AL*+UI | 88*TA36045C17*** | 23200 | 16 | 8.1 | 22000 | 16900 | 76.82% | 1.88 | 11 | 10.5 |  |  |  | No | R-410A | 1.9333 | Residential & Commercial | Ducted CEE Tier 1
215674454 | Central HP <5.4 tons | CARRIER | HRCU-A-CB (Split System: Heat Pump with Remote Outdoor Unit-Air-Source) | 27VNA048A*030* |  |  | CAA**6124AM*+UI | 58CU*A080C21**20 | 46000 | 18 | 9 | 47500 | 33600 | 70.74% | 2.08 | 0 | 10 |  |  |  | No | R-454B | 3.8333 | Residential & Commercial | Ducted CEE Tier 1
215429064 | Central HP <5.4 tons | AMERICAN STANDARD | HRCU-A-CB (Split System: Heat Pump with Remote Outdoor Unit-Air-Source) | 4A6V8X60A1 |  |  | TEM6B0C60H51+TDR+RP |  | 54000 | 18 | 8.5 | 52500 | 38000 | 72.38% | 1.8 | 0 | 12 |  |  |  | No | R-410A | 4.5 | Residential & Commercial | Ducted CEE Tier 1
213774450 | Central HP <5.4 tons | COMFORTMAKER | HRCU-A-CB (Split System: Heat Pump with Remote Outdoor Unit-Air-Source) | CVH825GKA3* |  |  | EHD4X42AAL+WALLCON | *80CTL1352422B* | 24200 | 16 | 8.1 | 21400 | 16600 | 77.57% | 2 | 0 | 10.5 |  |  |  | No | R-410A | 2.0167 | Residential & Commercial | Ducted CEE Tier 1
213774600 | Central HP <5.4 tons | COMFORTMAKER | HRCU-A-CB (Split System: Heat Pump with Remote Outdoor Unit-Air-Source) | CVH825GKA3* |  |  | EHD4X48AAL+WALLCON | *80CTL0902120B* | 24200 | 16 | 8.1 | 21200 | 16600 | 78.3% | 2.02 | 0 | 10.5 |  |  |  | No | R-410A | 2.0167 | Residential & Commercial | Ducted CEE Tier 1
211081504 | Central HP <5.4 tons | AMERICAN STANDARD | HRCU-A-CB (Split System: Heat Pump with Remote Outdoor Unit-Air-Source) | 4A6V8X60A1 |  |  | 4TXCD010DS3 | S8V2D120M5PDA | 54000 | 18 | 8.2 | 52000 | 39500 | 75.96% | 1.83 | 12 | 11.7 |  |  |  | No | R-410A | 4.5 | Residential & Commercial | Ducted CEE Tier 1
213773580 | Central HP <5.4 tons | COMFORTMAKER | HRCU-A-CB (Split System: Heat Pump with Remote Outdoor Unit-Air-Source) | CVH825GKA3* |  |  | EA*4X43L21A*+WALLCON | *80CTL0701716B* | 24400 | 17 | 8.1 | 21200 | 16600 | 78.3% | 2.02 | 0 | 11 |  |  |  | No | R-410A | 2.0333 | Residential & Commercial | Ducted CEE Tier 1
213773710 | Central HP <5.4 tons | COMFORTMAKER | HRCU-A-CB (Split System: Heat Pump with Remote Outdoor Unit-Air-Source) | CVH825GKA3* |  |  | EA*4X48L21A*+WALLCON | *80CTL0901716B* | 24200 | 17 | 8.1 | 20800 | 16600 | 79.81% | 2.02 | 0 | 11 |  |  |  | No | R-410A | 2.0167 | Residential & Commercial | Ducted CEE Tier 1
210473911 | Central HP <5.4 tons | DAY & NIGHT | HRCU-A-CB (Split System: Heat Pump with Remote Outdoor Unit-Air-Source) | CVH825GKA3* |  |  | EN(A,D,W)4X48L21**+WALLCON | *95CSU1002122A* | 24200 | 17 | 8.1 | 21200 | 16600 | 78.3% | 2.02 | 0 | 11.5 |  |  |  | No | R-410A | 2.0167 | Residential & Commercial | Ducted CEE Tier 1
210474054 | Central HP <5.4 tons | DAY & NIGHT | HRCU-A-CB (Split System: Heat Pump with Remote Outdoor Unit-Air-Source) | CVH825GKA3* |  |  | EN(A,D,W)4X48L21**+WALLCON | *97CMN0602120A* | 24000 | 16.5 | 8.1 | 21400 | 16700 | 78.04% | 2 | 0 | 11 |  |  |  | No | R-410A | 2 | Residential & Commercial | Ducted CEE Tier 1
213773370 | Central HP <5.4 tons | COMFORTMAKER | HRCU-A-CB (Split System: Heat Pump with Remote Outdoor Unit-Air-Source) | CVH825GKA3* |  |  | EA*4X37L21A*+WALLCON | *96CTN1002122B* | 24400 | 16.5 | 8.5 | 21200 | 16600 | 78.3% | 2.02 | 0 | 11 |  |  |  | No | R-410A | 2.0333 | Residential & Commercial | Ducted CEE Tier 1
213815091 | Central HP <5.4 tons | DAIKIN | HRCU-A-CB (Split System: Heat Pump with Remote Outdoor Unit-Air-Source) | DZ6VSA1810A* |  |  | CA*EA2422*4A*+MBVK16CP1X00A* |  | 16600 | 17.5 | 8.5 | 17400 | 13000 | 74.71% | 2.1 | 0 | 10.9 |  |  |  | No | R-410A | 1.3833 | Residential & Commercial | Ducted CEE Tier 1
210474268 | Central HP <5.4 tons | DAY & NIGHT | HRCU-A-CB (Split System: Heat Pump with Remote Outdoor Unit-Air-Source) | CVH825GKA3* |  |  | EHD4X42AAL+WALLCON | *80CSU0601716A* | 24200 | 16 | 8.1 | 21400 | 16600 | 77.57% | 2 | 0 | 10.5 |  |  |  | No | R-410A | 2.0167 | Residential & Commercial | Ducted CEE Tier 1
210474345 | Central HP <5.4 tons | DAY & NIGHT | HRCU-A-CB (Split System: Heat Pump with Remote Outdoor Unit-Air-Source) | CVH825GKA3* |  |  | EHD4X42AAL+WALLCON | *96CTN1202422A* | 24200 | 16 | 8.1 | 21400 | 16600 | 77.57% | 2 | 0 | 10.5 |  |  |  | No | R-410A | 2.0167 | Residential & Commercial | Ducted CEE Tier 1
210474422 | Central HP <5.4 tons | DAY & NIGHT | HRCU-A-CB (Split System: Heat Pump with Remote Outdoor Unit-Air-Source) | CVH825GKA3* |  |  | EHD4X42AAL+WALLCON | *80CTL0901716A* | 24200 | 16.5 | 8.1 | 21200 | 16500 | 77.83% | 2.02 | 0 | 11 |  |  |  | No | R-410A | 2.0167 | Residential & Commercial | Ducted CEE Tier 1
210474477 | Central HP <5.4 tons | DAY & NIGHT | HRCU-A-CB (Split System: Heat Pump with Remote Outdoor Unit-Air-Source) | CVH825GKA3* |  |  | EHD4X48AAL+WALLCON | *80CSU0401712A* | 24200 | 16.5 | 8.1 | 21200 | 16600 | 78.3% | 2.02 | 0 | 11 |  |  |  | No | R-410A | 2.0167 | Residential & Commercial | Ducted CEE Tier 1
210473115 | Central HP <5.4 tons | TEMPSTAR | HRCU-A-CB (Split System: Heat Pump with Remote Outdoor Unit-Air-Source) | TVH825GKA3* |  |  | EA*4X43L21A*+WALLCON | *95CSU1002122A* | 24400 | 17 | 8.5 | 21200 | 16600 | 78.3% | 2.04 | 0 | 11 |  |  |  | No | R-410A | 2.0333 | Residential & Commercial | Ducted CEE Tier 1
214807613 | Central HP <5.4 tons | YORK | HRCU-A-CB (Split System: Heat Pump with Remote Outdoor Unit-Air-Source) | HH860E2S11 |  |  | CTU60C5XGS1+TXV | TM8V100C16MP12 | 43500 | 18 | 9 | 44000 | 33400 | 75.91% | 2 | 0 | 11.7 |  |  |  | No | R-454B | 3.625 | Residential & Commercial | Ducted CEE Tier 1
214807661 | Central HP <5.4 tons | YORK | HRCU-A-CB (Split System: Heat Pump with Remote Outdoor Unit-Air-Source) | HH860E2S11 |  |  | CTU60C5XGS1+TXV | Y81E100C16SMPS1 | 44000 | 18 | 9 | 44000 | 33200 | 75.45% | 2 | 0 | 12 |  |  |  | No | R-454B | 3.6667 | Residential & Commercial | Ducted CEE Tier 1
214397441 | Central HP <5.4 tons | FRASER-JOHNSTON | HRCU-A-CB (Split System: Heat Pump with Remote Outdoor Unit-Air-Source) | HH860E2S11 |  |  | CTM60C5CGS1 | TMLE080C16MP11 | 44500 | 18 | 9 | 45500 | 34200 | 75.16% | 2 | 0 | 11 |  |  |  | No | R-454B | 3.7083 | Residential & Commercial | Ducted CEE Tier 1
214584606 | Central HP <5.4 tons | COLEMAN | HRCU-A-CB (Split System: Heat Pump with Remote Outdoor Unit-Air-Source) | HH860E2S11 |  |  | CTF60C5CGS1 | Z8ES100C16SMPS1 | 44000 | 18 | 9 | 44000 | 33200 | 75.45% | 2 | 0 | 12 |  |  |  | No | R-454B | 3.6667 | Residential & Commercial | Ducted CEE Tier 1
210473038 | Central HP <5.4 tons | TEMPSTAR | HRCU-A-CB (Split System: Heat Pump with Remote Outdoor Unit-Air-Source) | TVH825GKA3* |  |  | EA*4X42L24A*+WALLCON | *96CTN1202422A* | 23800 | 17 | 8.1 | 21400 | 16600 | 77.57% | 1.96 | 0 | 11 |  |  |  | No | R-410A | 1.9833 | Residential & Commercial | Ducted CEE Tier 1
214396045 | Central HP <5.4 tons | YORK | HRCU-A-CB (Split System: Heat Pump with Remote Outdoor Unit-Air-Source) | HH860E2S11 |  |  | CTF60C5CGS1 | YP9C100C16MP13 | 43500 | 18 | 9 | 44000 | 33200 | 75.45% | 2 | 0 | 11.7 |  |  |  | No | R-454B | 3.625 | Residential & Commercial | Ducted CEE Tier 1
206771537 | Central HP <5.4 tons | DAY & NIGHT | HRCU-A-CB (Split System: Heat Pump with Remote Outdoor Unit-Air-Source) | CVH837GKA2* |  |  | EA*4X42L24A*+WALLCON | *80CTL1352422A* | 31800 | 17.5 | 8.1 | 33000 | 24400 | 73.94% | 1.9 | 12 | 11.5 |  |  |  | No | R-410A | 2.65 | Residential & Commercial | Ducted CEE Tier 1
206772320 | Central HP <5.4 tons | DAY & NIGHT | HRCU-A-CB (Split System: Heat Pump with Remote Outdoor Unit-Air-Source) | CVH837GKA2* |  |  | EN(A,D,W)4X48L21**+WALLCON | *96CTN1002122A* | 32400 | 17.5 | 8.1 | 33000 | 24800 | 75.15% | 1.96 | 11.5 | 11.7 |  |  |  | No | R-410A | 2.7 | Residential & Commercial | Ducted CEE Tier 1
206772870 | Central HP <5.4 tons | DAY & NIGHT | HRCU-A-CB (Split System: Heat Pump with Remote Outdoor Unit-Air-Source) | CVH837GKA2* |  |  | EHD4X48AAL+WALLCON | *80CTL0701716A* | 32600 | 17 | 8.1 | 33200 | 25000 | 75.3% | 1.96 | 11.5 | 11 |  |  |  | No | R-410A | 2.7167 | Residential & Commercial | Ducted CEE Tier 1
206772888 | Central HP <5.4 tons | DAY & NIGHT | HRCU-A-CB (Split System: Heat Pump with Remote Outdoor Unit-Air-Source) | CVH837GKA2* |  |  | EHD4X48AAL+WALLCON | *80CTL0902120A* | 32600 | 17 | 8.1 | 33000 | 25000 | 75.76% | 1.98 | 12 | 11 |  |  |  | No | R-410A | 2.7167 | Residential & Commercial | Ducted CEE Tier 1
206773424 | Central HP <5.4 tons | DAY & NIGHT | HRCU-A-CB (Split System: Heat Pump with Remote Outdoor Unit-Air-Source) | CVH837GKA2* |  |  | EA*4X37L21A*+WALLCON | *95CSU0802120A* | 33000 | 17.5 | 8.5 | 32800 | 25000 | 76.22% | 2 | 12 | 11.5 |  |  |  | No | R-410A | 2.75 | Residential & Commercial | Ducted CEE Tier 1
206773656 | Central HP <5.4 tons | DAY & NIGHT | HRCU-A-CB (Split System: Heat Pump with Remote Outdoor Unit-Air-Source) | CVH837GKA2* |  |  | EHD4X42AAL+WALLCON | *95CSU0802120A* | 32600 | 17 | 8.1 | 33000 | 24800 | 75.15% | 1.96 | 11.5 | 11 |  |  |  | No | R-410A | 2.7167 | Residential & Commercial | Ducted CEE Tier 1
214396081 | Central HP <5.4 tons | YORK | HRCU-A-CB (Split System: Heat Pump with Remote Outdoor Unit-Air-Source) | HH860E2S11 |  |  | CTM60D5CHS1 | TM9E120D20MP12 | 53500 | 19 | 8.5 | 54500 | 39500 | 72.48% | 2 | 0 | 11 |  |  |  | No | R-454B | 4.4583 | Residential & Commercial | Ducted CEE Tier 1
214395864 | Central HP <5.4 tons | YORK | HRCU-A-CB (Split System: Heat Pump with Remote Outdoor Unit-Air-Source) | HH860E2S11 |  |  | CTF60C5CGS1 | TM8Y100C16MP11 | 44000 | 18 | 9 | 44000 | 33400 | 75.91% | 2 | 0 | 11.7 |  |  |  | No | R-454B | 3.6667 | Residential & Commercial | Ducted CEE Tier 1
210473258 | Central HP <5.4 tons | TEMPSTAR | HRCU-A-CB (Split System: Heat Pump with Remote Outdoor Unit-Air-Source) | TVH825GKA3* |  |  | EA*4X43L21A*+WALLCON | *97CMN0602120A* | 24400 | 16.5 | 8.1 | 21200 | 16700 | 78.77% | 2.02 | 0 | 11 |  |  |  | No | R-410A | 2.0333 | Residential & Commercial | Ducted CEE Tier 1
210473467 | Central HP <5.4 tons | TEMPSTAR | HRCU-A-CB (Split System: Heat Pump with Remote Outdoor Unit-Air-Source) | TVH825GKA3* |  |  | EA*4X48L24A*+WALLCON | *80CSU1002120A* | 24000 | 16.5 | 8.1 | 21000 | 16600 | 79.05% | 2 | 0 | 11 |  |  |  | No | R-410A | 2 | Residential & Commercial | Ducted CEE Tier 1
210474112 | Central HP <5.4 tons | TEMPSTAR | HRCU-A-CB (Split System: Heat Pump with Remote Outdoor Unit-Air-Source) | TVH825GKA3* |  |  | EN(A,D)4X48L24**+WALLCON | *96CTN1202422A* | 24200 | 17 | 8.1 | 21200 | 16600 | 78.3% | 2.02 | 0 | 11.5 |  |  |  | No | R-410A | 2.0167 | Residential & Commercial | Ducted CEE Tier 1
210474403 | Central HP <5.4 tons | TEMPSTAR | HRCU-A-CB (Split System: Heat Pump with Remote Outdoor Unit-Air-Source) | TVH825GKA3* |  |  | EHD4X42AAL+WALLCON | *96CTN1002122A* | 24200 | 16 | 8.1 | 21400 | 16600 | 77.57% | 2 | 0 | 10.5 |  |  |  | No | R-410A | 2.0167 | Residential & Commercial | Ducted CEE Tier 1
210472873 | Central HP <5.4 tons | TEMPSTAR | HRCU-A-CB (Split System: Heat Pump with Remote Outdoor Unit-Air-Source) | TVH825GKA3* |  |  | EA*4X42L21A*+WALLCON | *80CSU1002120A* | 23800 | 16.5 | 8.1 | 21400 | 16700 | 78.04% | 1.94 | 0 | 10.5 |  |  |  | No | R-410A | 1.9833 | Residential & Commercial | Ducted CEE Tier 1
210473082 | Central HP <5.4 tons | TEMPSTAR | HRCU-A-CB (Split System: Heat Pump with Remote Outdoor Unit-Air-Source) | TVH825GKA3* |  |  | EA*4X42L24A*+WALLCON | *97CMN0602120A* | 23600 | 16.5 | 8.1 | 21400 | 16700 | 78.04% | 1.96 | 0 | 11 |  |  |  | No | R-410A | 1.9667 | Residential & Commercial | Ducted CEE Tier 1
210473093 | Central HP <5.4 tons | TEMPSTAR | HRCU-A-CB (Split System: Heat Pump with Remote Outdoor Unit-Air-Source) | TVH825GKA3* |  |  | EA*4X43L21A*+WALLCON | *95CSU0601716A* | 24400 | 16.5 | 8.1 | 21200 | 16700 | 78.77% | 2.02 | 0 | 10.5 |  |  |  | No | R-410A | 2.0333 | Residential & Commercial | Ducted CEE Tier 1
210474145 | Central HP <5.4 tons | TEMPSTAR | HRCU-A-CB (Split System: Heat Pump with Remote Outdoor Unit-Air-Source) | TVH825GKA3* |  |  | EN(A,D)4X48L24**+WALLCON | *96CTN1002122A* | 24200 | 17 | 8.1 | 21400 | 16600 | 77.57% | 2.02 | 0 | 11.5 |  |  |  | No | R-410A | 2.0167 | Residential & Commercial | Ducted CEE Tier 1
214807611 | Central HP <5.4 tons | YORK | HRCU-A-CB (Split System: Heat Pump with Remote Outdoor Unit-Air-Source) | HH860E2S11 |  |  | CTU60C5XGS1+JMVT17CC2N1+TXV |  | 44500 | 18 | 9 | 44000 | 33000 | 75% | 2 | 0 | 12 |  |  |  | No | R-454B | 3.7083 | Residential & Commercial | Ducted CEE Tier 1
214807627 | Central HP <5.4 tons | YORK | HRCU-A-CB (Split System: Heat Pump with Remote Outdoor Unit-Air-Source) | HH860E2S11 |  |  | CTU60C5XGS1+TXV | TM9V100C16MP12 | 43500 | 18 | 9 | 44000 | 33200 | 75.45% | 2 | 0 | 11.7 |  |  |  | No | R-454B | 3.625 | Residential & Commercial | Ducted CEE Tier 1
214807645 | Central HP <5.4 tons | YORK | HRCU-A-CB (Split System: Heat Pump with Remote Outdoor Unit-Air-Source) | HH860E2S11 |  |  | CTU60C5XGS1+TXV | YP9C100C16MP13 | 43500 | 18 | 9 | 44000 | 33200 | 75.45% | 2 | 0 | 11.7 |  |  |  | No | R-454B | 3.625 | Residential & Commercial | Ducted CEE Tier 1
204456616 | Central HP <5.4 tons | BRYANT HEATING AND COOLING SYSTEMS | HRCU-A-CB (Split System: Heat Pump with Remote Outdoor Unit-Air-Source) | 288BNV025*0**B* |  |  | CAP**3617AL*+UI | 986TC42080C17*** | 23600 | 16.5 | 8.1 | 21600 | 16700 | 77.31% | 1.92 | 11.5 | 10.5 |  |  |  | No | R-410A | 1.9667 | Residential & Commercial | Ducted CEE Tier 1
204456634 | Central HP <5.4 tons | BRYANT HEATING AND COOLING SYSTEMS | HRCU-A-CB (Split System: Heat Pump with Remote Outdoor Unit-Air-Source) | 288BNV025*0**B* |  |  | CAP**3617AL*+UI | 987MB42080C17*** | 23400 | 16.5 | 8.1 | 21600 | 16700 | 77.31% | 1.92 | 11 | 10.5 |  |  |  | No | R-410A | 1.95 | Residential & Commercial | Ducted CEE Tier 1
204456715 | Central HP <5.4 tons | BRYANT HEATING AND COOLING SYSTEMS | HRCU-A-CB (Split System: Heat Pump with Remote Outdoor Unit-Air-Source) | 288BNV025*0**B* |  |  | CAP**3621AL*+UI | 987MB42060C17*** | 23400 | 16 | 8.1 | 21600 | 16800 | 77.78% | 1.92 | 11 | 10.5 |  |  |  | No | R-410A | 1.95 | Residential & Commercial | Ducted CEE Tier 1
213772456 | Central HP <5.4 tons | BRYANT HEATING AND COOLING SYSTEMS | HRCU-A-CB (Split System: Heat Pump with Remote Outdoor Unit-Air-Source) | 288BNV025*0**B* |  |  | CSPH*4812AL*+UI | 88*TB48090C17*** | 24400 | 17 | 8.1 | 21200 | 16600 | 78.3% | 2.02 | 0 | 10.5 |  |  |  | No | R-410A | 2.0333 | Residential & Commercial | Ducted CEE Tier 1
213772586 | Central HP <5.4 tons | BRYANT HEATING AND COOLING SYSTEMS | HRCU-A-CB (Split System: Heat Pump with Remote Outdoor Unit-Air-Source) | 288BNV025*0**B* |  |  | CSPH*4812AL*+UI | 986TD66120C24*** | 24200 | 16.5 | 8.1 | 21200 | 16600 | 78.3% | 2.02 | 0 | 11 |  |  |  | No | R-410A | 2.0167 | Residential & Commercial | Ducted CEE Tier 1
204456490 | Central HP <5.4 tons | BRYANT HEATING AND COOLING SYSTEMS | HRCU-A-CB (Split System: Heat Pump with Remote Outdoor Unit-Air-Source) | 288BNV025*0**B* |  |  | CAP**2517AL*+UI | 88*TA36070C14*** | 24400 | 17.5 | 8.5 | 21200 | 16600 | 78.3% | 2.02 | 11 | 11.5 |  |  |  | No | R-410A | 2.0333 | Residential & Commercial | Ducted CEE Tier 1
204456607 | Central HP <5.4 tons | BRYANT HEATING AND COOLING SYSTEMS | HRCU-A-CB (Split System: Heat Pump with Remote Outdoor Unit-Air-Source) | 288BNV025*0**B* |  |  | CAP**3617AL*+UI | 986TC42060C17*** | 23400 | 16 | 8.1 | 21600 | 16800 | 77.78% | 1.92 | 11 | 10.5 |  |  |  | No | R-410A | 1.95 | Residential & Commercial | Ducted CEE Tier 1
215936617 | Central HP <5.4 tons | AIRQUEST | HRCU-A-CB (Split System: Heat Pump with Remote Outdoor Unit-Air-Source) | H5H3V36*K*AAA* |  |  | EVD5X60M21A*+WALLCON | *80CTL0901716B* | 35600 | 22 | 8.5 | 38000 | 28600 | 75.26% | 2.02 | 0 | 12 |  |  |  | No | R-454B | 2.9667 | Residential & Commercial | Ducted CEE Tier 1
214626190 | Central HP <5.4 tons | LENNOX | HRCU-A-CB (Split System: Heat Pump with Remote Outdoor Unit-Air-Source) | SL25XPV-036-230A** |  |  | CK40CT-50/60C-0*+TDR | EL296UH090XV48C* | 33600 | 22.2 | 8.7 | 34400 | 26800 | 77.91% | 1.82 | 0 | 13.3 |  |  |  | No | R-410A | 2.8 | Residential & Commercial | Ducted CEE Tier 1
213772318 | Central HP <5.4 tons | AIRQUEST | HRCU-A-CB (Split System: Heat Pump with Remote Outdoor Unit-Air-Source) | HVH825GKA2* |  |  | EHD4X42AAL+WALLCON | *80CTL1352422B* | 24200 | 16 | 8.1 | 21400 | 16600 | 77.57% | 2 | 0 | 10.5 |  |  |  | No | R-410A | 2.0167 | Residential & Commercial | Ducted CEE Tier 1
206772713 | Central HP <5.4 tons | HEIL | HRCU-A-CB (Split System: Heat Pump with Remote Outdoor Unit-Air-Source) | HVH837GKA2* |  |  | EHD4X42AAL+WALLCON | *80CTL0902120A* | 32400 | 16.5 | 8.1 | 33200 | 24800 | 74.7% | 1.96 | 12 | 11 |  |  |  | No | R-410A | 2.7 | Residential & Commercial | Ducted CEE Tier 1
206773447 | Central HP <5.4 tons | HEIL | HRCU-A-CB (Split System: Heat Pump with Remote Outdoor Unit-Air-Source) | HVH837GKA2* |  |  | EA*4X42L21A*+WALLCON | *95CSU1002122A* | 31800 | 17.5 | 8.1 | 33000 | 24400 | 73.94% | 1.9 | 11.5 | 11 |  |  |  | No | R-410A | 2.65 | Residential & Commercial | Ducted CEE Tier 1
204298961 | Central HP <5.4 tons | DAY & NIGHT | HRCU-A-CB (Split System: Heat Pump with Remote Outdoor Unit-Air-Source) | CVH837GKA** |  |  | EA*4X42L21A*+WALLCON | *96CTN0801714A* | 31600 | 17 | 8.1 | 33400 | 24800 | 74.25% | 1.86 | 11.5 | 11 |  |  |  | No | R-410A | 2.6333 | Residential & Commercial | Ducted CEE Tier 1
204299411 | Central HP <5.4 tons | DAY & NIGHT | HRCU-A-CB (Split System: Heat Pump with Remote Outdoor Unit-Air-Source) | CVH837GKA** |  |  | EA*4X48L24A*+WALLCON | *97CMN1202422A* | 32200 | 17.5 | 8.5 | 32600 | 25000 | 76.69% | 1.98 | 12 | 11.7 |  |  |  | No | R-410A | 2.6833 | Residential & Commercial | Ducted CEE Tier 1
204299561 | Central HP <5.4 tons | DAY & NIGHT | HRCU-A-CB (Split System: Heat Pump with Remote Outdoor Unit-Air-Source) | CVH837GKA** |  |  | END4X42L17**+WALLCON | *80CTL0901716A* | 32200 | 17.5 | 8.1 | 33000 | 24600 | 74.55% | 1.92 | 11 | 11.7 |  |  |  | No | R-410A | 2.6833 | Residential & Commercial | Ducted CEE Tier 1
215939877 | Central HP <5.4 tons | AIRQUEST | HRCU-A-CB (Split System: Heat Pump with Remote Outdoor Unit-Air-Source) | H5H3V36*K*AAA* |  |  | EA*5X61M21A*+WALLCON | *97CTN0802120A* | 34400 | 20 | 9 | 34400 | 26200 | 76.16% | 1.96 | 0 | 11.7 |  |  |  | No | R-454B | 2.8667 | Residential & Commercial | Ducted CEE Tier 1
215940707 | Central HP <5.4 tons | AIRQUEST | HRCU-A-CB (Split System: Heat Pump with Remote Outdoor Unit-Air-Source) | H5H3V36*K*AAA* |  |  | EVD5X42M24A*+WALLCON | *97CTN1002122A* | 35600 | 22 | 8.5 | 38000 | 28400 | 74.74% | 2.04 | 0 | 12.5 |  |  |  | No | R-454B | 2.9667 | Residential & Commercial | Ducted CEE Tier 1
215942563 | Central HP <5.4 tons | AIRQUEST | HRCU-A-CB (Split System: Heat Pump with Remote Outdoor Unit-Air-Source) | H5H3V36*K*AAA* |  |  | EVD5X61M24A*+WALLCON | *80CTL0702120B* | 35800 | 22 | 8.5 | 37400 | 28200 | 75.4% | 2.04 | 0 | 12.5 |  |  |  | No | R-454B | 2.9833 | Residential & Commercial | Ducted CEE Tier 1
215942363 | Central HP <5.4 tons | AIRQUEST | HRCU-A-CB (Split System: Heat Pump with Remote Outdoor Unit-Air-Source) | H5H3V36*K*AAA* |  |  | EVM5X44M21A*+WALLCON | *97CMN0601714B* | 35200 | 21 | 8.5 | 37400 | 28000 | 74.87% | 2.06 | 0 | 11.7 |  |  |  | No | R-454B | 2.9333 | Residential & Commercial | Ducted CEE Tier 1
215932694 | Central HP <5.4 tons | CARRIER | HRCU-A-CB (Split System: Heat Pump with Remote Outdoor Unit-Air-Source) | 27VNA336A*030* |  |  | CAA**6121AM*+UI | 58TN*B070C17**16 | 34200 | 20 | 9 | 34800 | 26400 | 75.86% | 1.94 | 0 | 11.7 |  |  |  | No | R-454B | 2.85 | Residential & Commercial | Ducted CEE Tier 1
214626199 | Central HP <5.4 tons | LENNOX | HRCU-A-CB (Split System: Heat Pump with Remote Outdoor Unit-Air-Source) | SL25XPV-036-230A** |  |  | CK40CT-50/60C-0*+TDR | SL280UH080NV60C* | 33800 | 21.6 | 8.7 | 34200 | 26600 | 77.78% | 1.82 | 0 | 13.5 |  |  |  | No | R-410A | 2.8167 | Residential & Commercial | Ducted CEE Tier 1
214626208 | Central HP <5.4 tons | LENNOX | HRCU-A-CB (Split System: Heat Pump with Remote Outdoor Unit-Air-Source) | SL25XPV-036-230A** |  |  | CK40CT-50/60C-0*+TDR | SLP99UH090XV48C* | 33600 | 22.2 | 8.7 | 34400 | 26800 | 77.91% | 1.82 | 0 | 13.3 |  |  |  | No | R-410A | 2.8 | Residential & Commercial | Ducted CEE Tier 1
210472885 | Central HP <5.4 tons | CARRIER | HRCU-A-CB (Split System: Heat Pump with Remote Outdoor Unit-Air-Source) | 25VNA825A*032* |  |  | CAP**4221AL*+UI | 58TN*A070C17**16 | 23800 | 16.5 | 8.1 | 21400 | 16600 | 77.57% | 1.96 | 0 | 11 |  |  |  | No | R-410A | 1.9833 | Residential & Commercial | Ducted CEE Tier 1
210473138 | Central HP <5.4 tons | CARRIER | HRCU-A-CB (Split System: Heat Pump with Remote Outdoor Unit-Air-Source) | 25VNA825A*032* |  |  | CAP**4321AL*+UI | 58CU*A100C21**20 | 24400 | 16.5 | 8.1 | 21200 | 16600 | 78.3% | 2.02 | 0 | 10.5 |  |  |  | No | R-410A | 2.0333 | Residential & Commercial | Ducted CEE Tier 1
214626255 | Central HP <5.4 tons | LENNOX | HRCU-A-CB (Split System: Heat Pump with Remote Outdoor Unit-Air-Source) | SL25XPV-048-230A** |  |  | CK40CT-60C-0*+TDR | EL296UH110XV48C* | 45500 | 20 | 9.5 | 44000 | 36400 | 82.73% | 1.9 | 0 | 12.2 |  |  |  | No | R-410A | 3.7917 | Residential & Commercial | Ducted CEE Tier 1
215674167 | Central HP <5.4 tons | AIRQUEST | HRCU-A-CB (Split System: Heat Pump with Remote Outdoor Unit-Air-Source) | H5H0V48*K*AAA* |  |  | EA*5X60M24A*+WALLCON | *80CSU1002120A* | 45000 | 17.5 | 9 | 47500 | 33600 | 70.74% | 2.06 | 0 | 10 |  |  |  | No | R-454B | 3.75 | Residential & Commercial | Ducted CEE Tier 1
215674317 | Central HP <5.4 tons | AIRQUEST | HRCU-A-CB (Split System: Heat Pump with Remote Outdoor Unit-Air-Source) | H5H0V48*K*AAA* |  |  | EA*5X61M21A*+WALLCON | *80CSU1002120A* | 46000 | 17.5 | 9 | 48000 | 33800 | 70.42% | 2.06 | 0 | 10 |  |  |  | No | R-454B | 3.8333 | Residential & Commercial | Ducted CEE Tier 1
211178368 | Central HP <5.4 tons | Liberty Heating & Air Conditioning | HRCU-A-CB (Split System: Heat Pump with Remote Outdoor Unit-Air-Source) | ASZS601810A* |  |  | CA*EA2422*4A* | G*VC800604B*A* | 16600 | 17.5 | 8.5 | 17400 | 13000 | 74.71% | 2.1 | 0 | 10.9 |  |  |  | No | R-410A | 1.3833 | Residential & Commercial | Ducted CEE Tier 1
215941127 | Central HP <5.4 tons | AIRQUEST | HRCU-A-CB (Split System: Heat Pump with Remote Outdoor Unit-Air-Source) | H5H3V48*K*AAA* |  |  | EA*5X61M24A*+WALLCON | *97CTN1202422A* | 45500 | 21.5 | 9.5 | 48500 | 36600 | 75.46% | 2 | 0 | 11.5 |  |  |  | No | R-454B | 3.7917 | Residential & Commercial | Ducted CEE Tier 1
215941747 | Central HP <5.4 tons | AIRQUEST | HRCU-A-CB (Split System: Heat Pump with Remote Outdoor Unit-Air-Source) | H5H3V48*K*AAA* |  |  | EVD5X60M24A*+WALLCON | *97CTN1002122A* | 45500 | 20.5 | 8.1 | 52500 | 38000 | 72.38% | 1.9 | 0 | 11.5 |  |  |  | No | R-454B | 3.7917 | Residential & Commercial | Ducted CEE Tier 1
214807368 | Central HP <5.4 tons | YORK | HRCU-A-CB (Split System: Heat Pump with Remote Outdoor Unit-Air-Source) | HH824E2S11 |  |  | CTM36B5ADS1 | TMLE100B12MP11 | 23000 | 18 | 9.5 | 23000 | 18800 | 81.74% | 2 | 0 | 12 |  |  |  | No | R-454B | 1.9167 | Residential & Commercial | Ducted CEE Tier 1
213772408 | Central HP <5.4 tons | AIRQUEST | HRCU-A-CB (Split System: Heat Pump with Remote Outdoor Unit-Air-Source) | HVH825GKA2* |  |  | EHD4X42AAL+WALLCON | *96CTN1002122B* | 24200 | 16 | 8.1 | 21400 | 16600 | 77.57% | 2 | 0 | 10.5 |  |  |  | No | R-410A | 2.0167 | Residential & Commercial | Ducted CEE Tier 1
214650087 | Central HP <5.4 tons | YORK | HRCU-A-CB (Split System: Heat Pump with Remote Outdoor Unit-Air-Source) | HH824E2S11 |  |  | CTU30B5XCS1+TXV | TM8V080B12MP12 | 23000 | 17 | 9.5 | 23000 | 17900 | 77.83% | 2 | 0 | 12 |  |  |  | No | R-454B | 1.9167 | Residential & Commercial | Ducted CEE Tier 1
204456761 | Central HP <5.4 tons | BRYANT HEATING AND COOLING SYSTEMS | HRCU-A-CB (Split System: Heat Pump with Remote Outdoor Unit-Air-Source) | 288BNV025*0**B* |  |  | CAP**3621AL*+UI | 987MB66100C21*** | 23600 | 16.5 | 8.1 | 21400 | 16600 | 77.57% | 1.94 | 11 | 11 |  |  |  | No | R-410A | 1.9667 | Residential & Commercial | Ducted CEE Tier 1
204456788 | Central HP <5.4 tons | BRYANT HEATING AND COOLING SYSTEMS | HRCU-A-CB (Split System: Heat Pump with Remote Outdoor Unit-Air-Source) | 288BNV025*0**B* |  |  | CAP**3621AL*+UI | 88*TA48090C17*** | 23600 | 17.5 | 8.1 | 21400 | 16600 | 77.57% | 1.96 | 11 | 11 |  |  |  | No | R-410A | 1.9667 | Residential & Commercial | Ducted CEE Tier 1
204456895 | Central HP <5.4 tons | BRYANT HEATING AND COOLING SYSTEMS | HRCU-A-CB (Split System: Heat Pump with Remote Outdoor Unit-Air-Source) | 288BNV025*0**B* |  |  | CAP**3721AL*+UI | 987MB42080C17*** | 24400 | 16.5 | 8.1 | 21200 | 16700 | 78.77% | 2.02 | 11 | 11 |  |  |  | No | R-410A | 2.0333 | Residential & Commercial | Ducted CEE Tier 1
212979934 | Central HP <5.4 tons | COMFORTMAKER | HRCU-A-CB (Split System: Heat Pump with Remote Outdoor Unit-Air-Source) | DLCURAH24ABK |  |  | EN(A,D)4X36L21** | *80MS(N,L)0901714A* | 23600 | 17 | 8.5 | 26400 | 24400 | 92.42% | 2.02 | 0 | 10.5 |  |  |  | No | R-410A | 1.9667 | Residential & Commercial | Ducted CEE Tier 1
212980282 | Central HP <5.4 tons | COMFORTMAKER | HRCU-A-CB (Split System: Heat Pump with Remote Outdoor Unit-Air-Source) | DLCURAH24ABK |  |  | EN(A,D)4X36L21** | *80MS(N,L)0902116A* | 23800 | 17 | 8.5 | 26400 | 24000 | 90.91% | 2 | 0 | 10.5 |  |  |  | No | R-410A | 1.9833 | Residential & Commercial | Ducted CEE Tier 1
214572514 | Central HP <5.4 tons | DAY & NIGHT | HRCU-A-CB (Split System: Heat Pump with Remote Outdoor Unit-Air-Source) | CVH837GKA** |  |  | EA*4X36L21A*+WALLCON | *97CMN0802120B* | 31600 | 17 | 8.1 | 33000 | 24200 | 73.33% | 1.86 | 0 | 11 |  |  |  | No | R-410A | 2.6333 | Residential & Commercial | Ducted CEE Tier 1
214572814 | Central HP <5.4 tons | DAY & NIGHT | HRCU-A-CB (Split System: Heat Pump with Remote Outdoor Unit-Air-Source) | CVH837GKA** |  |  | EA*4X48L21A*+WALLCON | *97CMN0802120B* | 32200 | 17.5 | 8.5 | 32400 | 25000 | 77.16% | 1.98 | 0 | 11 |  |  |  | No | R-410A | 2.6833 | Residential & Commercial | Ducted CEE Tier 1
212981789 | Central HP <5.4 tons | COMFORTMAKER | HRCU-A-CB (Split System: Heat Pump with Remote Outdoor Unit-Air-Source) | DLCURAH24ABK |  |  | EN(A,D)4X30L17** | *80MSU1002120A* | 23800 | 16.5 | 8.5 | 26400 | 24000 | 90.91% | 1.98 | 0 | 10.5 |  |  |  | No | R-410A | 1.9833 | Residential & Commercial | Ducted CEE Tier 1
214626036 | Central HP <5.4 tons | LENNOX | HRCU-A-CB (Split System: Heat Pump with Remote Outdoor Unit-Air-Source) | SL25XPV-024-230A** |  |  | CK40HT-42C-0*+TDR | EL297UH090XV48C* | 22200 | 21.4 | 9.4 | 21400 | 20000 | 93.46% | 1.9 | 0 | 14.5 |  |  |  | No | R-410A | 1.85 | Residential & Commercial | Ducted CEE Tier 1
214807360 | Central HP <5.4 tons | YORK | HRCU-A-CB (Split System: Heat Pump with Remote Outdoor Unit-Air-Source) | HH824E2S11 |  |  | CTU36B5XDS1+JMC12B2SN1+TXV |  | 23000 | 19 | 9.5 | 23000 | 18500 | 80.43% | 2 | 0 | 12 |  |  |  | No | R-454B | 1.9167 | Residential & Commercial | Ducted CEE Tier 1
214807359 | Central HP <5.4 tons | YORK | HRCU-A-CB (Split System: Heat Pump with Remote Outdoor Unit-Air-Source) | HH824E2S11 |  |  | CTU36B5XDS1+JMVT12BC2N1+TXV |  | 23000 | 19 | 9.5 | 23000 | 18500 | 80.43% | 2 | 0 | 12 |  |  |  | No | R-454B | 1.9167 | Residential & Commercial | Ducted CEE Tier 1
214395670 | Central HP <5.4 tons | YORK | HRCU-A-CB (Split System: Heat Pump with Remote Outdoor Unit-Air-Source) | HH824E2S11 |  |  | CTM30B5ACS1 | TPLC080B12MP13 | 23000 | 17 | 9.5 | 23000 | 17900 | 77.83% | 2 | 0 | 12 |  |  |  | No | R-454B | 1.9167 | Residential & Commercial | Ducted CEE Tier 1
214807382 | Central HP <5.4 tons | YORK | HRCU-A-CB (Split System: Heat Pump with Remote Outdoor Unit-Air-Source) | HH824E2S11 |  |  | CTU30B5XCS1+JME08B2SN1+TXV |  | 23000 | 19 | 9.5 | 23000 | 18500 | 80.43% | 2 | 0 | 12 |  |  |  | No | R-454B | 1.9167 | Residential & Commercial | Ducted CEE Tier 1
212974944 | Central HP <5.4 tons | DAY & NIGHT | HRCU-A-CB (Split System: Heat Pump with Remote Outdoor Unit-Air-Source) | DLCURAH24ABK |  |  | EA*4X25L17A* | *96VTN0401410B* | 24000 | 16 | 8.1 | 25200 | 22000 | 87.3% | 1.82 | 0 | 10 |  |  |  | No | R-410A | 2 | Residential & Commercial | Ducted CEE Tier 1
212975061 | Central HP <5.4 tons | DAY & NIGHT | HRCU-A-CB (Split System: Heat Pump with Remote Outdoor Unit-Air-Source) | DLCURAH24ABK |  |  | EN(A,D,W)4X36L17** | *96VTN0401410B* | 23400 | 16 | 8.1 | 26400 | 24600 | 93.18% | 2.04 | 0 | 10 |  |  |  | No | R-410A | 1.95 | Residential & Commercial | Ducted CEE Tier 1
211244701 | Central HP <5.4 tons | DAY & NIGHT | HRCU-A-CB (Split System: Heat Pump with Remote Outdoor Unit-Air-Source) | DLCURAH24ABK |  |  | EN(A,D)4X30L17** | *80ES(N,L)0701712A* | 24400 | 16.5 | 8.1 | 26400 | 22600 | 85.61% | 1.88 | 0 | 10.5 |  |  |  | No | R-410A | 2.0333 | Residential & Commercial | Ducted CEE Tier 1
212982329 | Central HP <5.4 tons | COMFORTMAKER | HRCU-A-CB (Split System: Heat Pump with Remote Outdoor Unit-Air-Source) | DLCURAH24ABK |  |  | EN(A,D)4X24L17** | *80MSU0401712A* | 23200 | 16 | 8.5 | 26200 | 24800 | 94.66% | 2.06 | 0 | 10 |  |  |  | No | R-410A | 1.9333 | Residential & Commercial | Ducted CEE Tier 1
204299811 | Central HP <5.4 tons | DAY & NIGHT | HRCU-A-CB (Split System: Heat Pump with Remote Outdoor Unit-Air-Source) | CVH837GKA** |  |  | EN(A,D,W)4X48L21**+WALLCON | *97CMN1002122A* | 32400 | 17.5 | 8.1 | 33000 | 24800 | 75.15% | 1.96 | 12 | 11.7 |  |  |  | No | R-410A | 2.7 | Residential & Commercial | Ducted CEE Tier 1
204300345 | Central HP <5.4 tons | DAY & NIGHT | HRCU-A-CB (Split System: Heat Pump with Remote Outdoor Unit-Air-Source) | CVH837GKA** |  |  | EHD4X42AAL+WALLCON | *97CMN1002122A* | 32600 | 16.5 | 8.1 | 33000 | 24800 | 75.15% | 1.96 | 12 | 11 |  |  |  | No | R-410A | 2.7167 | Residential & Commercial | Ducted CEE Tier 1
204300495 | Central HP <5.4 tons | DAY & NIGHT | HRCU-A-CB (Split System: Heat Pump with Remote Outdoor Unit-Air-Source) | CVH837GKA** |  |  | EHD4X48AAL+WALLCON | *96CTN1202422A* | 32600 | 17 | 8.1 | 33000 | 24800 | 75.15% | 1.98 | 11 | 11 |  |  |  | No | R-410A | 2.7167 | Residential & Commercial | Ducted CEE Tier 1
212975375 | Central HP <5.4 tons | CARRIER | HRCU-A-CB (Split System: Heat Pump with Remote Outdoor Unit-Air-Source) | 38MURAQ18AB3* |  |  | CAP**1917AL* | 59TP6C060V14**12 | 17700 | 16.5 | 8.1 | 17700 | 17900 | 101.1% | 2.16 | 0 | 10.5 |  |  |  | No | R-410A | 1.475 | Residential & Commercial | Ducted CEE Tier 1
212975784 | Central HP <5.4 tons | CARRIER | HRCU-A-CB (Split System: Heat Pump with Remote Outdoor Unit-Air-Source) | 38MURAQ18AB3* |  |  | CAP**2417AL* | 59TP6C080V17**16 | 17200 | 16 | 8.5 | 18200 | 19400 | 106.6% | 2.34 | 0 | 10.5 |  |  |  | No | R-410A | 1.4333 | Residential & Commercial | Ducted CEE Tier 1
215939617 | Central HP <5.4 tons | AIRQUEST | HRCU-A-CB (Split System: Heat Pump with Remote Outdoor Unit-Air-Source) | H5H3V36*K*AAA* |  |  | EA*5X36M17A*+WALLCON | *80CSU0601716B* | 32400 | 19.5 | 9.5 | 35000 | 27000 | 77.14% | 2 | 0 | 11 |  |  |  | No | R-454B | 2.7 | Residential & Commercial | Ducted CEE Tier 1
215939767 | Central HP <5.4 tons | AIRQUEST | HRCU-A-CB (Split System: Heat Pump with Remote Outdoor Unit-Air-Source) | H5H3V36*K*AAA* |  |  | EA*5X48M21A*+WALLCON | *97CTN0802120A* | 33400 | 20 | 9.5 | 34600 | 26400 | 76.3% | 2.04 | 0 | 11.5 |  |  |  | No | R-454B | 2.7833 | Residential & Commercial | Ducted CEE Tier 1
215942623 | Central HP <5.4 tons | AIRQUEST | HRCU-A-CB (Split System: Heat Pump with Remote Outdoor Unit-Air-Source) | H5H3V36*K*AAA* |  |  | EVD5X61M21A*+WALLCON | *96CTN0802120B* | 35800 | 22 | 8.5 | 37400 | 28400 | 75.94% | 2.04 | 0 | 12.5 |  |  |  | No | R-454B | 2.9833 | Residential & Commercial | Ducted CEE Tier 1
215940087 | Central HP <5.4 tons | AIRQUEST | HRCU-A-CB (Split System: Heat Pump with Remote Outdoor Unit-Air-Source) | H5H3V36*K*AAA* |  |  | ESH5X42M12A*+WALLCON | *97CTN1202422A* | 33600 | 19 | 9 | 34600 | 26600 | 76.88% | 1.94 | 0 | 11.5 |  |  |  | No | R-454B | 2.8 | Residential & Commercial | Ducted CEE Tier 1
215940137 | Central HP <5.4 tons | AIRQUEST | HRCU-A-CB (Split System: Heat Pump with Remote Outdoor Unit-Air-Source) | H5H3V36*K*AAA* |  |  | ESH5X48M12A*+WALLCON | *97CTN0801716A* | 33400 | 19 | 9 | 35200 | 27000 | 76.7% | 1.92 | 0 | 11 |  |  |  | No | R-454B | 2.7833 | Residential & Commercial | Ducted CEE Tier 1
215940337 | Central HP <5.4 tons | AIRQUEST | HRCU-A-CB (Split System: Heat Pump with Remote Outdoor Unit-Air-Source) | H5H3V36*K*AAA* |  |  | EVM5X49M21A*+WALLCON | *80CSU0401712B* | 35600 | 22 | 8.5 | 38000 | 28600 | 75.26% | 2.04 | 0 | 12.5 |  |  |  | No | R-454B | 2.9667 | Residential & Commercial | Ducted CEE Tier 1
206135734 | Central HP <5.4 tons | HEIL | HRCU-A-CB (Split System: Heat Pump with Remote Outdoor Unit-Air-Source) | HVH837GKA** |  |  | EA*4X43L21A*+WALLCON | *80CSU0601716A* | 32800 | 17 | 8.5 | 33000 | 25200 | 76.36% | 1.96 | 12 | 11 |  |  |  | No | R-410A | 2.7333 | Residential & Commercial | Ducted CEE Tier 1
212983651 | Central HP <5.4 tons | COMFORTMAKER | HRCU-A-CB (Split System: Heat Pump with Remote Outdoor Unit-Air-Source) | DLCURAH18ABK |  |  | EA*4X24L17A* | *92MSN0601412A* | 17600 | 16 | 8.5 | 18500 | 19400 | 104.9% | 2.34 | 0 | 10.5 |  |  |  | No | R-410A | 1.4667 | Residential & Commercial | Ducted CEE Tier 1
206136036 | Central HP <5.4 tons | HEIL | HRCU-A-CB (Split System: Heat Pump with Remote Outdoor Unit-Air-Source) | HVH837GKA** |  |  | EHD4X48AAL+WALLCON | *80CSU1002120A* | 32600 | 16.5 | 8.1 | 33000 | 25000 | 75.76% | 1.96 | 11.5 | 11 |  |  |  | No | R-410A | 2.7167 | Residential & Commercial | Ducted CEE Tier 1
212974649 | Central HP <5.4 tons | TEMPSTAR | HRCU-A-CB (Split System: Heat Pump with Remote Outdoor Unit-Air-Source) | DLCURAH18ABK |  |  | EA*4X24L17A* | *96VTN0401410B* | 17200 | 16.5 | 8.5 | 18200 | 19400 | 106.6% | 2.34 | 0 | 10 |  |  |  | No | R-410A | 1.4333 | Residential & Commercial | Ducted CEE Tier 1
210597119 | Central HP <5.4 tons | DAY & NIGHT | HRCU-A-CB (Split System: Heat Pump with Remote Outdoor Unit-Air-Source) | CVH825GKA2* |  |  | EN(A,D,W)4X48L21**+WALLCON | *97CMN0801714A* | 24000 | 16.5 | 8.1 | 21400 | 16700 | 78.04% | 2 | 0 | 11 |  |  |  | No | R-410A | 2 | Residential & Commercial | Ducted CEE Tier 1
210474546 | Central HP <5.4 tons | TEMPSTAR | HRCU-A-CB (Split System: Heat Pump with Remote Outdoor Unit-Air-Source) | TVH825GKA3* |  |  | EHD4X48AAL+WALLCON | *96CTN0601714A* | 24200 | 16 | 8.1 | 21400 | 16700 | 78.04% | 2 | 0 | 10.5 |  |  |  | No | R-410A | 2.0167 | Residential & Commercial | Ducted CEE Tier 1
214650319 | Central HP <5.4 tons | YORK | HRCU-A-CB (Split System: Heat Pump with Remote Outdoor Unit-Air-Source) | HH860E2S11 |  |  | CTU60D5XGS1+TXV | Y81E130D20SMPS1 | 45000 | 18 | 9 | 45000 | 33200 | 73.78% | 2 | 0 | 12 |  |  |  | No | R-454B | 3.75 | Residential & Commercial | Ducted CEE Tier 1
210473456 | Central HP <5.4 tons | TEMPSTAR | HRCU-A-CB (Split System: Heat Pump with Remote Outdoor Unit-Air-Source) | TVH825GKA3* |  |  | EA*4X48L24A*+WALLCON | *95CSU1002122A* | 24200 | 17 | 8.1 | 21000 | 16500 | 78.57% | 2.02 | 0 | 11 |  |  |  | No | R-410A | 2.0167 | Residential & Commercial | Ducted CEE Tier 1
210474024 | Central HP <5.4 tons | TEMPSTAR | HRCU-A-CB (Split System: Heat Pump with Remote Outdoor Unit-Air-Source) | TVH825GKA3* |  |  | EN(A,D,W)4X48L21**+WALLCON | *97CMN1002122A* | 24200 | 17 | 8.1 | 21400 | 16600 | 77.57% | 2.02 | 0 | 11.5 |  |  |  | No | R-410A | 2.0167 | Residential & Commercial | Ducted CEE Tier 1
210474123 | Central HP <5.4 tons | TEMPSTAR | HRCU-A-CB (Split System: Heat Pump with Remote Outdoor Unit-Air-Source) | TVH825GKA3* |  |  | EN(A,D)4X48L24**+WALLCON | *97CMN1002122A* | 24200 | 17 | 8.1 | 21400 | 16600 | 77.57% | 2.02 | 0 | 11.5 |  |  |  | No | R-410A | 2.0167 | Residential & Commercial | Ducted CEE Tier 1
214807391 | Central HP <5.4 tons | YORK | HRCU-A-CB (Split System: Heat Pump with Remote Outdoor Unit-Air-Source) | HH860E2S11 |  |  | CTU60D5XHS1+JME18D2SN1+TXV |  | 54000 | 19 | 9 | 53500 | 38500 | 71.96% | 2 | 0 | 12 |  |  |  | No | R-454B | 4.5 | Residential & Commercial | Ducted CEE Tier 1
206773674 | Central HP <5.4 tons | DAY & NIGHT | HRCU-A-CB (Split System: Heat Pump with Remote Outdoor Unit-Air-Source) | CVH837GKA2* |  |  | EHD4X48AAL+WALLCON | *95CSU0802120A* | 32600 | 17 | 8.1 | 33000 | 24800 | 75.15% | 1.98 | 11.5 | 11 |  |  |  | No | R-410A | 2.7167 | Residential & Commercial | Ducted CEE Tier 1
206790592 | Central HP <5.4 tons | BRYANT HEATING AND COOLING SYSTEMS | HRCU-A-CB (Split System: Heat Pump with Remote Outdoor Unit-Air-Source) | 284ANV048*0**B* |  |  | CAP**6024AL*+UI | 88*TA66135C24*** | 45000 | 21.5 | 9.5 | 45500 | 36000 | 79.12% | 2.36 | 12.5 | 12.5 |  |  |  | No | R-410A | 3.75 | Residential & Commercial | Ducted CEE Tier 1
212978276 | Central HP <5.4 tons | DAY & NIGHT | HRCU-A-CB (Split System: Heat Pump with Remote Outdoor Unit-Air-Source) | DLCURAH18ABK |  |  | EA*4X30L14A* | *80MS(N,L)0701412A* | 17700 | 16.5 | 8.5 | 18200 | 18700 | 102.7% | 2.24 | 0 | 10.5 |  |  |  | No | R-410A | 1.475 | Residential & Commercial | Ducted CEE Tier 1
211246012 | Central HP <5.4 tons | CARRIER | HRCU-A-CB (Split System: Heat Pump with Remote Outdoor Unit-Air-Source) | 38MURAQ24AB3* |  |  | CAP**3721AL* | GG96VTAA42060B | 24600 | 16.5 | 8.5 | 25400 | 21000 | 82.68% | 1.78 | 0 | 10 |  |  |  | No | R-410A | 2.05 | Residential & Commercial | Ducted CEE Tier 1
211246014 | Central HP <5.4 tons | CARRIER | HRCU-A-CB (Split System: Heat Pump with Remote Outdoor Unit-Air-Source) | 38MURAQ24AB3* |  |  | CNPV*2417AL* | GG96VTAA48080B | 23800 | 16 | 8.5 | 26800 | 23400 | 87.31% | 1.92 | 0 | 10 |  |  |  | No | R-410A | 1.9833 | Residential & Commercial | Ducted CEE Tier 1
212970892 | Central HP <5.4 tons | TEMPSTAR | HRCU-A-CB (Split System: Heat Pump with Remote Outdoor Unit-Air-Source) | DLCURAH18ABK |  |  | EA*4X25L17A* | *80VTL0451412B* | 18300 | 16.5 | 8.5 | 18100 | 17600 | 97.24% | 2.14 | 0 | 11 |  |  |  | No | R-410A | 1.525 | Residential & Commercial | Ducted CEE Tier 1
204300545 | Central HP <5.4 tons | DAY & NIGHT | HRCU-A-CB (Split System: Heat Pump with Remote Outdoor Unit-Air-Source) | CVH837GKA** |  |  | EHD4X48AAL+WALLCON | *97CMN1202422A* | 32600 | 16.5 | 8.1 | 33000 | 25000 | 75.76% | 1.96 | 11.5 | 11 |  |  |  | No | R-410A | 2.7167 | Residential & Commercial | Ducted CEE Tier 1
212981741 | Central HP <5.4 tons | COMFORTMAKER | HRCU-A-CB (Split System: Heat Pump with Remote Outdoor Unit-Air-Source) | DLCURAH24ABK |  |  | EA*4X36L21A* | *80MSU1002120A* | 23600 | 17 | 8.5 | 26200 | 24000 | 91.6% | 2 | 0 | 10 |  |  |  | No | R-410A | 1.9667 | Residential & Commercial | Ducted CEE Tier 1
212983145 | Central HP <5.4 tons | COMFORTMAKER | HRCU-A-CB (Split System: Heat Pump with Remote Outdoor Unit-Air-Source) | DLCURAH24ABK |  |  | EA*4X25L17A* | *92MSN0401712A* | 24000 | 16 | 8.1 | 25200 | 22000 | 87.3% | 1.82 | 0 | 10 |  |  |  | No | R-410A | 2 | Residential & Commercial | Ducted CEE Tier 1
212983222 | Central HP <5.4 tons | COMFORTMAKER | HRCU-A-CB (Split System: Heat Pump with Remote Outdoor Unit-Air-Source) | DLCURAH24ABK |  |  | EN(A,D)4X30L17** | *92MSN0401712A* | 23400 | 15.5 | 8.1 | 26200 | 24200 | 92.37% | 1.98 | 0 | 10 |  |  |  | No | R-410A | 1.95 | Residential & Commercial | Ducted CEE Tier 1
212976116 | Central HP <5.4 tons | DAY & NIGHT | HRCU-A-CB (Split System: Heat Pump with Remote Outdoor Unit-Air-Source) | DLCURAH24ABK |  |  | EN(A,D,W)4X36L17** | *96VTN0801716B* | 23400 | 16.5 | 8.1 | 25800 | 24200 | 93.8% | 2 | 0 | 10 |  |  |  | No | R-410A | 1.95 | Residential & Commercial | Ducted CEE Tier 1
212976393 | Central HP <5.4 tons | DAY & NIGHT | HRCU-A-CB (Split System: Heat Pump with Remote Outdoor Unit-Air-Source) | DLCURAH24ABK |  |  | EA*4X36L21A* | *96VTN0802120B* | 24000 | 17 | 8.5 | 26400 | 23400 | 88.64% | 1.94 | 0 | 10 |  |  |  | No | R-410A | 2 | Residential & Commercial | Ducted CEE Tier 1
206790648 | Central HP <5.4 tons | BRYANT HEATING AND COOLING SYSTEMS | HRCU-A-CB (Split System: Heat Pump with Remote Outdoor Unit-Air-Source) | 284ANV048*0**B* |  |  | CAP**6024AL*+UI | 935CA60080C21*** | 44500 | 21 | 9.5 | 46000 | 36200 | 78.7% | 2.34 | 12 | 11.7 |  |  |  | No | R-410A | 3.7083 | Residential & Commercial | Ducted CEE Tier 1
215940427 | Central HP <5.4 tons | AIRQUEST | HRCU-A-CB (Split System: Heat Pump with Remote Outdoor Unit-Air-Source) | H5H3V36*K*AAA* |  |  | EVM5X60M21A*+WALLCON | *97CTN0601716A* | 35200 | 21 | 8.5 | 38500 | 29400 | 76.36% | 2.02 | 0 | 11.7 |  |  |  | No | R-454B | 2.9333 | Residential & Commercial | Ducted CEE Tier 1
215942383 | Central HP <5.4 tons | AIRQUEST | HRCU-A-CB (Split System: Heat Pump with Remote Outdoor Unit-Air-Source) | H5H3V36*K*AAA* |  |  | EVM5X49M21A*+WALLCON | *97CMN0601714B* | 35200 | 21 | 8.5 | 37400 | 28000 | 74.87% | 2.06 | 0 | 11.7 |  |  |  | No | R-454B | 2.9333 | Residential & Commercial | Ducted CEE Tier 1
215942403 | Central HP <5.4 tons | AIRQUEST | HRCU-A-CB (Split System: Heat Pump with Remote Outdoor Unit-Air-Source) | H5H3V36*K*AAA* |  |  | EVM5X60M21A*+WALLCON | *97CMN0601714B* | 35200 | 21 | 8.5 | 37400 | 28000 | 74.87% | 2.06 | 0 | 11.7 |  |  |  | No | R-454B | 2.9333 | Residential & Commercial | Ducted CEE Tier 1
215942483 | Central HP <5.4 tons | AIRQUEST | HRCU-A-CB (Split System: Heat Pump with Remote Outdoor Unit-Air-Source) | H5H3V36*K*AAA* |  |  | EVD5X61M21A*+WALLCON | *80CTL0702120B* | 35800 | 22 | 8.5 | 37400 | 28400 | 75.94% | 2.02 | 0 | 12.5 |  |  |  | No | R-454B | 2.9833 | Residential & Commercial | Ducted CEE Tier 1
212969515 | Central HP <5.4 tons | TEMPSTAR | HRCU-A-CB (Split System: Heat Pump with Remote Outdoor Unit-Air-Source) | DLCURAH18ABK |  |  | EA*4X19L17A* | *80VSL0451412B* | 18200 | 16.5 | 8.5 | 18100 | 19400 | 107.2% | 2.32 | 0 | 11 |  |  |  | No | R-410A | 1.5167 | Residential & Commercial | Ducted CEE Tier 1
212983732 | Central HP <5.4 tons | COMFORTMAKER | HRCU-A-CB (Split System: Heat Pump with Remote Outdoor Unit-Air-Source) | DLCURAH18ABK |  |  | EN(A,D)4X30L17** | *92MSN0601412A* | 17400 | 16.5 | 8.1 | 18000 | 18700 | 103.9% | 2.24 | 0 | 11 |  |  |  | No | R-410A | 1.45 | Residential & Commercial | Ducted CEE Tier 1
212969985 | Central HP <5.4 tons | TEMPSTAR | HRCU-A-CB (Split System: Heat Pump with Remote Outdoor Unit-Air-Source) | DLCURAH18ABK |  |  | EA*4X24L17A* | *80VSL0701716B* | 17300 | 16 | 8.5 | 18200 | 17700 | 97.25% | 2.14 | 0 | 10.5 |  |  |  | No | R-410A | 1.4417 | Residential & Commercial | Ducted CEE Tier 1
212982389 | Central HP <5.4 tons | COMFORTMAKER | HRCU-A-CB (Split System: Heat Pump with Remote Outdoor Unit-Air-Source) | DLCURAH18ABK |  |  | EA*4X24L17A* | *80MSU0401712A* | 17200 | 16 | 8.5 | 18300 | 19100 | 104.4% | 2.3 | 0 | 10 |  |  |  | No | R-410A | 1.4333 | Residential & Commercial | Ducted CEE Tier 1
212983661 | Central HP <5.4 tons | COMFORTMAKER | HRCU-A-CB (Split System: Heat Pump with Remote Outdoor Unit-Air-Source) | DLCURAH18ABK |  |  | EA*4X25L17A* | *92MSN0601412A* | 17700 | 16.5 | 8.1 | 17700 | 17800 | 100.6% | 2.14 | 0 | 10.5 |  |  |  | No | R-410A | 1.475 | Residential & Commercial | Ducted CEE Tier 1
212983711 | Central HP <5.4 tons | COMFORTMAKER | HRCU-A-CB (Split System: Heat Pump with Remote Outdoor Unit-Air-Source) | DLCURAH18ABK |  |  | EN(A,D)4X24L17** | *92MSN0601412A* | 17500 | 16 | 8.5 | 18500 | 19200 | 103.8% | 2.3 | 0 | 11 |  |  |  | No | R-410A | 1.4583 | Residential & Commercial | Ducted CEE Tier 1
212971477 | Central HP <5.4 tons | TEMPSTAR | HRCU-A-CB (Split System: Heat Pump with Remote Outdoor Unit-Air-Source) | DLCURAH18ABK |  |  | EA*4X30L17A* | *80VTL0701716B* | 17700 | 16.5 | 8.5 | 18200 | 19200 | 105.5% | 2.3 | 0 | 10.5 |  |  |  | No | R-410A | 1.475 | Residential & Commercial | Ducted CEE Tier 1
210471143 | Central HP <5.4 tons | TEMPSTAR | HRCU-A-CB (Split System: Heat Pump with Remote Outdoor Unit-Air-Source) | TVH837GKA2* |  |  | EHD4X60AAL+WALLCON | *80CSU0401712A* | 33000 | 17 | 8.1 | 32200 | 24800 | 77.02% | 1.98 | 0 | 11 |  |  |  | No | R-410A | 2.75 | Residential & Commercial | Ducted CEE Tier 1
210471154 | Central HP <5.4 tons | TEMPSTAR | HRCU-A-CB (Split System: Heat Pump with Remote Outdoor Unit-Air-Source) | TVH837GKA2* |  |  | EHD4X60AAL+WALLCON | *80CSU0601716A* | 33000 | 16.5 | 8.1 | 32400 | 24800 | 76.54% | 1.98 | 0 | 11 |  |  |  | No | R-410A | 2.75 | Residential & Commercial | Ducted CEE Tier 1
210470549 | Central HP <5.4 tons | TEMPSTAR | HRCU-A-CB (Split System: Heat Pump with Remote Outdoor Unit-Air-Source) | TVH837GKA2* |  |  | EA*4X61L24A*+WALLCON | *80CSU1002120A* | 33200 | 17.5 | 8.1 | 32000 | 24800 | 77.5% | 1.98 | 0 | 11.5 |  |  |  | No | R-410A | 2.7667 | Residential & Commercial | Ducted CEE Tier 1
210470615 | Central HP <5.4 tons | TEMPSTAR | HRCU-A-CB (Split System: Heat Pump with Remote Outdoor Unit-Air-Source) | TVH837GKA2* |  |  | EA*4X61L24A*+WALLCON | *97CMN1202422A* | 33200 | 17.5 | 8.5 | 32000 | 25000 | 78.12% | 2 | 0 | 11.7 |  |  |  | No | R-410A | 2.7667 | Residential & Commercial | Ducted CEE Tier 1
214626064 | Central HP <5.4 tons | LENNOX | HRCU-A-CB (Split System: Heat Pump with Remote Outdoor Unit-Air-Source) | SL25XPV-024-230A** |  |  | CK40CT-48B-0*+TDR | SL280UH090XV48B* | 22200 | 21 | 9.4 | 21600 | 20400 | 94.44% | 1.86 | 0 | 14.3 |  |  |  | No | R-410A | 1.85 | Residential & Commercial | Ducted CEE Tier 1
214626066 | Central HP <5.4 tons | LENNOX | HRCU-A-CB (Split System: Heat Pump with Remote Outdoor Unit-Air-Source) | SL25XPV-024-230A** |  |  | CK40CT-48B-0*+TDR | SL297UH060NV36B* | 22000 | 21.2 | 9.3 | 21600 | 20600 | 95.37% | 1.86 | 0 | 13.5 |  |  |  | No | R-410A | 1.8333 | Residential & Commercial | Ducted CEE Tier 1
212986662 | Central HP <5.4 tons | HEIL | HRCU-A-CB (Split System: Heat Pump with Remote Outdoor Unit-Air-Source) | DLCURAH18ABK |  |  | EA*4X19L17A* | *96MSN0401712A* | 17600 | 15.5 | 8.1 | 17800 | 17900 | 100.6% | 2.14 | 0 | 10.5 |  |  |  | No | R-410A | 1.4667 | Residential & Commercial | Ducted CEE Tier 1
212981825 | Central HP <5.4 tons | COMFORTMAKER | HRCU-A-CB (Split System: Heat Pump with Remote Outdoor Unit-Air-Source) | DLCURAH18ABK |  |  | EA*4X19L17A* | *80MSU1002120A* | 17800 | 16 | 8.1 | 17900 | 17900 | 100% | 2.14 | 0 | 10.5 |  |  |  | No | R-410A | 1.4833 | Residential & Commercial | Ducted CEE Tier 1
212969525 | Central HP <5.4 tons | TEMPSTAR | HRCU-A-CB (Split System: Heat Pump with Remote Outdoor Unit-Air-Source) | DLCURAH18ABK |  |  | EA*4X24L14A* | *80VSL0451412B* | 17700 | 16.5 | 8.5 | 18600 | 19300 | 103.8% | 2.32 | 0 | 10.5 |  |  |  | No | R-410A | 1.475 | Residential & Commercial | Ducted CEE Tier 1
212969575 | Central HP <5.4 tons | TEMPSTAR | HRCU-A-CB (Split System: Heat Pump with Remote Outdoor Unit-Air-Source) | DLCURAH18ABK |  |  | EN(A,D)4X24L14** | *80VSL0451412B* | 17700 | 16.5 | 8.5 | 18700 | 19100 | 102.1% | 2.3 | 0 | 11 |  |  |  | No | R-410A | 1.475 | Residential & Commercial | Ducted CEE Tier 1
206136086 | Central HP <5.4 tons | HEIL | HRCU-A-CB (Split System: Heat Pump with Remote Outdoor Unit-Air-Source) | HVH837GKA** |  |  | EA*4X37L21A*+WALLCON | *95CSU1002122A* | 33000 | 17.5 | 8.5 | 32800 | 25000 | 76.22% | 2 | 12 | 11.5 |  |  |  | No | R-410A | 2.75 | Residential & Commercial | Ducted CEE Tier 1
206136286 | Central HP <5.4 tons | HEIL | HRCU-A-CB (Split System: Heat Pump with Remote Outdoor Unit-Air-Source) | HVH837GKA** |  |  | EN(A,D,W)4X48L21**+WALLCON | *95CSU1002122A* | 32400 | 17.5 | 8.1 | 32800 | 24600 | 75% | 1.98 | 12 | 11.7 |  |  |  | No | R-410A | 2.7 | Residential & Commercial | Ducted CEE Tier 1
213194309 | Central HP <5.4 tons | LENNOX | HRCU-A-CB (Split System: Heat Pump with Remote Outdoor Unit-Air-Source) | SL25XPV-048-230A** |  |  | C35-60C+TDR+TXV | EL297UH090XV60C* | 45500 | 20 | 9.5 | 44000 | 36200 | 82.27% | 1.9 | 0 | 12.2 |  |  |  | No | R-410A | 3.7917 | Residential & Commercial | Ducted CEE Tier 1
214626226 | Central HP <5.4 tons | LENNOX | HRCU-A-CB (Split System: Heat Pump with Remote Outdoor Unit-Air-Source) | SL25XPV-048-230A** |  |  | CK40HT-51/61C-0*+TDR | SL297UH080NV60C* | 44500 | 20 | 9.2 | 45500 | 37600 | 82.64% | 1.82 | 0 | 12.2 |  |  |  | No | R-410A | 3.7083 | Residential & Commercial | Ducted CEE Tier 1
214626262 | Central HP <5.4 tons | LENNOX | HRCU-A-CB (Split System: Heat Pump with Remote Outdoor Unit-Air-Source) | SL25XPV-048-230A** |  |  | CK40CT-60C-0*+TDR | SL280UH090V60C* | 46000 | 20.8 | 9.5 | 43500 | 35800 | 82.3% | 1.92 | 0 | 12.5 |  |  |  | No | R-410A | 3.8333 | Residential & Commercial | Ducted CEE Tier 1
212981777 | Central HP <5.4 tons | COMFORTMAKER | HRCU-A-CB (Split System: Heat Pump with Remote Outdoor Unit-Air-Source) | DLCURAH24ABK |  |  | EN(A,D)4X24L17** | *80MSU1002120A* | 23200 | 16 | 8.5 | 27000 | 25000 | 92.59% | 2.08 | 0 | 10 |  |  |  | No | R-410A | 1.9333 | Residential & Commercial | Ducted CEE Tier 1
212969775 | Central HP <5.4 tons | TEMPSTAR | HRCU-A-CB (Split System: Heat Pump with Remote Outdoor Unit-Air-Source) | DLCURAH24ABK |  |  | EA*4X30L17A* | *80VSL0451412B* | 23400 | 17 | 8.5 | 26200 | 24200 | 92.37% | 2 | 0 | 10 |  |  |  | No | R-410A | 1.95 | Residential & Commercial | Ducted CEE Tier 1
212973861 | Central HP <5.4 tons | TEMPSTAR | HRCU-A-CB (Split System: Heat Pump with Remote Outdoor Unit-Air-Source) | DLCURAH24ABK |  |  | EA*4X36L17A* | *96VSN0801716B* | 23600 | 17 | 8.5 | 26000 | 24000 | 92.31% | 2 | 0 | 10 |  |  |  | No | R-410A | 1.9667 | Residential & Commercial | Ducted CEE Tier 1
212974111 | Central HP <5.4 tons | TEMPSTAR | HRCU-A-CB (Split System: Heat Pump with Remote Outdoor Unit-Air-Source) | DLCURAH24ABK |  |  | EA*4X37L21A* | *96VSN0802120B* | 24400 | 17 | 8.5 | 25200 | 24000 | 95.24% | 1.98 | 0 | 10.5 |  |  |  | No | R-410A | 2.0333 | Residential & Commercial | Ducted CEE Tier 1
214229396 | Central HP <5.4 tons | TEMPSTAR | HRCU-A-CB (Split System: Heat Pump with Remote Outdoor Unit-Air-Source) | DLCURAH24ABK |  |  | EN(A,D)4X36L21** | *80MSU0802120A* | 23400 | 17 | 8.5 | 25800 | 23800 | 92.25% | 2 | 0 | 10.5 |  |  |  | No | R-410A | 1.95 | Residential & Commercial | Ducted CEE Tier 1
206772073 | Central HP <5.4 tons | HEIL | HRCU-A-CB (Split System: Heat Pump with Remote Outdoor Unit-Air-Source) | HVH837GKA2* |  |  | END4X42L17**+WALLCON | *80CTL0901716A* | 32200 | 17.5 | 8.1 | 33000 | 24600 | 74.55% | 1.92 | 11 | 11.7 |  |  |  | No | R-410A | 2.6833 | Residential & Commercial | Ducted CEE Tier 1
204456382 | Central HP <5.4 tons | BRYANT HEATING AND COOLING SYSTEMS | HRCU-A-CB (Split System: Heat Pump with Remote Outdoor Unit-Air-Source) | 288BNV025*0**B* |  |  | CAP**2417AL*+UI | 986TC42060C17*** | 23200 | 16 | 8.1 | 22000 | 16900 | 76.82% | 1.88 | 11 | 10.5 |  |  |  | No | R-410A | 1.9333 | Residential & Commercial | Ducted CEE Tier 1
204456499 | Central HP <5.4 tons | BRYANT HEATING AND COOLING SYSTEMS | HRCU-A-CB (Split System: Heat Pump with Remote Outdoor Unit-Air-Source) | 288BNV025*0**B* |  |  | CAP**2517AL*+UI | 88*TA48090C17*** | 24400 | 17.5 | 8.5 | 21200 | 16600 | 78.3% | 2.04 | 12 | 11.5 |  |  |  | No | R-410A | 2.0333 | Residential & Commercial | Ducted CEE Tier 1
213772560 | Central HP <5.4 tons | COMFORTMAKER | HRCU-A-CB (Split System: Heat Pump with Remote Outdoor Unit-Air-Source) | CVH825GKA2* |  |  | EHD4X48AAL+WALLCON | *96CTN0601714B* | 24200 | 16 | 8.1 | 21400 | 16700 | 78.04% | 2 | 0 | 10.5 |  |  |  | No | R-410A | 2.0167 | Residential & Commercial | Ducted CEE Tier 1
210596981 | Central HP <5.4 tons | DAY & NIGHT | HRCU-A-CB (Split System: Heat Pump with Remote Outdoor Unit-Air-Source) | CVH825GKA2* |  |  | EHD4X48AAL+WALLCON | *96CTN1002122A* | 24200 | 16 | 8.1 | 21200 | 16700 | 78.77% | 2.04 | 0 | 11 |  |  |  | No | R-410A | 2.0167 | Residential & Commercial | Ducted CEE Tier 1
210597083 | Central HP <5.4 tons | DAY & NIGHT | HRCU-A-CB (Split System: Heat Pump with Remote Outdoor Unit-Air-Source) | CVH825GKA2* |  |  | EN(A,D,W)4X48L21**+WALLCON | *80CSU1002120A* | 24000 | 16.5 | 8.1 | 21400 | 16600 | 77.57% | 2 | 0 | 11 |  |  |  | No | R-410A | 2 | Residential & Commercial | Ducted CEE Tier 1
210471286 | Central HP <5.4 tons | TEMPSTAR | HRCU-A-CB (Split System: Heat Pump with Remote Outdoor Unit-Air-Source) | TVH837GKA2* |  |  | EHD4X60AAL+WALLCON | *96CTN1002122A* | 33000 | 17 | 8.1 | 32200 | 24800 | 77.02% | 2.02 | 0 | 11.5 |  |  |  | No | R-410A | 2.75 | Residential & Commercial | Ducted CEE Tier 1
210471297 | Central HP <5.4 tons | TEMPSTAR | HRCU-A-CB (Split System: Heat Pump with Remote Outdoor Unit-Air-Source) | TVH837GKA2* |  |  | EHD4X60AAL+WALLCON | *80CTL0701412A* | 32800 | 17 | 8.1 | 32400 | 25000 | 77.16% | 2 | 0 | 11 |  |  |  | No | R-410A | 2.7333 | Residential & Commercial | Ducted CEE Tier 1
211261733 | Central HP <5.4 tons | TEMPSTAR | HRCU-A-CB (Split System: Heat Pump with Remote Outdoor Unit-Air-Source) | DLCURAH18ABK |  |  | EA*4X30L17A* | *80VSL0701716A* | 17600 | 16 | 8.5 | 18100 | 18600 | 102.8% | 2.24 | 0 | 10.5 |  |  |  | No | R-410A | 1.4667 | Residential & Commercial | Ducted CEE Tier 1
212985335 | Central HP <5.4 tons | CARRIER | HRCU-A-CB (Split System: Heat Pump with Remote Outdoor Unit-Air-Source) | 38MURAQ24AB3* |  |  | CAP**3621AL* | 59SC2E100M21**20 | 23800 | 17.5 | 8.5 | 26200 | 23600 | 90.08% | 1.96 | 0 | 10 |  |  |  | No | R-410A | 1.9833 | Residential & Commercial | Ducted CEE Tier 1
212986887 | Central HP <5.4 tons | CARRIER | HRCU-A-CB (Split System: Heat Pump with Remote Outdoor Unit-Air-Source) | 38MURAQ24AB3* |  |  | CAP**3014AL* | 59SC6A060M14**12 | 23400 | 16.5 | 8.5 | 26400 | 24600 | 93.18% | 2.04 | 0 | 10 |  |  |  | No | R-410A | 1.95 | Residential & Commercial | Ducted CEE Tier 1
214279758 | Central HP <5.4 tons | TEMPSTAR | HRCU-A-CB (Split System: Heat Pump with Remote Outdoor Unit-Air-Source) | DLCURAH18ABK |  |  | EA*4X25L17A* | *96MSN0601716A* | 17700 | 16 | 8.5 | 17600 | 17800 | 101.1% | 2.14 | 0 | 10.5 |  |  |  | No | R-410A | 1.475 | Residential & Commercial | Ducted CEE Tier 1
214626101 | Central HP <5.4 tons | LENNOX | HRCU-A-CB (Split System: Heat Pump with Remote Outdoor Unit-Air-Source) | SL25XPV-036-230A** |  |  | CK40HT-48B-0*+TDR | EL296UH045XV36B* | 33600 | 21.6 | 8.8 | 34800 | 26200 | 75.29% | 1.82 | 0 | 13 |  |  |  | No | R-410A | 2.8 | Residential & Commercial | Ducted CEE Tier 1
214626102 | Central HP <5.4 tons | LENNOX | HRCU-A-CB (Split System: Heat Pump with Remote Outdoor Unit-Air-Source) | SL25XPV-036-230A** |  |  | CK40HT-48B-0*+TDR | EL296UH070XV36B* | 33800 | 21.8 | 8.8 | 34600 | 26200 | 75.72% | 1.82 | 0 | 13.3 |  |  |  | No | R-410A | 2.8167 | Residential & Commercial | Ducted CEE Tier 1
214626169 | Central HP <5.4 tons | LENNOX | HRCU-A-CB (Split System: Heat Pump with Remote Outdoor Unit-Air-Source) | SL25XPV-036-230A** |  |  | CK40CT-48C-0*+TDR | EL296UH090XV60C* | 34000 | 20.8 | 8.8 | 35600 | 27400 | 76.97% | 1.82 | 0 | 13.5 |  |  |  | No | R-410A | 2.8333 | Residential & Commercial | Ducted CEE Tier 1
215864629 | Central HP <5.4 tons | TRANE | HRCU-A-CB (Split System: Heat Pump with Remote Outdoor Unit-Air-Source) | 5TWV8X36A1 |  |  | 5TXCC005AS3 | S9V2C080U5PSC+LRP | 32000 | 18.1 | 8.5 | 32800 | 25400 | 77.44% | 2.1 | 0 | 10 |  |  |  | No | R-454B | 2.6667 | Residential & Commercial | Ducted CEE Tier 1
216448746 | Central HP <5.4 tons | TRANE | HRCU-A-CB (Split System: Heat Pump with Remote Outdoor Unit-Air-Source) | 5TWV0X36A1 |  |  | 5TXCB004AS3+P0V0B000M40SD+LRP |  | 33200 | 18.6 | 9 | 31800 | 23800 | 74.84% | 2.1 | 0 | 12 |  |  |  | No | R-454B | 2.7667 | Residential & Commercial | Ducted CEE Tier 1
215667821 | Central HP <5.4 tons | AIRQUEST | HRCU-A-CB (Split System: Heat Pump with Remote Outdoor Unit-Air-Source) | H5H0V24*K*AAA* |  |  | EA*5X37M21A*+WALLCON | *80CSU0601716A* | 24000 | 17.5 | 9 | 23200 | 16300 | 70.26% | 2.02 | 0 | 10.5 |  |  |  | No | R-454B | 2 | Residential & Commercial | Ducted CEE Tier 1
215942653 | Central HP <5.4 tons | AIRQUEST | HRCU-A-CB (Split System: Heat Pump with Remote Outdoor Unit-Air-Source) | H5H3V36*K*AAA* |  |  | EVD5X61M24A*+WALLCON | *96CTN0802120B* | 36000 | 22 | 8.5 | 37400 | 28200 | 75.4% | 2.04 | 0 | 12.5 |  |  |  | No | R-454B | 3 | Residential & Commercial | Ducted CEE Tier 1
215666964 | Central HP <5.4 tons | AIRQUEST | HRCU-A-CB (Split System: Heat Pump with Remote Outdoor Unit-Air-Source) | H5H0V24*K*AAA* |  |  | EA*5X24M17A*+WALLCON | *80CSU0401712A* | 22800 | 16.5 | 9 | 24000 | 16800 | 70% | 1.96 | 0 | 10 |  |  |  | No | R-454B | 1.9 | Residential & Commercial | Ducted CEE Tier 1
215667291 | Central HP <5.4 tons | AIRQUEST | HRCU-A-CB (Split System: Heat Pump with Remote Outdoor Unit-Air-Source) | H5H0V24*K*AAA* |  |  | EA*5X25M17A*+WALLCON | *96CTN0601714B* | 23800 | 17 | 9 | 23400 | 16500 | 70.51% | 2.02 | 0 | 10.5 |  |  |  | No | R-454B | 1.9833 | Residential & Commercial | Ducted CEE Tier 1
215667829 | Central HP <5.4 tons | AIRQUEST | HRCU-A-CB (Split System: Heat Pump with Remote Outdoor Unit-Air-Source) | H5H0V24*K*AAA* |  |  | EA*5X37M21A*+WALLCON | *80CTL0451712B* | 23800 | 17 | 9 | 23400 | 16500 | 70.51% | 2 | 0 | 10.5 |  |  |  | No | R-454B | 1.9833 | Residential & Commercial | Ducted CEE Tier 1
215667861 | Central HP <5.4 tons | AIRQUEST | HRCU-A-CB (Split System: Heat Pump with Remote Outdoor Unit-Air-Source) | H5H0V24*K*AAA* |  |  | EA*5X37M21A*+WALLCON | *80CTL0902120B* | 24000 | 17.5 | 9 | 23200 | 16300 | 70.26% | 2.02 | 0 | 10.5 |  |  |  | No | R-454B | 2 | Residential & Commercial | Ducted CEE Tier 1
206790631 | Central HP <5.4 tons | BRYANT HEATING AND COOLING SYSTEMS | HRCU-A-CB (Split System: Heat Pump with Remote Outdoor Unit-Air-Source) | 284ANV048*0**B* |  |  | CAP**4821AL*+UI | 83*CA60100C21*** | 43500 | 20 | 9 | 46500 | 36600 | 78.71% | 2.24 | 12 | 11 |  |  |  | No | R-410A | 3.625 | Residential & Commercial | Ducted CEE Tier 1
214229297 | Central HP <5.4 tons | TEMPSTAR | HRCU-A-CB (Split System: Heat Pump with Remote Outdoor Unit-Air-Source) | DLCURAH36ABK |  |  | EA*4X37L17A* | *80MSU0601716A* | 36000 | 16 | 8.5 | 38500 | 34800 | 90.39% | 2.02 | 0 | 10 |  |  |  | No | R-410A | 3 | Residential & Commercial | Ducted CEE Tier 1
213076383 | Central HP <5.4 tons | CARRIER | HRCU-A-CB (Split System: Heat Pump with Remote Outdoor Unit-Air-Source) | 38MURAQ18AB3* |  |  | CAP**2417AL* | GG96VTAB48060B** | 17400 | 16 | 8.5 | 18400 | 19500 | 106% | 2.34 | 0 | 10.5 |  |  |  | No | R-410A | 1.45 | Residential & Commercial | Ducted CEE Tier 1
215667219 | Central HP <5.4 tons | AIRQUEST | HRCU-A-CB (Split System: Heat Pump with Remote Outdoor Unit-Air-Source) | H5H0V24*K*AAA* |  |  | EA*5X25M17A*+WALLCON | *80CTL0901716B* | 24000 | 17.5 | 9 | 23200 | 16400 | 70.69% | 2 | 0 | 10.5 |  |  |  | No | R-454B | 2 | Residential & Commercial | Ducted CEE Tier 1
215667074 | Central HP <5.4 tons | AIRQUEST | HRCU-A-CB (Split System: Heat Pump with Remote Outdoor Unit-Air-Source) | H5H0V24*K*AAA* |  |  | EA*5X24M17A*+WALLCON | *97CMN0601714B* | 22800 | 16.5 | 9 | 24000 | 16900 | 70.42% | 1.94 | 0 | 10 |  |  |  | No | R-454B | 1.9 | Residential & Commercial | Ducted CEE Tier 1
215667451 | Central HP <5.4 tons | AIRQUEST | HRCU-A-CB (Split System: Heat Pump with Remote Outdoor Unit-Air-Source) | H5H0V24*K*AAA* |  |  | EA*5X30M17A*+WALLCON | *80CTL0901716B* | 23000 | 17 | 9 | 23800 | 16700 | 70.17% | 1.98 | 0 | 10 |  |  |  | No | R-454B | 1.9167 | Residential & Commercial | Ducted CEE Tier 1
215667853 | Central HP <5.4 tons | AIRQUEST | HRCU-A-CB (Split System: Heat Pump with Remote Outdoor Unit-Air-Source) | H5H0V24*K*AAA* |  |  | EA*5X37M21A*+WALLCON | *80CTL0901716B* | 24000 | 17.5 | 9 | 23200 | 16300 | 70.26% | 2.02 | 0 | 10.5 |  |  |  | No | R-454B | 2 | Residential & Commercial | Ducted CEE Tier 1
215667869 | Central HP <5.4 tons | AIRQUEST | HRCU-A-CB (Split System: Heat Pump with Remote Outdoor Unit-Air-Source) | H5H0V24*K*AAA* |  |  | EA*5X37M21A*+WALLCON | *80CTL1102120B* | 24000 | 17.5 | 9 | 23200 | 16300 | 70.26% | 2.02 | 0 | 10.5 |  |  |  | No | R-454B | 2 | Residential & Commercial | Ducted CEE Tier 1
215667131 | Central HP <5.4 tons | AIRQUEST | HRCU-A-CB (Split System: Heat Pump with Remote Outdoor Unit-Air-Source) | H5H0V24*K*AAA* |  |  | EA*5X24M17A*+WALLCON | *96CTN0601714B* | 22800 | 16.5 | 9 | 24000 | 16900 | 70.42% | 1.94 | 0 | 10 |  |  |  | No | R-454B | 1.9 | Residential & Commercial | Ducted CEE Tier 1
215935433 | Central HP <5.4 tons | TEMPSTAR | HRCU-A-CB (Split System: Heat Pump with Remote Outdoor Unit-Air-Source) | T5H3V36*K*AAA* |  |  | EVM5X60M24A*+WALLCON | *97CMN1202422B* | 35400 | 22 | 8.5 | 38000 | 28400 | 74.74% | 2.04 | 0 | 12.5 |  |  |  | No | R-454B | 2.95 | Residential & Commercial | Ducted CEE Tier 1
215936133 | Central HP <5.4 tons | TEMPSTAR | HRCU-A-CB (Split System: Heat Pump with Remote Outdoor Unit-Air-Source) | T5H3V36*K*AAA* |  |  | EVD5X42M21A*+WALLCON | *96CTN0801714B* | 34200 | 20.5 | 8.5 | 39000 | 28400 | 72.82% | 2.02 | 0 | 11.5 |  |  |  | No | R-454B | 2.85 | Residential & Commercial | Ducted CEE Tier 1
212984733 | Central HP <5.4 tons | CARRIER | HRCU-A-CB (Split System: Heat Pump with Remote Outdoor Unit-Air-Source) | 38MURAQ18AB3* |  |  | CAP**3017AL* | 59SC2E080M17**16 | 17900 | 16.5 | 8.5 | 18500 | 18700 | 101.1% | 2.26 | 0 | 10.5 |  |  |  | No | R-410A | 1.4917 | Residential & Commercial | Ducted CEE Tier 1
215667632 | Central HP <5.4 tons | AIRQUEST | HRCU-A-CB (Split System: Heat Pump with Remote Outdoor Unit-Air-Source) | H5H0V24*K*AAA* |  |  | EA*5X36M17A*+WALLCON | *80CTL0701716B* | 23200 | 17 | 9 | 23600 | 16600 | 70.34% | 1.98 | 0 | 10 |  |  |  | No | R-454B | 1.9333 | Residential & Commercial | Ducted CEE Tier 1
215667917 | Central HP <5.4 tons | AIRQUEST | HRCU-A-CB (Split System: Heat Pump with Remote Outdoor Unit-Air-Source) | H5H0V24*K*AAA* |  |  | EA*5X37M21A*+WALLCON | *96CTN0601714B* | 24000 | 17.5 | 9 | 23400 | 16400 | 70.09% | 2 | 0 | 10.5 |  |  |  | No | R-454B | 2 | Residential & Commercial | Ducted CEE Tier 1
215667562 | Central HP <5.4 tons | AIRQUEST | HRCU-A-CB (Split System: Heat Pump with Remote Outdoor Unit-Air-Source) | H5H0V24*K*AAA* |  |  | EA*5X36M17A*+WALLCON | *80CSU0401712A* | 23200 | 17 | 9 | 23600 | 16600 | 70.34% | 1.98 | 0 | 10 |  |  |  | No | R-454B | 1.9333 | Residential & Commercial | Ducted CEE Tier 1
215667901 | Central HP <5.4 tons | AIRQUEST | HRCU-A-CB (Split System: Heat Pump with Remote Outdoor Unit-Air-Source) | H5H0V24*K*AAA* |  |  | EA*5X37M21A*+WALLCON | *97CMN0801714B* | 24000 | 17.5 | 9 | 23400 | 16400 | 70.09% | 2 | 0 | 10.5 |  |  |  | No | R-454B | 2 | Residential & Commercial | Ducted CEE Tier 1
206790617 | Central HP <5.4 tons | BRYANT HEATING AND COOLING SYSTEMS | HRCU-A-CB (Split System: Heat Pump with Remote Outdoor Unit-Air-Source) | 284ANV048*0**B* |  |  | CAP**4824AL*+UI | 986TC66120C24*** | 44000 | 21 | 9.5 | 46500 | 36200 | 77.85% | 2.28 | 12.5 | 12 |  |  |  | No | R-410A | 3.6667 | Residential & Commercial | Ducted CEE Tier 1
212970735 | Central HP <5.4 tons | TEMPSTAR | HRCU-A-CB (Split System: Heat Pump with Remote Outdoor Unit-Air-Source) | DLCURAH36ABK |  |  | EN(A,D,W)4X48L21** | *80VSL0902120B* | 36000 | 16.5 | 8.1 | 38500 | 35000 | 90.91% | 2 | 0 | 10 |  |  |  | No | R-410A | 3 | Residential & Commercial | Ducted CEE Tier 1
206790615 | Central HP <5.4 tons | BRYANT HEATING AND COOLING SYSTEMS | HRCU-A-CB (Split System: Heat Pump with Remote Outdoor Unit-Air-Source) | 284ANV048*0**B* |  |  | CSPH*6012AL*+UI | 987MB66120C24*** | 45000 | 20 | 9 | 46000 | 36400 | 79.13% | 2.34 | 12.5 | 11.7 |  |  |  | No | R-410A | 3.75 | Residential & Commercial | Ducted CEE Tier 1
206772298 | Central HP <5.4 tons | HEIL | HRCU-A-CB (Split System: Heat Pump with Remote Outdoor Unit-Air-Source) | HVH837GKA2* |  |  | EN(A,D,W)4X48L21**+WALLCON | *97CMN1002122A* | 32400 | 17.5 | 8.1 | 33000 | 24800 | 75.15% | 1.96 | 12 | 11.7 |  |  |  | No | R-410A | 2.7 | Residential & Commercial | Ducted CEE Tier 1
206772659 | Central HP <5.4 tons | HEIL | HRCU-A-CB (Split System: Heat Pump with Remote Outdoor Unit-Air-Source) | HVH837GKA2* |  |  | EHD4X36AAL+WALLCON | *80CTL0901716A* | 32400 | 17 | 8.1 | 33200 | 24600 | 74.1% | 1.94 | 12 | 11 |  |  |  | No | R-410A | 2.7 | Residential & Commercial | Ducted CEE Tier 1
212978658 | Central HP <5.4 tons | COMFORTMAKER | HRCU-A-CB (Split System: Heat Pump with Remote Outdoor Unit-Air-Source) | DLCURAH24ABK |  |  | EA*4X36L17A* | *80MS(N,L)0701712A* | 23600 | 17.5 | 8.5 | 26000 | 24200 | 93.08% | 2.02 | 0 | 10 |  |  |  | No | R-410A | 1.9667 | Residential & Commercial | Ducted CEE Tier 1
212978724 | Central HP <5.4 tons | COMFORTMAKER | HRCU-A-CB (Split System: Heat Pump with Remote Outdoor Unit-Air-Source) | DLCURAH24ABK |  |  | EN(A,D,W)4X36L17** | *80MS(N,L)0701712A* | 23400 | 17 | 8.1 | 25800 | 24200 | 93.8% | 2.04 | 0 | 10.5 |  |  |  | No | R-410A | 1.95 | Residential & Commercial | Ducted CEE Tier 1
212979160 | Central HP <5.4 tons | COMFORTMAKER | HRCU-A-CB (Split System: Heat Pump with Remote Outdoor Unit-Air-Source) | DLCURAH24ABK |  |  | EA*4X36L17A* | *80MS(N,L)0701716A* | 23800 | 17 | 8.5 | 26200 | 23800 | 90.84% | 1.98 | 0 | 10 |  |  |  | No | R-410A | 1.9833 | Residential & Commercial | Ducted CEE Tier 1
210470252 | Central HP <5.4 tons | TEMPSTAR | HRCU-A-CB (Split System: Heat Pump with Remote Outdoor Unit-Air-Source) | TVH837GKA2* |  |  | EA*4X60L24A*+WALLCON | *95CSU1002122A* | 32800 | 18 | 8.5 | 31800 | 24800 | 77.99% | 2 | 0 | 11.5 |  |  |  | No | R-410A | 2.7333 | Residential & Commercial | Ducted CEE Tier 1
206133827 | Central HP <5.4 tons | BRYANT HEATING AND COOLING SYSTEMS | HRCU-A-CB (Split System: Heat Pump with Remote Outdoor Unit-Air-Source) | 288BNV025*0**B* |  |  | CAP**3721AL*+UI | 935CA66100C21*** | 24400 | 17 | 8.5 | 21200 | 16600 | 78.3% | 2.04 | 11.5 | 11 |  |  |  | No | R-410A | 2.0333 | Residential & Commercial | Ducted CEE Tier 1
215932714 | Central HP <5.4 tons | CARRIER | HRCU-A-CB (Split System: Heat Pump with Remote Outdoor Unit-Air-Source) | 27VNA336A*030* |  |  | CAA**6121AM*+UI | 58TN*B090C17**16 | 34400 | 20.5 | 9 | 34400 | 26200 | 76.16% | 1.96 | 0 | 11.7 |  |  |  | No | R-454B | 2.8667 | Residential & Commercial | Ducted CEE Tier 1
215932794 | Central HP <5.4 tons | CARRIER | HRCU-A-CB (Split System: Heat Pump with Remote Outdoor Unit-Air-Source) | 27VNA336A*030* |  |  | CAA**6121AM*+UI | 59MN7C080C17**14 | 34200 | 20 | 9 | 35000 | 26600 | 76% | 1.94 | 0 | 11.5 |  |  |  | No | R-454B | 2.85 | Residential & Commercial | Ducted CEE Tier 1
215932814 | Central HP <5.4 tons | CARRIER | HRCU-A-CB (Split System: Heat Pump with Remote Outdoor Unit-Air-Source) | 27VNA336A*030* |  |  | CAA**6121AM*+UI | 59TN6C060C17**14 | 34000 | 20 | 9.4 | 33800 | 25600 | 75.74% | 2.05 | 0 | 11 |  |  |  | No | R-454B | 2.8333 | Residential & Commercial | Ducted CEE Tier 1
211081438 | Central HP <5.4 tons | AMERICAN STANDARD | HRCU-A-CB (Split System: Heat Pump with Remote Outdoor Unit-Air-Source) | 4A6V0X60A1 |  |  | 4TXCC009DS3 | S8V2C100M5PDA | 54000 | 19 | 8.2 | 52000 | 40000 | 76.92% | 1.78 | 11.7 | 11.7 |  |  |  | No | R-410A | 4.5 | Residential & Commercial | Ducted CEE Tier 1
214626268 | Central HP <5.4 tons | LENNOX | HRCU-A-CB (Split System: Heat Pump with Remote Outdoor Unit-Air-Source) | SL25XPV-048-230A** |  |  | CK40CT-60C-0*+TDR | SL297UH080NV60C* | 45500 | 20 | 9.5 | 44000 | 36400 | 82.73% | 1.9 | 0 | 12.2 |  |  |  | No | R-410A | 3.7917 | Residential & Commercial | Ducted CEE Tier 1
210596676 | Central HP <5.4 tons | DAY & NIGHT | HRCU-A-CB (Split System: Heat Pump with Remote Outdoor Unit-Air-Source) | CVH825GKA2* |  |  | EA*4X42L21A*+WALLCON | *95CSU0802120A* | 23800 | 16.5 | 8.1 | 21400 | 16600 | 77.57% | 1.96 | 0 | 11 |  |  |  | No | R-410A | 1.9833 | Residential & Commercial | Ducted CEE Tier 1
210596843 | Central HP <5.4 tons | DAY & NIGHT | HRCU-A-CB (Split System: Heat Pump with Remote Outdoor Unit-Air-Source) | CVH825GKA2* |  |  | EA*4X48L21A*+WALLCON | *97CMN0601714A* | 24000 | 16.5 | 8.1 | 21000 | 16700 | 79.52% | 2 | 0 | 11 |  |  |  | No | R-410A | 2 | Residential & Commercial | Ducted CEE Tier 1
210596858 | Central HP <5.4 tons | DAY & NIGHT | HRCU-A-CB (Split System: Heat Pump with Remote Outdoor Unit-Air-Source) | CVH825GKA2* |  |  | EA*4X48L24A*+WALLCON | *80CTL1352422A* | 24200 | 17 | 8.1 | 21000 | 16500 | 78.57% | 2.02 | 0 | 11 |  |  |  | No | R-410A | 2.0167 | Residential & Commercial | Ducted CEE Tier 1
210470842 | Central HP <5.4 tons | TEMPSTAR | HRCU-A-CB (Split System: Heat Pump with Remote Outdoor Unit-Air-Source) | TVH837GKA2* |  |  | EN(A,D)4X48L24**+WALLCON | *95CSU0802120A* | 32400 | 17.5 | 8.1 | 32800 | 24800 | 75.61% | 1.96 | 0 | 11.7 |  |  |  | No | R-410A | 2.7 | Residential & Commercial | Ducted CEE Tier 1
210470853 | Central HP <5.4 tons | TEMPSTAR | HRCU-A-CB (Split System: Heat Pump with Remote Outdoor Unit-Air-Source) | TVH837GKA2* |  |  | EN(A,D)4X48L24**+WALLCON | *95CSU1002122A* | 32400 | 17.5 | 8.1 | 32800 | 24600 | 75% | 1.98 | 0 | 11.7 |  |  |  | No | R-410A | 2.7 | Residential & Commercial | Ducted CEE Tier 1
212614935 | Central HP <5.4 tons | DAIKIN | HRCU-A-CB (Split System: Heat Pump with Remote Outdoor Unit-Air-Source) | DZ6VSA421EA* |  |  | CA*EA6030*4A* | D*97MC1205DNA* | 40000 | 17 | 8.6 | 40000 | 30600 | 76.5% | 2 | 0 | 10 |  |  |  | No | R-410A | 3.3333 | Residential & Commercial | Ducted CEE Tier 1
215675546 | Central HP <5.4 tons | AIRQUEST | HRCU-A-CB (Split System: Heat Pump with Remote Outdoor Unit-Air-Source) | H5H0V48*K*AAA* |  |  | EVM5X49M21A*+WALLCON | *80CTL0702120B* | 48000 | 19 | 9 | 50000 | 36800 | 73.6% | 2 | 0 | 10 |  |  |  | No | R-454B | 4 | Residential & Commercial | Ducted CEE Tier 1
215675796 | Central HP <5.4 tons | AIRQUEST | HRCU-A-CB (Split System: Heat Pump with Remote Outdoor Unit-Air-Source) | H5H0V48*K*AAA* |  |  | EVM5X60M21A*+WALLCON | *97CMN0801714B* | 47500 | 18.5 | 9 | 50000 | 37400 | 74.8% | 1.98 | 0 | 10 |  |  |  | No | R-454B | 3.9583 | Residential & Commercial | Ducted CEE Tier 1
215675996 | Central HP <5.4 tons | AIRQUEST | HRCU-A-CB (Split System: Heat Pump with Remote Outdoor Unit-Air-Source) | H5H0V48*K*AAA* |  |  | EVM5X61M24A*+WALLCON | *80CTL1102120B* | 48500 | 19.5 | 9.5 | 50000 | 36600 | 73.2% | 2.1 | 0 | 10.5 |  |  |  | No | R-454B | 4.0417 | Residential & Commercial | Ducted CEE Tier 1
215676346 | Central HP <5.4 tons | AIRQUEST | HRCU-A-CB (Split System: Heat Pump with Remote Outdoor Unit-Air-Source) | H5H0V48*K*AAA* |  |  | EVD5X49M24A*+WALLCON | *97CMN0602120B* | 47500 | 18.5 | 9 | 50000 | 37000 | 74% | 1.98 | 0 | 10 |  |  |  | No | R-454B | 3.9583 | Residential & Commercial | Ducted CEE Tier 1
213296655 | Central HP <5.4 tons | YORK | HRCU-A-CB (Split System: Heat Pump with Remote Outdoor Unit-Air-Source) | HMH72B341 |  |  | XAFB36DBCN1 | Y91E060B12SMPS1 | 33000 | 16.5 | 8.5 | 32000 | 22400 | 70% | 1.8 | 0 | 10 |  |  |  | No | R-410A | 2.75 | Residential & Commercial | Ducted CEE Tier 1
214807379 | Central HP <5.4 tons | YORK | HRCU-A-CB (Split System: Heat Pump with Remote Outdoor Unit-Air-Source) | HH836E2S11 |  |  | CTU48C5XFS1+JMC17C2SN1+TXV |  | 34400 | 19 | 9 | 32000 | 25200 | 78.75% | 2 | 0 | 11.7 |  |  |  | No | R-454B | 2.8667 | Residential & Commercial | Ducted CEE Tier 1
206790635 | Central HP <5.4 tons | BRYANT HEATING AND COOLING SYSTEMS | HRCU-A-CB (Split System: Heat Pump with Remote Outdoor Unit-Air-Source) | 284ANV048*0**B* |  |  | CAP**6024AL*+UI | 83*CA60100C21*** | 44500 | 21 | 9 | 46000 | 36200 | 78.7% | 2.32 | 12.5 | 11.7 |  |  |  | No | R-410A | 3.7083 | Residential & Commercial | Ducted CEE Tier 1
214574413 | Central HP <5.4 tons | COMFORTMAKER | HRCU-A-CB (Split System: Heat Pump with Remote Outdoor Unit-Air-Source) | CVH837GKA2* |  |  | EHD4X60AAL+WALLCON | *95CSU1002122B* | 33000 | 18 | 8.5 | 32000 | 24800 | 77.5% | 2.02 | 0 | 11.5 |  |  |  | No | R-410A | 2.75 | Residential & Commercial | Ducted CEE Tier 1
214280304 | Central HP <5.4 tons | TEMPSTAR | HRCU-A-CB (Split System: Heat Pump with Remote Outdoor Unit-Air-Source) | DLCURAH36ABK |  |  | EA*4X43L21A* | *96MSN0601716A* | 36000 | 15.5 | 8.5 | 38000 | 34800 | 91.58% | 2.06 | 0 | 10 |  |  |  | No | R-410A | 3 | Residential & Commercial | Ducted CEE Tier 1
214574193 | Central HP <5.4 tons | COMFORTMAKER | HRCU-A-CB (Split System: Heat Pump with Remote Outdoor Unit-Air-Source) | CVH837GKA2* |  |  | EA*4X61L24A*+WALLCON | *97CMN0802120B* | 33200 | 17.5 | 8.5 | 31800 | 24800 | 77.99% | 2 | 0 | 11.5 |  |  |  | No | R-410A | 2.7667 | Residential & Commercial | Ducted CEE Tier 1
211377679 | Central HP <5.4 tons | YORK | HRCU-A-CB (Split System: Heat Pump with Remote Outdoor Unit-Air-Source) | HMH72B341 |  |  | XAUB36DXXN1+TXV | YP9C080B12MP13 | 33600 | 17.5 | 8.5 | 33400 | 23400 | 70.06% | 2.04 | 0 | 10 |  |  |  | No | R-410A | 2.8 | Residential & Commercial | Ducted CEE Tier 1
211378749 | Central HP <5.4 tons | YORK | HRCU-A-CB (Split System: Heat Pump with Remote Outdoor Unit-Air-Source) | HMH72B341 |  |  | XAFB36DBCN1 | TMLE060A12MP11 | 34000 | 18 | 8.1 | 33800 | 23800 | 70.41% | 2.06 | 0 | 10 |  |  |  | No | R-410A | 2.8333 | Residential & Commercial | Ducted CEE Tier 1
211378890 | Central HP <5.4 tons | YORK | HRCU-A-CB (Split System: Heat Pump with Remote Outdoor Unit-Air-Source) | HMH72B341 |  |  | XAFC36DBCN1 | TL8E100C20UH11 | 34000 | 17.5 | 8.5 | 34000 | 24000 | 70.59% | 2.12 | 0 | 10 |  |  |  | No | R-410A | 2.8333 | Residential & Commercial | Ducted CEE Tier 1
206135764 | Central HP <5.4 tons | HEIL | HRCU-A-CB (Split System: Heat Pump with Remote Outdoor Unit-Air-Source) | HVH837GKA** |  |  | EA*4X48L21A*+WALLCON | *80CSU0401712A* | 32400 | 17.5 | 8.1 | 32600 | 25000 | 76.69% | 1.96 | 12 | 11 |  |  |  | No | R-410A | 2.7 | Residential & Commercial | Ducted CEE Tier 1
206135814 | Central HP <5.4 tons | HEIL | HRCU-A-CB (Split System: Heat Pump with Remote Outdoor Unit-Air-Source) | HVH837GKA** |  |  | EA*4X48L24A*+WALLCON | *80CSU1002120A* | 32200 | 17 | 8.1 | 32600 | 25000 | 76.69% | 1.96 | 12 | 11 |  |  |  | No | R-410A | 2.6833 | Residential & Commercial | Ducted CEE Tier 1
206790627 | Central HP <5.4 tons | BRYANT HEATING AND COOLING SYSTEMS | HRCU-A-CB (Split System: Heat Pump with Remote Outdoor Unit-Air-Source) | 284ANV048*0**B* |  |  | CSPH*6012AL*+UI | 986TC66120C24*** | 45000 | 20.5 | 9 | 46000 | 36200 | 78.7% | 2.36 | 12.5 | 12 |  |  |  | No | R-410A | 3.75 | Residential & Commercial | Ducted CEE Tier 1
206790629 | Central HP <5.4 tons | BRYANT HEATING AND COOLING SYSTEMS | HRCU-A-CB (Split System: Heat Pump with Remote Outdoor Unit-Air-Source) | 284ANV048*0**B* |  |  | CSPH*6012AL*+UI | 986TC66100C21*** | 45000 | 20.5 | 9 | 46000 | 36200 | 78.7% | 2.36 | 12.5 | 11.7 |  |  |  | No | R-410A | 3.75 | Residential & Commercial | Ducted CEE Tier 1
206790644 | Central HP <5.4 tons | BRYANT HEATING AND COOLING SYSTEMS | HRCU-A-CB (Split System: Heat Pump with Remote Outdoor Unit-Air-Source) | 284ANV048*0**B* |  |  | CAP**4821AL*+UI | 935CA60080C21*** | 43500 | 21 | 9 | 46500 | 36400 | 78.28% | 2.28 | 12 | 11.7 |  |  |  | No | R-410A | 3.625 | Residential & Commercial | Ducted CEE Tier 1
212383440 | Central HP <5.4 tons | DAY & NIGHT | HRCU-A-CB (Split System: Heat Pump with Remote Outdoor Unit-Air-Source) | DLCURAH36ABK |  |  | EA*4X37L21A* | *92ESN1002120A* | 37200 | 16 | 8.5 | 39000 | 34800 | 89.23% | 2.12 | 0 | 10 |  |  |  | No | R-410A | 3.1 | Residential & Commercial | Ducted CEE Tier 1
206790646 | Central HP <5.4 tons | BRYANT HEATING AND COOLING SYSTEMS | HRCU-A-CB (Split System: Heat Pump with Remote Outdoor Unit-Air-Source) | 284ANV048*0**B* |  |  | CAP**4824AL*+UI | 935CA60080C21*** | 44000 | 21 | 9 | 46500 | 36400 | 78.28% | 2.28 | 12 | 11.7 |  |  |  | No | R-410A | 3.6667 | Residential & Commercial | Ducted CEE Tier 1
215668669 | Central HP <5.4 tons | AIRQUEST | HRCU-A-CB (Split System: Heat Pump with Remote Outdoor Unit-Air-Source) | H5H0V36*K*AAA* |  |  | EA*5X37M21A*+WALLCON | *80CTL0702120B* | 34400 | 18 | 9 | 35400 | 25200 | 71.19% | 1.88 | 0 | 10 |  |  |  | No | R-454B | 2.8667 | Residential & Commercial | Ducted CEE Tier 1
215668685 | Central HP <5.4 tons | AIRQUEST | HRCU-A-CB (Split System: Heat Pump with Remote Outdoor Unit-Air-Source) | H5H0V36*K*AAA* |  |  | EA*5X37M21A*+WALLCON | *80CTL0902120B* | 34600 | 18 | 9 | 35200 | 25000 | 71.02% | 1.9 | 0 | 10 |  |  |  | No | R-454B | 2.8833 | Residential & Commercial | Ducted CEE Tier 1
212986271 | Central HP <5.4 tons | CARRIER | HRCU-A-CB (Split System: Heat Pump with Remote Outdoor Unit-Air-Source) | 38MURAQ18AB3* |  |  | CAP**1917AL* | 59SC6A040M14**10 | 17900 | 16 | 8.5 | 18000 | 17800 | 98.89% | 2.14 | 0 | 10.5 |  |  |  | No | R-410A | 1.4917 | Residential & Commercial | Ducted CEE Tier 1
212986655 | Central HP <5.4 tons | CARRIER | HRCU-A-CB (Split System: Heat Pump with Remote Outdoor Unit-Air-Source) | 38MURAQ18AB3* |  |  | CAP**1917AL* | 59SC6A040M17**12 | 17600 | 15.5 | 8.1 | 17800 | 17900 | 100.6% | 2.14 | 0 | 10.5 |  |  |  | No | R-410A | 1.4667 | Residential & Commercial | Ducted CEE Tier 1
215683579 | Central HP <5.4 tons | CARRIER | HRCU-A-CB (Split System: Heat Pump with Remote Outdoor Unit-Air-Source) | 27VNA024A*030* |  |  | CAA**2417AM*+UI | 58CU*A060C17**16 | 22800 | 16.5 | 9 | 24000 | 16800 | 70% | 1.96 | 0 | 10 |  |  |  | No | R-454B | 1.9 | Residential & Commercial | Ducted CEE Tier 1
215936936 | Central HP <5.4 tons | HEIL | HRCU-A-CB (Split System: Heat Pump with Remote Outdoor Unit-Air-Source) | H5H3V36*K*AAA* |  |  | EVD5X61M24A*+WALLCON | *80CTL1102120B* | 36000 | 22.5 | 8.5 | 37600 | 28200 | 75% | 2.06 | 0 | 12.5 |  |  |  | No | R-454B | 3 | Residential & Commercial | Ducted CEE Tier 1
215678346 | Central HP <5.4 tons | AIRQUEST | HRCU-A-CB (Split System: Heat Pump with Remote Outdoor Unit-Air-Source) | H5H0V24*K*AAA* |  |  | EA*5X37M17A*+WALLCON | *80CSU0401712B* | 23800 | 17 | 9 | 23400 | 16400 | 70.09% | 2 | 0 | 10 |  |  |  | No | R-454B | 1.9833 | Residential & Commercial | Ducted CEE Tier 1
215678426 | Central HP <5.4 tons | AIRQUEST | HRCU-A-CB (Split System: Heat Pump with Remote Outdoor Unit-Air-Source) | H5H0V24*K*AAA* |  |  | EA*5X37M21A*+WALLCON | *97CTN1002122A* | 24000 | 17.5 | 9 | 23200 | 16300 | 70.26% | 2.02 | 0 | 10.5 |  |  |  | No | R-454B | 2 | Residential & Commercial | Ducted CEE Tier 1
212986950 | Central HP <5.4 tons | AIRQUEST | HRCU-A-CB (Split System: Heat Pump with Remote Outdoor Unit-Air-Source) | DLCURAH24ABK |  |  | EN(A,D)4X30L14** | *96MSN0601412A* | 23400 | 16.5 | 8.1 | 26400 | 24600 | 93.18% | 2.04 | 0 | 10 |  |  |  | No | R-410A | 1.95 | Residential & Commercial | Ducted CEE Tier 1
212989240 | Central HP <5.4 tons | AIRQUEST | HRCU-A-CB (Split System: Heat Pump with Remote Outdoor Unit-Air-Source) | DLCURAH24ABK |  |  | EN(A,D,W)4X36L17** | *95MSU0601716A* | 23600 | 17 | 8.5 | 26400 | 24400 | 92.42% | 2.02 | 0 | 10.5 |  |  |  | No | R-410A | 1.9667 | Residential & Commercial | Ducted CEE Tier 1
204299111 | Central HP <5.4 tons | DAY & NIGHT | HRCU-A-CB (Split System: Heat Pump with Remote Outdoor Unit-Air-Source) | CVH837GKA** |  |  | EA*4X42L24A*+WALLCON | *97CMN1002122A* | 31800 | 17.5 | 8.1 | 33000 | 24400 | 73.94% | 1.9 | 12 | 11.5 |  |  |  | No | R-410A | 2.65 | Residential & Commercial | Ducted CEE Tier 1
204299161 | Central HP <5.4 tons | DAY & NIGHT | HRCU-A-CB (Split System: Heat Pump with Remote Outdoor Unit-Air-Source) | CVH837GKA** |  |  | EA*4X42L24A*+WALLCON | *97CMN0602120A* | 31600 | 17 | 8.1 | 33400 | 24600 | 73.65% | 1.88 | 11.5 | 11 |  |  |  | No | R-410A | 2.6333 | Residential & Commercial | Ducted CEE Tier 1
212982257 | Central HP <5.4 tons | COMFORTMAKER | HRCU-A-CB (Split System: Heat Pump with Remote Outdoor Unit-Air-Source) | DLCURAH24ABK |  |  | EA*4X25L17A* | *80MSU0401712A* | 24400 | 17 | 8.5 | 25200 | 21600 | 85.71% | 1.82 | 0 | 10 |  |  |  | No | R-410A | 2.0333 | Residential & Commercial | Ducted CEE Tier 1
212982725 | Central HP <5.4 tons | COMFORTMAKER | HRCU-A-CB (Split System: Heat Pump with Remote Outdoor Unit-Air-Source) | DLCURAH24ABK |  |  | EN(A,D)4X36L21** | *80MSU0601716A* | 23600 | 17 | 8.5 | 25600 | 24000 | 93.75% | 2 | 0 | 10.5 |  |  |  | No | R-410A | 1.9667 | Residential & Commercial | Ducted CEE Tier 1
212971240 | Central HP <5.4 tons | TEMPSTAR | HRCU-A-CB (Split System: Heat Pump with Remote Outdoor Unit-Air-Source) | DLCURAH24ABK |  |  | EN(A,D)4X30L17** | *80VTL0451412B* | 23600 | 17 | 8.5 | 26200 | 24600 | 93.89% | 2.04 | 0 | 10.5 |  |  |  | No | R-410A | 1.9667 | Residential & Commercial | Ducted CEE Tier 1
212973231 | Central HP <5.4 tons | TEMPSTAR | HRCU-A-CB (Split System: Heat Pump with Remote Outdoor Unit-Air-Source) | DLCURAH24ABK |  |  | EA*4X36L21A* | *96VSN0401712B* | 23400 | 16.5 | 8.5 | 26200 | 22000 | 83.97% | 1.82 | 0 | 10 |  |  |  | No | R-410A | 1.95 | Residential & Commercial | Ducted CEE Tier 1
212969825 | Central HP <5.4 tons | TEMPSTAR | HRCU-A-CB (Split System: Heat Pump with Remote Outdoor Unit-Air-Source) | DLCURAH24ABK |  |  | EN(A,D)4X30L14** | *80VSL0451412B* | 23400 | 17 | 8.1 | 25800 | 24600 | 95.35% | 2.04 | 0 | 10 |  |  |  | No | R-410A | 1.95 | Residential & Commercial | Ducted CEE Tier 1
211245474 | Central HP <5.4 tons | DAY & NIGHT | HRCU-A-CB (Split System: Heat Pump with Remote Outdoor Unit-Air-Source) | DLCURAH24ABK |  |  | EN(A,D)4X36L21** | *80ESU0401712A* | 24000 | 17 | 8.1 | 26000 | 23200 | 89.23% | 1.92 | 0 | 10.5 |  |  |  | No | R-410A | 2 | Residential & Commercial | Ducted CEE Tier 1
211245549 | Central HP <5.4 tons | DAY & NIGHT | HRCU-A-CB (Split System: Heat Pump with Remote Outdoor Unit-Air-Source) | DLCURAH24ABK |  |  | EN(A,D)4X36L21** | *96VTN0601714A* | 24000 | 16.5 | 8.1 | 26200 | 23200 | 88.55% | 1.92 | 0 | 10 |  |  |  | No | R-410A | 2 | Residential & Commercial | Ducted CEE Tier 1
211245694 | Central HP <5.4 tons | DAY & NIGHT | HRCU-A-CB (Split System: Heat Pump with Remote Outdoor Unit-Air-Source) | DLCURAH24ABK |  |  | EN(A,D)4X36L21** | *92ESN1002120A* | 24800 | 16.5 | 8.5 | 26800 | 22200 | 82.84% | 1.84 | 0 | 10.5 |  |  |  | No | R-410A | 2.0667 | Residential & Commercial | Ducted CEE Tier 1
206773609 | Central HP <5.4 tons | HEIL | HRCU-A-CB (Split System: Heat Pump with Remote Outdoor Unit-Air-Source) | HVH837GKA2* |  |  | EN(A,D,W)4X48L21**+WALLCON | *95CSU1002122A* | 32400 | 17.5 | 8.1 | 32800 | 24600 | 75% | 1.98 | 12 | 11.7 |  |  |  | No | R-410A | 2.7 | Residential & Commercial | Ducted CEE Tier 1
205751021 | Central HP <5.4 tons | DAY & NIGHT | HRCU-A-CB (Split System: Heat Pump with Remote Outdoor Unit-Air-Source) | CVH837GKA** |  |  | EA*4X37L21A*+WALLCON | *80CTL0902120A* | 32800 | 17.5 | 8.5 | 33000 | 25200 | 76.36% | 1.98 | 12 | 11.7 |  |  |  | No | R-410A | 2.7333 | Residential & Commercial | Ducted CEE Tier 1
204299397 | Central HP <5.4 tons | HEIL | HRCU-A-CB (Split System: Heat Pump with Remote Outdoor Unit-Air-Source) | HVH837GKA** |  |  | EA*4X48L24A*+WALLCON | *97CMN1002122A* | 32400 | 17.5 | 8.5 | 32600 | 24800 | 76.07% | 2 | 12 | 11.7 |  |  |  | No | R-410A | 2.7 | Residential & Commercial | Ducted CEE Tier 1
204300451 | Central HP <5.4 tons | HEIL | HRCU-A-CB (Split System: Heat Pump with Remote Outdoor Unit-Air-Source) | HVH837GKA** |  |  | EHD4X48AAL+WALLCON | *80CTL0902120A* | 32600 | 17 | 8.1 | 33000 | 25000 | 75.76% | 1.98 | 12 | 11 |  |  |  | No | R-410A | 2.7167 | Residential & Commercial | Ducted CEE Tier 1
215679633 | Central HP <5.4 tons | CARRIER | HRCU-A-CB (Split System: Heat Pump with Remote Outdoor Unit-Air-Source) | 27VNA036A*030* |  |  | CAA**6121AM*+UI | 59TN7A080C17**16 | 34600 | 18 | 9 | 34600 | 25000 | 72.25% | 1.92 | 0 | 10 |  |  |  | No | R-454B | 2.8833 | Residential & Commercial | Ducted CEE Tier 1
214574123 | Central HP <5.4 tons | COMFORTMAKER | HRCU-A-CB (Split System: Heat Pump with Remote Outdoor Unit-Air-Source) | CVH837GKA2* |  |  | EA*4X61L21A*+WALLCON | *97CMN0602120B* | 33000 | 17.5 | 8.5 | 32200 | 25000 | 77.64% | 1.98 | 0 | 11 |  |  |  | No | R-410A | 2.75 | Residential & Commercial | Ducted CEE Tier 1
214574473 | Central HP <5.4 tons | COMFORTMAKER | HRCU-A-CB (Split System: Heat Pump with Remote Outdoor Unit-Air-Source) | CVH837GKA2* |  |  | EN(A,D)4X36L21**+WALLCON | *95CSU1002122B* | 31400 | 17 | 8.1 | 33000 | 24000 | 72.73% | 1.84 | 0 | 11 |  |  |  | No | R-410A | 2.6167 | Residential & Commercial | Ducted CEE Tier 1
214574673 | Central HP <5.4 tons | COMFORTMAKER | HRCU-A-CB (Split System: Heat Pump with Remote Outdoor Unit-Air-Source) | CVH837GKA2* |  |  | EN(A,D)4X48L24**+WALLCON | *97CMN0802120B* | 32400 | 17.5 | 8.5 | 32800 | 24800 | 75.61% | 1.96 | 0 | 11.5 |  |  |  | No | R-410A | 2.7 | Residential & Commercial | Ducted CEE Tier 1
214574293 | Central HP <5.4 tons | COMFORTMAKER | HRCU-A-CB (Split System: Heat Pump with Remote Outdoor Unit-Air-Source) | CVH837GKA2* |  |  | EHD4X42AAL+WALLCON | *95CSU1002122B* | 32600 | 17 | 8.5 | 32800 | 24800 | 75.61% | 1.96 | 0 | 11 |  |  |  | No | R-410A | 2.7167 | Residential & Commercial | Ducted CEE Tier 1
214574343 | Central HP <5.4 tons | COMFORTMAKER | HRCU-A-CB (Split System: Heat Pump with Remote Outdoor Unit-Air-Source) | CVH837GKA2* |  |  | EHD4X48AAL+WALLCON | *95CSU0802120B* | 32600 | 17.5 | 8.5 | 32800 | 25000 | 76.22% | 1.98 | 0 | 11 |  |  |  | No | R-410A | 2.7167 | Residential & Commercial | Ducted CEE Tier 1
214574443 | Central HP <5.4 tons | COMFORTMAKER | HRCU-A-CB (Split System: Heat Pump with Remote Outdoor Unit-Air-Source) | CVH837GKA2* |  |  | EHD4X60AAL+WALLCON | *96CTN0802120B* | 33000 | 18 | 8.5 | 32000 | 24800 | 77.5% | 2.02 | 0 | 11.5 |  |  |  | No | R-410A | 2.75 | Residential & Commercial | Ducted CEE Tier 1
210596882 | Central HP <5.4 tons | DAY & NIGHT | HRCU-A-CB (Split System: Heat Pump with Remote Outdoor Unit-Air-Source) | CVH825GKA2* |  |  | EHD4X42AAL+WALLCON | *80CSU0401712A* | 24200 | 16.5 | 8.1 | 21400 | 16600 | 77.57% | 2 | 0 | 11 |  |  |  | No | R-410A | 2.0167 | Residential & Commercial | Ducted CEE Tier 1
210597089 | Central HP <5.4 tons | DAY & NIGHT | HRCU-A-CB (Split System: Heat Pump with Remote Outdoor Unit-Air-Source) | CVH825GKA2* |  |  | EN(A,D,W)4X48L21**+WALLCON | *80CTL0701716A* | 24200 | 17 | 8.1 | 21400 | 16600 | 77.57% | 2.02 | 0 | 11 |  |  |  | No | R-410A | 2.0167 | Residential & Commercial | Ducted CEE Tier 1
210597107 | Central HP <5.4 tons | DAY & NIGHT | HRCU-A-CB (Split System: Heat Pump with Remote Outdoor Unit-Air-Source) | CVH825GKA2* |  |  | EN(A,D,W)4X48L21**+WALLCON | *96CTN0801714A* | 24000 | 16.5 | 8.1 | 21400 | 16600 | 77.57% | 2 | 0 | 11 |  |  |  | No | R-410A | 2 | Residential & Commercial | Ducted CEE Tier 1
212971488 | Central HP <5.4 tons | TEMPSTAR | HRCU-A-CB (Split System: Heat Pump with Remote Outdoor Unit-Air-Source) | DLCURAH18ABK |  |  | EN(A,D)4X24L17** | *80VTL0701716B* | 17500 | 16 | 8.5 | 18500 | 18600 | 100.5% | 2.24 | 0 | 10.5 |  |  |  | No | R-410A | 1.4583 | Residential & Commercial | Ducted CEE Tier 1
212983288 | Central HP <5.4 tons | COMFORTMAKER | HRCU-A-CB (Split System: Heat Pump with Remote Outdoor Unit-Air-Source) | DLCURAH18ABK |  |  | EA*4X30L17A* | *92MSN0401712A* | 17300 | 15.5 | 8.5 | 18100 | 18800 | 103.9% | 2.24 | 0 | 10.5 |  |  |  | No | R-410A | 1.4417 | Residential & Commercial | Ducted CEE Tier 1
212973401 | Central HP <5.4 tons | TEMPSTAR | HRCU-A-CB (Split System: Heat Pump with Remote Outdoor Unit-Air-Source) | DLCURAH18ABK |  |  | EN(A,D)4X30L17** | *96VSN0601412B* | 17500 | 16.5 | 8.1 | 18000 | 16200 | 90% | 1.84 | 0 | 11 |  |  |  | No | R-410A | 1.4583 | Residential & Commercial | Ducted CEE Tier 1
212973357 | Central HP <5.4 tons | DAY & NIGHT | HRCU-A-CB (Split System: Heat Pump with Remote Outdoor Unit-Air-Source) | DLCURAH18ABK |  |  | EN(A,D)4X18L14** | *96VSN0601412B* | 17300 | 16 | 8.5 | 18500 | 19800 | 107% | 2.38 | 0 | 10.5 |  |  |  | No | R-410A | 1.4417 | Residential & Commercial | Ducted CEE Tier 1
212975128 | Central HP <5.4 tons | DAY & NIGHT | HRCU-A-CB (Split System: Heat Pump with Remote Outdoor Unit-Air-Source) | DLCURAH18ABK |  |  | EN(A,D)4X30L17** | *96VTN0401712B* | 17300 | 16 | 8.1 | 17900 | 18600 | 103.9% | 2.22 | 0 | 10.5 |  |  |  | No | R-410A | 1.4417 | Residential & Commercial | Ducted CEE Tier 1
214279771 | Central HP <5.4 tons | TEMPSTAR | HRCU-A-CB (Split System: Heat Pump with Remote Outdoor Unit-Air-Source) | DLCURAH18ABK |  |  | EA*4X30L17A* | *96MSN0601716A* | 17400 | 16 | 8.5 | 18000 | 18700 | 103.9% | 2.24 | 0 | 10.5 |  |  |  | No | R-410A | 1.45 | Residential & Commercial | Ducted CEE Tier 1
212972671 | Central HP <5.4 tons | TEMPSTAR | HRCU-A-CB (Split System: Heat Pump with Remote Outdoor Unit-Air-Source) | DLCURAH18ABK |  |  | EA*4X19L17A* | *96VSN0401410B* | 17700 | 16 | 8.1 | 17800 | 19400 | 109% | 2.34 | 0 | 10.5 |  |  |  | No | R-410A | 1.475 | Residential & Commercial | Ducted CEE Tier 1
215938367 | Central HP <5.4 tons | AIRQUEST | HRCU-A-CB (Split System: Heat Pump with Remote Outdoor Unit-Air-Source) | H5H3V48*K*AAA* |  |  | EVD5X60M24A*+WALLCON | *97CMN1002122B* | 45500 | 20.5 | 8.1 | 52500 | 38000 | 72.38% | 1.9 | 0 | 11.5 |  |  |  | No | R-454B | 3.7917 | Residential & Commercial | Ducted CEE Tier 1
215941107 | Central HP <5.4 tons | AIRQUEST | HRCU-A-CB (Split System: Heat Pump with Remote Outdoor Unit-Air-Source) | H5H3V48*K*AAA* |  |  | EA*5X61M24A*+WALLCON | *97CTN0802120A* | 45500 | 21 | 9.5 | 48500 | 37000 | 76.29% | 2 | 0 | 11 |  |  |  | No | R-454B | 3.7917 | Residential & Commercial | Ducted CEE Tier 1
215933164 | Central HP <5.4 tons | CARRIER | HRCU-A-CB (Split System: Heat Pump with Remote Outdoor Unit-Air-Source) | 27VNA336A*030* |  |  | CSAH*3612AM*+UI | 59MN7C060C17**14 | 33000 | 18.5 | 9 | 34400 | 26200 | 76.16% | 1.92 | 0 | 10.5 |  |  |  | No | R-454B | 2.75 | Residential & Commercial | Ducted CEE Tier 1
215933464 | Central HP <5.4 tons | CARRIER | HRCU-A-CB (Split System: Heat Pump with Remote Outdoor Unit-Air-Source) | 27VNA336A*030* |  |  | CSAH*4212AM*+UI | 59TN6C060C17**14 | 33200 | 18.5 | 9 | 34200 | 26200 | 76.61% | 1.94 | 0 | 10.5 |  |  |  | No | R-454B | 2.7667 | Residential & Commercial | Ducted CEE Tier 1
215936653 | Central HP <5.4 tons | TEMPSTAR | HRCU-A-CB (Split System: Heat Pump with Remote Outdoor Unit-Air-Source) | T5H3V36*K*AAA* |  |  | EVD5X60M21A*+WALLCON | *95CSU0601716B* | 35400 | 21.5 | 8.5 | 38500 | 29000 | 75.32% | 2.02 | 0 | 12 |  |  |  | No | R-454B | 2.95 | Residential & Commercial | Ducted CEE Tier 1
215936753 | Central HP <5.4 tons | TEMPSTAR | HRCU-A-CB (Split System: Heat Pump with Remote Outdoor Unit-Air-Source) | T5H3V36*K*AAA* |  |  | EVD5X60M24A*+WALLCON | *80CTL0702120B* | 35400 | 21.5 | 8.5 | 38000 | 28600 | 75.26% | 2.04 | 0 | 12 |  |  |  | No | R-454B | 2.95 | Residential & Commercial | Ducted CEE Tier 1
215668853 | Central HP <5.4 tons | AIRQUEST | HRCU-A-CB (Split System: Heat Pump with Remote Outdoor Unit-Air-Source) | H5H0V36*K*AAA* |  |  | EA*5X42M21A*+WALLCON | *80CTL1102120B* | 33200 | 18 | 9 | 35800 | 25600 | 71.51% | 1.84 | 0 | 10 |  |  |  | No | R-454B | 2.7667 | Residential & Commercial | Ducted CEE Tier 1
213778790 | Central HP <5.4 tons | COMFORTMAKER | HRCU-A-CB (Split System: Heat Pump with Remote Outdoor Unit-Air-Source) | CVH837GKA** |  |  | EA*4X36L17A*+WALLCON | *97CMN0801714B* | 31400 | 16.5 | 8.1 | 33200 | 24400 | 73.49% | 1.82 | 0 | 10.5 |  |  |  | No | R-410A | 2.6167 | Residential & Commercial | Ducted CEE Tier 1
212971631 | Central HP <5.4 tons | TEMPSTAR | HRCU-A-CB (Split System: Heat Pump with Remote Outdoor Unit-Air-Source) | DLCURAH24ABK |  |  | EA*4X24L17A* | *80VTL0701716B* | 23400 | 17 | 8.5 | 27000 | 21600 | 80% | 1.82 | 0 | 10 |  |  |  | No | R-410A | 1.95 | Residential & Commercial | Ducted CEE Tier 1
212971697 | Central HP <5.4 tons | TEMPSTAR | HRCU-A-CB (Split System: Heat Pump with Remote Outdoor Unit-Air-Source) | DLCURAH24ABK |  |  | EA*4X37L21A* | *80VTL0701716B* | 24200 | 17.5 | 8.5 | 25200 | 25200 | 100% | 2.1 | 0 | 10 |  |  |  | No | R-410A | 2.0167 | Residential & Commercial | Ducted CEE Tier 1
212973001 | Central HP <5.4 tons | TEMPSTAR | HRCU-A-CB (Split System: Heat Pump with Remote Outdoor Unit-Air-Source) | DLCURAH24ABK |  |  | EN(A,D)4X30L17** | *96VSN0401410B* | 23400 | 16 | 8.1 | 26400 | 24600 | 93.18% | 2.02 | 0 | 10 |  |  |  | No | R-410A | 1.95 | Residential & Commercial | Ducted CEE Tier 1
212973201 | Central HP <5.4 tons | TEMPSTAR | HRCU-A-CB (Split System: Heat Pump with Remote Outdoor Unit-Air-Source) | DLCURAH24ABK |  |  | EA*4X25L17A* | *96VSN0401712B* | 24200 | 16 | 8.5 | 25400 | 25200 | 99.21% | 2.08 | 0 | 10 |  |  |  | No | R-410A | 2.0167 | Residential & Commercial | Ducted CEE Tier 1
206773465 | Central HP <5.4 tons | HEIL | HRCU-A-CB (Split System: Heat Pump with Remote Outdoor Unit-Air-Source) | HVH837GKA2* |  |  | EA*4X42L24A*+WALLCON | *95CSU1002122A* | 31800 | 17.5 | 8.1 | 33000 | 24400 | 73.94% | 1.9 | 11.5 | 11 |  |  |  | No | R-410A | 2.65 | Residential & Commercial | Ducted CEE Tier 1
214574713 | Central HP <5.4 tons | COMFORTMAKER | HRCU-A-CB (Split System: Heat Pump with Remote Outdoor Unit-Air-Source) | CVH837GKA2* |  |  | EN(A,D,W)4X60L24**+WALLCON | *95CSU1002122B* | 32800 | 19 | 8.5 | 32200 | 24600 | 76.4% | 1.98 | 0 | 12 |  |  |  | No | R-410A | 2.7333 | Residential & Commercial | Ducted CEE Tier 1
212982089 | Central HP <5.4 tons | COMFORTMAKER | HRCU-A-CB (Split System: Heat Pump with Remote Outdoor Unit-Air-Source) | DLCURAH36ABK |  |  | EA*4X48L21A* | *80MSU0401712A* | 35600 | 16 | 8.5 | 37800 | 34600 | 91.53% | 2.04 | 0 | 10 |  |  |  | No | R-410A | 2.9667 | Residential & Commercial | Ducted CEE Tier 1
214574183 | Central HP <5.4 tons | COMFORTMAKER | HRCU-A-CB (Split System: Heat Pump with Remote Outdoor Unit-Air-Source) | CVH837GKA2* |  |  | EA*4X61L24A*+WALLCON | *97CMN0602120B* | 33000 | 18 | 8.5 | 32000 | 25000 | 78.12% | 1.98 | 0 | 11.5 |  |  |  | No | R-410A | 2.75 | Residential & Commercial | Ducted CEE Tier 1
214574453 | Central HP <5.4 tons | COMFORTMAKER | HRCU-A-CB (Split System: Heat Pump with Remote Outdoor Unit-Air-Source) | CVH837GKA2* |  |  | EN(A,D)4X36L21**+WALLCON | *80CTL0702120B* | 31400 | 17 | 8.1 | 33200 | 24200 | 72.89% | 1.82 | 0 | 11 |  |  |  | No | R-410A | 2.6167 | Residential & Commercial | Ducted CEE Tier 1
212974201 | Central HP <5.4 tons | TEMPSTAR | HRCU-A-CB (Split System: Heat Pump with Remote Outdoor Unit-Air-Source) | DLCURAH36ABK |  |  | EA*4X48L24A* | *96VSN0802120B* | 35400 | 16.5 | 8.1 | 37800 | 35400 | 93.65% | 1.8 | 0 | 10 |  |  |  | No | R-410A | 2.95 | Residential & Commercial | Ducted CEE Tier 1
212981211 | Central HP <5.4 tons | COMFORTMAKER | HRCU-A-CB (Split System: Heat Pump with Remote Outdoor Unit-Air-Source) | DLCURAH36ABK |  |  | EA*4X48L24A* | *80MS(N,L)1352420A* | 35800 | 16.5 | 8.5 | 37800 | 34600 | 91.53% | 2.02 | 0 | 10 |  |  |  | No | R-410A | 2.9833 | Residential & Commercial | Ducted CEE Tier 1
212983167 | Central HP <5.4 tons | COMFORTMAKER | HRCU-A-CB (Split System: Heat Pump with Remote Outdoor Unit-Air-Source) | DLCURAH24ABK |  |  | EA*4X36L17A* | *92MSN0401712A* | 23400 | 16 | 8.5 | 26400 | 24000 | 90.91% | 1.98 | 0 | 10 |  |  |  | No | R-410A | 1.95 | Residential & Commercial | Ducted CEE Tier 1
212970565 | Central HP <5.4 tons | TEMPSTAR | HRCU-A-CB (Split System: Heat Pump with Remote Outdoor Unit-Air-Source) | DLCURAH24ABK |  |  | EN(A,D)4X36L21** | *80VSL0902120B* | 23400 | 17 | 8.5 | 38500 | 28000 | 72.73% | 1.78 | 0 | 10 |  |  |  | No | R-410A | 1.95 | Residential & Commercial | Ducted CEE Tier 1
212971216 | Central HP <5.4 tons | TEMPSTAR | HRCU-A-CB (Split System: Heat Pump with Remote Outdoor Unit-Air-Source) | DLCURAH24ABK |  |  | EN(A,D)4X24L17** | *80VTL0451412B* | 23400 | 17 | 8.5 | 27000 | 25000 | 92.59% | 2.08 | 0 | 10 |  |  |  | No | R-410A | 1.95 | Residential & Commercial | Ducted CEE Tier 1
212971252 | Central HP <5.4 tons | TEMPSTAR | HRCU-A-CB (Split System: Heat Pump with Remote Outdoor Unit-Air-Source) | DLCURAH24ABK |  |  | EN(A,D,W)4X36L17** | *80VTL0451412B* | 23600 | 17 | 8.5 | 26200 | 24600 | 93.89% | 2.04 | 0 | 10.5 |  |  |  | No | R-410A | 1.9667 | Residential & Commercial | Ducted CEE Tier 1
211245453 | Central HP <5.4 tons | DAY & NIGHT | HRCU-A-CB (Split System: Heat Pump with Remote Outdoor Unit-Air-Source) | DLCURAH24ABK |  |  | EN(A,D)4X36L21** | *80VSL0902120A* | 23800 | 16.5 | 8.1 | 26000 | 23200 | 89.23% | 1.92 | 0 | 10.5 |  |  |  | No | R-410A | 1.9833 | Residential & Commercial | Ducted CEE Tier 1
211245637 | Central HP <5.4 tons | DAY & NIGHT | HRCU-A-CB (Split System: Heat Pump with Remote Outdoor Unit-Air-Source) | DLCURAH24ABK |  |  | EN(A,D)4X36L21** | *80ES(N,L)0902120A* | 24600 | 16.5 | 8.5 | 26600 | 22400 | 84.21% | 1.84 | 0 | 10.5 |  |  |  | No | R-410A | 2.05 | Residential & Commercial | Ducted CEE Tier 1
212973591 | Central HP <5.4 tons | TEMPSTAR | HRCU-A-CB (Split System: Heat Pump with Remote Outdoor Unit-Air-Source) | DLCURAH24ABK |  |  | EA*4X37L17A* | *96VSN0601412B* | 24000 | 17 | 8.1 | 25200 | 25400 | 100.8% | 2.12 | 0 | 10 |  |  |  | No | R-410A | 2 | Residential & Commercial | Ducted CEE Tier 1
215668677 | Central HP <5.4 tons | AIRQUEST | HRCU-A-CB (Split System: Heat Pump with Remote Outdoor Unit-Air-Source) | H5H0V36*K*AAA* |  |  | EA*5X37M21A*+WALLCON | *80CTL0901716B* | 34400 | 18 | 9 | 35400 | 25200 | 71.19% | 1.88 | 0 | 10 |  |  |  | No | R-454B | 2.8667 | Residential & Commercial | Ducted CEE Tier 1
215668709 | Central HP <5.4 tons | AIRQUEST | HRCU-A-CB (Split System: Heat Pump with Remote Outdoor Unit-Air-Source) | H5H0V36*K*AAA* |  |  | EA*5X37M21A*+WALLCON | *95CSU0802120B* | 34400 | 17.5 | 9 | 35400 | 25200 | 71.19% | 1.9 | 0 | 10 |  |  |  | No | R-454B | 2.8667 | Residential & Commercial | Ducted CEE Tier 1
215667254 | Central HP <5.4 tons | AIRQUEST | HRCU-A-CB (Split System: Heat Pump with Remote Outdoor Unit-Air-Source) | H5H0V24*K*AAA* |  |  | EA*5X25M17A*+WALLCON | *97CMN0801714B* | 23800 | 17 | 9 | 23400 | 16400 | 70.09% | 2 | 0 | 10.5 |  |  |  | No | R-454B | 1.9833 | Residential & Commercial | Ducted CEE Tier 1
215667488 | Central HP <5.4 tons | AIRQUEST | HRCU-A-CB (Split System: Heat Pump with Remote Outdoor Unit-Air-Source) | H5H0V24*K*AAA* |  |  | EA*5X30M17A*+WALLCON | *97CMN0801714B* | 23000 | 17 | 8.5 | 23800 | 16700 | 70.17% | 1.86 | 0 | 10 |  |  |  | No | R-454B | 1.9167 | Residential & Commercial | Ducted CEE Tier 1
215667925 | Central HP <5.4 tons | AIRQUEST | HRCU-A-CB (Split System: Heat Pump with Remote Outdoor Unit-Air-Source) | H5H0V24*K*AAA* |  |  | EA*5X37M21A*+WALLCON | *96CTN0801714B* | 24000 | 17.5 | 9 | 23200 | 16300 | 70.26% | 2.02 | 0 | 10.5 |  |  |  | No | R-454B | 2 | Residential & Commercial | Ducted CEE Tier 1
215675503 | Central HP <5.4 tons | CARRIER | HRCU-A-CB (Split System: Heat Pump with Remote Outdoor Unit-Air-Source) | 27VNA048A*030* |  |  | CVAMA4921XMA*+UI | 58CU*A080C21**20 | 48000 | 19 | 9 | 50000 | 36600 | 73.2% | 2.12 | 0 | 10 |  |  |  | No | R-454B | 4 | Residential & Commercial | Ducted CEE Tier 1
215675603 | Central HP <5.4 tons | CARRIER | HRCU-A-CB (Split System: Heat Pump with Remote Outdoor Unit-Air-Source) | 27VNA048A*030* |  |  | CVAMA4921XMA*+UI | 59MN7C060C21**20 | 47500 | 18.5 | 9 | 50000 | 37200 | 74.4% | 1.98 | 0 | 10 |  |  |  | No | R-454B | 3.9583 | Residential & Commercial | Ducted CEE Tier 1
210435107 | Central HP <5.4 tons | DAIKIN | HRCU-A-CB (Split System: Heat Pump with Remote Outdoor Unit-Air-Source) | DZ6VSA1810A* |  |  | CA*EA1818*4A* | D*96VC0403BNA* | 16600 | 17.5 | 8.5 | 17400 | 13000 | 74.71% | 2.1 | 0 | 10.9 |  |  |  | No | R-410A | 1.3833 | Residential & Commercial | Ducted CEE Tier 1
210435126 | Central HP <5.4 tons | DAIKIN | HRCU-A-CB (Split System: Heat Pump with Remote Outdoor Unit-Air-Source) | DZ6VSA1810A* |  |  | CA*EA2422*4A* | D*96VC0603BNA* | 16600 | 17.5 | 8.5 | 17400 | 13000 | 74.71% | 2.1 | 0 | 10.9 |  |  |  | No | R-410A | 1.3833 | Residential & Commercial | Ducted CEE Tier 1
210473497 | Central HP <5.4 tons | DAY & NIGHT | HRCU-A-CB (Split System: Heat Pump with Remote Outdoor Unit-Air-Source) | CVH825GKA3* |  |  | EA*4X48L24A*+WALLCON | *97CMN1002122A* | 24200 | 16.5 | 8.1 | 21000 | 16500 | 78.57% | 2.02 | 0 | 11 |  |  |  | No | R-410A | 2.0167 | Residential & Commercial | Ducted CEE Tier 1
210473134 | Central HP <5.4 tons | DAY & NIGHT | HRCU-A-CB (Split System: Heat Pump with Remote Outdoor Unit-Air-Source) | CVH825GKA3* |  |  | EA*4X43L21A*+WALLCON | *80CSU0601716A* | 24400 | 17 | 8.1 | 21200 | 16600 | 78.3% | 2.02 | 0 | 11 |  |  |  | No | R-410A | 2.0333 | Residential & Commercial | Ducted CEE Tier 1
210473475 | Central HP <5.4 tons | DAY & NIGHT | HRCU-A-CB (Split System: Heat Pump with Remote Outdoor Unit-Air-Source) | CVH825GKA3* |  |  | EA*4X48L24A*+WALLCON | *80CTL1352422A* | 24200 | 17 | 8.1 | 21000 | 16500 | 78.57% | 2.02 | 0 | 11 |  |  |  | No | R-410A | 2.0167 | Residential & Commercial | Ducted CEE Tier 1
210474499 | Central HP <5.4 tons | DAY & NIGHT | HRCU-A-CB (Split System: Heat Pump with Remote Outdoor Unit-Air-Source) | CVH825GKA3* |  |  | EHD4X48AAL+WALLCON | *80CSU1002120A* | 24200 | 16 | 8.1 | 21200 | 16600 | 78.3% | 2 | 0 | 10.5 |  |  |  | No | R-410A | 2.0167 | Residential & Commercial | Ducted CEE Tier 1
213773690 | Central HP <5.4 tons | COMFORTMAKER | HRCU-A-CB (Split System: Heat Pump with Remote Outdoor Unit-Air-Source) | CVH825GKA3* |  |  | EA*4X48L21A*+WALLCON | *80CTL0451712B* | 24000 | 16.5 | 8.1 | 21000 | 16700 | 79.52% | 2 | 0 | 10.5 |  |  |  | No | R-410A | 2 | Residential & Commercial | Ducted CEE Tier 1
213773860 | Central HP <5.4 tons | COMFORTMAKER | HRCU-A-CB (Split System: Heat Pump with Remote Outdoor Unit-Air-Source) | CVH825GKA3* |  |  | EA*4X48L24A*+WALLCON | *96CTN1002122B* | 24200 | 16.5 | 8.1 | 21000 | 16500 | 78.57% | 2.02 | 0 | 11 |  |  |  | No | R-410A | 2.0167 | Residential & Commercial | Ducted CEE Tier 1
212614930 | Central HP <5.4 tons | DAIKIN | HRCU-A-CB (Split System: Heat Pump with Remote Outdoor Unit-Air-Source) | DZ6VSA361EA* |  |  | CA*EA4830*4A* | D*97MC0804CNA* | 34200 | 17.5 | 8.6 | 34200 | 29000 | 84.8% | 2 | 0 | 10 |  |  |  | No | R-410A | 2.85 | Residential & Commercial | Ducted CEE Tier 1
205750667 | Central HP <5.4 tons | DAY & NIGHT | HRCU-A-CB (Split System: Heat Pump with Remote Outdoor Unit-Air-Source) | CVH825GKA2* |  |  | EA*4X37L21A*+WALLCON | *96CTN0601714A* | 24400 | 16.5 | 8.1 | 21200 | 16700 | 78.77% | 2.02 | 11 | 11 |  |  |  | No | R-410A | 2.0333 | Residential & Commercial | Ducted CEE Tier 1
212971499 | Central HP <5.4 tons | TEMPSTAR | HRCU-A-CB (Split System: Heat Pump with Remote Outdoor Unit-Air-Source) | DLCURAH18ABK |  |  | EN(A,D)4X30L17** | *80VTL0701716B* | 17700 | 16 | 8.1 | 18200 | 16200 | 89.01% | 1.84 | 0 | 11 |  |  |  | No | R-410A | 1.475 | Residential & Commercial | Ducted CEE Tier 1
206136332 | Central HP <5.4 tons | HEIL | HRCU-A-CB (Split System: Heat Pump with Remote Outdoor Unit-Air-Source) | HVH837GKA** |  |  | EHD4X42AAL+WALLCON | *95CSU0802120A* | 32600 | 17 | 8.1 | 33000 | 24800 | 75.15% | 1.96 | 11.5 | 11 |  |  |  | No | R-410A | 2.7167 | Residential & Commercial | Ducted CEE Tier 1
212972691 | Central HP <5.4 tons | TEMPSTAR | HRCU-A-CB (Split System: Heat Pump with Remote Outdoor Unit-Air-Source) | DLCURAH18ABK |  |  | EA*4X24L17A* | *96VSN0401410B* | 17200 | 17.5 | 8.5 | 18200 | 17800 | 97.8% | 2.14 | 0 | 10.5 |  |  |  | No | R-410A | 1.4333 | Residential & Commercial | Ducted CEE Tier 1
212973661 | Central HP <5.4 tons | TEMPSTAR | HRCU-A-CB (Split System: Heat Pump with Remote Outdoor Unit-Air-Source) | DLCURAH18ABK |  |  | EA*4X19L17A* | *96VSN0801716B* | 17700 | 16.5 | 8.1 | 17700 | 19400 | 109.6% | 2.34 | 0 | 10.5 |  |  |  | No | R-410A | 1.475 | Residential & Commercial | Ducted CEE Tier 1
212974688 | Central HP <5.4 tons | TEMPSTAR | HRCU-A-CB (Split System: Heat Pump with Remote Outdoor Unit-Air-Source) | DLCURAH18ABK |  |  | EA*4X30L17A* | *96VTN0401410B* | 17300 | 16 | 8.5 | 18100 | 18900 | 104.4% | 2.26 | 0 | 10.5 |  |  |  | No | R-410A | 1.4417 | Residential & Commercial | Ducted CEE Tier 1
212981693 | Central HP <5.4 tons | COMFORTMAKER | HRCU-A-CB (Split System: Heat Pump with Remote Outdoor Unit-Air-Source) | DLCURAH24ABK |  |  | EA*4X24L17A* | *80MSU1002120A* | 23400 | 16.5 | 8.5 | 27000 | 25800 | 95.56% | 2.16 | 0 | 10 |  |  |  | No | R-410A | 1.95 | Residential & Commercial | Ducted CEE Tier 1
212983211 | Central HP <5.4 tons | COMFORTMAKER | HRCU-A-CB (Split System: Heat Pump with Remote Outdoor Unit-Air-Source) | DLCURAH24ABK |  |  | EN(A,D)4X24L17** | *92MSN0401712A* | 23000 | 15.5 | 8.5 | 27000 | 25600 | 94.81% | 2.12 | 0 | 10 |  |  |  | No | R-410A | 1.9167 | Residential & Commercial | Ducted CEE Tier 1
212973571 | Central HP <5.4 tons | TEMPSTAR | HRCU-A-CB (Split System: Heat Pump with Remote Outdoor Unit-Air-Source) | DLCURAH24ABK |  |  | EA*4X30L17A* | *96VSN0601412B* | 23400 | 16.5 | 8.5 | 26400 | 24000 | 90.91% | 2 | 0 | 10 |  |  |  | No | R-410A | 1.95 | Residential & Commercial | Ducted CEE Tier 1
212973281 | Central HP <5.4 tons | TEMPSTAR | HRCU-A-CB (Split System: Heat Pump with Remote Outdoor Unit-Air-Source) | DLCURAH24ABK |  |  | EN(A,D,W)4X36L17** | *96VSN0401712B* | 23200 | 16 | 8.1 | 26200 | 24800 | 94.66% | 2.06 | 0 | 10 |  |  |  | No | R-410A | 1.9333 | Residential & Commercial | Ducted CEE Tier 1
212975052 | Central HP <5.4 tons | TEMPSTAR | HRCU-A-CB (Split System: Heat Pump with Remote Outdoor Unit-Air-Source) | DLCURAH24ABK |  |  | EN(A,D)4X30L17** | *96VTN0401410B* | 23400 | 16 | 8.1 | 26400 | 24600 | 93.18% | 2.04 | 0 | 10 |  |  |  | No | R-410A | 1.95 | Residential & Commercial | Ducted CEE Tier 1
212972432 | Central HP <5.4 tons | TEMPSTAR | HRCU-A-CB (Split System: Heat Pump with Remote Outdoor Unit-Air-Source) | DLCURAH24ABK |  |  | EN(A,D)4X36L21** | *80VTL1102122B* | 23800 | 17 | 8.5 | 26400 | 24000 | 90.91% | 1.98 | 0 | 10.5 |  |  |  | No | R-410A | 1.9833 | Residential & Commercial | Ducted CEE Tier 1
212973261 | Central HP <5.4 tons | TEMPSTAR | HRCU-A-CB (Split System: Heat Pump with Remote Outdoor Unit-Air-Source) | DLCURAH24ABK |  |  | EN(A,D)4X24L17** | *96VSN0401712B* | 23200 | 15.5 | 8.5 | 27000 | 24800 | 91.85% | 2.06 | 0 | 10 |  |  |  | No | R-410A | 1.9333 | Residential & Commercial | Ducted CEE Tier 1
212973611 | Central HP <5.4 tons | TEMPSTAR | HRCU-A-CB (Split System: Heat Pump with Remote Outdoor Unit-Air-Source) | DLCURAH24ABK |  |  | EN(A,D)4X24L17** | *96VSN0601412B* | 23200 | 16.5 | 8.5 | 26800 | 24400 | 91.04% | 2.02 | 0 | 10 |  |  |  | No | R-410A | 1.9333 | Residential & Commercial | Ducted CEE Tier 1
212973621 | Central HP <5.4 tons | TEMPSTAR | HRCU-A-CB (Split System: Heat Pump with Remote Outdoor Unit-Air-Source) | DLCURAH24ABK |  |  | EN(A,D)4X30L14** | *96VSN0601412B* | 23400 | 16.5 | 8.1 | 26000 | 24600 | 94.62% | 2.04 | 0 | 10 |  |  |  | No | R-410A | 1.95 | Residential & Commercial | Ducted CEE Tier 1
210597459 | Central HP <5.4 tons | DAY & NIGHT | HRCU-A-CB (Split System: Heat Pump with Remote Outdoor Unit-Air-Source) | CVH837GKA** |  |  | EA*4X61L24A*+WALLCON | *95CSU0802120A* | 33200 | 18 | 8.5 | 32000 | 24800 | 77.5% | 2 | 0 | 11.5 |  |  |  | No | R-410A | 2.7667 | Residential & Commercial | Ducted CEE Tier 1
210597543 | Central HP <5.4 tons | DAY & NIGHT | HRCU-A-CB (Split System: Heat Pump with Remote Outdoor Unit-Air-Source) | CVH837GKA** |  |  | EHD4X60AAL+WALLCON | *97CMN0602120A* | 32800 | 16.5 | 8.1 | 32400 | 25200 | 77.78% | 1.98 | 0 | 11 |  |  |  | No | R-410A | 2.7333 | Residential & Commercial | Ducted CEE Tier 1
210597618 | Central HP <5.4 tons | DAY & NIGHT | HRCU-A-CB (Split System: Heat Pump with Remote Outdoor Unit-Air-Source) | CVH837GKA** |  |  | EN(A,D,W)4X60L24**+WALLCON | *95CSU1002122A* | 32800 | 18 | 8.1 | 32200 | 24600 | 76.4% | 1.98 | 0 | 12 |  |  |  | No | R-410A | 2.7333 | Residential & Commercial | Ducted CEE Tier 1
210597531 | Central HP <5.4 tons | DAY & NIGHT | HRCU-A-CB (Split System: Heat Pump with Remote Outdoor Unit-Air-Source) | CVH837GKA** |  |  | EHD4X60AAL+WALLCON | *96CTN0801714A* | 32800 | 16.5 | 8.1 | 32600 | 25200 | 77.3% | 1.98 | 0 | 11 |  |  |  | No | R-410A | 2.7333 | Residential & Commercial | Ducted CEE Tier 1
213779310 | Central HP <5.4 tons | COMFORTMAKER | HRCU-A-CB (Split System: Heat Pump with Remote Outdoor Unit-Air-Source) | CVH837GKA** |  |  | EA*4X43L21A*+WALLCON | *97CMN0601714B* | 32600 | 16.5 | 8.1 | 33000 | 25400 | 76.97% | 1.94 | 0 | 11 |  |  |  | No | R-410A | 2.7167 | Residential & Commercial | Ducted CEE Tier 1
213779510 | Central HP <5.4 tons | COMFORTMAKER | HRCU-A-CB (Split System: Heat Pump with Remote Outdoor Unit-Air-Source) | CVH837GKA** |  |  | EA*4X48L24A*+WALLCON | *80CTL1352422B* | 32400 | 17.5 | 8.5 | 32400 | 24800 | 76.54% | 1.98 | 0 | 11.5 |  |  |  | No | R-410A | 2.7 | Residential & Commercial | Ducted CEE Tier 1
213779580 | Central HP <5.4 tons | COMFORTMAKER | HRCU-A-CB (Split System: Heat Pump with Remote Outdoor Unit-Air-Source) | CVH837GKA** |  |  | EA*4X60L24A*+WALLCON | *80CTL1352422B* | 32800 | 17.5 | 8.1 | 31800 | 24600 | 77.36% | 1.98 | 0 | 11.5 |  |  |  | No | R-410A | 2.7333 | Residential & Commercial | Ducted CEE Tier 1
212979826 | Central HP <5.4 tons | COMFORTMAKER | HRCU-A-CB (Split System: Heat Pump with Remote Outdoor Unit-Air-Source) | DLCURAH24ABK |  |  | EA*4X25L17A* | *80MS(N,L)0901714A* | 24200 | 17 | 8.5 | 25200 | 21800 | 86.51% | 1.82 | 0 | 10 |  |  |  | No | R-410A | 2.0167 | Residential & Commercial | Ducted CEE Tier 1
205751141 | Central HP <5.4 tons | DAY & NIGHT | HRCU-A-CB (Split System: Heat Pump with Remote Outdoor Unit-Air-Source) | CVH837GKA** |  |  | EA*4X43L21A*+WALLCON | *80CTL0902120A* | 32800 | 17.5 | 8.5 | 33000 | 25200 | 76.36% | 2 | 12 | 11.7 |  |  |  | No | R-410A | 2.7333 | Residential & Commercial | Ducted CEE Tier 1
214807386 | Central HP <5.4 tons | YORK | HRCU-A-CB (Split System: Heat Pump with Remote Outdoor Unit-Air-Source) | HH824E2S11 |  |  | CTU30B5XCS1+JME12B2SN1+TXV |  | 23000 | 19 | 9.5 | 23000 | 19000 | 82.61% | 2 | 0 | 12 |  |  |  | No | R-454B | 1.9167 | Residential & Commercial | Ducted CEE Tier 1
204456527 | Central HP <5.4 tons | HEIL | HRCU-A-CB (Split System: Heat Pump with Remote Outdoor Unit-Air-Source) | HVH825GKA2* |  |  | EA*4X30L17A*+WALLCON | *80CTL0701716A* | 23400 | 16.5 | 8.1 | 21600 | 16700 | 77.31% | 1.92 | 11 | 11 |  |  |  | No | R-410A | 1.95 | Residential & Commercial | Ducted CEE Tier 1
204456563 | Central HP <5.4 tons | HEIL | HRCU-A-CB (Split System: Heat Pump with Remote Outdoor Unit-Air-Source) | HVH825GKA2* |  |  | EA*4X30L17A*+WALLCON | *97CMN0801714A* | 23400 | 16 | 8.1 | 21600 | 16800 | 77.78% | 1.9 | 11 | 10.5 |  |  |  | No | R-410A | 1.95 | Residential & Commercial | Ducted CEE Tier 1
206133326 | Central HP <5.4 tons | HEIL | HRCU-A-CB (Split System: Heat Pump with Remote Outdoor Unit-Air-Source) | HVH825GKA2* |  |  | EA*4X25L17A*+WALLCON | *80CSU0601716A* | 24400 | 16.5 | 8.1 | 21200 | 16700 | 78.77% | 2.02 | 11.5 | 11 |  |  |  | No | R-410A | 2.0333 | Residential & Commercial | Ducted CEE Tier 1
206133346 | Central HP <5.4 tons | HEIL | HRCU-A-CB (Split System: Heat Pump with Remote Outdoor Unit-Air-Source) | HVH825GKA2* |  |  | EA*4X30L17A*+WALLCON | *80CSU0601716A* | 23400 | 16.5 | 8.1 | 21600 | 16700 | 77.31% | 1.92 | 11 | 10.5 |  |  |  | No | R-410A | 1.95 | Residential & Commercial | Ducted CEE Tier 1
210597125 | Central HP <5.4 tons | DAY & NIGHT | HRCU-A-CB (Split System: Heat Pump with Remote Outdoor Unit-Air-Source) | CVH825GKA2* |  |  | END4X42L17**+WALLCON | *80CSU0401712A* | 24000 | 17 | 8.1 | 21400 | 16600 | 77.57% | 1.98 | 0 | 11 |  |  |  | No | R-410A | 2 | Residential & Commercial | Ducted CEE Tier 1
212970465 | Central HP <5.4 tons | TEMPSTAR | HRCU-A-CB (Split System: Heat Pump with Remote Outdoor Unit-Air-Source) | DLCURAH36ABK |  |  | END4X42L17** | *80VSL0701716B* | 35600 | 15.5 | 8.1 | 38500 | 35200 | 91.43% | 1.88 | 0 | 10 |  |  |  | No | R-410A | 2.9667 | Residential & Commercial | Ducted CEE Tier 1
214574613 | Central HP <5.4 tons | COMFORTMAKER | HRCU-A-CB (Split System: Heat Pump with Remote Outdoor Unit-Air-Source) | CVH837GKA2* |  |  | EN(A,D,W)4X48L21**+WALLCON | *97CMN0802120B* | 32400 | 17.5 | 8.5 | 32800 | 24800 | 75.61% | 1.96 | 0 | 11.5 |  |  |  | No | R-410A | 2.7 | Residential & Commercial | Ducted CEE Tier 1
214574743 | Central HP <5.4 tons | COMFORTMAKER | HRCU-A-CB (Split System: Heat Pump with Remote Outdoor Unit-Air-Source) | CVH837GKA2* |  |  | EN(A,D,W)4X60L24**+WALLCON | *96CTN0802120B* | 32800 | 19 | 8.5 | 32200 | 24600 | 76.4% | 1.98 | 0 | 12 |  |  |  | No | R-410A | 2.7333 | Residential & Commercial | Ducted CEE Tier 1
211245426 | Central HP <5.4 tons | DAY & NIGHT | HRCU-A-CB (Split System: Heat Pump with Remote Outdoor Unit-Air-Source) | DLCURAH24ABK |  |  | EN(A,D)4X36L21** | *80VSL0451716A* | 24200 | 16 | 8.1 | 26400 | 22800 | 86.36% | 1.88 | 0 | 10.5 |  |  |  | No | R-410A | 2.0167 | Residential & Commercial | Ducted CEE Tier 1
206773100 | Central HP <5.4 tons | HEIL | HRCU-A-CB (Split System: Heat Pump with Remote Outdoor Unit-Air-Source) | HVH837GKA2* |  |  | EA*4X43L21A*+WALLCON | *80CSU0401712A* | 33000 | 17.5 | 8.5 | 33000 | 25000 | 75.76% | 1.98 | 12 | 11 |  |  |  | No | R-410A | 2.75 | Residential & Commercial | Ducted CEE Tier 1
212983511 | Central HP <5.4 tons | COMFORTMAKER | HRCU-A-CB (Split System: Heat Pump with Remote Outdoor Unit-Air-Source) | DLCURAH24ABK |  |  | EA*4X24L14A* | *92MSN0601412A* | 23600 | 16.5 | 8.5 | 27000 | 25600 | 94.81% | 2.14 | 0 | 10 |  |  |  | No | R-410A | 1.9667 | Residential & Commercial | Ducted CEE Tier 1
212983581 | Central HP <5.4 tons | COMFORTMAKER | HRCU-A-CB (Split System: Heat Pump with Remote Outdoor Unit-Air-Source) | DLCURAH24ABK |  |  | EN(A,D)4X24L14** | *92MSN0601412A* | 23400 | 16.5 | 8.5 | 27000 | 24600 | 91.11% | 2.04 | 0 | 10 |  |  |  | No | R-410A | 1.95 | Residential & Commercial | Ducted CEE Tier 1
212971204 | Central HP <5.4 tons | TEMPSTAR | HRCU-A-CB (Split System: Heat Pump with Remote Outdoor Unit-Air-Source) | DLCURAH24ABK |  |  | EN(A,D)4X24L14** | *80VTL0451412B* | 23400 | 17 | 8.5 | 27000 | 25000 | 92.59% | 2.08 | 0 | 10 |  |  |  | No | R-410A | 1.95 | Residential & Commercial | Ducted CEE Tier 1
213779420 | Central HP <5.4 tons | COMFORTMAKER | HRCU-A-CB (Split System: Heat Pump with Remote Outdoor Unit-Air-Source) | CVH837GKA** |  |  | EA*4X48L21A*+WALLCON | *95CSU0601716B* | 32200 | 17 | 8.1 | 32600 | 25000 | 76.69% | 1.94 | 0 | 11 |  |  |  | No | R-410A | 2.6833 | Residential & Commercial | Ducted CEE Tier 1
206773600 | Central HP <5.4 tons | HEIL | HRCU-A-CB (Split System: Heat Pump with Remote Outdoor Unit-Air-Source) | HVH837GKA2* |  |  | EN(A,D,W)4X48L21**+WALLCON | *95CSU0802120A* | 32400 | 17.5 | 8.1 | 32800 | 24800 | 75.61% | 1.96 | 12 | 11.7 |  |  |  | No | R-410A | 2.7 | Residential & Commercial | Ducted CEE Tier 1
211227202 | Central HP <5.4 tons | BRYANT HEATING AND COOLING SYSTEMS | HRCU-A-CB (Split System: Heat Pump with Remote Outdoor Unit-Air-Source) | 38MURAQ36AB3* |  |  | CAP**3721AL* | 926TB66100V21*** | 36800 | 16.5 | 8.5 | 38500 | 34800 | 90.39% | 2.1 | 0 | 10 |  |  |  | No | R-410A | 3.0667 | Residential & Commercial | Ducted CEE Tier 1
211227354 | Central HP <5.4 tons | BRYANT HEATING AND COOLING SYSTEMS | HRCU-A-CB (Split System: Heat Pump with Remote Outdoor Unit-Air-Source) | 38MURAQ36AB3* |  |  | CAP**4221AL* | 8(0,1)*SA60090E21*** | 36000 | 16 | 8.1 | 39500 | 35000 | 88.61% | 1.9 | 0 | 10 |  |  |  | No | R-410A | 3 | Residential & Commercial | Ducted CEE Tier 1
213779030 | Central HP <5.4 tons | COMFORTMAKER | HRCU-A-CB (Split System: Heat Pump with Remote Outdoor Unit-Air-Source) | CVH837GKA** |  |  | EA*4X37L21A*+WALLCON | *96CTN0601714B* | 32600 | 17 | 8.1 | 33000 | 25400 | 76.97% | 1.94 | 0 | 11 |  |  |  | No | R-410A | 2.7167 | Residential & Commercial | Ducted CEE Tier 1
213779400 | Central HP <5.4 tons | COMFORTMAKER | HRCU-A-CB (Split System: Heat Pump with Remote Outdoor Unit-Air-Source) | CVH837GKA** |  |  | EA*4X48L21A*+WALLCON | *80CTL0902120B* | 32200 | 17 | 8.1 | 32600 | 24800 | 76.07% | 1.98 | 0 | 11 |  |  |  | No | R-410A | 2.6833 | Residential & Commercial | Ducted CEE Tier 1
213778940 | Central HP <5.4 tons | COMFORTMAKER | HRCU-A-CB (Split System: Heat Pump with Remote Outdoor Unit-Air-Source) | CVH837GKA** |  |  | EA*4X37L21A*+WALLCON | *80CTL0451712B* | 32600 | 16.5 | 8.1 | 33200 | 25400 | 76.51% | 1.94 | 0 | 10.5 |  |  |  | No | R-410A | 2.7167 | Residential & Commercial | Ducted CEE Tier 1
213779190 | Central HP <5.4 tons | COMFORTMAKER | HRCU-A-CB (Split System: Heat Pump with Remote Outdoor Unit-Air-Source) | CVH837GKA** |  |  | EA*4X42L24A*+WALLCON | *80CTL1102120B* | 31800 | 17 | 8.1 | 32800 | 24200 | 73.78% | 1.88 | 0 | 11 |  |  |  | No | R-410A | 2.65 | Residential & Commercial | Ducted CEE Tier 1
213779290 | Central HP <5.4 tons | COMFORTMAKER | HRCU-A-CB (Split System: Heat Pump with Remote Outdoor Unit-Air-Source) | CVH837GKA** |  |  | EA*4X43L21A*+WALLCON | *80CTL1102120B* | 33000 | 17 | 8.5 | 32600 | 25000 | 76.69% | 1.98 | 0 | 11.5 |  |  |  | No | R-410A | 2.75 | Residential & Commercial | Ducted CEE Tier 1
213779490 | Central HP <5.4 tons | COMFORTMAKER | HRCU-A-CB (Split System: Heat Pump with Remote Outdoor Unit-Air-Source) | CVH837GKA** |  |  | EA*4X48L24A*+WALLCON | *80CTL0902120B* | 32400 | 17 | 8.5 | 32200 | 24800 | 77.02% | 1.98 | 0 | 11.5 |  |  |  | No | R-410A | 2.7 | Residential & Commercial | Ducted CEE Tier 1
215683613 | Central HP <5.4 tons | CARRIER | HRCU-A-CB (Split System: Heat Pump with Remote Outdoor Unit-Air-Source) | 27VNA024A*030* |  |  | CAA**2517AM*+UI | 59TN6C060C17**14 | 23800 | 17 | 9 | 23400 | 16500 | 70.51% | 2.02 | 0 | 10.5 |  |  |  | No | R-454B | 1.9833 | Residential & Commercial | Ducted CEE Tier 1
215683631 | Central HP <5.4 tons | CARRIER | HRCU-A-CB (Split System: Heat Pump with Remote Outdoor Unit-Air-Source) | 27VNA024A*030* |  |  | CAA**3017AM*+UI | 58TN*B090C17**16 | 23000 | 17 | 9 | 23800 | 16700 | 70.17% | 1.98 | 0 | 10 |  |  |  | No | R-454B | 1.9167 | Residential & Commercial | Ducted CEE Tier 1
215683647 | Central HP <5.4 tons | CARRIER | HRCU-A-CB (Split System: Heat Pump with Remote Outdoor Unit-Air-Source) | 27VNA024A*030* |  |  | CAA**3617AM*+UI | 58TN*B045C17**12 | 23000 | 16.5 | 9 | 23800 | 16700 | 70.17% | 1.98 | 0 | 10 |  |  |  | No | R-454B | 1.9167 | Residential & Commercial | Ducted CEE Tier 1
215683695 | Central HP <5.4 tons | CARRIER | HRCU-A-CB (Split System: Heat Pump with Remote Outdoor Unit-Air-Source) | 27VNA024A*030* |  |  | CAA**3721AM*+UI | 58TN*B070C21**20 | 24000 | 17.5 | 9 | 23200 | 16300 | 70.26% | 2.02 | 0 | 10.5 |  |  |  | No | R-454B | 2 | Residential & Commercial | Ducted CEE Tier 1
213779550 | Central HP <5.4 tons | COMFORTMAKER | HRCU-A-CB (Split System: Heat Pump with Remote Outdoor Unit-Air-Source) | CVH837GKA** |  |  | EA*4X48L24A*+WALLCON | *96CTN1202422B* | 32400 | 17 | 8.5 | 32400 | 24800 | 76.54% | 1.98 | 0 | 11 |  |  |  | No | R-410A | 2.7 | Residential & Commercial | Ducted CEE Tier 1
213779600 | Central HP <5.4 tons | COMFORTMAKER | HRCU-A-CB (Split System: Heat Pump with Remote Outdoor Unit-Air-Source) | CVH837GKA** |  |  | EA*4X60L24A*+WALLCON | *97CMN1202422B* | 32800 | 17.5 | 8.1 | 31600 | 24600 | 77.85% | 1.98 | 0 | 11.5 |  |  |  | No | R-410A | 2.7333 | Residential & Commercial | Ducted CEE Tier 1
213778780 | Central HP <5.4 tons | COMFORTMAKER | HRCU-A-CB (Split System: Heat Pump with Remote Outdoor Unit-Air-Source) | CVH837GKA** |  |  | EA*4X36L17A*+WALLCON | *97CMN0601714B* | 31200 | 16.5 | 8.1 | 33400 | 24600 | 73.65% | 1.82 | 0 | 10.5 |  |  |  | No | R-410A | 2.6 | Residential & Commercial | Ducted CEE Tier 1
213778880 | Central HP <5.4 tons | COMFORTMAKER | HRCU-A-CB (Split System: Heat Pump with Remote Outdoor Unit-Air-Source) | CVH837GKA** |  |  | EA*4X36L21A*+WALLCON | *97CMN0601714B* | 31200 | 16.5 | 8.1 | 33200 | 24600 | 74.1% | 1.82 | 0 | 10.5 |  |  |  | No | R-410A | 2.6 | Residential & Commercial | Ducted CEE Tier 1
211245953 | Central HP <5.4 tons | DAY & NIGHT | HRCU-A-CB (Split System: Heat Pump with Remote Outdoor Unit-Air-Source) | DLCURAH24ABK |  |  | FM(C,U)4Z30**AL* |  | 24200 | 18 | 9 | 26600 | 23000 | 86.47% | 1.92 | 0 | 10.5 |  |  |  | No | R-410A | 2.0167 | Residential & Commercial | Ducted CEE Tier 1
212972951 | Central HP <5.4 tons | TEMPSTAR | HRCU-A-CB (Split System: Heat Pump with Remote Outdoor Unit-Air-Source) | DLCURAH24ABK |  |  | EA*4X36L17A* | *96VSN0401410B* | 23600 | 16 | 8.5 | 26200 | 22600 | 86.26% | 1.86 | 0 | 10 |  |  |  | No | R-410A | 1.9667 | Residential & Commercial | Ducted CEE Tier 1
212983631 | Central HP <5.4 tons | COMFORTMAKER | HRCU-A-CB (Split System: Heat Pump with Remote Outdoor Unit-Air-Source) | DLCURAH18ABK |  |  | EA*4X19L17A* | *92MSN0601412A* | 17700 | 16.5 | 8.1 | 17700 | 17900 | 101.1% | 2.16 | 0 | 10.5 |  |  |  | No | R-410A | 1.475 | Residential & Commercial | Ducted CEE Tier 1
212983722 | Central HP <5.4 tons | COMFORTMAKER | HRCU-A-CB (Split System: Heat Pump with Remote Outdoor Unit-Air-Source) | DLCURAH18ABK |  |  | EN(A,D)4X30L14** | *92MSN0601412A* | 17400 | 16 | 8.1 | 17900 | 18600 | 103.9% | 2.24 | 0 | 11 |  |  |  | No | R-410A | 1.45 | Residential & Commercial | Ducted CEE Tier 1
212973301 | Central HP <5.4 tons | TEMPSTAR | HRCU-A-CB (Split System: Heat Pump with Remote Outdoor Unit-Air-Source) | DLCURAH18ABK |  |  | EA*4X19L17A* | *96VSN0601412B* | 17700 | 16.5 | 8.1 | 17700 | 19400 | 109.6% | 2.34 | 0 | 10.5 |  |  |  | No | R-410A | 1.475 | Residential & Commercial | Ducted CEE Tier 1
212973351 | Central HP <5.4 tons | TEMPSTAR | HRCU-A-CB (Split System: Heat Pump with Remote Outdoor Unit-Air-Source) | DLCURAH18ABK |  |  | EA*4X30L17A* | *96VSN0601412B* | 17400 | 16.5 | 8.5 | 18000 | 19800 | 110% | 2.38 | 0 | 10.5 |  |  |  | No | R-410A | 1.45 | Residential & Commercial | Ducted CEE Tier 1
204298917 | Central HP <5.4 tons | HEIL | HRCU-A-CB (Split System: Heat Pump with Remote Outdoor Unit-Air-Source) | HVH837GKA** |  |  | EA*4X42L21A*+WALLCON | *80CTL0701716A* | 31800 | 17 | 8.1 | 33200 | 24600 | 74.1% | 1.88 | 11 | 11 |  |  |  | No | R-410A | 2.65 | Residential & Commercial | Ducted CEE Tier 1
204299067 | Central HP <5.4 tons | HEIL | HRCU-A-CB (Split System: Heat Pump with Remote Outdoor Unit-Air-Source) | HVH837GKA** |  |  | EA*4X42L24A*+WALLCON | *80CTL0902120A* | 31800 | 17.5 | 8.1 | 33200 | 24400 | 73.49% | 1.9 | 11 | 11.5 |  |  |  | No | R-410A | 2.65 | Residential & Commercial | Ducted CEE Tier 1
204299317 | Central HP <5.4 tons | HEIL | HRCU-A-CB (Split System: Heat Pump with Remote Outdoor Unit-Air-Source) | HVH837GKA** |  |  | EA*4X48L21A*+WALLCON | *80CTL0901716A* | 32400 | 18 | 8.5 | 32600 | 24800 | 76.07% | 2 | 12 | 11.7 |  |  |  | No | R-410A | 2.7 | Residential & Commercial | Ducted CEE Tier 1
214574353 | Central HP <5.4 tons | COMFORTMAKER | HRCU-A-CB (Split System: Heat Pump with Remote Outdoor Unit-Air-Source) | CVH837GKA2* |  |  | EHD4X48AAL+WALLCON | *95CSU1002122B* | 32600 | 17.5 | 8.5 | 32600 | 24800 | 76.07% | 1.98 | 0 | 11 |  |  |  | No | R-410A | 2.7167 | Residential & Commercial | Ducted CEE Tier 1
210471151 | Central HP <5.4 tons | DAY & NIGHT | HRCU-A-CB (Split System: Heat Pump with Remote Outdoor Unit-Air-Source) | CVH837GKA2* |  |  | EHD4X60AAL+WALLCON | *80CSU0601716A* | 33000 | 16.5 | 8.1 | 32400 | 24800 | 76.54% | 1.98 | 0 | 11 |  |  |  | No | R-410A | 2.75 | Residential & Commercial | Ducted CEE Tier 1
210471228 | Central HP <5.4 tons | DAY & NIGHT | HRCU-A-CB (Split System: Heat Pump with Remote Outdoor Unit-Air-Source) | CVH837GKA2* |  |  | EHD4X60AAL+WALLCON | *97CMN0801714A* | 32800 | 16.5 | 8.1 | 32600 | 25200 | 77.3% | 1.98 | 0 | 11 |  |  |  | No | R-410A | 2.7333 | Residential & Commercial | Ducted CEE Tier 1
214229319 | Central HP <5.4 tons | TEMPSTAR | HRCU-A-CB (Split System: Heat Pump with Remote Outdoor Unit-Air-Source) | DLCURAH36ABK |  |  | END4X42L17** | *80MSU0601716A* | 35400 | 16 | 8.1 | 38500 | 35000 | 90.91% | 1.96 | 0 | 10 |  |  |  | No | R-410A | 2.95 | Residential & Commercial | Ducted CEE Tier 1
212971884 | Central HP <5.4 tons | TEMPSTAR | HRCU-A-CB (Split System: Heat Pump with Remote Outdoor Unit-Air-Source) | DLCURAH36ABK |  |  | EA*4X48L21A* | *80VTL0701716B* | 35600 | 16 | 8.5 | 37800 | 35400 | 93.65% | 1.78 | 0 | 10 |  |  |  | No | R-410A | 2.9667 | Residential & Commercial | Ducted CEE Tier 1
212974948 | Central HP <5.4 tons | TEMPSTAR | HRCU-A-CB (Split System: Heat Pump with Remote Outdoor Unit-Air-Source) | DLCURAH24ABK |  |  | EA*4X25L17A* | *96VTN0401410B* | 24000 | 16 | 8.1 | 25200 | 22000 | 87.3% | 1.82 | 0 | 10 |  |  |  | No | R-410A | 2 | Residential & Commercial | Ducted CEE Tier 1
212971653 | Central HP <5.4 tons | TEMPSTAR | HRCU-A-CB (Split System: Heat Pump with Remote Outdoor Unit-Air-Source) | DLCURAH24ABK |  |  | EA*4X30L17A* | *80VTL0701716B* | 23600 | 17 | 8.5 | 26000 | 23800 | 91.54% | 1.98 | 0 | 10 |  |  |  | No | R-410A | 1.9667 | Residential & Commercial | Ducted CEE Tier 1
212971686 | Central HP <5.4 tons | TEMPSTAR | HRCU-A-CB (Split System: Heat Pump with Remote Outdoor Unit-Air-Source) | DLCURAH24ABK |  |  | EA*4X37L17A* | *80VTL0701716B* | 24000 | 17 | 8.5 | 25200 | 21600 | 85.71% | 1.82 | 0 | 10 |  |  |  | No | R-410A | 2 | Residential & Commercial | Ducted CEE Tier 1
212973221 | Central HP <5.4 tons | TEMPSTAR | HRCU-A-CB (Split System: Heat Pump with Remote Outdoor Unit-Air-Source) | DLCURAH24ABK |  |  | EA*4X36L17A* | *96VSN0401712B* | 23400 | 16.5 | 8.5 | 26200 | 24200 | 92.37% | 2 | 0 | 10 |  |  |  | No | R-410A | 1.95 | Residential & Commercial | Ducted CEE Tier 1
212973641 | Central HP <5.4 tons | TEMPSTAR | HRCU-A-CB (Split System: Heat Pump with Remote Outdoor Unit-Air-Source) | DLCURAH24ABK |  |  | EN(A,D,W)4X36L17** | *96VSN0601412B* | 23400 | 16.5 | 8.1 | 26200 | 27400 | 104.6% | 1.8 | 0 | 10 |  |  |  | No | R-410A | 1.95 | Residential & Commercial | Ducted CEE Tier 1
213779710 | Central HP <5.4 tons | COMFORTMAKER | HRCU-A-CB (Split System: Heat Pump with Remote Outdoor Unit-Air-Source) | CVH837GKA** |  |  | EA*4X61L21A*+WALLCON | *97CMN1002122B* | 33200 | 17.5 | 8.5 | 32000 | 24800 | 77.5% | 1.98 | 0 | 11.7 |  |  |  | No | R-410A | 2.7667 | Residential & Commercial | Ducted CEE Tier 1
213779730 | Central HP <5.4 tons | COMFORTMAKER | HRCU-A-CB (Split System: Heat Pump with Remote Outdoor Unit-Air-Source) | CVH837GKA** |  |  | EA*4X61L21A*+WALLCON | *96CTN0801714B* | 33000 | 17 | 8.1 | 32000 | 25000 | 78.12% | 1.96 | 0 | 11 |  |  |  | No | R-410A | 2.75 | Residential & Commercial | Ducted CEE Tier 1
204299887 | Central HP <5.4 tons | HEIL | HRCU-A-CB (Split System: Heat Pump with Remote Outdoor Unit-Air-Source) | HVH837GKA** |  |  | EN(A,D)4X48L24**+WALLCON | *80CTL1352422A* | 32400 | 17.5 | 8.1 | 32800 | 24800 | 75.61% | 1.98 | 12 | 11.7 |  |  |  | No | R-410A | 2.7 | Residential & Commercial | Ducted CEE Tier 1
212979982 | Central HP <5.4 tons | COMFORTMAKER | HRCU-A-CB (Split System: Heat Pump with Remote Outdoor Unit-Air-Source) | DLCURAH18ABK |  |  | EA*4X30L17A* | *80MS(N,L)0901714A* | 17700 | 16 | 8.5 | 18300 | 18700 | 102.2% | 2.24 | 0 | 10.5 |  |  |  | No | R-410A | 1.475 | Residential & Commercial | Ducted CEE Tier 1
212973031 | Central HP <5.4 tons | TEMPSTAR | HRCU-A-CB (Split System: Heat Pump with Remote Outdoor Unit-Air-Source) | DLCURAH18ABK |  |  | EA*4X24L17A* | *96VSN0401712B* | 17200 | 16 | 8.5 | 18200 | 17800 | 97.8% | 2.14 | 0 | 10.5 |  |  |  | No | R-410A | 1.4333 | Residential & Commercial | Ducted CEE Tier 1
204298757 | Central HP <5.4 tons | HEIL | HRCU-A-CB (Split System: Heat Pump with Remote Outdoor Unit-Air-Source) | HVH837GKA** |  |  | EA*4X36L21A*+WALLCON | *96CTN1002122A* | 31600 | 17 | 8.1 | 33200 | 24200 | 72.89% | 1.86 | 11 | 11 |  |  |  | No | R-410A | 2.6333 | Residential & Commercial | Ducted CEE Tier 1
204299027 | Central HP <5.4 tons | HEIL | HRCU-A-CB (Split System: Heat Pump with Remote Outdoor Unit-Air-Source) | HVH837GKA** |  |  | EA*4X42L21A*+WALLCON | *80CTL0901716A* | 31800 | 17.5 | 8.5 | 33000 | 24400 | 73.94% | 1.9 | 12 | 11.7 |  |  |  | No | R-410A | 2.65 | Residential & Commercial | Ducted CEE Tier 1
206136116 | Central HP <5.4 tons | HEIL | HRCU-A-CB (Split System: Heat Pump with Remote Outdoor Unit-Air-Source) | HVH837GKA** |  |  | EA*4X42L24A*+WALLCON | *95CSU0802120A* | 31800 | 17.5 | 8.1 | 33000 | 24400 | 73.94% | 1.9 | 11.5 | 11 |  |  |  | No | R-410A | 2.65 | Residential & Commercial | Ducted CEE Tier 1
206136166 | Central HP <5.4 tons | HEIL | HRCU-A-CB (Split System: Heat Pump with Remote Outdoor Unit-Air-Source) | HVH837GKA** |  |  | EA*4X48L21A*+WALLCON | *95CSU0802120A* | 32400 | 17.5 | 8.5 | 32600 | 25000 | 76.69% | 1.98 | 12 | 11.5 |  |  |  | No | R-410A | 2.7 | Residential & Commercial | Ducted CEE Tier 1
213780080 | Central HP <5.4 tons | COMFORTMAKER | HRCU-A-CB (Split System: Heat Pump with Remote Outdoor Unit-Air-Source) | CVH837GKA** |  |  | EHD4X42AAL+WALLCON | *97CMN1002122B* | 32600 | 16.5 | 8.1 | 33000 | 24600 | 74.55% | 1.94 | 0 | 11 |  |  |  | No | R-410A | 2.7167 | Residential & Commercial | Ducted CEE Tier 1
213780130 | Central HP <5.4 tons | COMFORTMAKER | HRCU-A-CB (Split System: Heat Pump with Remote Outdoor Unit-Air-Source) | CVH837GKA** |  |  | EHD4X42AAL+WALLCON | *96CTN1202422B* | 32600 | 16.5 | 8.1 | 33000 | 24600 | 74.55% | 1.94 | 0 | 11 |  |  |  | No | R-410A | 2.7167 | Residential & Commercial | Ducted CEE Tier 1
213780040 | Central HP <5.4 tons | COMFORTMAKER | HRCU-A-CB (Split System: Heat Pump with Remote Outdoor Unit-Air-Source) | CVH837GKA** |  |  | EHD4X42AAL+WALLCON | *80CTL1352422B* | 32600 | 16.5 | 8.1 | 33000 | 24600 | 74.55% | 1.96 | 0 | 11 |  |  |  | No | R-410A | 2.7167 | Residential & Commercial | Ducted CEE Tier 1
213780090 | Central HP <5.4 tons | COMFORTMAKER | HRCU-A-CB (Split System: Heat Pump with Remote Outdoor Unit-Air-Source) | CVH837GKA** |  |  | EHD4X42AAL+WALLCON | *97CMN1202422B* | 32400 | 16.5 | 8.1 | 32800 | 24800 | 75.61% | 1.94 | 0 | 11 |  |  |  | No | R-410A | 2.7 | Residential & Commercial | Ducted CEE Tier 1
213780160 | Central HP <5.4 tons | COMFORTMAKER | HRCU-A-CB (Split System: Heat Pump with Remote Outdoor Unit-Air-Source) | CVH837GKA** |  |  | EHD4X48AAL+WALLCON | *80CTL0701716B* | 32600 | 16.5 | 8.1 | 33200 | 25000 | 75.3% | 1.94 | 0 | 11 |  |  |  | No | R-410A | 2.7167 | Residential & Commercial | Ducted CEE Tier 1
213780360 | Central HP <5.4 tons | COMFORTMAKER | HRCU-A-CB (Split System: Heat Pump with Remote Outdoor Unit-Air-Source) | CVH837GKA** |  |  | EHD4X60AAL+WALLCON | *80CTL1352422B* | 33000 | 16.5 | 8.1 | 32200 | 24800 | 77.02% | 2 | 0 | 11.5 |  |  |  | No | R-410A | 2.75 | Residential & Commercial | Ducted CEE Tier 1
212981705 | Central HP <5.4 tons | COMFORTMAKER | HRCU-A-CB (Split System: Heat Pump with Remote Outdoor Unit-Air-Source) | DLCURAH24ABK |  |  | EA*4X25L17A* | *80MSU1002120A* | 24400 | 17 | 8.5 | 25200 | 21600 | 85.71% | 1.8 | 0 | 10 |  |  |  | No | R-410A | 2.0333 | Residential & Commercial | Ducted CEE Tier 1
206790614 | Central HP <5.4 tons | BRYANT HEATING AND COOLING SYSTEMS | HRCU-A-CB (Split System: Heat Pump with Remote Outdoor Unit-Air-Source) | 284ANV048*0**B* |  |  | CSPH*6012AL*+UI | 987MB66100C21*** | 45000 | 20.5 | 9 | 46000 | 36200 | 78.7% | 2.36 | 12.5 | 11.7 |  |  |  | No | R-410A | 3.75 | Residential & Commercial | Ducted CEE Tier 1
206790645 | Central HP <5.4 tons | BRYANT HEATING AND COOLING SYSTEMS | HRCU-A-CB (Split System: Heat Pump with Remote Outdoor Unit-Air-Source) | 284ANV048*0**B* |  |  | CAP**4821AL*+UI | 935CA66100C21*** | 44000 | 21 | 9.5 | 46500 | 36200 | 77.85% | 2.28 | 12 | 12 |  |  |  | No | R-410A | 3.6667 | Residential & Commercial | Ducted CEE Tier 1
206790647 | Central HP <5.4 tons | BRYANT HEATING AND COOLING SYSTEMS | HRCU-A-CB (Split System: Heat Pump with Remote Outdoor Unit-Air-Source) | 284ANV048*0**B* |  |  | CAP**4824AL*+UI | 935CA66100C21*** | 44000 | 21 | 9.5 | 46000 | 36200 | 78.7% | 2.3 | 12 | 12 |  |  |  | No | R-410A | 3.6667 | Residential & Commercial | Ducted CEE Tier 1
214574533 | Central HP <5.4 tons | COMFORTMAKER | HRCU-A-CB (Split System: Heat Pump with Remote Outdoor Unit-Air-Source) | CVH837GKA2* |  |  | EN(A,D,W)4X42L21**+WALLCON | *95CSU1002122B* | 31800 | 17 | 8.1 | 33000 | 24400 | 73.94% | 1.9 | 0 | 11.5 |  |  |  | No | R-410A | 2.65 | Residential & Commercial | Ducted CEE Tier 1
213780730 | Central HP <5.4 tons | COMFORTMAKER | HRCU-A-CB (Split System: Heat Pump with Remote Outdoor Unit-Air-Source) | CVH837GKA2* |  |  | EA*4X36L21A*+WALLCON | *80CTL0451712B* | 31200 | 16.5 | 8.1 | 33400 | 24600 | 73.65% | 1.82 | 0 | 10.5 |  |  |  | No | R-410A | 2.6 | Residential & Commercial | Ducted CEE Tier 1
213780930 | Central HP <5.4 tons | COMFORTMAKER | HRCU-A-CB (Split System: Heat Pump with Remote Outdoor Unit-Air-Source) | CVH837GKA2* |  |  | EA*4X37L21A*+WALLCON | *97CMN1002122B* | 33000 | 17 | 8.5 | 32600 | 25000 | 76.69% | 1.98 | 0 | 11.5 |  |  |  | No | R-410A | 2.75 | Residential & Commercial | Ducted CEE Tier 1
213781050 | Central HP <5.4 tons | COMFORTMAKER | HRCU-A-CB (Split System: Heat Pump with Remote Outdoor Unit-Air-Source) | CVH837GKA2* |  |  | EA*4X42L21A*+WALLCON | *97CMN1002122B* | 31800 | 17 | 8.1 | 33000 | 24400 | 73.94% | 1.88 | 0 | 11 |  |  |  | No | R-410A | 2.65 | Residential & Commercial | Ducted CEE Tier 1
204456410 | Central HP <5.4 tons | HEIL | HRCU-A-CB (Split System: Heat Pump with Remote Outdoor Unit-Air-Source) | HVH825GKA2* |  |  | EA*4X24L17A*+WALLCON | *97CMN0801714A* | 23200 | 16 | 8.1 | 22000 | 16900 | 76.82% | 1.88 | 11 | 10.5 |  |  |  | No | R-410A | 1.9333 | Residential & Commercial | Ducted CEE Tier 1
204456419 | Central HP <5.4 tons | HEIL | HRCU-A-CB (Split System: Heat Pump with Remote Outdoor Unit-Air-Source) | HVH825GKA2* |  |  | EA*4X24L17A*+WALLCON | *80CTL0701412A* | 23400 | 17 | 8.1 | 22000 | 16700 | 75.91% | 1.9 | 11 | 11 |  |  |  | No | R-410A | 1.95 | Residential & Commercial | Ducted CEE Tier 1
212972931 | Central HP <5.4 tons | TEMPSTAR | HRCU-A-CB (Split System: Heat Pump with Remote Outdoor Unit-Air-Source) | DLCURAH24ABK |  |  | EA*4X30L14A* | *96VSN0401410B* | 23400 | 16 | 8.5 | 26400 | 24800 | 93.94% | 2.04 | 0 | 10 |  |  |  | No | R-410A | 1.95 | Residential & Commercial | Ducted CEE Tier 1
212973581 | Central HP <5.4 tons | TEMPSTAR | HRCU-A-CB (Split System: Heat Pump with Remote Outdoor Unit-Air-Source) | DLCURAH24ABK |  |  | EA*4X36L17A* | *96VSN0601412B* | 23600 | 17 | 8.5 | 26200 | 22400 | 85.5% | 1.86 | 0 | 10 |  |  |  | No | R-410A | 1.9667 | Residential & Commercial | Ducted CEE Tier 1
212973831 | Central HP <5.4 tons | TEMPSTAR | HRCU-A-CB (Split System: Heat Pump with Remote Outdoor Unit-Air-Source) | DLCURAH24ABK |  |  | EA*4X24L17A* | *96VSN0801716B* | 23600 | 16.5 | 8.5 | 27000 | 21600 | 80% | 1.8 | 0 | 10 |  |  |  | No | R-410A | 1.9667 | Residential & Commercial | Ducted CEE Tier 1
212984575 | Central HP <5.4 tons | TEMPSTAR | HRCU-A-CB (Split System: Heat Pump with Remote Outdoor Unit-Air-Source) | DLCURAH24ABK |  |  | EA*4X24L17A* | *92MSN0801716A* | 23200 | 17 | 9 | 26800 | 26800 | 100% | 2.3 | 0 | 10 |  |  |  | No | R-410A | 1.9333 | Residential & Commercial | Ducted CEE Tier 1
212986161 | Central HP <5.4 tons | TEMPSTAR | HRCU-A-CB (Split System: Heat Pump with Remote Outdoor Unit-Air-Source) | DLCURAH24ABK |  |  | EA*4X25L17A* | *96MSN0401410A* | 24000 | 16.5 | 8.5 | 25400 | 21800 | 85.83% | 1.82 | 0 | 10 |  |  |  | No | R-410A | 2 | Residential & Commercial | Ducted CEE Tier 1
212986606 | Central HP <5.4 tons | TEMPSTAR | HRCU-A-CB (Split System: Heat Pump with Remote Outdoor Unit-Air-Source) | DLCURAH24ABK |  |  | EA*4X37L21A* | *96MSN0401712A* | 24000 | 16 | 8.1 | 25200 | 24800 | 98.41% | 2.04 | 0 | 10 |  |  |  | No | R-410A | 2 | Residential & Commercial | Ducted CEE Tier 1
212975013 | Central HP <5.4 tons | TEMPSTAR | HRCU-A-CB (Split System: Heat Pump with Remote Outdoor Unit-Air-Source) | DLCURAH24ABK |  |  | EN(A,D)4X24L14** | *96VTN0401410B* | 23200 | 15.5 | 8.5 | 27000 | 25000 | 92.59% | 2.06 | 0 | 10 |  |  |  | No | R-410A | 1.9333 | Residential & Commercial | Ducted CEE Tier 1
212975726 | Central HP <5.4 tons | TEMPSTAR | HRCU-A-CB (Split System: Heat Pump with Remote Outdoor Unit-Air-Source) | DLCURAH24ABK |  |  | EN(A,D)4X24L17** | *96VTN0601412B* | 23200 | 16.5 | 8.5 | 26800 | 24400 | 91.04% | 2.02 | 0 | 10 |  |  |  | No | R-410A | 1.9333 | Residential & Commercial | Ducted CEE Tier 1
212976042 | Central HP <5.4 tons | TEMPSTAR | HRCU-A-CB (Split System: Heat Pump with Remote Outdoor Unit-Air-Source) | DLCURAH24ABK |  |  | EA*4X36L17A* | *96VTN0801716B* | 23600 | 17 | 8.5 | 26000 | 24200 | 93.08% | 2.02 | 0 | 10 |  |  |  | No | R-410A | 1.9667 | Residential & Commercial | Ducted CEE Tier 1
213779570 | Central HP <5.4 tons | COMFORTMAKER | HRCU-A-CB (Split System: Heat Pump with Remote Outdoor Unit-Air-Source) | CVH837GKA** |  |  | EA*4X60L24A*+WALLCON | *80CTL1102120B* | 32800 | 17.5 | 8.1 | 31800 | 24600 | 77.36% | 1.98 | 0 | 11.5 |  |  |  | No | R-410A | 2.7333 | Residential & Commercial | Ducted CEE Tier 1
212973251 | Central HP <5.4 tons | TEMPSTAR | HRCU-A-CB (Split System: Heat Pump with Remote Outdoor Unit-Air-Source) | DLCURAH24ABK |  |  | EA*4X37L21A* | *96VSN0401712B* | 24200 | 16.5 | 8.5 | 25400 | 25000 | 98.43% | 2.06 | 0 | 10 |  |  |  | No | R-410A | 2.0167 | Residential & Commercial | Ducted CEE Tier 1
212973601 | Central HP <5.4 tons | TEMPSTAR | HRCU-A-CB (Split System: Heat Pump with Remote Outdoor Unit-Air-Source) | DLCURAH24ABK |  |  | EN(A,D)4X24L14** | *96VSN0601412B* | 23200 | 16.5 | 8.5 | 26800 | 25400 | 94.78% | 2.12 | 0 | 10 |  |  |  | No | R-410A | 1.9333 | Residential & Commercial | Ducted CEE Tier 1
213780290 | Central HP <5.4 tons | COMFORTMAKER | HRCU-A-CB (Split System: Heat Pump with Remote Outdoor Unit-Air-Source) | CVH837GKA** |  |  | EHD4X48AAL+WALLCON | *96CTN1202422B* | 32600 | 16.5 | 8.1 | 33000 | 24800 | 75.15% | 1.96 | 0 | 11 |  |  |  | No | R-410A | 2.7167 | Residential & Commercial | Ducted CEE Tier 1
213076561 | Central HP <5.4 tons | TEMPSTAR | HRCU-A-CB (Split System: Heat Pump with Remote Outdoor Unit-Air-Source) | DLCURAH36ABK |  |  | END4X42L17** | *80VTL0701716B* | 35400 | 16 | 8.1 | 38500 | 35200 | 91.43% | 1.88 | 0 | 10 |  |  |  | No | R-410A | 2.95 | Residential & Commercial | Ducted CEE Tier 1
214574163 | Central HP <5.4 tons | COMFORTMAKER | HRCU-A-CB (Split System: Heat Pump with Remote Outdoor Unit-Air-Source) | CVH837GKA2* |  |  | EA*4X61L24A*+WALLCON | *95CSU0802120B* | 33200 | 17.5 | 8.5 | 32000 | 24800 | 77.5% | 2 | 0 | 11.5 |  |  |  | No | R-410A | 2.7667 | Residential & Commercial | Ducted CEE Tier 1
214574383 | Central HP <5.4 tons | COMFORTMAKER | HRCU-A-CB (Split System: Heat Pump with Remote Outdoor Unit-Air-Source) | CVH837GKA2* |  |  | EHD4X48AAL+WALLCON | *96CTN0802120B* | 32600 | 17.5 | 8.5 | 32600 | 24800 | 76.07% | 1.98 | 0 | 11 |  |  |  | No | R-410A | 2.7167 | Residential & Commercial | Ducted CEE Tier 1
213780670 | Central HP <5.4 tons | COMFORTMAKER | HRCU-A-CB (Split System: Heat Pump with Remote Outdoor Unit-Air-Source) | CVH837GKA2* |  |  | EA*4X36L17A*+WALLCON | *80CTL0901716B* | 31200 | 16.5 | 8.1 | 33200 | 24200 | 72.89% | 1.84 | 0 | 10.5 |  |  |  | No | R-410A | 2.6 | Residential & Commercial | Ducted CEE Tier 1
215683597 | Central HP <5.4 tons | CARRIER | HRCU-A-CB (Split System: Heat Pump with Remote Outdoor Unit-Air-Source) | 27VNA024A*030* |  |  | CAA**2517AM*+UI | 58CU*A040C17**12 | 24000 | 17.5 | 9 | 23400 | 16400 | 70.09% | 2.02 | 0 | 10.5 |  |  |  | No | R-454B | 2 | Residential & Commercial | Ducted CEE Tier 1
212976133 | Central HP <5.4 tons | TEMPSTAR | HRCU-A-CB (Split System: Heat Pump with Remote Outdoor Unit-Air-Source) | DLCURAH24ABK |  |  | EN(A,D)4X36L21** | *96VTN0801716B* | 23400 | 16.5 | 8.1 | 25800 | 24200 | 93.8% | 2 | 0 | 10 |  |  |  | No | R-410A | 1.95 | Residential & Commercial | Ducted CEE Tier 1
212976412 | Central HP <5.4 tons | TEMPSTAR | HRCU-A-CB (Split System: Heat Pump with Remote Outdoor Unit-Air-Source) | DLCURAH24ABK |  |  | EA*4X37L21A* | *96VTN0802120B* | 24400 | 17 | 8.5 | 25200 | 24000 | 95.24% | 1.98 | 0 | 10.5 |  |  |  | No | R-410A | 2.0333 | Residential & Commercial | Ducted CEE Tier 1
212976426 | Central HP <5.4 tons | TEMPSTAR | HRCU-A-CB (Split System: Heat Pump with Remote Outdoor Unit-Air-Source) | DLCURAH24ABK |  |  | EN(A,D)4X36L21** | *96VTN0802120B* | 23800 | 17 | 8.5 | 26400 | 28000 | 106.1% | 1.78 | 0 | 10.5 |  |  |  | No | R-410A | 1.9833 | Residential & Commercial | Ducted CEE Tier 1
212976987 | Central HP <5.4 tons | TEMPSTAR | HRCU-A-CB (Split System: Heat Pump with Remote Outdoor Unit-Air-Source) | DLCURAH24ABK |  |  | EA*4X36L21A* | *96VTN1002122B* | 24200 | 17.5 | 8.5 | 26400 | 21200 | 80.3% | 1.78 | 0 | 10 |  |  |  | No | R-410A | 2.0167 | Residential & Commercial | Ducted CEE Tier 1
212969735 | Central HP <5.4 tons | TEMPSTAR | HRCU-A-CB (Split System: Heat Pump with Remote Outdoor Unit-Air-Source) | DLCURAH24ABK |  |  | EA*4X24L14A* | *80VSL0451412B* | 23200 | 17 | 8.5 | 26800 | 27000 | 100.7% | 2.3 | 0 | 10 |  |  |  | No | R-410A | 1.9333 | Residential & Commercial | Ducted CEE Tier 1
214595725 | Central HP <5.4 tons | COMFORTMAKER | HRCU-A-CB (Split System: Heat Pump with Remote Outdoor Unit-Air-Source) | DLCURAH24ABK |  |  | EA*4X30L17A* | *96VTN0601716B* | 23600 | 16.5 | 9 | 26000 | 24000 | 92.31% | 2 | 0 | 10 |  |  |  | No | R-410A | 1.9667 | Residential & Commercial | Ducted CEE Tier 1
212972961 | Central HP <5.4 tons | TEMPSTAR | HRCU-A-CB (Split System: Heat Pump with Remote Outdoor Unit-Air-Source) | DLCURAH24ABK |  |  | EA*4X37L17A* | *96VSN0401410B* | 23800 | 16.5 | 8.5 | 25600 | 25600 | 100% | 2.12 | 0 | 10 |  |  |  | No | R-410A | 1.9833 | Residential & Commercial | Ducted CEE Tier 1
212973561 | Central HP <5.4 tons | TEMPSTAR | HRCU-A-CB (Split System: Heat Pump with Remote Outdoor Unit-Air-Source) | DLCURAH24ABK |  |  | EA*4X30L14A* | *96VSN0601412B* | 23400 | 16.5 | 8.5 | 26200 | 24800 | 94.66% | 2.06 | 0 | 10 |  |  |  | No | R-410A | 1.95 | Residential & Commercial | Ducted CEE Tier 1
215683649 | Central HP <5.4 tons | CARRIER | HRCU-A-CB (Split System: Heat Pump with Remote Outdoor Unit-Air-Source) | 27VNA024A*030* |  |  | CAA**3617AM*+UI | 58TN*B070C14**12 | 23200 | 17 | 9 | 23600 | 16600 | 70.34% | 1.98 | 0 | 10 |  |  |  | No | R-454B | 1.9333 | Residential & Commercial | Ducted CEE Tier 1
215683717 | Central HP <5.4 tons | CARRIER | HRCU-A-CB (Split System: Heat Pump with Remote Outdoor Unit-Air-Source) | 27VNA024A*030* |  |  | CAA**3721AM*+UI | 59TN6C100C21**22 | 24000 | 17.5 | 9 | 23200 | 16300 | 70.26% | 2.02 | 0 | 10.5 |  |  |  | No | R-454B | 2 | Residential & Commercial | Ducted CEE Tier 1
215683645 | Central HP <5.4 tons | CARRIER | HRCU-A-CB (Split System: Heat Pump with Remote Outdoor Unit-Air-Source) | 27VNA024A*030* |  |  | CAA**3617AM*+UI | 58CU*A060C17**16 | 23200 | 17 | 9 | 23600 | 16600 | 70.34% | 1.98 | 0 | 10 |  |  |  | No | R-454B | 1.9333 | Residential & Commercial | Ducted CEE Tier 1
212975039 | Central HP <5.4 tons | TEMPSTAR | HRCU-A-CB (Split System: Heat Pump with Remote Outdoor Unit-Air-Source) | DLCURAH24ABK |  |  | EN(A,D)4X30L14** | *96VTN0401410B* | 23200 | 15.5 | 8.1 | 25800 | 24200 | 93.8% | 2 | 0 | 10 |  |  |  | No | R-410A | 1.9333 | Residential & Commercial | Ducted CEE Tier 1
212975341 | Central HP <5.4 tons | TEMPSTAR | HRCU-A-CB (Split System: Heat Pump with Remote Outdoor Unit-Air-Source) | DLCURAH24ABK |  |  | EN(A,D)4X24L17** | *96VTN0401712B* | 23200 | 15.5 | 8.5 | 27000 | 24800 | 91.85% | 2.06 | 0 | 10 |  |  |  | No | R-410A | 1.9333 | Residential & Commercial | Ducted CEE Tier 1
213778850 | Central HP <5.4 tons | COMFORTMAKER | HRCU-A-CB (Split System: Heat Pump with Remote Outdoor Unit-Air-Source) | CVH837GKA** |  |  | EA*4X36L21A*+WALLCON | *80CTL0902120B* | 31600 | 17 | 8.1 | 32800 | 24200 | 73.78% | 1.86 | 0 | 11 |  |  |  | No | R-410A | 2.6333 | Residential & Commercial | Ducted CEE Tier 1
212975693 | Central HP <5.4 tons | TEMPSTAR | HRCU-A-CB (Split System: Heat Pump with Remote Outdoor Unit-Air-Source) | DLCURAH24ABK |  |  | EA*4X36L17A* | *96VTN0601412B* | 23600 | 17 | 8.5 | 26200 | 22400 | 85.5% | 1.86 | 0 | 10 |  |  |  | No | R-410A | 1.9667 | Residential & Commercial | Ducted CEE Tier 1
212981729 | Central HP <5.4 tons | COMFORTMAKER | HRCU-A-CB (Split System: Heat Pump with Remote Outdoor Unit-Air-Source) | DLCURAH24ABK |  |  | EA*4X36L17A* | *80MSU1002120A* | 23400 | 17 | 8.5 | 26000 | 24400 | 93.85% | 2.02 | 0 | 10 |  |  |  | No | R-410A | 1.95 | Residential & Commercial | Ducted CEE Tier 1
215683661 | Central HP <5.4 tons | CARRIER | HRCU-A-CB (Split System: Heat Pump with Remote Outdoor Unit-Air-Source) | 27VNA024A*030* |  |  | CAA**3617AM*+UI | 59TN6C060C17**14 | 23000 | 17 | 9 | 23800 | 16700 | 70.17% | 1.96 | 0 | 10 |  |  |  | No | R-454B | 1.9167 | Residential & Commercial | Ducted CEE Tier 1
215683711 | Central HP <5.4 tons | CARRIER | HRCU-A-CB (Split System: Heat Pump with Remote Outdoor Unit-Air-Source) | 27VNA024A*030* |  |  | CAA**3721AM*+UI | 59MN7C100C21**22 | 24000 | 17.5 | 9 | 23200 | 16300 | 70.26% | 2.02 | 0 | 10.5 |  |  |  | No | R-454B | 2 | Residential & Commercial | Ducted CEE Tier 1
213780770 | Central HP <5.4 tons | COMFORTMAKER | HRCU-A-CB (Split System: Heat Pump with Remote Outdoor Unit-Air-Source) | CVH837GKA2* |  |  | EA*4X36L21A*+WALLCON | *80CTL1102120B* | 31600 | 17 | 8.1 | 32800 | 24200 | 73.78% | 1.86 | 0 | 11 |  |  |  | No | R-410A | 2.6333 | Residential & Commercial | Ducted CEE Tier 1
206790604 | Central HP <5.4 tons | BRYANT HEATING AND COOLING SYSTEMS | HRCU-A-CB (Split System: Heat Pump with Remote Outdoor Unit-Air-Source) | 284ANV048*0**B* |  |  | CAP**4824AL*+UI | 987MB66120C24*** | 43500 | 20.5 | 9.5 | 46500 | 36400 | 78.28% | 2.26 | 12 | 11.7 |  |  |  | No | R-410A | 3.625 | Residential & Commercial | Ducted CEE Tier 1
206790619 | Central HP <5.4 tons | BRYANT HEATING AND COOLING SYSTEMS | HRCU-A-CB (Split System: Heat Pump with Remote Outdoor Unit-Air-Source) | 284ANV048*0**B* |  |  | CAP**6024AL*+UI | 986TC66120C24*** | 44500 | 21.5 | 9.5 | 46000 | 36200 | 78.7% | 2.36 | 12.5 | 12 |  |  |  | No | R-410A | 3.7083 | Residential & Commercial | Ducted CEE Tier 1
206790621 | Central HP <5.4 tons | BRYANT HEATING AND COOLING SYSTEMS | HRCU-A-CB (Split System: Heat Pump with Remote Outdoor Unit-Air-Source) | 284ANV048*0**B* |  |  | CAP**6121AL*+UI | 986TC66100C21*** | 45500 | 21 | 9.5 | 46000 | 36400 | 79.13% | 2.36 | 12.5 | 12 |  |  |  | No | R-410A | 3.7917 | Residential & Commercial | Ducted CEE Tier 1
206790622 | Central HP <5.4 tons | BRYANT HEATING AND COOLING SYSTEMS | HRCU-A-CB (Split System: Heat Pump with Remote Outdoor Unit-Air-Source) | 284ANV048*0**B* |  |  | CAP**6124AL*+UI | 986TC66120C24*** | 45500 | 21.5 | 9.5 | 46000 | 36200 | 78.7% | 2.38 | 12.5 | 12 |  |  |  | No | R-410A | 3.7917 | Residential & Commercial | Ducted CEE Tier 1
213781320 | Central HP <5.4 tons | COMFORTMAKER | HRCU-A-CB (Split System: Heat Pump with Remote Outdoor Unit-Air-Source) | CVH837GKA2* |  |  | EA*4X48L21A*+WALLCON | *80CTL1102120B* | 32400 | 17 | 8.1 | 32400 | 24800 | 76.54% | 1.98 | 0 | 11 |  |  |  | No | R-410A | 2.7 | Residential & Commercial | Ducted CEE Tier 1
213781470 | Central HP <5.4 tons | COMFORTMAKER | HRCU-A-CB (Split System: Heat Pump with Remote Outdoor Unit-Air-Source) | CVH837GKA2* |  |  | EA*4X60L24A*+WALLCON | *80CTL0902120B* | 32800 | 17.5 | 8.1 | 31800 | 24600 | 77.36% | 1.98 | 0 | 11.5 |  |  |  | No | R-410A | 2.7333 | Residential & Commercial | Ducted CEE Tier 1
204298637 | Central HP <5.4 tons | HEIL | HRCU-A-CB (Split System: Heat Pump with Remote Outdoor Unit-Air-Source) | HVH837GKA** |  |  | EA*4X36L17A*+WALLCON | *80CTL0901716A* | 31600 | 17.5 | 8.1 | 33200 | 24200 | 72.89% | 1.86 | 11 | 11 |  |  |  | No | R-410A | 2.6333 | Residential & Commercial | Ducted CEE Tier 1
204298737 | Central HP <5.4 tons | HEIL | HRCU-A-CB (Split System: Heat Pump with Remote Outdoor Unit-Air-Source) | HVH837GKA** |  |  | EA*4X36L21A*+WALLCON | *97CMN1002122A* | 31600 | 17 | 8.1 | 33200 | 24200 | 72.89% | 1.86 | 11.5 | 11 |  |  |  | No | R-410A | 2.6333 | Residential & Commercial | Ducted CEE Tier 1
206767507 | Central HP <5.4 tons | HEIL | HRCU-A-CB (Split System: Heat Pump with Remote Outdoor Unit-Air-Source) | HVH825GKA3* |  |  | EA*4X36L21A*+WALLCON | *95CSU0802120A* | 23600 | 16.5 | 8.1 | 21400 | 16600 | 77.57% | 1.94 | 11 | 11 |  |  |  | No | R-410A | 1.9667 | Residential & Commercial | Ducted CEE Tier 1
206136076 | Central HP <5.4 tons | HEIL | HRCU-A-CB (Split System: Heat Pump with Remote Outdoor Unit-Air-Source) | HVH837GKA** |  |  | EA*4X37L21A*+WALLCON | *95CSU0802120A* | 33000 | 17.5 | 8.5 | 32800 | 25000 | 76.22% | 2 | 12 | 11.5 |  |  |  | No | R-410A | 2.75 | Residential & Commercial | Ducted CEE Tier 1
206136126 | Central HP <5.4 tons | HEIL | HRCU-A-CB (Split System: Heat Pump with Remote Outdoor Unit-Air-Source) | HVH837GKA** |  |  | EA*4X42L24A*+WALLCON | *95CSU1002122A* | 31800 | 17.5 | 8.1 | 33000 | 24400 | 73.94% | 1.9 | 11.5 | 11 |  |  |  | No | R-410A | 2.65 | Residential & Commercial | Ducted CEE Tier 1
206136276 | Central HP <5.4 tons | HEIL | HRCU-A-CB (Split System: Heat Pump with Remote Outdoor Unit-Air-Source) | HVH837GKA** |  |  | EN(A,D,W)4X48L21**+WALLCON | *95CSU0802120A* | 32400 | 17.5 | 8.1 | 32800 | 24800 | 75.61% | 1.96 | 12 | 11.7 |  |  |  | No | R-410A | 2.7 | Residential & Commercial | Ducted CEE Tier 1
212974623 | Central HP <5.4 tons | TEMPSTAR | HRCU-A-CB (Split System: Heat Pump with Remote Outdoor Unit-Air-Source) | DLCURAH18ABK |  |  | EA*4X19L17A* | *96VTN0401410B* | 17600 | 16 | 8.1 | 17700 | 17900 | 101.1% | 2.16 | 0 | 10.5 |  |  |  | No | R-410A | 1.4667 | Residential & Commercial | Ducted CEE Tier 1
215939836 | Central HP <5.4 tons | HEIL | HRCU-A-CB (Split System: Heat Pump with Remote Outdoor Unit-Air-Source) | H5H3V36*K*AAA* |  |  | EA*5X61M21A*+WALLCON | *80CSU0401712B* | 34400 | 20.5 | 9.5 | 34200 | 26000 | 76.02% | 2.06 | 0 | 12 |  |  |  | No | R-454B | 2.8667 | Residential & Commercial | Ducted CEE Tier 1
215940036 | Central HP <5.4 tons | HEIL | HRCU-A-CB (Split System: Heat Pump with Remote Outdoor Unit-Air-Source) | H5H3V36*K*AAA* |  |  | ESH5X42M12A*+WALLCON | *80CSU0601716B* | 33600 | 19.5 | 9 | 34800 | 26600 | 76.44% | 1.94 | 0 | 11.7 |  |  |  | No | R-454B | 2.8 | Residential & Commercial | Ducted CEE Tier 1
215940336 | Central HP <5.4 tons | HEIL | HRCU-A-CB (Split System: Heat Pump with Remote Outdoor Unit-Air-Source) | H5H3V36*K*AAA* |  |  | EVM5X49M21A*+WALLCON | *80CSU0401712B* | 35600 | 22 | 8.5 | 38000 | 28600 | 75.26% | 2.04 | 0 | 12.5 |  |  |  | No | R-454B | 2.9667 | Residential & Commercial | Ducted CEE Tier 1
215940436 | Central HP <5.4 tons | HEIL | HRCU-A-CB (Split System: Heat Pump with Remote Outdoor Unit-Air-Source) | H5H3V36*K*AAA* |  |  | EVM5X60M21A*+WALLCON | *97CTN0801716A* | 35400 | 21 | 8.5 | 38500 | 29000 | 75.32% | 2.02 | 0 | 12 |  |  |  | No | R-454B | 2.95 | Residential & Commercial | Ducted CEE Tier 1
215940456 | Central HP <5.4 tons | HEIL | HRCU-A-CB (Split System: Heat Pump with Remote Outdoor Unit-Air-Source) | H5H3V36*K*AAA* |  |  | EVM5X60M21A*+WALLCON | *97CTN1002122A* | 35600 | 22 | 8.5 | 38000 | 28600 | 75.26% | 2.02 | 0 | 12.5 |  |  |  | No | R-454B | 2.9667 | Residential & Commercial | Ducted CEE Tier 1
215940486 | Central HP <5.4 tons | HEIL | HRCU-A-CB (Split System: Heat Pump with Remote Outdoor Unit-Air-Source) | H5H3V36*K*AAA* |  |  | EVM5X60M24A*+WALLCON | *97CTN1002122A* | 35600 | 22 | 8.5 | 38000 | 28400 | 74.74% | 2.04 | 0 | 12.5 |  |  |  | No | R-454B | 2.9667 | Residential & Commercial | Ducted CEE Tier 1
215940506 | Central HP <5.4 tons | HEIL | HRCU-A-CB (Split System: Heat Pump with Remote Outdoor Unit-Air-Source) | H5H3V36*K*AAA* |  |  | EVD5X36M21A*+WALLCON | *96CTN0802120B* | 34400 | 20.5 | 8.5 | 38500 | 28200 | 73.25% | 2.04 | 0 | 11.7 |  |  |  | No | R-454B | 2.8667 | Residential & Commercial | Ducted CEE Tier 1
215940706 | Central HP <5.4 tons | HEIL | HRCU-A-CB (Split System: Heat Pump with Remote Outdoor Unit-Air-Source) | H5H3V36*K*AAA* |  |  | EVD5X42M24A*+WALLCON | *97CTN1002122A* | 35600 | 22 | 8.5 | 38000 | 28400 | 74.74% | 2.04 | 0 | 12.5 |  |  |  | No | R-454B | 2.9667 | Residential & Commercial | Ducted CEE Tier 1
215940136 | Central HP <5.4 tons | HEIL | HRCU-A-CB (Split System: Heat Pump with Remote Outdoor Unit-Air-Source) | H5H3V36*K*AAA* |  |  | ESH5X48M12A*+WALLCON | *97CTN0801716A* | 33400 | 19 | 9 | 35200 | 27000 | 76.7% | 1.92 | 0 | 11 |  |  |  | No | R-454B | 2.7833 | Residential & Commercial | Ducted CEE Tier 1
215678186 | Central HP <5.4 tons | AIRQUEST | HRCU-A-CB (Split System: Heat Pump with Remote Outdoor Unit-Air-Source) | H5H0V24*K*AAA* |  |  | EA*5X24M17A*+WALLCON | *80CSU0401712B* | 23000 | 16.5 | 8.5 | 24000 | 16800 | 70% | 1.98 | 0 | 10 |  |  |  | No | R-454B | 1.9167 | Residential & Commercial | Ducted CEE Tier 1
215683683 | Central HP <5.4 tons | CARRIER | HRCU-A-CB (Split System: Heat Pump with Remote Outdoor Unit-Air-Source) | 27VNA024A*030* |  |  | CAA**3717AM*+UI | 59TN6C060C17**14 | 23800 | 17 | 9 | 23600 | 16600 | 70.34% | 2 | 0 | 10 |  |  |  | No | R-454B | 1.9833 | Residential & Commercial | Ducted CEE Tier 1
215683701 | Central HP <5.4 tons | CARRIER | HRCU-A-CB (Split System: Heat Pump with Remote Outdoor Unit-Air-Source) | 27VNA024A*030* |  |  | CAA**3721AM*+UI | 58TN*B110C21**20 | 24000 | 17.5 | 9 | 23200 | 16300 | 70.26% | 2.02 | 0 | 10.5 |  |  |  | No | R-454B | 2 | Residential & Commercial | Ducted CEE Tier 1
215683945 | Central HP <5.4 tons | CARRIER | HRCU-A-CB (Split System: Heat Pump with Remote Outdoor Unit-Air-Source) | 27VNA036A*030* |  |  | CAA**4221AM*+UI | 58TN*B090C21**20 | 33200 | 18 | 9 | 35800 | 25600 | 71.51% | 1.86 | 0 | 10 |  |  |  | No | R-454B | 2.7667 | Residential & Commercial | Ducted CEE Tier 1
214626238 | Central HP <5.4 tons | LENNOX | HRCU-A-CB (Split System: Heat Pump with Remote Outdoor Unit-Air-Source) | SL25XPV-048-230A** |  |  | CK40CT-49C-0*+TDR | EL297UH090XV48C* | 45000 | 20 | 8.9 | 44000 | 36000 | 81.82% | 1.76 | 0 | 11.7 |  |  |  | No | R-410A | 3.75 | Residential & Commercial | Ducted CEE Tier 1
215662864 | Central HP <5.4 tons | AIRQUEST | HRCU-A-CB (Split System: Heat Pump with Remote Outdoor Unit-Air-Source) | H5H0V48*K*AAA* |  |  | FCMA5B48L0C*+WALLCON |  | 45500 | 19 | 9 | 48000 | 33600 | 70% | 2.1 | 0 | 10.5 |  |  |  | No | R-454B | 3.7917 | Residential & Commercial | Ducted CEE Tier 1
215941056 | Central HP <5.4 tons | HEIL | HRCU-A-CB (Split System: Heat Pump with Remote Outdoor Unit-Air-Source) | H5H3V48*K*AAA* |  |  | EA*5X61M21A*+WALLCON | *80CSU0601716B* | 45000 | 21 | 9.5 | 48500 | 37000 | 76.29% | 2 | 0 | 11.5 |  |  |  | No | R-454B | 3.75 | Residential & Commercial | Ducted CEE Tier 1
212974714 | Central HP <5.4 tons | TEMPSTAR | HRCU-A-CB (Split System: Heat Pump with Remote Outdoor Unit-Air-Source) | DLCURAH18ABK |  |  | EN(A,D)4X24L14** | *96VTN0401410B* | 17300 | 15.5 | 8.5 | 18400 | 19200 | 104.3% | 2.3 | 0 | 10.5 |  |  |  | No | R-410A | 1.4417 | Residential & Commercial | Ducted CEE Tier 1
212975132 | Central HP <5.4 tons | TEMPSTAR | HRCU-A-CB (Split System: Heat Pump with Remote Outdoor Unit-Air-Source) | DLCURAH18ABK |  |  | EN(A,D)4X30L17** | *96VTN0401712B* | 17300 | 16 | 8.1 | 17900 | 16300 | 91.06% | 1.84 | 0 | 10.5 |  |  |  | No | R-410A | 1.4417 | Residential & Commercial | Ducted CEE Tier 1
212975484 | Central HP <5.4 tons | TEMPSTAR | HRCU-A-CB (Split System: Heat Pump with Remote Outdoor Unit-Air-Source) | DLCURAH18ABK |  |  | EN(A,D)4X30L14** | *96VTN0601412B* | 17400 | 16 | 8.1 | 18000 | 18700 | 103.9% | 2.24 | 0 | 11 |  |  |  | No | R-410A | 1.45 | Residential & Commercial | Ducted CEE Tier 1
212979946 | Central HP <5.4 tons | COMFORTMAKER | HRCU-A-CB (Split System: Heat Pump with Remote Outdoor Unit-Air-Source) | DLCURAH18ABK |  |  | EA*4X19L17A* | *80MS(N,L)0901714A* | 18000 | 16.5 | 8.5 | 18000 | 17800 | 98.89% | 2.14 | 0 | 10.5 |  |  |  | No | R-410A | 1.5 | Residential & Commercial | Ducted CEE Tier 1
212983277 | Central HP <5.4 tons | COMFORTMAKER | HRCU-A-CB (Split System: Heat Pump with Remote Outdoor Unit-Air-Source) | DLCURAH18ABK |  |  | EA*4X25L17A* | *92MSN0401712A* | 17700 | 16 | 8.1 | 17700 | 17800 | 100.6% | 2.14 | 0 | 10.5 |  |  |  | No | R-410A | 1.475 | Residential & Commercial | Ducted CEE Tier 1
212983681 | Central HP <5.4 tons | COMFORTMAKER | HRCU-A-CB (Split System: Heat Pump with Remote Outdoor Unit-Air-Source) | DLCURAH18ABK |  |  | EA*4X30L17A* | *92MSN0601412A* | 17400 | 16.5 | 8.5 | 18000 | 18900 | 105% | 2.28 | 0 | 10.5 |  |  |  | No | R-410A | 1.45 | Residential & Commercial | Ducted CEE Tier 1
212982425 | Central HP <5.4 tons | COMFORTMAKER | HRCU-A-CB (Split System: Heat Pump with Remote Outdoor Unit-Air-Source) | DLCURAH18ABK |  |  | EN(A,D)4X24L17** | *80MSU0401712A* | 17500 | 16 | 8.5 | 18400 | 18900 | 102.7% | 2.28 | 0 | 10.5 |  |  |  | No | R-410A | 1.4583 | Residential & Commercial | Ducted CEE Tier 1
212982413 | Central HP <5.4 tons | COMFORTMAKER | HRCU-A-CB (Split System: Heat Pump with Remote Outdoor Unit-Air-Source) | DLCURAH18ABK |  |  | EA*4X30L17A* | *80MSU0401712A* | 17500 | 16 | 8.5 | 18100 | 18500 | 102.2% | 2.24 | 0 | 10.5 |  |  |  | No | R-410A | 1.4583 | Residential & Commercial | Ducted CEE Tier 1
212975088 | Central HP <5.4 tons | TEMPSTAR | HRCU-A-CB (Split System: Heat Pump with Remote Outdoor Unit-Air-Source) | DLCURAH18ABK |  |  | EA*4X24L17A* | *96VTN0401712B* | 17200 | 16 | 8.5 | 18200 | 17800 | 97.8% | 2.14 | 0 | 10.5 |  |  |  | No | R-410A | 1.4333 | Residential & Commercial | Ducted CEE Tier 1
212975440 | Central HP <5.4 tons | TEMPSTAR | HRCU-A-CB (Split System: Heat Pump with Remote Outdoor Unit-Air-Source) | DLCURAH18ABK |  |  | EA*4X30L17A* | *96VTN0601412B* | 17400 | 16.5 | 8.5 | 18000 | 19800 | 110% | 2.38 | 0 | 10.5 |  |  |  | No | R-410A | 1.45 | Residential & Commercial | Ducted CEE Tier 1
204456815 | Central HP <5.4 tons | BRYANT HEATING AND COOLING SYSTEMS | HRCU-A-CB (Split System: Heat Pump with Remote Outdoor Unit-Air-Source) | 288BNV025*0**B* |  |  | CAP**3717AL*+UI | 88*TA36045C17*** | 24000 | 16 | 8.1 | 21600 | 16800 | 77.78% | 1.98 | 11 | 10.5 |  |  |  | No | R-410A | 2 | Residential & Commercial | Ducted CEE Tier 1
204456852 | Central HP <5.4 tons | BRYANT HEATING AND COOLING SYSTEMS | HRCU-A-CB (Split System: Heat Pump with Remote Outdoor Unit-Air-Source) | 288BNV025*0**B* |  |  | CAP**3717AL*+UI | 987MB42060C17*** | 24000 | 16 | 8.1 | 21600 | 16900 | 78.24% | 1.98 | 11 | 10.5 |  |  |  | No | R-410A | 2 | Residential & Commercial | Ducted CEE Tier 1
204459241 | Central HP <5.4 tons | BRYANT HEATING AND COOLING SYSTEMS | HRCU-A-CB (Split System: Heat Pump with Remote Outdoor Unit-Air-Source) | 288BNV025*0**B* |  |  | CSPH*3012AL*+UI | 88*TA48090C17*** | 23800 | 16 | 8.1 | 21800 | 16700 | 76.61% | 1.98 | 11 | 10.5 |  |  |  | No | R-410A | 1.9833 | Residential & Commercial | Ducted CEE Tier 1
215683657 | Central HP <5.4 tons | CARRIER | HRCU-A-CB (Split System: Heat Pump with Remote Outdoor Unit-Air-Source) | 27VNA024A*030* |  |  | CAA**3617AM*+UI | 59MN7C080C17**14 | 23000 | 17 | 9 | 23800 | 16700 | 70.17% | 1.98 | 0 | 10 |  |  |  | No | R-454B | 1.9167 | Residential & Commercial | Ducted CEE Tier 1
215683693 | Central HP <5.4 tons | CARRIER | HRCU-A-CB (Split System: Heat Pump with Remote Outdoor Unit-Air-Source) | 27VNA024A*030* |  |  | CAA**3721AM*+UI | 58TN*B070C17**16 | 24000 | 17.5 | 9 | 23400 | 16400 | 70.09% | 2.02 | 0 | 10.5 |  |  |  | No | R-454B | 2 | Residential & Commercial | Ducted CEE Tier 1
215941157 | Central HP <5.4 tons | AIRQUEST | HRCU-A-CB (Split System: Heat Pump with Remote Outdoor Unit-Air-Source) | H5H3V48*K*AAA* |  |  | ESH5X48M12A*+WALLCON | *80CSU0601716B* | 44000 | 20 | 9 | 48500 | 36600 | 75.46% | 1.8 | 0 | 11 |  |  |  | No | R-454B | 3.6667 | Residential & Commercial | Ducted CEE Tier 1
215941257 | Central HP <5.4 tons | AIRQUEST | HRCU-A-CB (Split System: Heat Pump with Remote Outdoor Unit-Air-Source) | H5H3V48*K*AAA* |  |  | ESH5X60M12A*+WALLCON | *97CTN1202422A* | 45000 | 20.5 | 9 | 48500 | 36400 | 75.05% | 1.82 | 0 | 11 |  |  |  | No | R-454B | 3.75 | Residential & Commercial | Ducted CEE Tier 1
215941247 | Central HP <5.4 tons | AIRQUEST | HRCU-A-CB (Split System: Heat Pump with Remote Outdoor Unit-Air-Source) | H5H3V48*K*AAA* |  |  | ESH5X60M12A*+WALLCON | *97CTN1002122A* | 45000 | 20.5 | 9 | 48500 | 36600 | 75.46% | 1.82 | 0 | 11 |  |  |  | No | R-454B | 3.75 | Residential & Commercial | Ducted CEE Tier 1
215941667 | Central HP <5.4 tons | AIRQUEST | HRCU-A-CB (Split System: Heat Pump with Remote Outdoor Unit-Air-Source) | H5H3V48*K*AAA* |  |  | EVD5X60M21A*+WALLCON | *96CTN0802120B* | 45500 | 20.5 | 8.1 | 53000 | 38500 | 72.64% | 1.95 | 0 | 11 |  |  |  | No | R-454B | 3.7917 | Residential & Commercial | Ducted CEE Tier 1
215933976 | Central HP <5.4 tons | HEIL | HRCU-A-CB (Split System: Heat Pump with Remote Outdoor Unit-Air-Source) | H5H3V48*K*AAA* |  |  | EA*5X48M21A*+WALLCON | *80CSU1002120A* | 43500 | 20.5 | 9.5 | 48000 | 36600 | 76.25% | 2 | 0 | 10.5 |  |  |  | No | R-454B | 3.625 | Residential & Commercial | Ducted CEE Tier 1
213781670 | Central HP <5.4 tons | COMFORTMAKER | HRCU-A-CB (Split System: Heat Pump with Remote Outdoor Unit-Air-Source) | CVH837GKA2* |  |  | EA*4X61L24A*+WALLCON | *80CTL1102120B* | 33200 | 17.5 | 8.5 | 32000 | 24800 | 77.5% | 2 | 0 | 11.5 |  |  |  | No | R-410A | 2.7667 | Residential & Commercial | Ducted CEE Tier 1
213781920 | Central HP <5.4 tons | COMFORTMAKER | HRCU-A-CB (Split System: Heat Pump with Remote Outdoor Unit-Air-Source) | CVH837GKA2* |  |  | EHD4X42AAL+WALLCON | *80CTL0901716B* | 32200 | 16.5 | 8.1 | 33000 | 24800 | 75.15% | 1.94 | 0 | 11 |  |  |  | No | R-410A | 2.6833 | Residential & Commercial | Ducted CEE Tier 1
213781160 | Central HP <5.4 tons | COMFORTMAKER | HRCU-A-CB (Split System: Heat Pump with Remote Outdoor Unit-Air-Source) | CVH837GKA2* |  |  | EA*4X43L21A*+WALLCON | *80CTL0451712B* | 32600 | 16.5 | 8.1 | 33200 | 25400 | 76.51% | 1.94 | 0 | 10.5 |  |  |  | No | R-410A | 2.7167 | Residential & Commercial | Ducted CEE Tier 1
213781230 | Central HP <5.4 tons | COMFORTMAKER | HRCU-A-CB (Split System: Heat Pump with Remote Outdoor Unit-Air-Source) | CVH837GKA2* |  |  | EA*4X43L21A*+WALLCON | *97CMN0801714B* | 32800 | 17 | 8.1 | 33000 | 25200 | 76.36% | 1.96 | 0 | 11 |  |  |  | No | R-410A | 2.7333 | Residential & Commercial | Ducted CEE Tier 1
213781280 | Central HP <5.4 tons | COMFORTMAKER | HRCU-A-CB (Split System: Heat Pump with Remote Outdoor Unit-Air-Source) | CVH837GKA2* |  |  | EA*4X48L21A*+WALLCON | *80CTL0451712B* | 32000 | 16.5 | 8.1 | 32800 | 25200 | 76.83% | 1.92 | 0 | 10.5 |  |  |  | No | R-410A | 2.6667 | Residential & Commercial | Ducted CEE Tier 1
213781360 | Central HP <5.4 tons | COMFORTMAKER | HRCU-A-CB (Split System: Heat Pump with Remote Outdoor Unit-Air-Source) | CVH837GKA2* |  |  | EA*4X48L21A*+WALLCON | *97CMN1002122B* | 32400 | 17 | 8.1 | 32600 | 24800 | 76.07% | 1.98 | 0 | 11 |  |  |  | No | R-410A | 2.7 | Residential & Commercial | Ducted CEE Tier 1
213781090 | Central HP <5.4 tons | COMFORTMAKER | HRCU-A-CB (Split System: Heat Pump with Remote Outdoor Unit-Air-Source) | CVH837GKA2* |  |  | EA*4X42L24A*+WALLCON | *80CTL0902120B* | 31800 | 17 | 8.1 | 32800 | 24200 | 73.78% | 1.88 | 0 | 11 |  |  |  | No | R-410A | 2.65 | Residential & Commercial | Ducted CEE Tier 1
215942503 | Central HP <5.4 tons | AIRQUEST | HRCU-A-CB (Split System: Heat Pump with Remote Outdoor Unit-Air-Source) | H5H3V36*K*AAA* |  |  | EVD5X61M21A*+WALLCON | *80CTL1102120B* | 36000 | 22 | 8.5 | 37400 | 28200 | 75.4% | 2.04 | 0 | 12.5 |  |  |  | No | R-454B | 3 | Residential & Commercial | Ducted CEE Tier 1
215935046 | Central HP <5.4 tons | HEIL | HRCU-A-CB (Split System: Heat Pump with Remote Outdoor Unit-Air-Source) | H5H3V36*K*AAA* |  |  | EVM5X49M21A*+WALLCON | *80CTL1102120B* | 35600 | 22 | 8.5 | 38000 | 28400 | 74.74% | 2.02 | 0 | 12.5 |  |  |  | No | R-454B | 2.9667 | Residential & Commercial | Ducted CEE Tier 1
214395706 | Central HP <5.4 tons | YORK | HRCU-A-CB (Split System: Heat Pump with Remote Outdoor Unit-Air-Source) | HH836E2S11 |  |  | CTM36C5CDS1 | TM8E120C16MP11 | 33800 | 18 | 8.5 | 31600 | 25800 | 81.65% | 2 | 0 | 11 |  |  |  | No | R-454B | 2.8167 | Residential & Commercial | Ducted CEE Tier 1
210473214 | Central HP <5.4 tons | TEMPSTAR | HRCU-A-CB (Split System: Heat Pump with Remote Outdoor Unit-Air-Source) | TVH825GKA3* |  |  | EA*4X43L21A*+WALLCON | *97CMN0801714A* | 24400 | 16.5 | 8.1 | 21200 | 16700 | 78.77% | 2.02 | 0 | 11 |  |  |  | No | R-410A | 2.0333 | Residential & Commercial | Ducted CEE Tier 1
210473247 | Central HP <5.4 tons | TEMPSTAR | HRCU-A-CB (Split System: Heat Pump with Remote Outdoor Unit-Air-Source) | TVH825GKA3* |  |  | EA*4X43L21A*+WALLCON | *80CTL0901716A* | 24600 | 17.5 | 8.5 | 21000 | 16500 | 78.57% | 2.04 | 0 | 11.7 |  |  |  | No | R-410A | 2.05 | Residential & Commercial | Ducted CEE Tier 1
210474491 | Central HP <5.4 tons | TEMPSTAR | HRCU-A-CB (Split System: Heat Pump with Remote Outdoor Unit-Air-Source) | TVH825GKA3* |  |  | EHD4X48AAL+WALLCON | *80CSU0601716A* | 24200 | 16.5 | 8.1 | 21200 | 16600 | 78.3% | 2 | 0 | 10.5 |  |  |  | No | R-410A | 2.0167 | Residential & Commercial | Ducted CEE Tier 1
210474590 | Central HP <5.4 tons | TEMPSTAR | HRCU-A-CB (Split System: Heat Pump with Remote Outdoor Unit-Air-Source) | TVH825GKA3* |  |  | EHD4X48AAL+WALLCON | *97CMN0801714A* | 24200 | 16 | 8.1 | 21400 | 16700 | 78.04% | 2 | 0 | 10.5 |  |  |  | No | R-410A | 2.0167 | Residential & Commercial | Ducted CEE Tier 1
210474623 | Central HP <5.4 tons | TEMPSTAR | HRCU-A-CB (Split System: Heat Pump with Remote Outdoor Unit-Air-Source) | TVH825GKA3* |  |  | EHD4X48AAL+WALLCON | *96CTN1002122A* | 24200 | 16 | 8.1 | 21200 | 16700 | 78.77% | 2.04 | 0 | 11 |  |  |  | No | R-410A | 2.0167 | Residential & Commercial | Ducted CEE Tier 1
214397404 | Central HP <5.4 tons | FRASER-JOHNSTON | HRCU-A-CB (Split System: Heat Pump with Remote Outdoor Unit-Air-Source) | HH860E2S11 |  |  | JHE48C5CG2SS1 |  | 44000 | 19 | 9 | 44000 | 33000 | 75% | 2 | 0 | 12 |  |  |  | No | R-454B | 3.6667 | Residential & Commercial | Ducted CEE Tier 1
206133768 | Central HP <5.4 tons | HEIL | HRCU-A-CB (Split System: Heat Pump with Remote Outdoor Unit-Air-Source) | HVH825GKA2* |  |  | EA*4X36L21A*+WALLCON | *95CSU0601716A* | 23600 | 16.5 | 8.1 | 21600 | 16700 | 77.31% | 1.92 | 11 | 10.5 |  |  |  | No | R-410A | 1.9667 | Residential & Commercial | Ducted CEE Tier 1
206133758 | Central HP <5.4 tons | HEIL | HRCU-A-CB (Split System: Heat Pump with Remote Outdoor Unit-Air-Source) | HVH825GKA2* |  |  | EA*4X36L17A*+WALLCON | *95CSU0601716A* | 23400 | 16.5 | 8.1 | 21600 | 16800 | 77.78% | 1.92 | 11 | 10.5 |  |  |  | No | R-410A | 1.95 | Residential & Commercial | Ducted CEE Tier 1
212974321 | Central HP <5.4 tons | TEMPSTAR | HRCU-A-CB (Split System: Heat Pump with Remote Outdoor Unit-Air-Source) | DLCURAH24ABK |  |  | EA*4X36L21A* | *96VSN1002120B* | 23600 | 17 | 8.5 | 26200 | 21200 | 80.92% | 1.8 | 0 | 10 |  |  |  | No | R-410A | 1.9667 | Residential & Commercial | Ducted CEE Tier 1
212975682 | Central HP <5.4 tons | TEMPSTAR | HRCU-A-CB (Split System: Heat Pump with Remote Outdoor Unit-Air-Source) | DLCURAH24ABK |  |  | EA*4X30L17A* | *96VTN0601412B* | 23400 | 16.5 | 8.5 | 26400 | 24000 | 90.91% | 2 | 0 | 10 |  |  |  | No | R-410A | 1.95 | Residential & Commercial | Ducted CEE Tier 1
212977656 | Central HP <5.4 tons | TEMPSTAR | HRCU-A-CB (Split System: Heat Pump with Remote Outdoor Unit-Air-Source) | DLCURAH24ABK |  |  | EN(A,D)4X24L14** | *80MS(N,L)0451412A* | 23200 | 16.5 | 8.5 | 26800 | 25000 | 93.28% | 2.08 | 0 | 10 |  |  |  | No | R-410A | 1.9333 | Residential & Commercial | Ducted CEE Tier 1
213779270 | Central HP <5.4 tons | COMFORTMAKER | HRCU-A-CB (Split System: Heat Pump with Remote Outdoor Unit-Air-Source) | CVH837GKA** |  |  | EA*4X43L21A*+WALLCON | *80CTL0901716B* | 33000 | 17 | 8.5 | 32800 | 25000 | 76.22% | 1.98 | 0 | 11 |  |  |  | No | R-410A | 2.75 | Residential & Commercial | Ducted CEE Tier 1
213779170 | Central HP <5.4 tons | COMFORTMAKER | HRCU-A-CB (Split System: Heat Pump with Remote Outdoor Unit-Air-Source) | CVH837GKA** |  |  | EA*4X42L21A*+WALLCON | *96CTN1002122B* | 31800 | 17 | 8.1 | 32800 | 24400 | 74.39% | 1.88 | 0 | 11 |  |  |  | No | R-410A | 2.65 | Residential & Commercial | Ducted CEE Tier 1
213779470 | Central HP <5.4 tons | COMFORTMAKER | HRCU-A-CB (Split System: Heat Pump with Remote Outdoor Unit-Air-Source) | CVH837GKA** |  |  | EA*4X48L21A*+WALLCON | *96CTN0801714B* | 32200 | 17 | 8.1 | 32800 | 25000 | 76.22% | 1.96 | 0 | 11 |  |  |  | No | R-410A | 2.6833 | Residential & Commercial | Ducted CEE Tier 1
213780190 | Central HP <5.4 tons | COMFORTMAKER | HRCU-A-CB (Split System: Heat Pump with Remote Outdoor Unit-Air-Source) | CVH837GKA** |  |  | EHD4X48AAL+WALLCON | *80CTL1102120B* | 32600 | 16.5 | 8.1 | 32800 | 24800 | 75.61% | 1.96 | 0 | 11 |  |  |  | No | R-410A | 2.7167 | Residential & Commercial | Ducted CEE Tier 1
215674621 | Central HP <5.4 tons | AIRQUEST | HRCU-A-CB (Split System: Heat Pump with Remote Outdoor Unit-Air-Source) | H5H0V48*K*AAA* |  |  | EA*5X61M24A*+WALLCON | *97CMN1202422B* | 46000 | 18 | 9 | 48000 | 33800 | 70.42% | 2.08 | 0 | 10 |  |  |  | No | R-454B | 3.8333 | Residential & Commercial | Ducted CEE Tier 1
212974662 | Central HP <5.4 tons | TEMPSTAR | HRCU-A-CB (Split System: Heat Pump with Remote Outdoor Unit-Air-Source) | DLCURAH18ABK |  |  | EA*4X25L17A* | *96VTN0401410B* | 17700 | 16 | 8.1 | 17700 | 17900 | 101.1% | 2.14 | 0 | 10.5 |  |  |  | No | R-410A | 1.475 | Residential & Commercial | Ducted CEE Tier 1
212975782 | Central HP <5.4 tons | TEMPSTAR | HRCU-A-CB (Split System: Heat Pump with Remote Outdoor Unit-Air-Source) | DLCURAH18ABK |  |  | EA*4X19L17A* | *96VTN0801716B* | 17700 | 16.5 | 8.1 | 17700 | 17900 | 101.1% | 2.16 | 0 | 10.5 |  |  |  | No | R-410A | 1.475 | Residential & Commercial | Ducted CEE Tier 1
212975834 | Central HP <5.4 tons | TEMPSTAR | HRCU-A-CB (Split System: Heat Pump with Remote Outdoor Unit-Air-Source) | DLCURAH18ABK |  |  | EN(A,D)4X24L17** | *96VTN0801716B* | 17700 | 16 | 8.5 | 18700 | 19100 | 102.1% | 2.3 | 0 | 11 |  |  |  | No | R-410A | 1.475 | Residential & Commercial | Ducted CEE Tier 1
212977824 | Central HP <5.4 tons | TEMPSTAR | HRCU-A-CB (Split System: Heat Pump with Remote Outdoor Unit-Air-Source) | DLCURAH18ABK |  |  | EN(A,D)4X30L14** | *80MS(N,L)0451412A* | 17700 | 16.5 | 8.1 | 18200 | 18600 | 102.2% | 2.24 | 0 | 11 |  |  |  | No | R-410A | 1.475 | Residential & Commercial | Ducted CEE Tier 1
212977776 | Central HP <5.4 tons | TEMPSTAR | HRCU-A-CB (Split System: Heat Pump with Remote Outdoor Unit-Air-Source) | DLCURAH18ABK |  |  | EA*4X30L17A* | *80MS(N,L)0451412A* | 17700 | 16.5 | 8.5 | 18200 | 18800 | 103.3% | 2.26 | 0 | 10.5 |  |  |  | No | R-410A | 1.475 | Residential & Commercial | Ducted CEE Tier 1
212978244 | Central HP <5.4 tons | TEMPSTAR | HRCU-A-CB (Split System: Heat Pump with Remote Outdoor Unit-Air-Source) | DLCURAH18ABK |  |  | EA*4X24L14A* | *80MS(N,L)0701412A* | 17600 | 16.5 | 8.5 | 18500 | 19400 | 104.9% | 2.34 | 0 | 10.5 |  |  |  | No | R-410A | 1.4667 | Residential & Commercial | Ducted CEE Tier 1
212978761 | Central HP <5.4 tons | TEMPSTAR | HRCU-A-CB (Split System: Heat Pump with Remote Outdoor Unit-Air-Source) | DLCURAH18ABK |  |  | EA*4X24L17A* | *80MS(N,L)0701712A* | 17500 | 16.5 | 8.5 | 18400 | 19500 | 106% | 2.34 | 0 | 10.5 |  |  |  | No | R-410A | 1.4583 | Residential & Commercial | Ducted CEE Tier 1
215683899 | Central HP <5.4 tons | CARRIER | HRCU-A-CB (Split System: Heat Pump with Remote Outdoor Unit-Air-Source) | 27VNA036A*030* |  |  | CAA**3721AM*+UI | 58TN*B070C17**16 | 34400 | 18 | 9 | 35400 | 25200 | 71.19% | 1.9 | 0 | 10 |  |  |  | No | R-454B | 2.8667 | Residential & Commercial | Ducted CEE Tier 1
215683901 | Central HP <5.4 tons | CARRIER | HRCU-A-CB (Split System: Heat Pump with Remote Outdoor Unit-Air-Source) | 27VNA036A*030* |  |  | CAA**3721AM*+UI | 58TN*B070C21**20 | 34400 | 18 | 9 | 35400 | 25200 | 71.19% | 1.88 | 0 | 10 |  |  |  | No | R-454B | 2.8667 | Residential & Commercial | Ducted CEE Tier 1
214807374 | Central HP <5.4 tons | YORK | HRCU-A-CB (Split System: Heat Pump with Remote Outdoor Unit-Air-Source) | HH836E2S11 |  |  | CTU36B5XDS1+TXV | Y81E080B12SMPS1 | 33200 | 18 | 8.5 | 30400 | 24800 | 81.58% | 2 | 0 | 11.7 |  |  |  | No | R-454B | 2.7667 | Residential & Commercial | Ducted CEE Tier 1
212400610 | Central HP <5.4 tons | AMERICAN STANDARD | HRCU-A-CB (Split System: Heat Pump with Remote Outdoor Unit-Air-Source) | 4A6V7X36A1 |  |  | TAMXA0B30V31 |  | 34000 | 17.1 | 8.5 | 29000 | 20400 | 70.34% | 1.8 | 0 | 12 |  |  |  | No | R-410A | 2.8333 | Residential & Commercial | Ducted CEE Tier 1
214397431 | Central HP <5.4 tons | FRASER-JOHNSTON | HRCU-A-CB (Split System: Heat Pump with Remote Outdoor Unit-Air-Source) | HH860E2S11 |  |  | CTF60D5CGS1+JMVT20DC2N1 |  | 45500 | 19 | 9.5 | 45000 | 33800 | 75.11% | 2 | 0 | 12 |  |  |  | No | R-454B | 3.7917 | Residential & Commercial | Ducted CEE Tier 1
215912265 | Central HP <5.4 tons | YORK | HRCU-A-CB (Split System: Heat Pump with Remote Outdoor Unit-Air-Source) | HH860E2S11 |  |  | JSE48D5CG2SS1 |  | 45000 | 19 | 9 | 45000 | 33600 | 74.67% | 2 | 0 | 12 |  |  |  | No | R-454B | 3.75 | Residential & Commercial | Ducted CEE Tier 1
215864463 | Central HP <5.4 tons | TRANE | HRCU-A-CB (Split System: Heat Pump with Remote Outdoor Unit-Air-Source) | 5TWV8X24A1 |  |  | 5TXCB003AS3 | S9V2B040U3VSB+LRP | 21400 | 18.1 | 8.5 | 24400 | 18900 | 77.46% | 2.1 | 0 | 11.2 |  |  |  | No | R-454B | 1.7833 | Residential & Commercial | Ducted CEE Tier 1
215865047 | Central HP <5.4 tons | TRANE | HRCU-A-CB (Split System: Heat Pump with Remote Outdoor Unit-Air-Source) | 5TWV8X24A1 |  |  | 5PX*B003AS3+P0V0A000M30SD+LRP |  | 21400 | 18.1 | 8.5 | 24600 | 19000 | 77.24% | 2.1 | 0 | 11.2 |  |  |  | No | R-454B | 1.7833 | Residential & Commercial | Ducted CEE Tier 1
213781290 | Central HP <5.4 tons | COMFORTMAKER | HRCU-A-CB (Split System: Heat Pump with Remote Outdoor Unit-Air-Source) | CVH837GKA2* |  |  | EA*4X48L21A*+WALLCON | *80CTL0701716B* | 32200 | 17 | 8.1 | 32600 | 25000 | 76.69% | 1.96 | 0 | 11 |  |  |  | No | R-410A | 2.6833 | Residential & Commercial | Ducted CEE Tier 1
213781640 | Central HP <5.4 tons | COMFORTMAKER | HRCU-A-CB (Split System: Heat Pump with Remote Outdoor Unit-Air-Source) | CVH837GKA2* |  |  | EA*4X61L21A*+WALLCON | *96CTN0801714B* | 33000 | 17 | 8.1 | 32000 | 25000 | 78.12% | 1.96 | 0 | 11 |  |  |  | No | R-410A | 2.75 | Residential & Commercial | Ducted CEE Tier 1
213782160 | Central HP <5.4 tons | COMFORTMAKER | HRCU-A-CB (Split System: Heat Pump with Remote Outdoor Unit-Air-Source) | CVH837GKA2* |  |  | EHD4X48AAL+WALLCON | *97CMN1202422B* | 32600 | 16.5 | 8.1 | 33000 | 24800 | 75.15% | 1.96 | 0 | 11 |  |  |  | No | R-410A | 2.7167 | Residential & Commercial | Ducted CEE Tier 1
212983874 | Central HP <5.4 tons | COMFORTMAKER | HRCU-A-CB (Split System: Heat Pump with Remote Outdoor Unit-Air-Source) | DLCURAH36ABK |  |  | EA*4X48L21A* | *92MSN0601714A* | 35600 | 16 | 8.5 | 37800 | 34800 | 92.06% | 2.02 | 0 | 10 |  |  |  | No | R-410A | 2.9667 | Residential & Commercial | Ducted CEE Tier 1
214574173 | Central HP <5.4 tons | COMFORTMAKER | HRCU-A-CB (Split System: Heat Pump with Remote Outdoor Unit-Air-Source) | CVH837GKA2* |  |  | EA*4X61L24A*+WALLCON | *95CSU1002122B* | 33200 | 18.5 | 8.5 | 31800 | 24800 | 77.99% | 2 | 0 | 11.5 |  |  |  | No | R-410A | 2.7667 | Residential & Commercial | Ducted CEE Tier 1
214574523 | Central HP <5.4 tons | COMFORTMAKER | HRCU-A-CB (Split System: Heat Pump with Remote Outdoor Unit-Air-Source) | CVH837GKA2* |  |  | EN(A,D,W)4X42L21**+WALLCON | *95CSU0802120B* | 31800 | 17 | 8.1 | 33000 | 24600 | 74.55% | 1.88 | 0 | 11 |  |  |  | No | R-410A | 2.65 | Residential & Commercial | Ducted CEE Tier 1
215935146 | Central HP <5.4 tons | HEIL | HRCU-A-CB (Split System: Heat Pump with Remote Outdoor Unit-Air-Source) | H5H3V36*K*AAA* |  |  | EVM5X60M21A*+WALLCON | *80CSU0401712A* | 35600 | 22 | 8.5 | 38000 | 28800 | 75.79% | 2.02 | 0 | 12 |  |  |  | No | R-454B | 2.9667 | Residential & Commercial | Ducted CEE Tier 1
215668917 | Central HP <5.4 tons | AIRQUEST | HRCU-A-CB (Split System: Heat Pump with Remote Outdoor Unit-Air-Source) | H5H0V36*K*AAA* |  |  | EA*5X42M21A*+WALLCON | *97CMN1002122B* | 33200 | 17.5 | 9 | 35800 | 25600 | 71.51% | 1.84 | 0 | 10 |  |  |  | No | R-454B | 2.7667 | Residential & Commercial | Ducted CEE Tier 1
214650344 | Central HP <5.4 tons | YORK | HRCU-A-CB (Split System: Heat Pump with Remote Outdoor Unit-Air-Source) | HH824E2S11 |  |  | CTU36B5XDS1+TXV | TMLE080B12MP11 | 23000 | 18 | 9.5 | 23000 | 18700 | 81.3% | 2 | 0 | 12 |  |  |  | No | R-454B | 1.9167 | Residential & Commercial | Ducted CEE Tier 1
206133336 | Central HP <5.4 tons | HEIL | HRCU-A-CB (Split System: Heat Pump with Remote Outdoor Unit-Air-Source) | HVH825GKA2* |  |  | EA*4X30L17A*+WALLCON | *80CSU0401712A* | 23400 | 16.5 | 8.1 | 21600 | 16700 | 77.31% | 1.92 | 11 | 10.5 |  |  |  | No | R-410A | 1.95 | Residential & Commercial | Ducted CEE Tier 1
206133788 | Central HP <5.4 tons | HEIL | HRCU-A-CB (Split System: Heat Pump with Remote Outdoor Unit-Air-Source) | HVH825GKA2* |  |  | EA*4X36L21A*+WALLCON | *95CSU1002122A* | 23600 | 16.5 | 8.1 | 21400 | 16600 | 77.57% | 1.94 | 11.5 | 10.5 |  |  |  | No | R-410A | 1.9667 | Residential & Commercial | Ducted CEE Tier 1
213780440 | Central HP <5.4 tons | COMFORTMAKER | HRCU-A-CB (Split System: Heat Pump with Remote Outdoor Unit-Air-Source) | CVH837GKA** |  |  | EHD4X60AAL+WALLCON | *96CTN1002122B* | 33000 | 16.5 | 8.1 | 32200 | 24800 | 77.02% | 2 | 0 | 11.5 |  |  |  | No | R-410A | 2.75 | Residential & Commercial | Ducted CEE Tier 1
212978172 | Central HP <5.4 tons | TEMPSTAR | HRCU-A-CB (Split System: Heat Pump with Remote Outdoor Unit-Air-Source) | DLCURAH24ABK |  |  | EN(A,D)4X24L14** | *80MS(N,L)0701412A* | 23200 | 17 | 8.5 | 26800 | 25400 | 94.78% | 2.14 | 0 | 10 |  |  |  | No | R-410A | 1.9333 | Residential & Commercial | Ducted CEE Tier 1
212978208 | Central HP <5.4 tons | TEMPSTAR | HRCU-A-CB (Split System: Heat Pump with Remote Outdoor Unit-Air-Source) | DLCURAH24ABK |  |  | EN(A,D)4X30L17** | *80MS(N,L)0701412A* | 23600 | 17 | 8.1 | 26000 | 24000 | 92.31% | 2 | 0 | 10.5 |  |  |  | No | R-410A | 1.9667 | Residential & Commercial | Ducted CEE Tier 1
212978651 | Central HP <5.4 tons | TEMPSTAR | HRCU-A-CB (Split System: Heat Pump with Remote Outdoor Unit-Air-Source) | DLCURAH24ABK |  |  | EA*4X30L17A* | *80MS(N,L)0701712A* | 23400 | 17.5 | 8.5 | 26200 | 25000 | 95.42% | 2.1 | 0 | 10 |  |  |  | No | R-410A | 1.95 | Residential & Commercial | Ducted CEE Tier 1
213780240 | Central HP <5.4 tons | COMFORTMAKER | HRCU-A-CB (Split System: Heat Pump with Remote Outdoor Unit-Air-Source) | CVH837GKA** |  |  | EHD4X48AAL+WALLCON | *97CMN1002122B* | 32600 | 16.5 | 8.1 | 33000 | 24800 | 75.15% | 1.96 | 0 | 11 |  |  |  | No | R-410A | 2.7167 | Residential & Commercial | Ducted CEE Tier 1
212973901 | Central HP <5.4 tons | TEMPSTAR | HRCU-A-CB (Split System: Heat Pump with Remote Outdoor Unit-Air-Source) | DLCURAH24ABK |  |  | EN(A,D)4X24L17** | *96VSN0801716B* | 23400 | 16.5 | 8.5 | 27000 | 24200 | 89.63% | 2 | 0 | 10 |  |  |  | No | R-410A | 1.95 | Residential & Commercial | Ducted CEE Tier 1
212975352 | Central HP <5.4 tons | TEMPSTAR | HRCU-A-CB (Split System: Heat Pump with Remote Outdoor Unit-Air-Source) | DLCURAH24ABK |  |  | EN(A,D)4X30L17** | *96VTN0401712B* | 23200 | 16 | 8.1 | 26200 | 24800 | 94.66% | 2.06 | 0 | 10 |  |  |  | No | R-410A | 1.9333 | Residential & Commercial | Ducted CEE Tier 1
215683903 | Central HP <5.4 tons | CARRIER | HRCU-A-CB (Split System: Heat Pump with Remote Outdoor Unit-Air-Source) | 27VNA036A*030* |  |  | CAA**3721AM*+UI | 58TN*B090C17**16 | 34400 | 18 | 9 | 35400 | 25200 | 71.19% | 1.88 | 0 | 10 |  |  |  | No | R-454B | 2.8667 | Residential & Commercial | Ducted CEE Tier 1
215683595 | Central HP <5.4 tons | CARRIER | HRCU-A-CB (Split System: Heat Pump with Remote Outdoor Unit-Air-Source) | 27VNA024A*030* |  |  | CAA**2417AM*+UI | 59TN6C060C17**14 | 22800 | 16.5 | 9 | 24000 | 16900 | 70.42% | 1.94 | 0 | 10 |  |  |  | No | R-454B | 1.9 | Residential & Commercial | Ducted CEE Tier 1
215932456 | Central HP <5.4 tons | HEIL | HRCU-A-CB (Split System: Heat Pump with Remote Outdoor Unit-Air-Source) | H5H3V36*K*AAA* |  |  | EA*5X48M21A*+WALLCON | *95CSU0601716B* | 33200 | 19.5 | 9.5 | 35000 | 26800 | 76.57% | 2.02 | 0 | 11 |  |  |  | No | R-454B | 2.7667 | Residential & Commercial | Ducted CEE Tier 1
215932676 | Central HP <5.4 tons | HEIL | HRCU-A-CB (Split System: Heat Pump with Remote Outdoor Unit-Air-Source) | H5H3V36*K*AAA* |  |  | EA*5X61M21A*+WALLCON | *80CSU1002120A* | 34400 | 20 | 9 | 34600 | 26200 | 75.72% | 1.94 | 0 | 11.7 |  |  |  | No | R-454B | 2.8667 | Residential & Commercial | Ducted CEE Tier 1
215932806 | Central HP <5.4 tons | HEIL | HRCU-A-CB (Split System: Heat Pump with Remote Outdoor Unit-Air-Source) | H5H3V36*K*AAA* |  |  | EA*5X61M21A*+WALLCON | *97CMN1002122B* | 34400 | 20.5 | 9.5 | 34200 | 26000 | 76.02% | 2.06 | 0 | 12 |  |  |  | No | R-454B | 2.8667 | Residential & Commercial | Ducted CEE Tier 1
215932926 | Central HP <5.4 tons | HEIL | HRCU-A-CB (Split System: Heat Pump with Remote Outdoor Unit-Air-Source) | H5H3V36*K*AAA* |  |  | EA*5X61M24A*+WALLCON | *97CMN1002122B* | 34400 | 20.5 | 9.5 | 34200 | 26000 | 76.02% | 2.08 | 0 | 12 |  |  |  | No | R-454B | 2.8667 | Residential & Commercial | Ducted CEE Tier 1
215942412 | Central HP <5.4 tons | HEIL | HRCU-A-CB (Split System: Heat Pump with Remote Outdoor Unit-Air-Source) | H5H3V36*K*AAA* |  |  | EVM5X60M21A*+WALLCON | *96CTN0601714B* | 35200 | 21 | 8.5 | 37400 | 28000 | 74.87% | 2.06 | 0 | 11.7 |  |  |  | No | R-454B | 2.9333 | Residential & Commercial | Ducted CEE Tier 1
215939956 | Central HP <5.4 tons | HEIL | HRCU-A-CB (Split System: Heat Pump with Remote Outdoor Unit-Air-Source) | H5H3V36*K*AAA* |  |  | ESH5X36M12A*+WALLCON | *80CSU0601716B* | 33400 | 19 | 9 | 34800 | 26600 | 76.44% | 1.92 | 0 | 11.5 |  |  |  | No | R-454B | 2.7833 | Residential & Commercial | Ducted CEE Tier 1
215940056 | Central HP <5.4 tons | HEIL | HRCU-A-CB (Split System: Heat Pump with Remote Outdoor Unit-Air-Source) | H5H3V36*K*AAA* |  |  | ESH5X42M12A*+WALLCON | *97CTN0801716A* | 33400 | 18.5 | 9 | 35200 | 27000 | 76.7% | 1.92 | 0 | 11 |  |  |  | No | R-454B | 2.7833 | Residential & Commercial | Ducted CEE Tier 1
215940626 | Central HP <5.4 tons | HEIL | HRCU-A-CB (Split System: Heat Pump with Remote Outdoor Unit-Air-Source) | H5H3V36*K*AAA* |  |  | EVD5X42M21A*+WALLCON | *80CSU0401712B* | 34600 | 21 | 8.5 | 38500 | 28000 | 72.73% | 2.04 | 0 | 12 |  |  |  | No | R-454B | 2.8833 | Residential & Commercial | Ducted CEE Tier 1
215940776 | Central HP <5.4 tons | HEIL | HRCU-A-CB (Split System: Heat Pump with Remote Outdoor Unit-Air-Source) | H5H3V36*K*AAA* |  |  | EVD5X49M24A*+WALLCON | *97CTN0802120A* | 35400 | 21.5 | 8.5 | 38000 | 28600 | 75.26% | 2.04 | 0 | 12 |  |  |  | No | R-454B | 2.95 | Residential & Commercial | Ducted CEE Tier 1
215940826 | Central HP <5.4 tons | HEIL | HRCU-A-CB (Split System: Heat Pump with Remote Outdoor Unit-Air-Source) | H5H3V36*K*AAA* |  |  | EVD5X60M21A*+WALLCON | *80CSU0601716B* | 35600 | 22 | 8.5 | 38000 | 28600 | 75.26% | 2.02 | 0 | 12.5 |  |  |  | No | R-454B | 2.9667 | Residential & Commercial | Ducted CEE Tier 1
216570855 | Central HP <5.4 tons | AMERICAN STANDARD | HRCU-A-CB (Split System: Heat Pump with Remote Outdoor Unit-Air-Source) | 5A6V0X24A1 |  |  | 5PX*B003AS3 | *UHMB060CCV3+LRP | 21600 | 21.2 | 10 | 24000 | 18200 | 75.83% | 2.2 | 0 | 11.7 |  |  |  | No | R-454B | 1.8 | Residential & Commercial | Ducted CEE Tier 1
216570873 | Central HP <5.4 tons | AMERICAN STANDARD | HRCU-A-CB (Split System: Heat Pump with Remote Outdoor Unit-Air-Source) | 5A6V0X24A1 |  |  | 5PX*B003AS3 | S8V2A040M3PCB | 21400 | 20.4 | 10 | 24000 | 18300 | 76.25% | 2.2 | 0 | 11.5 |  |  |  | No | R-454B | 1.7833 | Residential & Commercial | Ducted CEE Tier 1
215679436 | Central HP <5.4 tons | AIRQUEST | HRCU-A-CB (Split System: Heat Pump with Remote Outdoor Unit-Air-Source) | H5H0V36*K*AAA* |  |  | EA*5X43M21A*+WALLCON | *80CSU0601716B* | 34600 | 18 | 9 | 35200 | 25000 | 71.02% | 1.9 | 0 | 10 |  |  |  | No | R-454B | 2.8833 | Residential & Commercial | Ducted CEE Tier 1
215679466 | Central HP <5.4 tons | AIRQUEST | HRCU-A-CB (Split System: Heat Pump with Remote Outdoor Unit-Air-Source) | H5H0V36*K*AAA* |  |  | EA*5X43M21A*+WALLCON | *97CTN0802120A* | 34400 | 18 | 9 | 35400 | 25200 | 71.19% | 1.88 | 0 | 10 |  |  |  | No | R-454B | 2.8667 | Residential & Commercial | Ducted CEE Tier 1
215669254 | Central HP <5.4 tons | HEIL | HRCU-A-CB (Split System: Heat Pump with Remote Outdoor Unit-Air-Source) | H5H0V36*K*AAA* |  |  | EA*5X48M21A*+WALLCON | *97CMN1002122B* | 33800 | 18 | 9 | 35000 | 25000 | 71.43% | 1.9 | 0 | 10 |  |  |  | No | R-454B | 2.8167 | Residential & Commercial | Ducted CEE Tier 1
215669284 | Central HP <5.4 tons | HEIL | HRCU-A-CB (Split System: Heat Pump with Remote Outdoor Unit-Air-Source) | H5H0V36*K*AAA* |  |  | EA*5X48M21A*+WALLCON | *96CTN1002122B* | 33800 | 18 | 9 | 35000 | 25000 | 71.43% | 1.9 | 0 | 10 |  |  |  | No | R-454B | 2.8167 | Residential & Commercial | Ducted CEE Tier 1
211178353 | Central HP <5.4 tons | Liberty Heating & Air Conditioning | HRCU-A-CB (Split System: Heat Pump with Remote Outdoor Unit-Air-Source) | ASZS601810A* |  |  | CA*EA1818*4A* | G*VC800803B*A* | 16600 | 17.5 | 8.5 | 17400 | 13000 | 74.71% | 2.1 | 0 | 10.9 |  |  |  | No | R-410A | 1.3833 | Residential & Commercial | Ducted CEE Tier 1
211178355 | Central HP <5.4 tons | Liberty Heating & Air Conditioning | HRCU-A-CB (Split System: Heat Pump with Remote Outdoor Unit-Air-Source) | ASZS601810A* |  |  | CA*EA1818*4A* | G*VC960403BNB* | 16600 | 17.5 | 8.5 | 17400 | 13000 | 74.71% | 2.1 | 0 | 10.9 |  |  |  | No | R-410A | 1.3833 | Residential & Commercial | Ducted CEE Tier 1
215941656 | Central HP <5.4 tons | HEIL | HRCU-A-CB (Split System: Heat Pump with Remote Outdoor Unit-Air-Source) | H5H3V48*K*AAA* |  |  | EVD5X49M24A*+WALLCON | *97CTN1202422A* | 45500 | 20.5 | 8.1 | 52500 | 38000 | 72.38% | 1.95 | 0 | 11.5 |  |  |  | No | R-454B | 3.7917 | Residential & Commercial | Ducted CEE Tier 1
215940976 | Central HP <5.4 tons | HEIL | HRCU-A-CB (Split System: Heat Pump with Remote Outdoor Unit-Air-Source) | H5H3V48*K*AAA* |  |  | EA*5X48M21A*+WALLCON | *97CTN0802120A* | 43500 | 20.5 | 9.5 | 48000 | 36600 | 76.25% | 1.92 | 0 | 10.5 |  |  |  | No | R-454B | 3.625 | Residential & Commercial | Ducted CEE Tier 1
215941176 | Central HP <5.4 tons | HEIL | HRCU-A-CB (Split System: Heat Pump with Remote Outdoor Unit-Air-Source) | H5H3V48*K*AAA* |  |  | ESH5X48M12A*+WALLCON | *97CTN0802120A* | 44000 | 20 | 9 | 48500 | 36600 | 75.46% | 1.8 | 0 | 10.5 |  |  |  | No | R-454B | 3.6667 | Residential & Commercial | Ducted CEE Tier 1
215941476 | Central HP <5.4 tons | HEIL | HRCU-A-CB (Split System: Heat Pump with Remote Outdoor Unit-Air-Source) | H5H3V48*K*AAA* |  |  | EVM5X60M24A*+WALLCON | *97CTN1202422A* | 45500 | 20.5 | 8.1 | 52500 | 38000 | 72.38% | 1.95 | 0 | 11.5 |  |  |  | No | R-454B | 3.7917 | Residential & Commercial | Ducted CEE Tier 1
211377533 | Central HP <5.4 tons | YORK | HRCU-A-CB (Split System: Heat Pump with Remote Outdoor Unit-Air-Source) | HMH72B341 |  |  | XAFC30CXXN1+TXV | YP9C100C16MP13 | 33200 | 17.5 | 8.5 | 33000 | 23200 | 70.3% | 2.06 | 0 | 10 |  |  |  | No | R-410A | 2.7667 | Residential & Commercial | Ducted CEE Tier 1
211377852 | Central HP <5.4 tons | YORK | HRCU-A-CB (Split System: Heat Pump with Remote Outdoor Unit-Air-Source) | HMH72B341 |  |  | XAFC36DXXN1+TXV | TM9E100C16MP12 | 34000 | 18 | 8.1 | 33600 | 23800 | 70.83% | 2.08 | 0 | 10 |  |  |  | No | R-410A | 2.8333 | Residential & Commercial | Ducted CEE Tier 1
215683953 | Central HP <5.4 tons | CARRIER | HRCU-A-CB (Split System: Heat Pump with Remote Outdoor Unit-Air-Source) | 27VNA036A*030* |  |  | CAA**4221AM*+UI | 59CU5B100C21**22 | 33200 | 17.5 | 9 | 35800 | 25600 | 71.51% | 1.84 | 0 | 10 |  |  |  | No | R-454B | 2.7667 | Residential & Commercial | Ducted CEE Tier 1
215684003 | Central HP <5.4 tons | CARRIER | HRCU-A-CB (Split System: Heat Pump with Remote Outdoor Unit-Air-Source) | 27VNA036A*030* |  |  | CAA**4321AM*+UI | 59TN6C080C17**14 | 34400 | 18 | 8.1 | 35400 | 25200 | 71.19% | 1.9 | 0 | 10 |  |  |  | No | R-454B | 2.8667 | Residential & Commercial | Ducted CEE Tier 1
215669354 | Central HP <5.4 tons | HEIL | HRCU-A-CB (Split System: Heat Pump with Remote Outdoor Unit-Air-Source) | H5H0V36*K*AAA* |  |  | EA*5X60M24A*+WALLCON | *95CSU1002122B* | 34400 | 18 | 9 | 34200 | 24600 | 71.93% | 1.92 | 0 | 10 |  |  |  | No | R-454B | 2.8667 | Residential & Commercial | Ducted CEE Tier 1
215669504 | Central HP <5.4 tons | HEIL | HRCU-A-CB (Split System: Heat Pump with Remote Outdoor Unit-Air-Source) | H5H0V36*K*AAA* |  |  | EA*5X61M21A*+WALLCON | *95CSU0601716B* | 34600 | 17.5 | 9 | 34600 | 25000 | 72.25% | 1.9 | 0 | 10 |  |  |  | No | R-454B | 2.8833 | Residential & Commercial | Ducted CEE Tier 1
215935473 | Central HP <5.4 tons | TEMPSTAR | HRCU-A-CB (Split System: Heat Pump with Remote Outdoor Unit-Air-Source) | T5H3V36*K*AAA* |  |  | EVM5X61M24A*+WALLCON | *80CTL1102120B* | 36000 | 22.5 | 8.5 | 37600 | 28200 | 75% | 2.06 | 0 | 12.5 |  |  |  | No | R-454B | 3 | Residential & Commercial | Ducted CEE Tier 1
215935673 | Central HP <5.4 tons | TEMPSTAR | HRCU-A-CB (Split System: Heat Pump with Remote Outdoor Unit-Air-Source) | T5H3V36*K*AAA* |  |  | EVD5X36M21A*+WALLCON | *80CTL1102120B* | 34400 | 21 | 8.5 | 38500 | 28000 | 72.73% | 2.04 | 0 | 12 |  |  |  | No | R-454B | 2.8667 | Residential & Commercial | Ducted CEE Tier 1
215935893 | Central HP <5.4 tons | TEMPSTAR | HRCU-A-CB (Split System: Heat Pump with Remote Outdoor Unit-Air-Source) | T5H3V36*K*AAA* |  |  | EVD5X38M17A*+WALLCON | *97CMN0801714B* | 35200 | 21 | 8.5 | 38500 | 29200 | 75.84% | 2 | 0 | 11.7 |  |  |  | No | R-454B | 2.9333 | Residential & Commercial | Ducted CEE Tier 1
215936193 | Central HP <5.4 tons | TEMPSTAR | HRCU-A-CB (Split System: Heat Pump with Remote Outdoor Unit-Air-Source) | T5H3V36*K*AAA* |  |  | EVD5X42M24A*+WALLCON | *80CTL1352422B* | 35600 | 22 | 8.5 | 38000 | 28400 | 74.74% | 2.04 | 0 | 12.5 |  |  |  | No | R-454B | 2.9667 | Residential & Commercial | Ducted CEE Tier 1
215669704 | Central HP <5.4 tons | HEIL | HRCU-A-CB (Split System: Heat Pump with Remote Outdoor Unit-Air-Source) | H5H0V36*K*AAA* |  |  | EA*5X61M24A*+WALLCON | *97CMN1002122B* | 35000 | 18.5 | 9 | 34400 | 24800 | 72.09% | 1.92 | 0 | 10.5 |  |  |  | No | R-454B | 2.9167 | Residential & Commercial | Ducted CEE Tier 1
215933226 | Central HP <5.4 tons | HEIL | HRCU-A-CB (Split System: Heat Pump with Remote Outdoor Unit-Air-Source) | H5H3V36*K*AAA* |  |  | ESH5X36M12A*+WALLCON | *96CTN0401410B* | 31800 | 17 | 9 | 34000 | 26200 | 77.06% | 1.94 | 0 | 10.5 |  |  |  | No | R-454B | 2.65 | Residential & Commercial | Ducted CEE Tier 1
215933276 | Central HP <5.4 tons | HEIL | HRCU-A-CB (Split System: Heat Pump with Remote Outdoor Unit-Air-Source) | H5H3V36*K*AAA* |  |  | ESH5X42M12A*+WALLCON | *80CSU0601716A* | 33400 | 19.5 | 9 | 34800 | 26600 | 76.44% | 1.94 | 0 | 11 |  |  |  | No | R-454B | 2.7833 | Residential & Commercial | Ducted CEE Tier 1
215933326 | Central HP <5.4 tons | HEIL | HRCU-A-CB (Split System: Heat Pump with Remote Outdoor Unit-Air-Source) | H5H3V36*K*AAA* |  |  | ESH5X42M12A*+WALLCON | *80CTL0702120B* | 33600 | 19 | 9 | 34800 | 26600 | 76.44% | 1.92 | 0 | 11 |  |  |  | No | R-454B | 2.8 | Residential & Commercial | Ducted CEE Tier 1
215933746 | Central HP <5.4 tons | HEIL | HRCU-A-CB (Split System: Heat Pump with Remote Outdoor Unit-Air-Source) | H5H3V36*K*AAA* |  |  | ESH5X60M12A*+WALLCON | *80CTL0451712B* | 33800 | 19 | 9 | 35200 | 26800 | 76.14% | 1.92 | 0 | 11 |  |  |  | No | R-454B | 2.8167 | Residential & Commercial | Ducted CEE Tier 1
215933514 | Central HP <5.4 tons | CARRIER | HRCU-A-CB (Split System: Heat Pump with Remote Outdoor Unit-Air-Source) | 27VNA336A*030* |  |  | CSAH*4812AM*+UI | 58CU*A060C17**16 | 33600 | 19.5 | 9 | 34800 | 26600 | 76.44% | 1.92 | 0 | 11 |  |  |  | No | R-454B | 2.8 | Residential & Commercial | Ducted CEE Tier 1
215933564 | Central HP <5.4 tons | CARRIER | HRCU-A-CB (Split System: Heat Pump with Remote Outdoor Unit-Air-Source) | 27VNA336A*030* |  |  | CSAH*4812AM*+UI | 58TN*B070C21**20 | 33600 | 19.5 | 9 | 34800 | 26600 | 76.44% | 1.94 | 0 | 11.5 |  |  |  | No | R-454B | 2.8 | Residential & Commercial | Ducted CEE Tier 1
215933714 | Central HP <5.4 tons | CARRIER | HRCU-A-CB (Split System: Heat Pump with Remote Outdoor Unit-Air-Source) | 27VNA336A*030* |  |  | CSAH*6012AM*+UI | 58CU*A040C17**12 | 34200 | 20 | 9 | 34400 | 26200 | 76.16% | 1.94 | 0 | 11.7 |  |  |  | No | R-454B | 2.85 | Residential & Commercial | Ducted CEE Tier 1
215936343 | Central HP <5.4 tons | TEMPSTAR | HRCU-A-CB (Split System: Heat Pump with Remote Outdoor Unit-Air-Source) | T5H3V36*K*AAA* |  |  | EVD5X48M24A*+WALLCON | *80CTL1352422B* | 35200 | 21.5 | 8.5 | 38000 | 28200 | 74.21% | 2.04 | 0 | 12 |  |  |  | No | R-454B | 2.9333 | Residential & Commercial | Ducted CEE Tier 1
215683907 | Central HP <5.4 tons | CARRIER | HRCU-A-CB (Split System: Heat Pump with Remote Outdoor Unit-Air-Source) | 27VNA036A*030* |  |  | CAA**3721AM*+UI | 58TN*B110C21**20 | 34600 | 18 | 9 | 35200 | 25000 | 71.02% | 1.9 | 0 | 10 |  |  |  | No | R-454B | 2.8833 | Residential & Commercial | Ducted CEE Tier 1
212978794 | Central HP <5.4 tons | TEMPSTAR | HRCU-A-CB (Split System: Heat Pump with Remote Outdoor Unit-Air-Source) | DLCURAH18ABK |  |  | EN(A,D)4X24L17** | *80MS(N,L)0701712A* | 17400 | 16.5 | 8.5 | 18400 | 19200 | 104.3% | 2.32 | 0 | 11 |  |  |  | No | R-410A | 1.45 | Residential & Commercial | Ducted CEE Tier 1
212973671 | Central HP <5.4 tons | TEMPSTAR | HRCU-A-CB (Split System: Heat Pump with Remote Outdoor Unit-Air-Source) | DLCURAH18ABK |  |  | EA*4X24L17A* | *96VSN0801716B* | 17200 | 16 | 8.5 | 18200 | 17800 | 97.8% | 2.14 | 0 | 10.5 |  |  |  | No | R-410A | 1.4333 | Residential & Commercial | Ducted CEE Tier 1
212973701 | Central HP <5.4 tons | TEMPSTAR | HRCU-A-CB (Split System: Heat Pump with Remote Outdoor Unit-Air-Source) | DLCURAH18ABK |  |  | EN(A,D)4X24L17** | *96VSN0801716B* | 17700 | 16 | 8.5 | 18700 | 18700 | 100% | 2.24 | 0 | 11 |  |  |  | No | R-410A | 1.475 | Residential & Commercial | Ducted CEE Tier 1
212977740 | Central HP <5.4 tons | TEMPSTAR | HRCU-A-CB (Split System: Heat Pump with Remote Outdoor Unit-Air-Source) | DLCURAH18ABK |  |  | EA*4X24L17A* | *80MS(N,L)0451412A* | 17500 | 16.5 | 8.5 | 18400 | 19400 | 105.4% | 2.34 | 0 | 10.5 |  |  |  | No | R-410A | 1.4583 | Residential & Commercial | Ducted CEE Tier 1
212978783 | Central HP <5.4 tons | TEMPSTAR | HRCU-A-CB (Split System: Heat Pump with Remote Outdoor Unit-Air-Source) | DLCURAH18ABK |  |  | EA*4X30L17A* | *80MS(N,L)0701712A* | 17600 | 16.5 | 8.5 | 18200 | 18800 | 103.3% | 2.26 | 0 | 10.5 |  |  |  | No | R-410A | 1.4667 | Residential & Commercial | Ducted CEE Tier 1
212983266 | Central HP <5.4 tons | COMFORTMAKER | HRCU-A-CB (Split System: Heat Pump with Remote Outdoor Unit-Air-Source) | DLCURAH18ABK |  |  | EA*4X24L17A* | *92MSN0401712A* | 17200 | 15.5 | 8.5 | 18300 | 19400 | 106% | 2.32 | 0 | 10 |  |  |  | No | R-410A | 1.4333 | Residential & Commercial | Ducted CEE Tier 1
215933964 | Central HP <5.4 tons | CARRIER | HRCU-A-CB (Split System: Heat Pump with Remote Outdoor Unit-Air-Source) | 27VNA336A*030* |  |  | FE5BNBD60L*+UI |  | 35000 | 22 | 9.5 | 33400 | 25200 | 75.45% | 2.08 | 0 | 13 |  |  |  | No | R-454B | 2.9167 | Residential & Commercial | Ducted CEE Tier 1
215933776 | Central HP <5.4 tons | HEIL | HRCU-A-CB (Split System: Heat Pump with Remote Outdoor Unit-Air-Source) | H5H3V36*K*AAA* |  |  | ESH5X60M12A*+WALLCON | *80CTL0702120B* | 34200 | 19.5 | 9 | 34400 | 26000 | 75.58% | 1.96 | 0 | 11.7 |  |  |  | No | R-454B | 2.85 | Residential & Commercial | Ducted CEE Tier 1
212976107 | Central HP <5.4 tons | TEMPSTAR | HRCU-A-CB (Split System: Heat Pump with Remote Outdoor Unit-Air-Source) | DLCURAH24ABK |  |  | EN(A,D)4X30L17** | *96VTN0801716B* | 23400 | 16.5 | 8.1 | 25800 | 24200 | 93.8% | 2 | 0 | 10 |  |  |  | No | R-410A | 1.95 | Residential & Commercial | Ducted CEE Tier 1
212977644 | Central HP <5.4 tons | TEMPSTAR | HRCU-A-CB (Split System: Heat Pump with Remote Outdoor Unit-Air-Source) | DLCURAH24ABK |  |  | EA*4X37L17A* | *80MS(N,L)0451412A* | 24200 | 17 | 8.5 | 25200 | 22000 | 87.3% | 1.84 | 0 | 10 |  |  |  | No | R-410A | 2.0167 | Residential & Commercial | Ducted CEE Tier 1
212977704 | Central HP <5.4 tons | TEMPSTAR | HRCU-A-CB (Split System: Heat Pump with Remote Outdoor Unit-Air-Source) | DLCURAH24ABK |  |  | EN(A,D,W)4X36L17** | *80MS(N,L)0451412A* | 23600 | 17 | 8.5 | 26400 | 24200 | 91.67% | 2 | 0 | 10.5 |  |  |  | No | R-410A | 1.9667 | Residential & Commercial | Ducted CEE Tier 1
212978124 | Central HP <5.4 tons | TEMPSTAR | HRCU-A-CB (Split System: Heat Pump with Remote Outdoor Unit-Air-Source) | DLCURAH24ABK |  |  | EA*4X30L14A* | *80MS(N,L)0701412A* | 23400 | 17 | 8.5 | 26200 | 24800 | 94.66% | 2.08 | 0 | 10 |  |  |  | No | R-410A | 1.95 | Residential & Commercial | Ducted CEE Tier 1
212978717 | Central HP <5.4 tons | TEMPSTAR | HRCU-A-CB (Split System: Heat Pump with Remote Outdoor Unit-Air-Source) | DLCURAH24ABK |  |  | EN(A,D)4X30L17** | *80MS(N,L)0701712A* | 23400 | 17 | 8.1 | 25800 | 24200 | 93.8% | 2.04 | 0 | 10.5 |  |  |  | No | R-410A | 1.95 | Residential & Commercial | Ducted CEE Tier 1
212979153 | Central HP <5.4 tons | TEMPSTAR | HRCU-A-CB (Split System: Heat Pump with Remote Outdoor Unit-Air-Source) | DLCURAH24ABK |  |  | EA*4X30L17A* | *80MS(N,L)0701716A* | 23600 | 17 | 8.5 | 26400 | 24600 | 93.18% | 2.04 | 0 | 10 |  |  |  | No | R-410A | 1.9667 | Residential & Commercial | Ducted CEE Tier 1
213780340 | Central HP <5.4 tons | COMFORTMAKER | HRCU-A-CB (Split System: Heat Pump with Remote Outdoor Unit-Air-Source) | CVH837GKA** |  |  | EHD4X60AAL+WALLCON | *80CTL0902120B* | 33000 | 16.5 | 8.1 | 32200 | 24800 | 77.02% | 2 | 0 | 11.5 |  |  |  | No | R-410A | 2.75 | Residential & Commercial | Ducted CEE Tier 1
215942642 | Central HP <5.4 tons | HEIL | HRCU-A-CB (Split System: Heat Pump with Remote Outdoor Unit-Air-Source) | H5H3V36*K*AAA* |  |  | EVD5X61M21A*+WALLCON | *97CTN1002122A* | 36000 | 22 | 8.5 | 37400 | 28200 | 75.4% | 2.04 | 0 | 12.5 |  |  |  | No | R-454B | 3 | Residential & Commercial | Ducted CEE Tier 1
215942662 | Central HP <5.4 tons | HEIL | HRCU-A-CB (Split System: Heat Pump with Remote Outdoor Unit-Air-Source) | H5H3V36*K*AAA* |  |  | EVD5X61M24A*+WALLCON | *97CTN0802120A* | 36000 | 22 | 8.5 | 37400 | 28200 | 75.4% | 2.04 | 0 | 12.5 |  |  |  | No | R-454B | 3 | Residential & Commercial | Ducted CEE Tier 1
215942392 | Central HP <5.4 tons | HEIL | HRCU-A-CB (Split System: Heat Pump with Remote Outdoor Unit-Air-Source) | H5H3V36*K*AAA* |  |  | EVM5X49M21A*+WALLCON | *96CTN0601714B* | 35200 | 21 | 8.5 | 37400 | 28000 | 74.87% | 2.06 | 0 | 11.7 |  |  |  | No | R-454B | 2.9333 | Residential & Commercial | Ducted CEE Tier 1
215667614 | Central HP <5.4 tons | AIRQUEST | HRCU-A-CB (Split System: Heat Pump with Remote Outdoor Unit-Air-Source) | H5H0V24*K*AAA* |  |  | EA*5X36M17A*+WALLCON | *80CTL0701412B* | 23200 | 17 | 9 | 23600 | 16600 | 70.34% | 1.98 | 0 | 10 |  |  |  | No | R-454B | 1.9333 | Residential & Commercial | Ducted CEE Tier 1
212976016 | Central HP <5.4 tons | TEMPSTAR | HRCU-A-CB (Split System: Heat Pump with Remote Outdoor Unit-Air-Source) | DLCURAH24ABK |  |  | EA*4X25L17A* | *96VTN0801716B* | 24400 | 17 | 8.5 | 25400 | 21600 | 85.04% | 1.8 | 0 | 10 |  |  |  | No | R-410A | 2.0333 | Residential & Commercial | Ducted CEE Tier 1
212976997 | Central HP <5.4 tons | TEMPSTAR | HRCU-A-CB (Split System: Heat Pump with Remote Outdoor Unit-Air-Source) | DLCURAH24ABK |  |  | EA*4X37L21A* | *96VTN1002122B* | 24600 | 17.5 | 8.5 | 25200 | 23800 | 94.44% | 1.98 | 0 | 10.5 |  |  |  | No | R-410A | 2.05 | Residential & Commercial | Ducted CEE Tier 1
212978088 | Central HP <5.4 tons | TEMPSTAR | HRCU-A-CB (Split System: Heat Pump with Remote Outdoor Unit-Air-Source) | DLCURAH24ABK |  |  | EA*4X24L14A* | *80MS(N,L)0701412A* | 23200 | 17 | 9 | 26800 | 26800 | 100% | 2.28 | 0 | 10 |  |  |  | No | R-410A | 1.9333 | Residential & Commercial | Ducted CEE Tier 1
212973911 | Central HP <5.4 tons | TEMPSTAR | HRCU-A-CB (Split System: Heat Pump with Remote Outdoor Unit-Air-Source) | DLCURAH24ABK |  |  | EN(A,D)4X30L17** | *96VSN0801716B* | 23400 | 16.5 | 8.1 | 25800 | 24200 | 93.8% | 2 | 0 | 10 |  |  |  | No | R-410A | 1.95 | Residential & Commercial | Ducted CEE Tier 1
212975297 | Central HP <5.4 tons | TEMPSTAR | HRCU-A-CB (Split System: Heat Pump with Remote Outdoor Unit-Air-Source) | DLCURAH24ABK |  |  | EA*4X36L17A* | *96VTN0401712B* | 23400 | 16.5 | 8.5 | 26200 | 24200 | 92.37% | 2 | 0 | 10 |  |  |  | No | R-410A | 1.95 | Residential & Commercial | Ducted CEE Tier 1
212975715 | Central HP <5.4 tons | TEMPSTAR | HRCU-A-CB (Split System: Heat Pump with Remote Outdoor Unit-Air-Source) | DLCURAH24ABK |  |  | EN(A,D)4X24L14** | *96VTN0601412B* | 23200 | 16.5 | 8.5 | 26800 | 25400 | 94.78% | 2.12 | 0 | 10 |  |  |  | No | R-410A | 1.9333 | Residential & Commercial | Ducted CEE Tier 1
212977680 | Central HP <5.4 tons | TEMPSTAR | HRCU-A-CB (Split System: Heat Pump with Remote Outdoor Unit-Air-Source) | DLCURAH24ABK |  |  | EN(A,D)4X30L14** | *80MS(N,L)0451412A* | 23600 | 17 | 8.1 | 26000 | 24000 | 92.31% | 2 | 0 | 10 |  |  |  | No | R-410A | 1.9667 | Residential & Commercial | Ducted CEE Tier 1
215667681 | Central HP <5.4 tons | AIRQUEST | HRCU-A-CB (Split System: Heat Pump with Remote Outdoor Unit-Air-Source) | H5H0V24*K*AAA* |  |  | EA*5X36M17A*+WALLCON | *97CMN0801714B* | 23000 | 17 | 9 | 23800 | 16700 | 70.17% | 1.98 | 0 | 10 |  |  |  | No | R-454B | 1.9167 | Residential & Commercial | Ducted CEE Tier 1
215667412 | Central HP <5.4 tons | HEIL | HRCU-A-CB (Split System: Heat Pump with Remote Outdoor Unit-Air-Source) | H5H0V24*K*AAA* |  |  | EA*5X30M17A*+WALLCON | *80CTL0701412B* | 23000 | 17 | 9 | 23800 | 16700 | 70.17% | 1.98 | 0 | 10 |  |  |  | No | R-454B | 1.9167 | Residential & Commercial | Ducted CEE Tier 1
215667466 | Central HP <5.4 tons | HEIL | HRCU-A-CB (Split System: Heat Pump with Remote Outdoor Unit-Air-Source) | H5H0V24*K*AAA* |  |  | EA*5X30M17A*+WALLCON | *97CMN0601714B* | 23000 | 16.5 | 8.5 | 24000 | 16800 | 70% | 1.86 | 0 | 10 |  |  |  | No | R-454B | 1.9167 | Residential & Commercial | Ducted CEE Tier 1
215667596 | Central HP <5.4 tons | HEIL | HRCU-A-CB (Split System: Heat Pump with Remote Outdoor Unit-Air-Source) | H5H0V24*K*AAA* |  |  | EA*5X36M17A*+WALLCON | *80CTL0451712B* | 23000 | 16.5 | 9 | 23800 | 16700 | 70.17% | 1.98 | 0 | 10 |  |  |  | No | R-454B | 1.9167 | Residential & Commercial | Ducted CEE Tier 1
215936667 | Central HP <5.4 tons | AIRQUEST | HRCU-A-CB (Split System: Heat Pump with Remote Outdoor Unit-Air-Source) | H5H3V36*K*AAA* |  |  | EVD5X60M21A*+WALLCON | *95CSU1002122B* | 35600 | 22 | 9 | 38000 | 28400 | 74.74% | 2.14 | 0 | 12.5 |  |  |  | No | R-454B | 2.9667 | Residential & Commercial | Ducted CEE Tier 1
215683629 | Central HP <5.4 tons | CARRIER | HRCU-A-CB (Split System: Heat Pump with Remote Outdoor Unit-Air-Source) | 27VNA024A*030* |  |  | CAA**3017AM*+UI | 58TN*B070C17**16 | 23000 | 17 | 9 | 23800 | 16700 | 70.17% | 1.96 | 0 | 10 |  |  |  | No | R-454B | 1.9167 | Residential & Commercial | Ducted CEE Tier 1
215683679 | Central HP <5.4 tons | CARRIER | HRCU-A-CB (Split System: Heat Pump with Remote Outdoor Unit-Air-Source) | 27VNA024A*030* |  |  | CAA**3717AM*+UI | 59MN7C080C17**14 | 23800 | 17 | 9 | 23400 | 16500 | 70.51% | 2 | 0 | 10.5 |  |  |  | No | R-454B | 1.9833 | Residential & Commercial | Ducted CEE Tier 1
215683697 | Central HP <5.4 tons | CARRIER | HRCU-A-CB (Split System: Heat Pump with Remote Outdoor Unit-Air-Source) | 27VNA024A*030* |  |  | CAA**3721AM*+UI | 58TN*B090C17**16 | 24000 | 17.5 | 9 | 23200 | 16300 | 70.26% | 2.02 | 0 | 10.5 |  |  |  | No | R-454B | 2 | Residential & Commercial | Ducted CEE Tier 1
215936687 | Central HP <5.4 tons | AIRQUEST | HRCU-A-CB (Split System: Heat Pump with Remote Outdoor Unit-Air-Source) | H5H3V36*K*AAA* |  |  | EVD5X60M21A*+WALLCON | *97CMN0801714B* | 35400 | 21.5 | 8.5 | 38500 | 29000 | 75.32% | 2.02 | 0 | 12 |  |  |  | No | R-454B | 2.95 | Residential & Commercial | Ducted CEE Tier 1
215935766 | Central HP <5.4 tons | HEIL | HRCU-A-CB (Split System: Heat Pump with Remote Outdoor Unit-Air-Source) | H5H3V36*K*AAA* |  |  | EVD5X36M21A*+WALLCON | *96CTN0801714B* | 34200 | 20.5 | 8.5 | 39000 | 28400 | 72.82% | 2.02 | 0 | 11.5 |  |  |  | No | R-454B | 2.85 | Residential & Commercial | Ducted CEE Tier 1
215936186 | Central HP <5.4 tons | HEIL | HRCU-A-CB (Split System: Heat Pump with Remote Outdoor Unit-Air-Source) | H5H3V36*K*AAA* |  |  | EVD5X42M24A*+WALLCON | *80CTL1352422B* | 35600 | 22 | 8.5 | 38000 | 28400 | 74.74% | 2.04 | 0 | 12.5 |  |  |  | No | R-454B | 2.9667 | Residential & Commercial | Ducted CEE Tier 1
215942622 | Central HP <5.4 tons | HEIL | HRCU-A-CB (Split System: Heat Pump with Remote Outdoor Unit-Air-Source) | H5H3V36*K*AAA* |  |  | EVD5X61M21A*+WALLCON | *96CTN0802120B* | 35800 | 22 | 8.5 | 37400 | 28400 | 75.94% | 2.04 | 0 | 12.5 |  |  |  | No | R-454B | 2.9833 | Residential & Commercial | Ducted CEE Tier 1
215683587 | Central HP <5.4 tons | CARRIER | HRCU-A-CB (Split System: Heat Pump with Remote Outdoor Unit-Air-Source) | 27VNA024A*030* |  |  | CAA**2417AM*+UI | 58TN*B090C17**16 | 22800 | 17 | 9 | 24000 | 16800 | 70% | 1.96 | 0 | 10 |  |  |  | No | R-454B | 1.9 | Residential & Commercial | Ducted CEE Tier 1
215683655 | Central HP <5.4 tons | CARRIER | HRCU-A-CB (Split System: Heat Pump with Remote Outdoor Unit-Air-Source) | 27VNA024A*030* |  |  | CAA**3617AM*+UI | 59MN7C060C17**14 | 23000 | 17 | 9 | 23800 | 16700 | 70.17% | 1.98 | 0 | 10 |  |  |  | No | R-454B | 1.9167 | Residential & Commercial | Ducted CEE Tier 1
215683689 | Central HP <5.4 tons | CARRIER | HRCU-A-CB (Split System: Heat Pump with Remote Outdoor Unit-Air-Source) | 27VNA024A*030* |  |  | CAA**3721AM*+UI | 58CU*A060C17**16 | 24000 | 17.5 | 9 | 23200 | 16300 | 70.26% | 2.02 | 0 | 10.5 |  |  |  | No | R-454B | 2 | Residential & Commercial | Ducted CEE Tier 1
215683705 | Central HP <5.4 tons | CARRIER | HRCU-A-CB (Split System: Heat Pump with Remote Outdoor Unit-Air-Source) | 27VNA024A*030* |  |  | CAA**3721AM*+UI | 59MN7C060C17**14 | 24000 | 17 | 9 | 23400 | 16400 | 70.09% | 2.02 | 0 | 10.5 |  |  |  | No | R-454B | 2 | Residential & Commercial | Ducted CEE Tier 1
213774610 | Central HP <5.4 tons | COMFORTMAKER | HRCU-A-CB (Split System: Heat Pump with Remote Outdoor Unit-Air-Source) | CVH825GKA3* |  |  | EHD4X48AAL+WALLCON | *80CTL1102120B* | 24200 | 16 | 8.1 | 21200 | 16600 | 78.3% | 2.02 | 0 | 10.5 |  |  |  | No | R-410A | 2.0167 | Residential & Commercial | Ducted CEE Tier 1
214571244 | Central HP <5.4 tons | DAY & NIGHT | HRCU-A-CB (Split System: Heat Pump with Remote Outdoor Unit-Air-Source) | CVH825GKA3* |  |  | EN(A,D,W)4X48L21**+WALLCON | *97CMN0602120B* | 24000 | 16.5 | 8.1 | 21400 | 16700 | 78.04% | 2 | 0 | 11 |  |  |  | No | R-410A | 2 | Residential & Commercial | Ducted CEE Tier 1
213774410 | Central HP <5.4 tons | COMFORTMAKER | HRCU-A-CB (Split System: Heat Pump with Remote Outdoor Unit-Air-Source) | CVH825GKA3* |  |  | EHD4X42AAL+WALLCON | *80CTL0701716B* | 24200 | 16 | 8.1 | 21400 | 16600 | 77.57% | 1.98 | 0 | 10.5 |  |  |  | No | R-410A | 2.0167 | Residential & Commercial | Ducted CEE Tier 1
206133426 | Central HP <5.4 tons | HEIL | HRCU-A-CB (Split System: Heat Pump with Remote Outdoor Unit-Air-Source) | HVH825GKA2* |  |  | EA*4X37L17A*+WALLCON | *80CSU0601716A* | 24200 | 16.5 | 8.1 | 21400 | 16700 | 78.04% | 2 | 11.5 | 10.5 |  |  |  | No | R-410A | 2.0167 | Residential & Commercial | Ducted CEE Tier 1
206133446 | Central HP <5.4 tons | HEIL | HRCU-A-CB (Split System: Heat Pump with Remote Outdoor Unit-Air-Source) | HVH825GKA2* |  |  | EA*4X37L21A*+WALLCON | *80CSU0601716A* | 24400 | 17 | 8.1 | 21200 | 16600 | 78.3% | 2.02 | 11.5 | 11 |  |  |  | No | R-410A | 2.0333 | Residential & Commercial | Ducted CEE Tier 1
206133778 | Central HP <5.4 tons | HEIL | HRCU-A-CB (Split System: Heat Pump with Remote Outdoor Unit-Air-Source) | HVH825GKA2* |  |  | EA*4X36L21A*+WALLCON | *95CSU0802120A* | 23600 | 16.5 | 8.1 | 21400 | 16600 | 77.57% | 1.94 | 11 | 11 |  |  |  | No | R-410A | 1.9667 | Residential & Commercial | Ducted CEE Tier 1
213774460 | Central HP <5.4 tons | COMFORTMAKER | HRCU-A-CB (Split System: Heat Pump with Remote Outdoor Unit-Air-Source) | CVH825GKA3* |  |  | EHD4X42AAL+WALLCON | *95CSU0601716B* | 24000 | 16 | 8.1 | 21400 | 16600 | 77.57% | 1.98 | 0 | 10.5 |  |  |  | No | R-410A | 2 | Residential & Commercial | Ducted CEE Tier 1
214807366 | Central HP <5.4 tons | YORK | HRCU-A-CB (Split System: Heat Pump with Remote Outdoor Unit-Air-Source) | HH824E2S11 |  |  | CTM36B5ADS1 | TP9C060B12MP13 | 23000 | 17 | 9 | 23000 | 17600 | 76.52% | 2 | 0 | 12 |  |  |  | No | R-454B | 1.9167 | Residential & Commercial | Ducted CEE Tier 1
204299377 | Central HP <5.4 tons | HEIL | HRCU-A-CB (Split System: Heat Pump with Remote Outdoor Unit-Air-Source) | HVH837GKA** |  |  | EA*4X48L24A*+WALLCON | *96CTN1202422A* | 32400 | 17.5 | 8.5 | 32400 | 24800 | 76.54% | 2 | 12 | 11.7 |  |  |  | No | R-410A | 2.7 | Residential & Commercial | Ducted CEE Tier 1
212975385 | Central HP <5.4 tons | TEMPSTAR | HRCU-A-CB (Split System: Heat Pump with Remote Outdoor Unit-Air-Source) | DLCURAH18ABK |  |  | EA*4X19L17A* | *96VTN0601412B* | 17700 | 16.5 | 8.1 | 17700 | 19400 | 109.6% | 2.34 | 0 | 10.5 |  |  |  | No | R-410A | 1.475 | Residential & Commercial | Ducted CEE Tier 1
212975418 | Central HP <5.4 tons | TEMPSTAR | HRCU-A-CB (Split System: Heat Pump with Remote Outdoor Unit-Air-Source) | DLCURAH18ABK |  |  | EA*4X25L17A* | *96VTN0601412B* | 17800 | 16.5 | 8.1 | 17600 | 18900 | 107.4% | 2.28 | 0 | 10.5 |  |  |  | No | R-410A | 1.4833 | Residential & Commercial | Ducted CEE Tier 1
212970856 | Central HP <5.4 tons | TEMPSTAR | HRCU-A-CB (Split System: Heat Pump with Remote Outdoor Unit-Air-Source) | DLCURAH18ABK |  |  | EA*4X19L17A* | *80VTL0451412B* | 18200 | 16.5 | 8.5 | 18100 | 17700 | 97.79% | 2.14 | 0 | 11 |  |  |  | No | R-410A | 1.5167 | Residential & Commercial | Ducted CEE Tier 1
212975429 | Central HP <5.4 tons | TEMPSTAR | HRCU-A-CB (Split System: Heat Pump with Remote Outdoor Unit-Air-Source) | DLCURAH18ABK |  |  | EA*4X30L14A* | *96VTN0601412B* | 17400 | 16.5 | 8.5 | 18000 | 18700 | 103.9% | 2.26 | 0 | 10.5 |  |  |  | No | R-410A | 1.45 | Residential & Commercial | Ducted CEE Tier 1
212975462 | Central HP <5.4 tons | TEMPSTAR | HRCU-A-CB (Split System: Heat Pump with Remote Outdoor Unit-Air-Source) | DLCURAH18ABK |  |  | EN(A,D)4X24L14** | *96VTN0601412B* | 17500 | 16 | 8.5 | 18500 | 19200 | 103.8% | 2.3 | 0 | 10.5 |  |  |  | No | R-410A | 1.4583 | Residential & Commercial | Ducted CEE Tier 1
215940066 | Central HP <5.4 tons | HEIL | HRCU-A-CB (Split System: Heat Pump with Remote Outdoor Unit-Air-Source) | H5H3V36*K*AAA* |  |  | ESH5X42M12A*+WALLCON | *97CTN0802120A* | 33600 | 19 | 9 | 34800 | 26600 | 76.44% | 1.92 | 0 | 11.5 |  |  |  | No | R-454B | 2.8 | Residential & Commercial | Ducted CEE Tier 1
215683921 | Central HP <5.4 tons | CARRIER | HRCU-A-CB (Split System: Heat Pump with Remote Outdoor Unit-Air-Source) | 27VNA036A*030* |  |  | CAA**3721AM*+UI | 59MN7C080C21**20 | 34400 | 18 | 8.1 | 35400 | 25200 | 71.19% | 1.88 | 0 | 10 |  |  |  | No | R-454B | 2.8667 | Residential & Commercial | Ducted CEE Tier 1
215683971 | Central HP <5.4 tons | CARRIER | HRCU-A-CB (Split System: Heat Pump with Remote Outdoor Unit-Air-Source) | 27VNA036A*030* |  |  | CAA**4321AM*+UI | 58CU*A040C17**12 | 34400 | 18 | 9 | 35200 | 25200 | 71.59% | 1.88 | 0 | 10 |  |  |  | No | R-454B | 2.8667 | Residential & Commercial | Ducted CEE Tier 1
215683589 | Central HP <5.4 tons | CARRIER | HRCU-A-CB (Split System: Heat Pump with Remote Outdoor Unit-Air-Source) | 27VNA024A*030* |  |  | CAA**2417AM*+UI | 59MN7C060C17**14 | 22800 | 16.5 | 9 | 24000 | 16900 | 70.42% | 1.94 | 0 | 10 |  |  |  | No | R-454B | 1.9 | Residential & Commercial | Ducted CEE Tier 1
211378519 | Central HP <5.4 tons | YORK | HRCU-A-CB (Split System: Heat Pump with Remote Outdoor Unit-Air-Source) | HMH72B341 |  |  | XAFC36DBCN1 | TMLE100C16MP11 | 34000 | 17.5 | 8.1 | 33600 | 23800 | 70.83% | 2.08 | 0 | 10 |  |  |  | No | R-410A | 2.8333 | Residential & Commercial | Ducted CEE Tier 1
204456902 | Central HP <5.4 tons | BRYANT HEATING AND COOLING SYSTEMS | HRCU-A-CB (Split System: Heat Pump with Remote Outdoor Unit-Air-Source) | 288BNV025*0**B* |  |  | CAP**3721AL*+UI | 987MB60060C21*** | 24400 | 16.5 | 8.1 | 21200 | 16700 | 78.77% | 2.02 | 11 | 11 |  |  |  | No | R-410A | 2.0333 | Residential & Commercial | Ducted CEE Tier 1
215683583 | Central HP <5.4 tons | CARRIER | HRCU-A-CB (Split System: Heat Pump with Remote Outdoor Unit-Air-Source) | 27VNA024A*030* |  |  | CAA**2417AM*+UI | 58TN*B070C14**12 | 22800 | 17 | 9 | 24000 | 16800 | 70% | 1.96 | 0 | 10 |  |  |  | No | R-454B | 1.9 | Residential & Commercial | Ducted CEE Tier 1
215683585 | Central HP <5.4 tons | CARRIER | HRCU-A-CB (Split System: Heat Pump with Remote Outdoor Unit-Air-Source) | 27VNA024A*030* |  |  | CAA**2417AM*+UI | 58TN*B070C17**16 | 22800 | 16.5 | 9 | 24000 | 16900 | 70.42% | 1.96 | 0 | 10 |  |  |  | No | R-454B | 1.9 | Residential & Commercial | Ducted CEE Tier 1
215683699 | Central HP <5.4 tons | CARRIER | HRCU-A-CB (Split System: Heat Pump with Remote Outdoor Unit-Air-Source) | 27VNA024A*030* |  |  | CAA**3721AM*+UI | 58TN*B090C21**20 | 24000 | 17.5 | 9 | 23200 | 16300 | 70.26% | 2.02 | 0 | 10.5 |  |  |  | No | R-454B | 2 | Residential & Commercial | Ducted CEE Tier 1
215683715 | Central HP <5.4 tons | CARRIER | HRCU-A-CB (Split System: Heat Pump with Remote Outdoor Unit-Air-Source) | 27VNA024A*030* |  |  | CAA**3721AM*+UI | 59TN6C080C17**14 | 24000 | 17.5 | 9 | 23200 | 16300 | 70.26% | 2.02 | 0 | 10.5 |  |  |  | No | R-454B | 2 | Residential & Commercial | Ducted CEE Tier 1
215683605 | Central HP <5.4 tons | CARRIER | HRCU-A-CB (Split System: Heat Pump with Remote Outdoor Unit-Air-Source) | 27VNA024A*030* |  |  | CAA**2517AM*+UI | 58TN*B090C17**16 | 24000 | 17.5 | 9 | 23200 | 16400 | 70.69% | 2 | 0 | 10.5 |  |  |  | No | R-454B | 2 | Residential & Commercial | Ducted CEE Tier 1
215683969 | Central HP <5.4 tons | CARRIER | HRCU-A-CB (Split System: Heat Pump with Remote Outdoor Unit-Air-Source) | 27VNA036A*030* |  |  | CAA**4221AM*+UI | 59TN6C100C21**22 | 33200 | 17.5 | 9 | 35800 | 25600 | 71.51% | 1.84 | 0 | 10 |  |  |  | No | R-454B | 2.7667 | Residential & Commercial | Ducted CEE Tier 1
215683929 | Central HP <5.4 tons | CARRIER | HRCU-A-CB (Split System: Heat Pump with Remote Outdoor Unit-Air-Source) | 27VNA036A*030* |  |  | CAA**3721AM*+UI | 59TN6C100C21**22 | 34600 | 18 | 9 | 35200 | 25000 | 71.02% | 1.9 | 0 | 10 |  |  |  | No | R-454B | 2.8833 | Residential & Commercial | Ducted CEE Tier 1
215936443 | Central HP <5.4 tons | TEMPSTAR | HRCU-A-CB (Split System: Heat Pump with Remote Outdoor Unit-Air-Source) | T5H3V36*K*AAA* |  |  | EVD5X49M24A*+WALLCON | *80CTL0702120B* | 35400 | 21.5 | 8.5 | 38000 | 28600 | 75.26% | 2.04 | 0 | 12 |  |  |  | No | R-454B | 2.95 | Residential & Commercial | Ducted CEE Tier 1
215936593 | Central HP <5.4 tons | TEMPSTAR | HRCU-A-CB (Split System: Heat Pump with Remote Outdoor Unit-Air-Source) | T5H3V36*K*AAA* |  |  | EVD5X60M21A*+WALLCON | *80CTL0451712B* | 35200 | 21 | 8.5 | 39000 | 29400 | 75.38% | 2 | 0 | 11.7 |  |  |  | No | R-454B | 2.9333 | Residential & Commercial | Ducted CEE Tier 1
215679406 | Central HP <5.4 tons | AIRQUEST | HRCU-A-CB (Split System: Heat Pump with Remote Outdoor Unit-Air-Source) | H5H0V36*K*AAA* |  |  | EA*5X42M21A*+WALLCON | *97CTN1002122A* | 33200 | 17.5 | 9 | 35800 | 25600 | 71.51% | 1.84 | 0 | 10 |  |  |  | No | R-454B | 2.7667 | Residential & Commercial | Ducted CEE Tier 1
215679556 | Central HP <5.4 tons | AIRQUEST | HRCU-A-CB (Split System: Heat Pump with Remote Outdoor Unit-Air-Source) | H5H0V36*K*AAA* |  |  | EA*5X60M24A*+WALLCON | *96CTN0802120B* | 34400 | 18 | 9 | 34200 | 24800 | 72.51% | 1.9 | 0 | 10 |  |  |  | No | R-454B | 2.8667 | Residential & Commercial | Ducted CEE Tier 1
211245887 | Central HP <5.4 tons | DAY & NIGHT | HRCU-A-CB (Split System: Heat Pump with Remote Outdoor Unit-Air-Source) | DLCURAH24ABK |  |  | FMA4X24**AL* |  | 23600 | 17 | 9 | 27200 | 25600 | 94.12% | 2.14 | 0 | 10 |  |  |  | No | R-410A | 1.9667 | Residential & Commercial | Ducted CEE Tier 1
212975330 | Central HP <5.4 tons | TEMPSTAR | HRCU-A-CB (Split System: Heat Pump with Remote Outdoor Unit-Air-Source) | DLCURAH24ABK |  |  | EA*4X37L21A* | *96VTN0401712B* | 24200 | 16.5 | 8.5 | 25400 | 25000 | 98.43% | 2.06 | 0 | 10 |  |  |  | No | R-410A | 2.0167 | Residential & Commercial | Ducted CEE Tier 1
212976029 | Central HP <5.4 tons | TEMPSTAR | HRCU-A-CB (Split System: Heat Pump with Remote Outdoor Unit-Air-Source) | DLCURAH24ABK |  |  | EA*4X30L17A* | *96VTN0801716B* | 23400 | 17 | 8.5 | 26200 | 25000 | 95.42% | 2.08 | 0 | 10 |  |  |  | No | R-410A | 1.95 | Residential & Commercial | Ducted CEE Tier 1
212978220 | Central HP <5.4 tons | TEMPSTAR | HRCU-A-CB (Split System: Heat Pump with Remote Outdoor Unit-Air-Source) | DLCURAH24ABK |  |  | EN(A,D,W)4X36L17** | *80MS(N,L)0701412A* | 23600 | 17 | 8.1 | 26000 | 24000 | 92.31% | 2 | 0 | 10.5 |  |  |  | No | R-410A | 1.9667 | Residential & Commercial | Ducted CEE Tier 1
212974961 | Central HP <5.4 tons | TEMPSTAR | HRCU-A-CB (Split System: Heat Pump with Remote Outdoor Unit-Air-Source) | DLCURAH24ABK |  |  | EA*4X30L14A* | *96VTN0401410B* | 23200 | 16 | 8.5 | 26400 | 25000 | 94.7% | 2.08 | 0 | 10 |  |  |  | No | R-410A | 1.9333 | Residential & Commercial | Ducted CEE Tier 1
212975026 | Central HP <5.4 tons | TEMPSTAR | HRCU-A-CB (Split System: Heat Pump with Remote Outdoor Unit-Air-Source) | DLCURAH24ABK |  |  | EN(A,D)4X24L17** | *96VTN0401410B* | 23200 | 15.5 | 8.5 | 27000 | 25000 | 92.59% | 2.06 | 0 | 10 |  |  |  | No | R-410A | 1.9333 | Residential & Commercial | Ducted CEE Tier 1
212975748 | Central HP <5.4 tons | TEMPSTAR | HRCU-A-CB (Split System: Heat Pump with Remote Outdoor Unit-Air-Source) | DLCURAH24ABK |  |  | EN(A,D)4X30L17** | *96VTN0601412B* | 23400 | 16.5 | 8.1 | 26200 | 24600 | 93.89% | 2.04 | 0 | 10 |  |  |  | No | R-410A | 1.95 | Residential & Commercial | Ducted CEE Tier 1
212976081 | Central HP <5.4 tons | TEMPSTAR | HRCU-A-CB (Split System: Heat Pump with Remote Outdoor Unit-Air-Source) | DLCURAH24ABK |  |  | EA*4X37L21A* | *96VTN0801716B* | 24600 | 17 | 8.5 | 25200 | 21200 | 84.13% | 1.78 | 0 | 10.5 |  |  |  | No | R-410A | 2.05 | Residential & Commercial | Ducted CEE Tier 1
215674665 | Central HP <5.4 tons | AIRQUEST | HRCU-A-CB (Split System: Heat Pump with Remote Outdoor Unit-Air-Source) | H5H0V48*K*AAA* |  |  | EA*5X61M24A*+WALLCON | *96CTN1202422B* | 46000 | 18.5 | 9 | 47500 | 33600 | 70.74% | 2.06 | 0 | 10 |  |  |  | No | R-454B | 3.8333 | Residential & Commercial | Ducted CEE Tier 1
214574563 | Central HP <5.4 tons | COMFORTMAKER | HRCU-A-CB (Split System: Heat Pump with Remote Outdoor Unit-Air-Source) | CVH837GKA2* |  |  | EN(A,D,W)4X42L21**+WALLCON | *96CTN0802120B* | 31800 | 17 | 8.1 | 33000 | 24400 | 73.94% | 1.9 | 0 | 11.5 |  |  |  | No | R-410A | 2.65 | Residential & Commercial | Ducted CEE Tier 1
212976803 | Central HP <5.4 tons | TEMPSTAR | HRCU-A-CB (Split System: Heat Pump with Remote Outdoor Unit-Air-Source) | DLCURAH36ABK |  |  | EA*4X48L21A* | *96VTN1002120B* | 35800 | 16.5 | 8.5 | 37800 | 34600 | 91.53% | 2.02 | 0 | 10 |  |  |  | No | R-410A | 2.9833 | Residential & Commercial | Ducted CEE Tier 1
212977087 | Central HP <5.4 tons | TEMPSTAR | HRCU-A-CB (Split System: Heat Pump with Remote Outdoor Unit-Air-Source) | DLCURAH36ABK |  |  | EA*4X48L21A* | *96VTN1002122B* | 35800 | 16.5 | 8.5 | 37800 | 34600 | 91.53% | 2.02 | 0 | 10 |  |  |  | No | R-410A | 2.9833 | Residential & Commercial | Ducted CEE Tier 1
212970435 | Central HP <5.4 tons | TEMPSTAR | HRCU-A-CB (Split System: Heat Pump with Remote Outdoor Unit-Air-Source) | DLCURAH36ABK |  |  | EA*4X48L21A* | *80VSL0701716B* | 36000 | 16 | 8.5 | 38500 | 35400 | 91.95% | 1.78 | 0 | 10 |  |  |  | No | R-410A | 3 | Residential & Commercial | Ducted CEE Tier 1
214574543 | Central HP <5.4 tons | COMFORTMAKER | HRCU-A-CB (Split System: Heat Pump with Remote Outdoor Unit-Air-Source) | CVH837GKA2* |  |  | EN(A,D,W)4X42L21**+WALLCON | *97CMN0602120B* | 31600 | 16.5 | 8.1 | 33200 | 24600 | 74.1% | 1.86 | 0 | 11 |  |  |  | No | R-410A | 2.6333 | Residential & Commercial | Ducted CEE Tier 1
211226936 | Central HP <5.4 tons | DAY & NIGHT | HRCU-A-CB (Split System: Heat Pump with Remote Outdoor Unit-Air-Source) | DLCURAH36ABK |  |  | EA*4X37L21A* | *80ESU1002120A* | 36200 | 16 | 8.5 | 38500 | 34800 | 90.39% | 2.08 | 0 | 10 |  |  |  | No | R-410A | 3.0167 | Residential & Commercial | Ducted CEE Tier 1
211227206 | Central HP <5.4 tons | DAY & NIGHT | HRCU-A-CB (Split System: Heat Pump with Remote Outdoor Unit-Air-Source) | DLCURAH36ABK |  |  | EA*4X37L21A* | *96VTN1002122A* | 36800 | 16.5 | 8.5 | 38500 | 34800 | 90.39% | 2.1 | 0 | 10 |  |  |  | No | R-410A | 3.0667 | Residential & Commercial | Ducted CEE Tier 1
215940116 | Central HP <5.4 tons | HEIL | HRCU-A-CB (Split System: Heat Pump with Remote Outdoor Unit-Air-Source) | H5H3V36*K*AAA* |  |  | ESH5X48M12A*+WALLCON | *80CSU0601716B* | 33800 | 19.5 | 9 | 34600 | 26400 | 76.3% | 1.92 | 0 | 11.7 |  |  |  | No | R-454B | 2.8167 | Residential & Commercial | Ducted CEE Tier 1
215940266 | Central HP <5.4 tons | HEIL | HRCU-A-CB (Split System: Heat Pump with Remote Outdoor Unit-Air-Source) | H5H3V36*K*AAA* |  |  | EVM5X44M21A*+WALLCON | *80CSU0401712B* | 35600 | 22 | 8.5 | 38000 | 28600 | 75.26% | 2.02 | 0 | 12.5 |  |  |  | No | R-454B | 2.9667 | Residential & Commercial | Ducted CEE Tier 1
215940316 | Central HP <5.4 tons | HEIL | HRCU-A-CB (Split System: Heat Pump with Remote Outdoor Unit-Air-Source) | H5H3V36*K*AAA* |  |  | EVM5X44M21A*+WALLCON | *97CTN1002122A* | 35600 | 22 | 8.5 | 38000 | 28600 | 75.26% | 2.02 | 0 | 12.5 |  |  |  | No | R-454B | 2.9667 | Residential & Commercial | Ducted CEE Tier 1
215940516 | Central HP <5.4 tons | HEIL | HRCU-A-CB (Split System: Heat Pump with Remote Outdoor Unit-Air-Source) | H5H3V36*K*AAA* |  |  | EVD5X36M21A*+WALLCON | *80CSU0401712B* | 34600 | 21 | 8.5 | 38500 | 28000 | 72.73% | 2.06 | 0 | 12 |  |  |  | No | R-454B | 2.8833 | Residential & Commercial | Ducted CEE Tier 1
215940587 | Central HP <5.4 tons | AIRQUEST | HRCU-A-CB (Split System: Heat Pump with Remote Outdoor Unit-Air-Source) | H5H3V36*K*AAA* |  |  | EVD5X38M17A*+WALLCON | *80CSU0601716B* | 35600 | 22 | 8.5 | 38000 | 28600 | 75.26% | 2.02 | 0 | 12 |  |  |  | No | R-454B | 2.9667 | Residential & Commercial | Ducted CEE Tier 1
215942543 | Central HP <5.4 tons | AIRQUEST | HRCU-A-CB (Split System: Heat Pump with Remote Outdoor Unit-Air-Source) | H5H3V36*K*AAA* |  |  | EVD5X61M21A*+WALLCON | *96CTN1002122B* | 36000 | 22 | 8.5 | 37400 | 28200 | 75.4% | 2.04 | 0 | 12.5 |  |  |  | No | R-454B | 3 | Residential & Commercial | Ducted CEE Tier 1
212977692 | Central HP <5.4 tons | TEMPSTAR | HRCU-A-CB (Split System: Heat Pump with Remote Outdoor Unit-Air-Source) | DLCURAH24ABK |  |  | EN(A,D)4X30L17** | *80MS(N,L)0451412A* | 23600 | 17 | 8.5 | 26400 | 24200 | 91.67% | 2 | 0 | 10.5 |  |  |  | No | R-410A | 1.9667 | Residential & Commercial | Ducted CEE Tier 1
212978112 | Central HP <5.4 tons | TEMPSTAR | HRCU-A-CB (Split System: Heat Pump with Remote Outdoor Unit-Air-Source) | DLCURAH24ABK |  |  | EA*4X25L17A* | *80MS(N,L)0701412A* | 24200 | 17.5 | 8.5 | 25200 | 21800 | 86.51% | 1.82 | 0 | 10.5 |  |  |  | No | R-410A | 2.0167 | Residential & Commercial | Ducted CEE Tier 1
213778820 | Central HP <5.4 tons | COMFORTMAKER | HRCU-A-CB (Split System: Heat Pump with Remote Outdoor Unit-Air-Source) | CVH837GKA** |  |  | EA*4X36L21A*+WALLCON | *80CTL0451712B* | 31200 | 16.5 | 8.1 | 33400 | 24600 | 73.65% | 1.82 | 0 | 10.5 |  |  |  | No | R-410A | 2.6 | Residential & Commercial | Ducted CEE Tier 1
213779090 | Central HP <5.4 tons | COMFORTMAKER | HRCU-A-CB (Split System: Heat Pump with Remote Outdoor Unit-Air-Source) | CVH837GKA** |  |  | EA*4X42L21A*+WALLCON | *80CTL0902120B* | 31800 | 17 | 8.1 | 32800 | 24200 | 73.78% | 1.88 | 0 | 11 |  |  |  | No | R-410A | 2.65 | Residential & Commercial | Ducted CEE Tier 1
212971156 | Central HP <5.4 tons | TEMPSTAR | HRCU-A-CB (Split System: Heat Pump with Remote Outdoor Unit-Air-Source) | DLCURAH24ABK |  |  | EA*4X30L14A* | *80VTL0451412B* | 23400 | 17 | 8.5 | 26200 | 25000 | 95.42% | 2.08 | 0 | 10 |  |  |  | No | R-410A | 1.95 | Residential & Commercial | Ducted CEE Tier 1
213780320 | Central HP <5.4 tons | COMFORTMAKER | HRCU-A-CB (Split System: Heat Pump with Remote Outdoor Unit-Air-Source) | CVH837GKA** |  |  | EHD4X60AAL+WALLCON | *80CTL0701716B* | 32800 | 16.5 | 8.1 | 32400 | 25000 | 77.16% | 1.98 | 0 | 11 |  |  |  | No | R-410A | 2.7333 | Residential & Commercial | Ducted CEE Tier 1
213780370 | Central HP <5.4 tons | COMFORTMAKER | HRCU-A-CB (Split System: Heat Pump with Remote Outdoor Unit-Air-Source) | CVH837GKA** |  |  | EHD4X60AAL+WALLCON | *95CSU0601716B* | 32800 | 16.5 | 8.1 | 32200 | 25000 | 77.64% | 1.96 | 0 | 11 |  |  |  | No | R-410A | 2.7333 | Residential & Commercial | Ducted CEE Tier 1
215668757 | Central HP <5.4 tons | AIRQUEST | HRCU-A-CB (Split System: Heat Pump with Remote Outdoor Unit-Air-Source) | H5H0V36*K*AAA* |  |  | EA*5X37M21A*+WALLCON | *97CMN1002122B* | 34600 | 18 | 9 | 35200 | 25000 | 71.02% | 1.9 | 0 | 10 |  |  |  | No | R-454B | 2.8833 | Residential & Commercial | Ducted CEE Tier 1
215668837 | Central HP <5.4 tons | AIRQUEST | HRCU-A-CB (Split System: Heat Pump with Remote Outdoor Unit-Air-Source) | H5H0V36*K*AAA* |  |  | EA*5X42M21A*+WALLCON | *80CTL0901716B* | 33200 | 18 | 9 | 35800 | 25600 | 71.51% | 1.86 | 0 | 10 |  |  |  | No | R-454B | 2.7667 | Residential & Commercial | Ducted CEE Tier 1
215668941 | Central HP <5.4 tons | AIRQUEST | HRCU-A-CB (Split System: Heat Pump with Remote Outdoor Unit-Air-Source) | H5H0V36*K*AAA* |  |  | EA*5X42M21A*+WALLCON | *96CTN1002122B* | 33200 | 17.5 | 9 | 35800 | 25600 | 71.51% | 1.84 | 0 | 10 |  |  |  | No | R-454B | 2.7667 | Residential & Commercial | Ducted CEE Tier 1
211227371 | Central HP <5.4 tons | DAY & NIGHT | HRCU-A-CB (Split System: Heat Pump with Remote Outdoor Unit-Air-Source) | DLCURAH36ABK |  |  | EA*4X42L21A* | *80ES(N,L)1102120A* | 35400 | 16 | 8.1 | 38500 | 35000 | 90.91% | 1.88 | 0 | 10 |  |  |  | No | R-410A | 2.95 | Residential & Commercial | Ducted CEE Tier 1
214574323 | Central HP <5.4 tons | COMFORTMAKER | HRCU-A-CB (Split System: Heat Pump with Remote Outdoor Unit-Air-Source) | CVH837GKA2* |  |  | EHD4X42AAL+WALLCON | *96CTN0802120B* | 32600 | 17.5 | 8.5 | 32800 | 24800 | 75.61% | 1.96 | 0 | 11 |  |  |  | No | R-410A | 2.7167 | Residential & Commercial | Ducted CEE Tier 1
214574373 | Central HP <5.4 tons | COMFORTMAKER | HRCU-A-CB (Split System: Heat Pump with Remote Outdoor Unit-Air-Source) | CVH837GKA2* |  |  | EHD4X48AAL+WALLCON | *97CMN0802120B* | 32600 | 17 | 8.5 | 32800 | 25000 | 76.22% | 1.98 | 0 | 11 |  |  |  | No | R-410A | 2.7167 | Residential & Commercial | Ducted CEE Tier 1
212977097 | Central HP <5.4 tons | TEMPSTAR | HRCU-A-CB (Split System: Heat Pump with Remote Outdoor Unit-Air-Source) | DLCURAH36ABK |  |  | EA*4X48L24A* | *96VTN1002122B* | 35800 | 16.5 | 8.5 | 37800 | 35400 | 93.65% | 1.8 | 0 | 10 |  |  |  | No | R-410A | 2.9833 | Residential & Commercial | Ducted CEE Tier 1
213780690 | Central HP <5.4 tons | COMFORTMAKER | HRCU-A-CB (Split System: Heat Pump with Remote Outdoor Unit-Air-Source) | CVH837GKA2* |  |  | EA*4X36L17A*+WALLCON | *97CMN0601714B* | 31200 | 16.5 | 8.1 | 33400 | 24600 | 73.65% | 1.82 | 0 | 10.5 |  |  |  | No | R-410A | 2.6 | Residential & Commercial | Ducted CEE Tier 1
213780790 | Central HP <5.4 tons | COMFORTMAKER | HRCU-A-CB (Split System: Heat Pump with Remote Outdoor Unit-Air-Source) | CVH837GKA2* |  |  | EA*4X36L21A*+WALLCON | *97CMN0601714B* | 31200 | 16.5 | 8.1 | 33200 | 24600 | 74.1% | 1.82 | 0 | 10.5 |  |  |  | No | R-410A | 2.6 | Residential & Commercial | Ducted CEE Tier 1
213780840 | Central HP <5.4 tons | COMFORTMAKER | HRCU-A-CB (Split System: Heat Pump with Remote Outdoor Unit-Air-Source) | CVH837GKA2* |  |  | EA*4X36L21A*+WALLCON | *96CTN1002122B* | 31600 | 17 | 8.1 | 32800 | 24200 | 73.78% | 1.86 | 0 | 11 |  |  |  | No | R-410A | 2.6333 | Residential & Commercial | Ducted CEE Tier 1
210929573 | Central HP <5.4 tons | TRANE | HRCU-A-CB (Split System: Heat Pump with Remote Outdoor Unit-Air-Source) | 4TWV8X60A1 |  |  | TAMXB0C60V51 |  | 53000 | 18 | 8.2 | 50000 | 39500 | 79% | 1.76 | 12 | 12 |  |  |  | No | R-410A | 4.4167 | Residential & Commercial | Ducted CEE Tier 1
211377661 | Central HP <5.4 tons | YORK | HRCU-A-CB (Split System: Heat Pump with Remote Outdoor Unit-Air-Source) | HMH72B341 |  |  | XAFB36DXXN1+TXV | YP9C080B12MP13 | 33600 | 17.5 | 8.5 | 33400 | 23400 | 70.06% | 2.04 | 0 | 10 |  |  |  | No | R-410A | 2.8 | Residential & Commercial | Ducted CEE Tier 1
211377897 | Central HP <5.4 tons | YORK | HRCU-A-CB (Split System: Heat Pump with Remote Outdoor Unit-Air-Source) | HMH72B341 |  |  | XAFB36DBCN1 | TM9E080B12MP12 | 34000 | 17.5 | 8.1 | 33800 | 24000 | 71.01% | 2.06 | 0 | 10 |  |  |  | No | R-410A | 2.8333 | Residential & Commercial | Ducted CEE Tier 1
215683979 | Central HP <5.4 tons | CARRIER | HRCU-A-CB (Split System: Heat Pump with Remote Outdoor Unit-Air-Source) | 27VNA036A*030* |  |  | CAA**4321AM*+UI | 58TN*B070C17**16 | 34400 | 18 | 8.1 | 35400 | 25200 | 71.19% | 1.9 | 0 | 10 |  |  |  | No | R-454B | 2.8667 | Residential & Commercial | Ducted CEE Tier 1
215683999 | Central HP <5.4 tons | CARRIER | HRCU-A-CB (Split System: Heat Pump with Remote Outdoor Unit-Air-Source) | 27VNA036A*030* |  |  | CAA**4321AM*+UI | 59MN7C080C21**20 | 34600 | 18 | 9 | 35200 | 25000 | 71.02% | 1.88 | 0 | 10 |  |  |  | No | R-454B | 2.8833 | Residential & Commercial | Ducted CEE Tier 1
213780940 | Central HP <5.4 tons | COMFORTMAKER | HRCU-A-CB (Split System: Heat Pump with Remote Outdoor Unit-Air-Source) | CVH837GKA2* |  |  | EA*4X37L21A*+WALLCON | *96CTN0601714B* | 32600 | 17 | 8.1 | 33000 | 25400 | 76.97% | 1.94 | 0 | 11 |  |  |  | No | R-410A | 2.7167 | Residential & Commercial | Ducted CEE Tier 1
213780990 | Central HP <5.4 tons | COMFORTMAKER | HRCU-A-CB (Split System: Heat Pump with Remote Outdoor Unit-Air-Source) | CVH837GKA2* |  |  | EA*4X42L21A*+WALLCON | *80CTL0901716B* | 31800 | 17 | 8.1 | 33000 | 24400 | 73.94% | 1.88 | 0 | 11 |  |  |  | No | R-410A | 2.65 | Residential & Commercial | Ducted CEE Tier 1
213781380 | Central HP <5.4 tons | COMFORTMAKER | HRCU-A-CB (Split System: Heat Pump with Remote Outdoor Unit-Air-Source) | CVH837GKA2* |  |  | EA*4X48L21A*+WALLCON | *96CTN0801714B* | 32200 | 17 | 8.1 | 32800 | 25000 | 76.22% | 1.96 | 0 | 11 |  |  |  | No | R-410A | 2.6833 | Residential & Commercial | Ducted CEE Tier 1
213781930 | Central HP <5.4 tons | COMFORTMAKER | HRCU-A-CB (Split System: Heat Pump with Remote Outdoor Unit-Air-Source) | CVH837GKA2* |  |  | EHD4X42AAL+WALLCON | *80CTL0902120B* | 32400 | 16.5 | 8.1 | 32800 | 24600 | 75% | 1.94 | 0 | 11 |  |  |  | No | R-410A | 2.7 | Residential & Commercial | Ducted CEE Tier 1
213782280 | Central HP <5.4 tons | COMFORTMAKER | HRCU-A-CB (Split System: Heat Pump with Remote Outdoor Unit-Air-Source) | CVH837GKA2* |  |  | EHD4X60AAL+WALLCON | *95CSU0601716B* | 32800 | 16.5 | 8.1 | 32200 | 25000 | 77.64% | 1.96 | 0 | 11 |  |  |  | No | R-410A | 2.7333 | Residential & Commercial | Ducted CEE Tier 1
213780710 | Central HP <5.4 tons | COMFORTMAKER | HRCU-A-CB (Split System: Heat Pump with Remote Outdoor Unit-Air-Source) | CVH837GKA2* |  |  | EA*4X36L17A*+WALLCON | *96CTN0601714B* | 31200 | 16.5 | 8.1 | 33400 | 24600 | 73.65% | 1.82 | 0 | 10.5 |  |  |  | No | R-410A | 2.6 | Residential & Commercial | Ducted CEE Tier 1
214574573 | Central HP <5.4 tons | COMFORTMAKER | HRCU-A-CB (Split System: Heat Pump with Remote Outdoor Unit-Air-Source) | CVH837GKA2* |  |  | EN(A,D,W)4X48L21**+WALLCON | *80CTL0702120B* | 32400 | 18.5 | 8.1 | 32800 | 24800 | 75.61% | 1.96 | 0 | 11.5 |  |  |  | No | R-410A | 2.7 | Residential & Commercial | Ducted CEE Tier 1
215675786 | Central HP <5.4 tons | AIRQUEST | HRCU-A-CB (Split System: Heat Pump with Remote Outdoor Unit-Air-Source) | H5H0V48*K*AAA* |  |  | EVM5X60M21A*+WALLCON | *97CMN0602120B* | 47500 | 18.5 | 9 | 50000 | 37200 | 74.4% | 1.98 | 0 | 10 |  |  |  | No | R-454B | 3.9583 | Residential & Commercial | Ducted CEE Tier 1
215676106 | Central HP <5.4 tons | AIRQUEST | HRCU-A-CB (Split System: Heat Pump with Remote Outdoor Unit-Air-Source) | H5H0V48*K*AAA* |  |  | EVD5X48M21A*+WALLCON | *80CSU0802120A* | 47000 | 18.5 | 9 | 50000 | 36400 | 72.8% | 2 | 0 | 10 |  |  |  | No | R-454B | 3.9167 | Residential & Commercial | Ducted CEE Tier 1
215676256 | Central HP <5.4 tons | AIRQUEST | HRCU-A-CB (Split System: Heat Pump with Remote Outdoor Unit-Air-Source) | H5H0V48*K*AAA* |  |  | EVD5X48M24A*+WALLCON | *97CMN0802120B* | 47000 | 18.5 | 9 | 50000 | 36400 | 72.8% | 2 | 0 | 10 |  |  |  | No | R-454B | 3.9167 | Residential & Commercial | Ducted CEE Tier 1
215941526 | Central HP <5.4 tons | HEIL | HRCU-A-CB (Split System: Heat Pump with Remote Outdoor Unit-Air-Source) | H5H3V48*K*AAA* |  |  | EVD5X48M21A*+WALLCON | *96CTN0802120B* | 44500 | 19.5 | 8.1 | 52000 | 38500 | 74.04% | 1.9 | 0 | 10.5 |  |  |  | No | R-454B | 3.7083 | Residential & Commercial | Ducted CEE Tier 1
215942592 | Central HP <5.4 tons | HEIL | HRCU-A-CB (Split System: Heat Pump with Remote Outdoor Unit-Air-Source) | H5H3V48*K*AAA* |  |  | EVD5X61M21A*+WALLCON | *96CTN0801714B* | 44500 | 20 | 8.1 | 54000 | 37800 | 70% | 1.95 | 0 | 11.5 |  |  |  | No | R-454B | 3.7083 | Residential & Commercial | Ducted CEE Tier 1
215941256 | Central HP <5.4 tons | HEIL | HRCU-A-CB (Split System: Heat Pump with Remote Outdoor Unit-Air-Source) | H5H3V48*K*AAA* |  |  | ESH5X60M12A*+WALLCON | *97CTN1202422A* | 45000 | 20.5 | 9 | 48500 | 36400 | 75.05% | 1.82 | 0 | 11 |  |  |  | No | R-454B | 3.75 | Residential & Commercial | Ducted CEE Tier 1
215679576 | Central HP <5.4 tons | AIRQUEST | HRCU-A-CB (Split System: Heat Pump with Remote Outdoor Unit-Air-Source) | H5H0V36*K*AAA* |  |  | EA*5X60M24A*+WALLCON | *97CTN1002122A* | 34400 | 18.5 | 9 | 34200 | 24800 | 72.51% | 1.9 | 0 | 10.5 |  |  |  | No | R-454B | 2.8667 | Residential & Commercial | Ducted CEE Tier 1
215683947 | Central HP <5.4 tons | CARRIER | HRCU-A-CB (Split System: Heat Pump with Remote Outdoor Unit-Air-Source) | 27VNA036A*030* |  |  | CAA**4221AM*+UI | 58TN*B110C21**20 | 33200 | 18 | 9 | 35800 | 25600 | 71.51% | 1.84 | 0 | 10 |  |  |  | No | R-454B | 2.7667 | Residential & Commercial | Ducted CEE Tier 1
215939666 | Central HP <5.4 tons | HEIL | HRCU-A-CB (Split System: Heat Pump with Remote Outdoor Unit-Air-Source) | H5H3V36*K*AAA* |  |  | EA*5X42M21A*+WALLCON | *80CSU0601716B* | 32800 | 20 | 9.5 | 34800 | 26600 | 76.44% | 2 | 0 | 11.5 |  |  |  | No | R-454B | 2.7333 | Residential & Commercial | Ducted CEE Tier 1
215939696 | Central HP <5.4 tons | HEIL | HRCU-A-CB (Split System: Heat Pump with Remote Outdoor Unit-Air-Source) | H5H3V36*K*AAA* |  |  | EA*5X42M21A*+WALLCON | *97CTN0802120A* | 32600 | 19.5 | 9.5 | 34800 | 26800 | 77.01% | 2.02 | 0 | 11.7 |  |  |  | No | R-454B | 2.7167 | Residential & Commercial | Ducted CEE Tier 1
215939796 | Central HP <5.4 tons | HEIL | HRCU-A-CB (Split System: Heat Pump with Remote Outdoor Unit-Air-Source) | H5H3V36*K*AAA* |  |  | EA*5X60M24A*+WALLCON | *97CTN0802120A* | 34000 | 20 | 9.5 | 34200 | 26000 | 76.02% | 2.06 | 0 | 11.7 |  |  |  | No | R-454B | 2.8333 | Residential & Commercial | Ducted CEE Tier 1
214779584 | Central HP <5.4 tons | YORK | HRCU-A-CB (Split System: Heat Pump with Remote Outdoor Unit-Air-Source) | HMH72B341 |  |  | XAHB36DBCN1 | Y91E060B12SMPS1 | 32800 | 16.5 | 8.5 | 31600 | 22200 | 70.25% | 1.8 | 0 | 10 |  |  |  | No | R-410A | 2.7333 | Residential & Commercial | Ducted CEE Tier 1
214807380 | Central HP <5.4 tons | YORK | HRCU-A-CB (Split System: Heat Pump with Remote Outdoor Unit-Air-Source) | HH836E2S11 |  |  | CTU48C5XFS1+JMVT16CC2N1+TXV |  | 34400 | 19 | 9 | 32000 | 25200 | 78.75% | 2 | 0 | 11.7 |  |  |  | No | R-454B | 2.8667 | Residential & Commercial | Ducted CEE Tier 1
215683621 | Central HP <5.4 tons | CARRIER | HRCU-A-CB (Split System: Heat Pump with Remote Outdoor Unit-Air-Source) | 27VNA024A*030* |  |  | CAA**3017AM*+UI | 58CU*A040C17**12 | 23000 | 17 | 9 | 23600 | 16600 | 70.34% | 1.98 | 0 | 10 |  |  |  | No | R-454B | 1.9167 | Residential & Commercial | Ducted CEE Tier 1
215683623 | Central HP <5.4 tons | CARRIER | HRCU-A-CB (Split System: Heat Pump with Remote Outdoor Unit-Air-Source) | 27VNA024A*030* |  |  | CAA**3017AM*+UI | 58CU*A060C17**16 | 23000 | 17 | 9 | 23800 | 16700 | 70.17% | 1.98 | 0 | 10 |  |  |  | No | R-454B | 1.9167 | Residential & Commercial | Ducted CEE Tier 1
215683639 | Central HP <5.4 tons | CARRIER | HRCU-A-CB (Split System: Heat Pump with Remote Outdoor Unit-Air-Source) | 27VNA024A*030* |  |  | CAA**3017AM*+UI | 59TN6C060C17**14 | 23000 | 17 | 8.5 | 23800 | 16700 | 70.17% | 1.86 | 0 | 10 |  |  |  | No | R-454B | 1.9167 | Residential & Commercial | Ducted CEE Tier 1
215683687 | Central HP <5.4 tons | CARRIER | HRCU-A-CB (Split System: Heat Pump with Remote Outdoor Unit-Air-Source) | 27VNA024A*030* |  |  | CAA**3721AM*+UI | 58CU*A040C17**12 | 24000 | 18 | 9 | 23200 | 16300 | 70.26% | 2.02 | 0 | 10.5 |  |  |  | No | R-454B | 2 | Residential & Commercial | Ducted CEE Tier 1
206133320 | Central HP <5.4 tons | DAY & NIGHT | HRCU-A-CB (Split System: Heat Pump with Remote Outdoor Unit-Air-Source) | CVH825GKA2* |  |  | EA*4X25L17A*+WALLCON | *80CSU0401712A* | 24400 | 17 | 8.1 | 21200 | 16600 | 78.3% | 2.02 | 11.5 | 11 |  |  |  | No | R-410A | 2.0333 | Residential & Commercial | Ducted CEE Tier 1
215683601 | Central HP <5.4 tons | CARRIER | HRCU-A-CB (Split System: Heat Pump with Remote Outdoor Unit-Air-Source) | 27VNA024A*030* |  |  | CAA**2517AM*+UI | 58TN*B070C14**12 | 24000 | 17.5 | 9 | 23200 | 16400 | 70.69% | 2 | 0 | 10.5 |  |  |  | No | R-454B | 2 | Residential & Commercial | Ducted CEE Tier 1
215683617 | Central HP <5.4 tons | CARRIER | HRCU-A-CB (Split System: Heat Pump with Remote Outdoor Unit-Air-Source) | 27VNA024A*030* |  |  | CAA**3014AM*+UI | 58TN*B070C14**12 | 23000 | 17 | 8.5 | 23800 | 16700 | 70.17% | 1.86 | 0 | 10 |  |  |  | No | R-454B | 1.9167 | Residential & Commercial | Ducted CEE Tier 1
215937887 | Central HP <5.4 tons | AIRQUEST | HRCU-A-CB (Split System: Heat Pump with Remote Outdoor Unit-Air-Source) | H5H3V48*K*AAA* |  |  | EVD5X48M24A*+WALLCON | *80CTL0902120B* | 45000 | 20.5 | 8.1 | 52000 | 38000 | 73.08% | 1.95 | 0 | 11.5 |  |  |  | No | R-454B | 3.75 | Residential & Commercial | Ducted CEE Tier 1
215939816 | Central HP <5.4 tons | HEIL | HRCU-A-CB (Split System: Heat Pump with Remote Outdoor Unit-Air-Source) | H5H3V36*K*AAA* |  |  | EA*5X60M24A*+WALLCON | *97CTN1202422A* | 34000 | 20.5 | 9.5 | 34000 | 26000 | 76.47% | 2.06 | 0 | 12 |  |  |  | No | R-454B | 2.8333 | Residential & Commercial | Ducted CEE Tier 1
215939916 | Central HP <5.4 tons | HEIL | HRCU-A-CB (Split System: Heat Pump with Remote Outdoor Unit-Air-Source) | H5H3V36*K*AAA* |  |  | EA*5X61M24A*+WALLCON | *97CTN1002122A* | 34400 | 20.5 | 9.5 | 34200 | 26000 | 76.02% | 2.06 | 0 | 12 |  |  |  | No | R-454B | 2.8667 | Residential & Commercial | Ducted CEE Tier 1
215939966 | Central HP <5.4 tons | HEIL | HRCU-A-CB (Split System: Heat Pump with Remote Outdoor Unit-Air-Source) | H5H3V36*K*AAA* |  |  | ESH5X36M12A*+WALLCON | *97CTN0601716A* | 33000 | 18 | 9 | 35600 | 27400 | 76.97% | 1.9 | 0 | 10.5 |  |  |  | No | R-454B | 2.75 | Residential & Commercial | Ducted CEE Tier 1
215940466 | Central HP <5.4 tons | HEIL | HRCU-A-CB (Split System: Heat Pump with Remote Outdoor Unit-Air-Source) | H5H3V36*K*AAA* |  |  | EVM5X60M24A*+WALLCON | *96CTN0802120B* | 35400 | 21.5 | 8.5 | 38000 | 28600 | 75.26% | 2.04 | 0 | 12 |  |  |  | No | R-454B | 2.95 | Residential & Commercial | Ducted CEE Tier 1
215940666 | Central HP <5.4 tons | HEIL | HRCU-A-CB (Split System: Heat Pump with Remote Outdoor Unit-Air-Source) | H5H3V36*K*AAA* |  |  | EVD5X42M21A*+WALLCON | *97CTN0802120A* | 34400 | 20.5 | 8.5 | 38500 | 28200 | 73.25% | 2.04 | 0 | 11.7 |  |  |  | No | R-454B | 2.8667 | Residential & Commercial | Ducted CEE Tier 1
212980496 | Central HP <5.4 tons | TEMPSTAR | HRCU-A-CB (Split System: Heat Pump with Remote Outdoor Unit-Air-Source) | DLCURAH36ABK |  |  | EA*4X48L24A* | *80MS(N,L)0902120A* | 36000 | 16.5 | 8.5 | 37800 | 35200 | 93.12% | 1.78 | 0 | 10 |  |  |  | No | R-410A | 3 | Residential & Commercial | Ducted CEE Tier 1
216453164 | Central HP <5.4 tons | AMERICAN STANDARD | HRCU-A-CB (Split System: Heat Pump with Remote Outdoor Unit-Air-Source) | 5A6V0X48A1 |  |  | 5PX*D008AS3 | S8V2C100M5PDB | 45000 | 20 | 9.7 | 47500 | 34000 | 71.58% | 2.1 | 0 | 11.7 |  |  |  | No | R-454B | 3.75 | Residential & Commercial | Ducted CEE Tier 1
216453178 | Central HP <5.4 tons | AMERICAN STANDARD | HRCU-A-CB (Split System: Heat Pump with Remote Outdoor Unit-Air-Source) | 5A6V0X48A1 |  |  | 5PX*DD10AS3 | S8V2C100M5PCB | 44500 | 20 | 9.7 | 47000 | 33800 | 71.91% | 2.1 | 0 | 11.7 |  |  |  | No | R-454B | 3.7083 | Residential & Commercial | Ducted CEE Tier 1
212969938 | Central HP <5.4 tons | AIRQUEST | HRCU-A-CB (Split System: Heat Pump with Remote Outdoor Unit-Air-Source) | DLCURAH36ABK |  |  | EA*4X37L17A* | *80VSL0451412B* | 36000 | 15.5 | 8.5 | 38500 | 35000 | 90.91% | 2 | 0 | 10 |  |  |  | No | R-410A | 3 | Residential & Commercial | Ducted CEE Tier 1
212970388 | Central HP <5.4 tons | AIRQUEST | HRCU-A-CB (Split System: Heat Pump with Remote Outdoor Unit-Air-Source) | DLCURAH36ABK |  |  | EA*4X37L17A* | *80VSL0701716B* | 36000 | 15.5 | 8.1 | 38500 | 35000 | 90.91% | 2 | 0 | 10 |  |  |  | No | R-410A | 3 | Residential & Commercial | Ducted CEE Tier 1
212976534 | Central HP <5.4 tons | TEMPSTAR | HRCU-A-CB (Split System: Heat Pump with Remote Outdoor Unit-Air-Source) | DLCURAH36ABK |  |  | EA*4X48L24A* | *96VTN0802120B* | 35400 | 16.5 | 8.1 | 37800 | 35400 | 93.65% | 1.8 | 0 | 10 |  |  |  | No | R-410A | 2.95 | Residential & Commercial | Ducted CEE Tier 1
210596693 | Central HP <5.4 tons | DAY & NIGHT | HRCU-A-CB (Split System: Heat Pump with Remote Outdoor Unit-Air-Source) | CVH825GKA2* |  |  | EA*4X42L21A*+WALLCON | *96CTN1002122A* | 23800 | 16.5 | 8.1 | 21400 | 16600 | 77.57% | 1.96 | 0 | 11 |  |  |  | No | R-410A | 1.9833 | Residential & Commercial | Ducted CEE Tier 1
210596760 | Central HP <5.4 tons | DAY & NIGHT | HRCU-A-CB (Split System: Heat Pump with Remote Outdoor Unit-Air-Source) | CVH825GKA2* |  |  | EA*4X43L21A*+WALLCON | *80CSU1002120A* | 24400 | 16.5 | 8.1 | 21200 | 16700 | 78.77% | 2.02 | 0 | 11 |  |  |  | No | R-410A | 2.0333 | Residential & Commercial | Ducted CEE Tier 1
213780420 | Central HP <5.4 tons | COMFORTMAKER | HRCU-A-CB (Split System: Heat Pump with Remote Outdoor Unit-Air-Source) | CVH837GKA** |  |  | EHD4X60AAL+WALLCON | *96CTN0601714B* | 32800 | 16.5 | 8.1 | 32400 | 25000 | 77.16% | 1.96 | 0 | 11 |  |  |  | No | R-410A | 2.7333 | Residential & Commercial | Ducted CEE Tier 1
213779230 | Central HP <5.4 tons | COMFORTMAKER | HRCU-A-CB (Split System: Heat Pump with Remote Outdoor Unit-Air-Source) | CVH837GKA** |  |  | EA*4X42L24A*+WALLCON | *96CTN1002122B* | 31800 | 17 | 8.1 | 33000 | 24200 | 73.33% | 1.88 | 0 | 11 |  |  |  | No | R-410A | 2.65 | Residential & Commercial | Ducted CEE Tier 1
213779350 | Central HP <5.4 tons | COMFORTMAKER | HRCU-A-CB (Split System: Heat Pump with Remote Outdoor Unit-Air-Source) | CVH837GKA** |  |  | EA*4X43L21A*+WALLCON | *96CTN0801714B* | 32800 | 17 | 8.5 | 32800 | 25200 | 76.83% | 1.96 | 0 | 11 |  |  |  | No | R-410A | 2.7333 | Residential & Commercial | Ducted CEE Tier 1
213779480 | Central HP <5.4 tons | COMFORTMAKER | HRCU-A-CB (Split System: Heat Pump with Remote Outdoor Unit-Air-Source) | CVH837GKA** |  |  | EA*4X48L21A*+WALLCON | *96CTN1002122B* | 32400 | 17 | 8.1 | 32600 | 24800 | 76.07% | 1.98 | 0 | 11 |  |  |  | No | R-410A | 2.7 | Residential & Commercial | Ducted CEE Tier 1
213779650 | Central HP <5.4 tons | COMFORTMAKER | HRCU-A-CB (Split System: Heat Pump with Remote Outdoor Unit-Air-Source) | CVH837GKA** |  |  | EA*4X61L21A*+WALLCON | *80CTL0901716B* | 33200 | 17.5 | 8.1 | 32000 | 24800 | 77.5% | 1.98 | 0 | 11.5 |  |  |  | No | R-410A | 2.7667 | Residential & Commercial | Ducted CEE Tier 1
213779800 | Central HP <5.4 tons | COMFORTMAKER | HRCU-A-CB (Split System: Heat Pump with Remote Outdoor Unit-Air-Source) | CVH837GKA** |  |  | EA*4X61L24A*+WALLCON | *96CTN1002122B* | 33200 | 17.5 | 8.5 | 32000 | 24800 | 77.5% | 2 | 0 | 11.7 |  |  |  | No | R-410A | 2.7667 | Residential & Commercial | Ducted CEE Tier 1
210597396 | Central HP <5.4 tons | DAY & NIGHT | HRCU-A-CB (Split System: Heat Pump with Remote Outdoor Unit-Air-Source) | CVH837GKA** |  |  | EA*4X60L24A*+WALLCON | *97CMN0602120A* | 32600 | 17 | 8.1 | 32200 | 25000 | 77.64% | 1.96 | 0 | 11.5 |  |  |  | No | R-410A | 2.7167 | Residential & Commercial | Ducted CEE Tier 1
212970745 | Central HP <5.4 tons | TEMPSTAR | HRCU-A-CB (Split System: Heat Pump with Remote Outdoor Unit-Air-Source) | DLCURAH36ABK |  |  | EN(A,D)4X48L24** | *80VSL0902120B* | 36000 | 16.5 | 8.1 | 38000 | 28400 | 74.74% | 1.94 | 0 | 10 |  |  |  | No | R-410A | 3 | Residential & Commercial | Ducted CEE Tier 1
213780740 | Central HP <5.4 tons | COMFORTMAKER | HRCU-A-CB (Split System: Heat Pump with Remote Outdoor Unit-Air-Source) | CVH837GKA2* |  |  | EA*4X36L21A*+WALLCON | *80CTL0701716B* | 31400 | 16.5 | 8.1 | 33000 | 24400 | 73.94% | 1.84 | 0 | 10.5 |  |  |  | No | R-410A | 2.6167 | Residential & Commercial | Ducted CEE Tier 1
213781460 | Central HP <5.4 tons | COMFORTMAKER | HRCU-A-CB (Split System: Heat Pump with Remote Outdoor Unit-Air-Source) | CVH837GKA2* |  |  | EA*4X48L24A*+WALLCON | *96CTN1202422B* | 32400 | 17 | 8.5 | 32400 | 24800 | 76.54% | 1.98 | 0 | 11 |  |  |  | No | R-410A | 2.7 | Residential & Commercial | Ducted CEE Tier 1
213781340 | Central HP <5.4 tons | COMFORTMAKER | HRCU-A-CB (Split System: Heat Pump with Remote Outdoor Unit-Air-Source) | CVH837GKA2* |  |  | EA*4X48L21A*+WALLCON | *97CMN0601714B* | 32000 | 16.5 | 8.1 | 32800 | 25200 | 76.83% | 1.94 | 0 | 10.5 |  |  |  | No | R-410A | 2.6667 | Residential & Commercial | Ducted CEE Tier 1
211227081 | Central HP <5.4 tons | DAY & NIGHT | HRCU-A-CB (Split System: Heat Pump with Remote Outdoor Unit-Air-Source) | DLCURAH36ABK |  |  | EA*4X37L21A* | *95ESN1002122A* | 37400 | 15.5 | 8.5 | 39000 | 35000 | 89.74% | 2.16 | 0 | 10 |  |  |  | No | R-410A | 3.1167 | Residential & Commercial | Ducted CEE Tier 1
213781710 | Central HP <5.4 tons | COMFORTMAKER | HRCU-A-CB (Split System: Heat Pump with Remote Outdoor Unit-Air-Source) | CVH837GKA2* |  |  | EA*4X61L24A*+WALLCON | *96CTN1002122B* | 33200 | 17.5 | 8.5 | 32000 | 24800 | 77.5% | 2 | 0 | 11.7 |  |  |  | No | R-410A | 2.7667 | Residential & Commercial | Ducted CEE Tier 1
213782060 | Central HP <5.4 tons | COMFORTMAKER | HRCU-A-CB (Split System: Heat Pump with Remote Outdoor Unit-Air-Source) | CVH837GKA2* |  |  | EHD4X48AAL+WALLCON | *80CTL0701412B* | 32600 | 16.5 | 8.1 | 33200 | 25000 | 75.3% | 1.94 | 0 | 11 |  |  |  | No | R-410A | 2.7167 | Residential & Commercial | Ducted CEE Tier 1
210473401 | Central HP <5.4 tons | TEMPSTAR | HRCU-A-CB (Split System: Heat Pump with Remote Outdoor Unit-Air-Source) | TVH825GKA3* |  |  | EA*4X48L21A*+WALLCON | *97CMN1002122A* | 24000 | 16.5 | 8.1 | 21000 | 16500 | 78.57% | 2.02 | 0 | 11 |  |  |  | No | R-410A | 2 | Residential & Commercial | Ducted CEE Tier 1
210474035 | Central HP <5.4 tons | TEMPSTAR | HRCU-A-CB (Split System: Heat Pump with Remote Outdoor Unit-Air-Source) | TVH825GKA3* |  |  | EN(A,D,W)4X48L21**+WALLCON | *96CTN1002122A* | 24200 | 17 | 8.1 | 21400 | 16600 | 77.57% | 2.02 | 0 | 11.5 |  |  |  | No | R-410A | 2.0167 | Residential & Commercial | Ducted CEE Tier 1
210474271 | Central HP <5.4 tons | TEMPSTAR | HRCU-A-CB (Split System: Heat Pump with Remote Outdoor Unit-Air-Source) | TVH825GKA3* |  |  | EHD4X42AAL+WALLCON | *80CSU0601716A* | 24200 | 16 | 8.1 | 21400 | 16600 | 77.57% | 2 | 0 | 10.5 |  |  |  | No | R-410A | 2.0167 | Residential & Commercial | Ducted CEE Tier 1
215939676 | Central HP <5.4 tons | HEIL | HRCU-A-CB (Split System: Heat Pump with Remote Outdoor Unit-Air-Source) | H5H3V36*K*AAA* |  |  | EA*5X42M21A*+WALLCON | *97CTN0601716A* | 32400 | 19 | 9 | 35600 | 27400 | 76.97% | 1.88 | 0 | 10.5 |  |  |  | No | R-454B | 2.7 | Residential & Commercial | Ducted CEE Tier 1
215940026 | Central HP <5.4 tons | HEIL | HRCU-A-CB (Split System: Heat Pump with Remote Outdoor Unit-Air-Source) | H5H3V36*K*AAA* |  |  | ESH5X42M12A*+WALLCON | *80CSU0401712B* | 33600 | 19.5 | 9 | 34600 | 26600 | 76.88% | 1.92 | 0 | 11.7 |  |  |  | No | R-454B | 2.8 | Residential & Commercial | Ducted CEE Tier 1
215940246 | Central HP <5.4 tons | HEIL | HRCU-A-CB (Split System: Heat Pump with Remote Outdoor Unit-Air-Source) | H5H3V36*K*AAA* |  |  | ESH5X60M12A*+WALLCON | *97CTN1202422A* | 34200 | 19.5 | 9 | 34200 | 26000 | 76.02% | 1.94 | 0 | 11.7 |  |  |  | No | R-454B | 2.85 | Residential & Commercial | Ducted CEE Tier 1
215940846 | Central HP <5.4 tons | HEIL | HRCU-A-CB (Split System: Heat Pump with Remote Outdoor Unit-Air-Source) | H5H3V36*K*AAA* |  |  | EVD5X60M21A*+WALLCON | *97CTN0801716A* | 35400 | 21 | 8.5 | 38500 | 29000 | 75.32% | 2 | 0 | 12 |  |  |  | No | R-454B | 2.95 | Residential & Commercial | Ducted CEE Tier 1
215940546 | Central HP <5.4 tons | HEIL | HRCU-A-CB (Split System: Heat Pump with Remote Outdoor Unit-Air-Source) | H5H3V36*K*AAA* |  |  | EVD5X36M21A*+WALLCON | *97CTN0801716A* | 34200 | 20.5 | 8.5 | 39000 | 28600 | 73.33% | 2.04 | 0 | 11.5 |  |  |  | No | R-454B | 2.85 | Residential & Commercial | Ducted CEE Tier 1
215942462 | Central HP <5.4 tons | HEIL | HRCU-A-CB (Split System: Heat Pump with Remote Outdoor Unit-Air-Source) | H5H3V36*K*AAA* |  |  | EVD5X60M21A*+WALLCON | *96CTN0601714B* | 35200 | 21 | 8.5 | 37400 | 28000 | 74.87% | 2 | 0 | 11.7 |  |  |  | No | R-454B | 2.9333 | Residential & Commercial | Ducted CEE Tier 1
215942612 | Central HP <5.4 tons | HEIL | HRCU-A-CB (Split System: Heat Pump with Remote Outdoor Unit-Air-Source) | H5H3V36*K*AAA* |  |  | EVM5X61M24A*+WALLCON | *97CTN0802120A* | 36000 | 22 | 8.5 | 37400 | 28200 | 75.4% | 2.04 | 0 | 12.5 |  |  |  | No | R-454B | 3 | Residential & Commercial | Ducted CEE Tier 1
215942632 | Central HP <5.4 tons | HEIL | HRCU-A-CB (Split System: Heat Pump with Remote Outdoor Unit-Air-Source) | H5H3V36*K*AAA* |  |  | EVD5X61M21A*+WALLCON | *97CTN0802120A* | 35800 | 22 | 8.5 | 37400 | 28400 | 75.94% | 2.04 | 0 | 12.5 |  |  |  | No | R-454B | 2.9833 | Residential & Commercial | Ducted CEE Tier 1
214626105 | Central HP <5.4 tons | LENNOX | HRCU-A-CB (Split System: Heat Pump with Remote Outdoor Unit-Air-Source) | SL25XPV-036-230A** |  |  | CK40HT-48B-0*+TDR | SL280UH080NV48B* | 33800 | 21.4 | 8.8 | 34400 | 26000 | 75.58% | 1.84 | 0 | 13.4 |  |  |  | No | R-410A | 2.8167 | Residential & Commercial | Ducted CEE Tier 1
215937987 | Central HP <5.4 tons | AIRQUEST | HRCU-A-CB (Split System: Heat Pump with Remote Outdoor Unit-Air-Source) | H5H3V48*K*AAA* |  |  | EVD5X48M24A*+WALLCON | *96CTN1202422B* | 45000 | 20.5 | 8.1 | 52000 | 38000 | 73.08% | 1.9 | 0 | 11 |  |  |  | No | R-454B | 3.75 | Residential & Commercial | Ducted CEE Tier 1
215937487 | Central HP <5.4 tons | AIRQUEST | HRCU-A-CB (Split System: Heat Pump with Remote Outdoor Unit-Air-Source) | H5H3V48*K*AAA* |  |  | EVM5X60M24A*+WALLCON | *80CTL1352422B* | 45500 | 21 | 8.1 | 52500 | 38000 | 72.38% | 1.95 | 0 | 11.5 |  |  |  | No | R-454B | 3.7917 | Residential & Commercial | Ducted CEE Tier 1
215941266 | Central HP <5.4 tons | HEIL | HRCU-A-CB (Split System: Heat Pump with Remote Outdoor Unit-Air-Source) | H5H3V48*K*AAA* |  |  | EVM5X48M21A*+WALLCON | *96CTN0802120B* | 44500 | 19.5 | 8.1 | 52000 | 38500 | 74.04% | 1.9 | 0 | 10.5 |  |  |  | No | R-454B | 3.7083 | Residential & Commercial | Ducted CEE Tier 1
210596960 | Central HP <5.4 tons | DAY & NIGHT | HRCU-A-CB (Split System: Heat Pump with Remote Outdoor Unit-Air-Source) | CVH825GKA2* |  |  | EHD4X48AAL+WALLCON | *80CTL0901716A* | 24400 | 17 | 8.1 | 21200 | 16500 | 77.83% | 2.04 | 0 | 11 |  |  |  | No | R-410A | 2.0333 | Residential & Commercial | Ducted CEE Tier 1
210596975 | Central HP <5.4 tons | DAY & NIGHT | HRCU-A-CB (Split System: Heat Pump with Remote Outdoor Unit-Air-Source) | CVH825GKA2* |  |  | EHD4X48AAL+WALLCON | *96CTN0601714A* | 24200 | 16 | 8.1 | 21400 | 16700 | 78.04% | 2 | 0 | 10.5 |  |  |  | No | R-410A | 2.0167 | Residential & Commercial | Ducted CEE Tier 1
214626026 | Central HP <5.4 tons | LENNOX | HRCU-A-CB (Split System: Heat Pump with Remote Outdoor Unit-Air-Source) | SL25XPV-024-230A** |  |  | CK40HT-42B-0*+TDR | SL280UH090V36B* | 22800 | 23.2 | 9.7 | 21400 | 19900 | 92.99% | 1.98 | 0 | 15 |  |  |  | No | R-410A | 1.9 | Residential & Commercial | Ducted CEE Tier 1
210597444 | Central HP <5.4 tons | DAY & NIGHT | HRCU-A-CB (Split System: Heat Pump with Remote Outdoor Unit-Air-Source) | CVH837GKA** |  |  | EA*4X61L21A*+WALLCON | *97CMN1002122A* | 33200 | 17.5 | 8.5 | 32000 | 24800 | 77.5% | 2 | 0 | 12 |  |  |  | No | R-410A | 2.7667 | Residential & Commercial | Ducted CEE Tier 1
210597513 | Central HP <5.4 tons | DAY & NIGHT | HRCU-A-CB (Split System: Heat Pump with Remote Outdoor Unit-Air-Source) | CVH837GKA** |  |  | EHD4X60AAL+WALLCON | *80CTL0901716A* | 33000 | 17.5 | 8.1 | 32200 | 24800 | 77.02% | 2.02 | 0 | 11.5 |  |  |  | No | R-410A | 2.75 | Residential & Commercial | Ducted CEE Tier 1
212987481 | Central HP <5.4 tons | TEMPSTAR | HRCU-A-CB (Split System: Heat Pump with Remote Outdoor Unit-Air-Source) | DLCURAH24ABK |  |  | EN(A,D,W)4X36L17** | *96MSN0801716A* | 23800 | 17 | 8.5 | 26400 | 24000 | 90.91% | 2 | 0 | 10.5 |  |  |  | No | R-410A | 1.9833 | Residential & Commercial | Ducted CEE Tier 1
212974974 | Central HP <5.4 tons | TEMPSTAR | HRCU-A-CB (Split System: Heat Pump with Remote Outdoor Unit-Air-Source) | DLCURAH24ABK |  |  | EA*4X30L17A* | *96VTN0401410B* | 23400 | 16 | 8.5 | 26400 | 24800 | 93.94% | 2.06 | 0 | 10 |  |  |  | No | R-410A | 1.95 | Residential & Commercial | Ducted CEE Tier 1
213779160 | Central HP <5.4 tons | COMFORTMAKER | HRCU-A-CB (Split System: Heat Pump with Remote Outdoor Unit-Air-Source) | CVH837GKA** |  |  | EA*4X42L21A*+WALLCON | *96CTN0801714B* | 31600 | 17 | 8.1 | 33000 | 24600 | 74.55% | 1.86 | 0 | 10.5 |  |  |  | No | R-410A | 2.6333 | Residential & Commercial | Ducted CEE Tier 1
213779610 | Central HP <5.4 tons | COMFORTMAKER | HRCU-A-CB (Split System: Heat Pump with Remote Outdoor Unit-Air-Source) | CVH837GKA** |  |  | EA*4X60L24A*+WALLCON | *96CTN1002122B* | 32800 | 17.5 | 8.1 | 31800 | 24600 | 77.36% | 1.98 | 0 | 11.5 |  |  |  | No | R-410A | 2.7333 | Residential & Commercial | Ducted CEE Tier 1
210597546 | Central HP <5.4 tons | DAY & NIGHT | HRCU-A-CB (Split System: Heat Pump with Remote Outdoor Unit-Air-Source) | CVH837GKA** |  |  | EHD4X60AAL+WALLCON | *97CMN0801714A* | 32800 | 16.5 | 8.1 | 32600 | 25200 | 77.3% | 1.98 | 0 | 11 |  |  |  | No | R-410A | 2.7333 | Residential & Commercial | Ducted CEE Tier 1
214626123 | Central HP <5.4 tons | LENNOX | HRCU-A-CB (Split System: Heat Pump with Remote Outdoor Unit-Air-Source) | SL25XPV-036-230A** |  |  | CK40HT-48C-0*+TDR | SL280UH090V60C* | 34200 | 21.4 | 8.5 | 33800 | 26000 | 76.92% | 1.76 | 0 | 13.5 |  |  |  | No | R-410A | 2.85 | Residential & Commercial | Ducted CEE Tier 1
214626180 | Central HP <5.4 tons | LENNOX | HRCU-A-CB (Split System: Heat Pump with Remote Outdoor Unit-Air-Source) | SL25XPV-036-230A** |  |  | CK40CT-48C-0*+TDR | SL280UH100NV60C* | 34000 | 21 | 8.8 | 35200 | 27400 | 77.84% | 1.82 | 0 | 13.5 |  |  |  | No | R-410A | 2.8333 | Residential & Commercial | Ducted CEE Tier 1
214626198 | Central HP <5.4 tons | LENNOX | HRCU-A-CB (Split System: Heat Pump with Remote Outdoor Unit-Air-Source) | SL25XPV-036-230A** |  |  | CK40CT-50/60C-0*+TDR | EL297UH110XV60C* | 33800 | 21.4 | 8.6 | 34400 | 26600 | 77.33% | 1.82 | 0 | 13.5 |  |  |  | No | R-410A | 2.8167 | Residential & Commercial | Ducted CEE Tier 1
215939646 | Central HP <5.4 tons | HEIL | HRCU-A-CB (Split System: Heat Pump with Remote Outdoor Unit-Air-Source) | H5H3V36*K*AAA* |  |  | EA*5X42M21A*+WALLCON | *96CTN0802120B* | 32600 | 19.5 | 9.5 | 34800 | 26800 | 77.01% | 2.02 | 0 | 11.7 |  |  |  | No | R-454B | 2.7167 | Residential & Commercial | Ducted CEE Tier 1
215939766 | Central HP <5.4 tons | HEIL | HRCU-A-CB (Split System: Heat Pump with Remote Outdoor Unit-Air-Source) | H5H3V36*K*AAA* |  |  | EA*5X48M21A*+WALLCON | *97CTN0802120A* | 33400 | 20 | 9.5 | 34600 | 26400 | 76.3% | 2.04 | 0 | 11.5 |  |  |  | No | R-454B | 2.7833 | Residential & Commercial | Ducted CEE Tier 1
215940016 | Central HP <5.4 tons | HEIL | HRCU-A-CB (Split System: Heat Pump with Remote Outdoor Unit-Air-Source) | H5H3V36*K*AAA* |  |  | ESH5X42M12A*+WALLCON | *96CTN0802120B* | 33600 | 19 | 9 | 34800 | 26600 | 76.44% | 1.92 | 0 | 11.5 |  |  |  | No | R-454B | 2.8 | Residential & Commercial | Ducted CEE Tier 1
213867310 | Central HP <5.4 tons | AMERICAN STANDARD | HRCU-A-CB (Split System: Heat Pump with Remote Outdoor Unit-Air-Source) | 4A6C7048A3 |  |  | 4PX*DU60BS3+P0V0C000M50SC |  | 46500 | 17 | 8.1 | 46500 | 47000 | 101.1% | 3.6 | 0 | 12.5 |  |  |  | No | R-410A | 3.875 | Residential & Commercial | Ducted CEE Tier 1
212978486 | Central HP <5.4 tons | TEMPSTAR | HRCU-A-CB (Split System: Heat Pump with Remote Outdoor Unit-Air-Source) | DLCURAH36ABK |  |  | EA*4X48L21A* | *80MS(N,L)0701712A* | 35400 | 16.5 | 8.1 | 37800 | 34600 | 91.53% | 2 | 0 | 10 |  |  |  | No | R-410A | 2.95 | Residential & Commercial | Ducted CEE Tier 1
213780660 | Central HP <5.4 tons | COMFORTMAKER | HRCU-A-CB (Split System: Heat Pump with Remote Outdoor Unit-Air-Source) | CVH837GKA2* |  |  | EA*4X36L17A*+WALLCON | *80CTL0701716B* | 31400 | 16.5 | 8.1 | 33400 | 24400 | 73.05% | 1.82 | 0 | 10.5 |  |  |  | No | R-410A | 2.6167 | Residential & Commercial | Ducted CEE Tier 1
214807378 | Central HP <5.4 tons | YORK | HRCU-A-CB (Split System: Heat Pump with Remote Outdoor Unit-Air-Source) | HH836E2S11 |  |  | CTU48C5XFS1+JMVT17CC2N1+TXV |  | 34400 | 19 | 9 | 32000 | 25200 | 78.75% | 2 | 0 | 11.7 |  |  |  | No | R-454B | 2.8667 | Residential & Commercial | Ducted CEE Tier 1
211378197 | Central HP <5.4 tons | YORK | HRCU-A-CB (Split System: Heat Pump with Remote Outdoor Unit-Air-Source) | HMH72B341 |  |  | XAFC36DBCN1 | TMLV100C16MP12 | 34000 | 17.5 | 8.5 | 33800 | 23800 | 70.41% | 2.08 | 0 | 10 |  |  |  | No | R-410A | 2.8333 | Residential & Commercial | Ducted CEE Tier 1
212978184 | Central HP <5.4 tons | TEMPSTAR | HRCU-A-CB (Split System: Heat Pump with Remote Outdoor Unit-Air-Source) | DLCURAH24ABK |  |  | EN(A,D)4X24L17** | *80MS(N,L)0701412A* | 23200 | 17 | 8.5 | 26800 | 25400 | 94.78% | 2.14 | 0 | 10 |  |  |  | No | R-410A | 1.9333 | Residential & Commercial | Ducted CEE Tier 1
213780150 | Central HP <5.4 tons | COMFORTMAKER | HRCU-A-CB (Split System: Heat Pump with Remote Outdoor Unit-Air-Source) | CVH837GKA** |  |  | EHD4X48AAL+WALLCON | *80CTL0701412B* | 32600 | 16.5 | 8.1 | 33200 | 25000 | 75.3% | 1.94 | 0 | 11 |  |  |  | No | R-410A | 2.7167 | Residential & Commercial | Ducted CEE Tier 1
213780450 | Central HP <5.4 tons | COMFORTMAKER | HRCU-A-CB (Split System: Heat Pump with Remote Outdoor Unit-Air-Source) | CVH837GKA** |  |  | EHD4X60AAL+WALLCON | *96CTN1202422B* | 33000 | 16.5 | 8.1 | 32200 | 24800 | 77.02% | 2 | 0 | 11.5 |  |  |  | No | R-410A | 2.75 | Residential & Commercial | Ducted CEE Tier 1
206773127 | Central HP <5.4 tons | HEIL | HRCU-A-CB (Split System: Heat Pump with Remote Outdoor Unit-Air-Source) | HVH837GKA2* |  |  | EA*4X43L21A*+WALLCON | *80CSU1002120A* | 32800 | 17 | 8.5 | 33000 | 25200 | 76.36% | 1.98 | 12 | 11 |  |  |  | No | R-410A | 2.7333 | Residential & Commercial | Ducted CEE Tier 1
206773145 | Central HP <5.4 tons | HEIL | HRCU-A-CB (Split System: Heat Pump with Remote Outdoor Unit-Air-Source) | HVH837GKA2* |  |  | EA*4X48L21A*+WALLCON | *80CSU0601716A* | 32200 | 17 | 8.1 | 32600 | 25000 | 76.69% | 1.96 | 12 | 11 |  |  |  | No | R-410A | 2.6833 | Residential & Commercial | Ducted CEE Tier 1
206772884 | Central HP <5.4 tons | HEIL | HRCU-A-CB (Split System: Heat Pump with Remote Outdoor Unit-Air-Source) | HVH837GKA2* |  |  | EHD4X48AAL+WALLCON | *80CTL0902120A* | 32600 | 17 | 8.1 | 33000 | 25000 | 75.76% | 1.98 | 12 | 11 |  |  |  | No | R-410A | 2.7167 | Residential & Commercial | Ducted CEE Tier 1
211245749 | Central HP <5.4 tons | DAY & NIGHT | HRCU-A-CB (Split System: Heat Pump with Remote Outdoor Unit-Air-Source) | DLCURAH24ABK |  |  | EN(A,D)4X36L21** | *80ESU0601716A | 24800 | 16.5 | 8.5 | 26600 | 22200 | 83.46% | 1.84 | 0 | 10.5 |  |  |  | No | R-410A | 2.0667 | Residential & Commercial | Ducted CEE Tier 1
210473203 | Central HP <5.4 tons | TEMPSTAR | HRCU-A-CB (Split System: Heat Pump with Remote Outdoor Unit-Air-Source) | TVH825GKA3* |  |  | EA*4X43L21A*+WALLCON | *97CMN0601714A* | 24200 | 16.5 | 8.1 | 21200 | 16800 | 79.25% | 2 | 0 | 11 |  |  |  | No | R-410A | 2.0167 | Residential & Commercial | Ducted CEE Tier 1
214807660 | Central HP <5.4 tons | YORK | HRCU-A-CB (Split System: Heat Pump with Remote Outdoor Unit-Air-Source) | HH860E2S11 |  |  | CTU60C5XGS1+TXV | Y81E120C16SMPS1 | 44000 | 18 | 9 | 43500 | 33000 | 75.86% | 2 | 0 | 12 |  |  |  | No | R-454B | 3.6667 | Residential & Commercial | Ducted CEE Tier 1
214807657 | Central HP <5.4 tons | YORK | HRCU-A-CB (Split System: Heat Pump with Remote Outdoor Unit-Air-Source) | HH860E2S11 |  |  | CTU60C5XGS1+TXV | TM8Y100C20MP11 | 44500 | 18 | 9 | 45000 | 33800 | 75.11% | 2 | 0 | 11.7 |  |  |  | No | R-454B | 3.7083 | Residential & Commercial | Ducted CEE Tier 1
210474337 | Central HP <5.4 tons | TEMPSTAR | HRCU-A-CB (Split System: Heat Pump with Remote Outdoor Unit-Air-Source) | TVH825GKA3* |  |  | EHD4X42AAL+WALLCON | *96CTN0801714A* | 24000 | 16 | 8.1 | 21400 | 16700 | 78.04% | 2 | 0 | 10.5 |  |  |  | No | R-410A | 2 | Residential & Commercial | Ducted CEE Tier 1
215675856 | Central HP <5.4 tons | AIRQUEST | HRCU-A-CB (Split System: Heat Pump with Remote Outdoor Unit-Air-Source) | H5H0V48*K*AAA* |  |  | EVM5X60M24A*+WALLCON | *80CSU1002120A* | 48000 | 18.5 | 9 | 50000 | 36600 | 73.2% | 2 | 0 | 10 |  |  |  | No | R-454B | 4 | Residential & Commercial | Ducted CEE Tier 1
215675366 | Central HP <5.4 tons | AIRQUEST | HRCU-A-CB (Split System: Heat Pump with Remote Outdoor Unit-Air-Source) | H5H0V48*K*AAA* |  |  | EVM5X48M21A*+WALLCON | *80CSU0802120A* | 47000 | 18.5 | 9 | 50000 | 36400 | 72.8% | 2 | 0 | 10 |  |  |  | No | R-454B | 3.9167 | Residential & Commercial | Ducted CEE Tier 1
215675566 | Central HP <5.4 tons | AIRQUEST | HRCU-A-CB (Split System: Heat Pump with Remote Outdoor Unit-Air-Source) | H5H0V48*K*AAA* |  |  | EVM5X49M21A*+WALLCON | *80CTL0902120B* | 48000 | 19 | 9 | 50000 | 36600 | 73.2% | 2 | 0 | 10.5 |  |  |  | No | R-454B | 4 | Residential & Commercial | Ducted CEE Tier 1
215675666 | Central HP <5.4 tons | AIRQUEST | HRCU-A-CB (Split System: Heat Pump with Remote Outdoor Unit-Air-Source) | H5H0V48*K*AAA* |  |  | EVM5X60M21A*+WALLCON | *80CSU0601716A* | 48000 | 19 | 9 | 50000 | 36800 | 73.6% | 2 | 0 | 10 |  |  |  | No | R-454B | 4 | Residential & Commercial | Ducted CEE Tier 1
215679276 | Central HP <5.4 tons | AIRQUEST | HRCU-A-CB (Split System: Heat Pump with Remote Outdoor Unit-Air-Source) | H5H0V36*K*AAA* |  |  | EA*5X37M21A*+WALLCON | *96CTN0802120B* | 34400 | 18 | 9 | 35400 | 25200 | 71.19% | 1.88 | 0 | 10 |  |  |  | No | R-454B | 2.8667 | Residential & Commercial | Ducted CEE Tier 1
215679426 | Central HP <5.4 tons | AIRQUEST | HRCU-A-CB (Split System: Heat Pump with Remote Outdoor Unit-Air-Source) | H5H0V36*K*AAA* |  |  | EA*5X43M21A*+WALLCON | *80CSU0401712B* | 34600 | 18 | 9 | 35200 | 25000 | 71.02% | 1.9 | 0 | 10 |  |  |  | No | R-454B | 2.8833 | Residential & Commercial | Ducted CEE Tier 1
215679956 | Central HP <5.4 tons | AIRQUEST | HRCU-A-CB (Split System: Heat Pump with Remote Outdoor Unit-Air-Source) | H5H0V36*K*AAA* |  |  | ESH5X60M12A*+WALLCON | *80CSU0601716B* | 34600 | 17 | 8.5 | 34600 | 24800 | 71.68% | 1.92 | 0 | 10 |  |  |  | No | R-454B | 2.8833 | Residential & Commercial | Ducted CEE Tier 1
215675816 | Central HP <5.4 tons | AIRQUEST | HRCU-A-CB (Split System: Heat Pump with Remote Outdoor Unit-Air-Source) | H5H0V48*K*AAA* |  |  | EVM5X60M21A*+WALLCON | *97CMN1002122B* | 48000 | 19 | 9 | 50000 | 36800 | 73.6% | 2 | 0 | 10 |  |  |  | No | R-454B | 4 | Residential & Commercial | Ducted CEE Tier 1
215675866 | Central HP <5.4 tons | AIRQUEST | HRCU-A-CB (Split System: Heat Pump with Remote Outdoor Unit-Air-Source) | H5H0V48*K*AAA* |  |  | EVM5X60M24A*+WALLCON | *80CTL0702120B* | 47500 | 19 | 9 | 50000 | 36800 | 73.6% | 2 | 0 | 10 |  |  |  | No | R-454B | 3.9583 | Residential & Commercial | Ducted CEE Tier 1
215675916 | Central HP <5.4 tons | AIRQUEST | HRCU-A-CB (Split System: Heat Pump with Remote Outdoor Unit-Air-Source) | H5H0V48*K*AAA* |  |  | EVM5X60M24A*+WALLCON | *95CSU1002122B* | 48000 | 19 | 9 | 50000 | 36400 | 72.8% | 2.02 | 0 | 10 |  |  |  | No | R-454B | 4 | Residential & Commercial | Ducted CEE Tier 1
215676236 | Central HP <5.4 tons | AIRQUEST | HRCU-A-CB (Split System: Heat Pump with Remote Outdoor Unit-Air-Source) | H5H0V48*K*AAA* |  |  | EVD5X48M24A*+WALLCON | *95CSU0802120B* | 47000 | 18 | 9 | 50000 | 36600 | 73.2% | 2.02 | 0 | 10 |  |  |  | No | R-454B | 3.9167 | Residential & Commercial | Ducted CEE Tier 1
211377861 | Central HP <5.4 tons | YORK | HRCU-A-CB (Split System: Heat Pump with Remote Outdoor Unit-Air-Source) | HMH72B341 |  |  | XAFC36DXXN1+TXV | TM9E080C16MP12 | 34000 | 18 | 8.1 | 33600 | 23800 | 70.83% | 2.08 | 0 | 10 |  |  |  | No | R-410A | 2.8333 | Residential & Commercial | Ducted CEE Tier 1
211378040 | Central HP <5.4 tons | YORK | HRCU-A-CB (Split System: Heat Pump with Remote Outdoor Unit-Air-Source) | HMH72B341 |  |  | XAFC36DBCN1 | TM8Y080C16MP11 | 34000 | 18.5 | 8.5 | 34000 | 24000 | 70.59% | 2.1 | 0 | 10 |  |  |  | No | R-410A | 2.8333 | Residential & Commercial | Ducted CEE Tier 1
211378179 | Central HP <5.4 tons | YORK | HRCU-A-CB (Split System: Heat Pump with Remote Outdoor Unit-Air-Source) | HMH72B341 |  |  | XAFC36DXXN1+TXV | TPLC080C16MP13 | 34000 | 17.5 | 8.5 | 33800 | 23800 | 70.41% | 2.08 | 0 | 10 |  |  |  | No | R-410A | 2.8333 | Residential & Commercial | Ducted CEE Tier 1
211378188 | Central HP <5.4 tons | YORK | HRCU-A-CB (Split System: Heat Pump with Remote Outdoor Unit-Air-Source) | HMH72B341 |  |  | XAFC36DXXN1+TXV | YPLC100C16MP13 | 34000 | 17.5 | 8.5 | 33800 | 23800 | 70.41% | 2.08 | 0 | 10 |  |  |  | No | R-410A | 2.8333 | Residential & Commercial | Ducted CEE Tier 1
215683653 | Central HP <5.4 tons | CARRIER | HRCU-A-CB (Split System: Heat Pump with Remote Outdoor Unit-Air-Source) | 27VNA024A*030* |  |  | CAA**3617AM*+UI | 58TN*B090C17**16 | 23200 | 17 | 9 | 23600 | 16600 | 70.34% | 1.98 | 0 | 10.5 |  |  |  | No | R-454B | 1.9333 | Residential & Commercial | Ducted CEE Tier 1
215683703 | Central HP <5.4 tons | CARRIER | HRCU-A-CB (Split System: Heat Pump with Remote Outdoor Unit-Air-Source) | 27VNA024A*030* |  |  | CAA**3721AM*+UI | 59CU5B100C21**22 | 24000 | 17 | 9 | 23200 | 16300 | 70.26% | 2.02 | 0 | 10.5 |  |  |  | No | R-454B | 2 | Residential & Commercial | Ducted CEE Tier 1
215683905 | Central HP <5.4 tons | CARRIER | HRCU-A-CB (Split System: Heat Pump with Remote Outdoor Unit-Air-Source) | 27VNA036A*030* |  |  | CAA**3721AM*+UI | 58TN*B090C21**20 | 34600 | 18 | 9 | 35200 | 25000 | 71.02% | 1.9 | 0 | 10 |  |  |  | No | R-454B | 2.8833 | Residential & Commercial | Ducted CEE Tier 1
215684005 | Central HP <5.4 tons | CARRIER | HRCU-A-CB (Split System: Heat Pump with Remote Outdoor Unit-Air-Source) | 27VNA036A*030* |  |  | CAA**4321AM*+UI | 59TN6C100C21**22 | 34600 | 18 | 9 | 35200 | 25000 | 71.02% | 1.9 | 0 | 10 |  |  |  | No | R-454B | 2.8833 | Residential & Commercial | Ducted CEE Tier 1
215679393 | Central HP <5.4 tons | CARRIER | HRCU-A-CB (Split System: Heat Pump with Remote Outdoor Unit-Air-Source) | 27VNA036A*030* |  |  | CAA**4221AM*+UI | 59TN7A080C21**20 | 33200 | 17.5 | 9 | 35800 | 25600 | 71.51% | 1.86 | 0 | 10 |  |  |  | No | R-454B | 2.7667 | Residential & Commercial | Ducted CEE Tier 1
215942502 | Central HP <5.4 tons | HEIL | HRCU-A-CB (Split System: Heat Pump with Remote Outdoor Unit-Air-Source) | H5H3V36*K*AAA* |  |  | EVD5X61M21A*+WALLCON | *80CTL1102120B* | 36000 | 22 | 8.5 | 37400 | 28200 | 75.4% | 2.04 | 0 | 12.5 |  |  |  | No | R-454B | 3 | Residential & Commercial | Ducted CEE Tier 1
215940166 | Central HP <5.4 tons | HEIL | HRCU-A-CB (Split System: Heat Pump with Remote Outdoor Unit-Air-Source) | H5H3V36*K*AAA* |  |  | ESH5X48M12A*+WALLCON | *97CTN1202422A* | 33800 | 19.5 | 9 | 34600 | 26400 | 76.3% | 1.92 | 0 | 11.7 |  |  |  | No | R-454B | 2.8167 | Residential & Commercial | Ducted CEE Tier 1
212978160 | Central HP <5.4 tons | TEMPSTAR | HRCU-A-CB (Split System: Heat Pump with Remote Outdoor Unit-Air-Source) | DLCURAH24ABK |  |  | EA*4X37L17A* | *80MS(N,L)0701412A* | 24000 | 17.5 | 8.5 | 25200 | 22200 | 88.1% | 1.86 | 0 | 10 |  |  |  | No | R-410A | 2 | Residential & Commercial | Ducted CEE Tier 1
212978629 | Central HP <5.4 tons | TEMPSTAR | HRCU-A-CB (Split System: Heat Pump with Remote Outdoor Unit-Air-Source) | DLCURAH24ABK |  |  | EA*4X24L17A* | *80MS(N,L)0701712A* | 23600 | 17 | 9 | 27000 | 25800 | 95.56% | 2.16 | 0 | 10 |  |  |  | No | R-410A | 1.9667 | Residential & Commercial | Ducted CEE Tier 1
213779240 | Central HP <5.4 tons | COMFORTMAKER | HRCU-A-CB (Split System: Heat Pump with Remote Outdoor Unit-Air-Source) | CVH837GKA** |  |  | EA*4X42L24A*+WALLCON | *96CTN1202422B* | 31800 | 17 | 8.1 | 33000 | 24200 | 73.33% | 1.88 | 0 | 11 |  |  |  | No | R-410A | 2.65 | Residential & Commercial | Ducted CEE Tier 1
213779340 | Central HP <5.4 tons | COMFORTMAKER | HRCU-A-CB (Split System: Heat Pump with Remote Outdoor Unit-Air-Source) | CVH837GKA** |  |  | EA*4X43L21A*+WALLCON | *96CTN0601714B* | 32800 | 17 | 8.1 | 33000 | 25400 | 76.97% | 1.96 | 0 | 11 |  |  |  | No | R-410A | 2.7333 | Residential & Commercial | Ducted CEE Tier 1
212983531 | Central HP <5.4 tons | COMFORTMAKER | HRCU-A-CB (Split System: Heat Pump with Remote Outdoor Unit-Air-Source) | DLCURAH24ABK |  |  | EA*4X25L17A* | *92MSN0601412A* | 24400 | 17 | 8.5 | 25400 | 21600 | 85.04% | 1.8 | 0 | 10 |  |  |  | No | R-410A | 2.0333 | Residential & Commercial | Ducted CEE Tier 1
212976068 | Central HP <5.4 tons | TEMPSTAR | HRCU-A-CB (Split System: Heat Pump with Remote Outdoor Unit-Air-Source) | DLCURAH24ABK |  |  | EA*4X37L17A* | *96VTN0801716B* | 24200 | 17 | 8.5 | 25800 | 22200 | 86.05% | 1.84 | 0 | 10 |  |  |  | No | R-410A | 2.0167 | Residential & Commercial | Ducted CEE Tier 1
212976686 | Central HP <5.4 tons | TEMPSTAR | HRCU-A-CB (Split System: Heat Pump with Remote Outdoor Unit-Air-Source) | DLCURAH24ABK |  |  | EA*4X37L21A* | *96VTN1002120B* | 24000 | 17.5 | 8.5 | 25200 | 21800 | 86.51% | 1.82 | 0 | 10 |  |  |  | No | R-410A | 2 | Residential & Commercial | Ducted CEE Tier 1
211377521 | Central HP <5.4 tons | YORK | HRCU-A-CB (Split System: Heat Pump with Remote Outdoor Unit-Air-Source) | HMH72B341 |  |  | XAFC36DBCN1 | TP9C100C16MP13 | 34000 | 17.5 | 8.5 | 34000 | 24000 | 70.59% | 2.1 | 0 | 10 |  |  |  | No | R-410A | 2.8333 | Residential & Commercial | Ducted CEE Tier 1
211377846 | Central HP <5.4 tons | YORK | HRCU-A-CB (Split System: Heat Pump with Remote Outdoor Unit-Air-Source) | HMH72B341 |  |  | XAHC36DBCN1 | TM9E100C16MP12 | 33600 | 17.5 | 8.1 | 33000 | 23200 | 70.3% | 2.04 | 0 | 10 |  |  |  | No | R-410A | 2.8 | Residential & Commercial | Ducted CEE Tier 1
211377855 | Central HP <5.4 tons | YORK | HRCU-A-CB (Split System: Heat Pump with Remote Outdoor Unit-Air-Source) | HMH72B341 |  |  | XAFC36DBCN1 | TM9E100C16MP12 | 34000 | 18 | 8.1 | 33600 | 23800 | 70.83% | 2.08 | 0 | 10 |  |  |  | No | R-410A | 2.8333 | Residential & Commercial | Ducted CEE Tier 1
215675636 | Central HP <5.4 tons | AIRQUEST | HRCU-A-CB (Split System: Heat Pump with Remote Outdoor Unit-Air-Source) | H5H0V48*K*AAA* |  |  | EVM5X49M21A*+WALLCON | *97CMN1002122B* | 48000 | 19 | 9 | 50000 | 36800 | 73.6% | 2 | 0 | 10.5 |  |  |  | No | R-454B | 4 | Residential & Commercial | Ducted CEE Tier 1
215675736 | Central HP <5.4 tons | AIRQUEST | HRCU-A-CB (Split System: Heat Pump with Remote Outdoor Unit-Air-Source) | H5H0V48*K*AAA* |  |  | EVM5X60M21A*+WALLCON | *80CTL0902120B* | 48000 | 19 | 9.5 | 50000 | 36600 | 73.2% | 2.1 | 0 | 10.5 |  |  |  | No | R-454B | 4 | Residential & Commercial | Ducted CEE Tier 1
215675836 | Central HP <5.4 tons | AIRQUEST | HRCU-A-CB (Split System: Heat Pump with Remote Outdoor Unit-Air-Source) | H5H0V48*K*AAA* |  |  | EVM5X60M21A*+WALLCON | *96CTN1002122B* | 48000 | 19 | 9 | 50000 | 36800 | 73.6% | 2 | 0 | 10 |  |  |  | No | R-454B | 4 | Residential & Commercial | Ducted CEE Tier 1
215675986 | Central HP <5.4 tons | AIRQUEST | HRCU-A-CB (Split System: Heat Pump with Remote Outdoor Unit-Air-Source) | H5H0V48*K*AAA* |  |  | EVM5X61M24A*+WALLCON | *80CTL0902120B* | 48500 | 19.5 | 9.5 | 50000 | 36600 | 73.2% | 2.1 | 0 | 10.5 |  |  |  | No | R-454B | 4.0417 | Residential & Commercial | Ducted CEE Tier 1
215675966 | Central HP <5.4 tons | AIRQUEST | HRCU-A-CB (Split System: Heat Pump with Remote Outdoor Unit-Air-Source) | H5H0V48*K*AAA* |  |  | EVM5X61M24A*+WALLCON | *80CSU1002120A* | 48500 | 19 | 9 | 50000 | 36800 | 73.6% | 2.1 | 0 | 10 |  |  |  | No | R-454B | 4.0417 | Residential & Commercial | Ducted CEE Tier 1
215676016 | Central HP <5.4 tons | AIRQUEST | HRCU-A-CB (Split System: Heat Pump with Remote Outdoor Unit-Air-Source) | H5H0V48*K*AAA* |  |  | EVM5X61M24A*+WALLCON | *95CSU0802120B* | 48500 | 19 | 9 | 50000 | 36800 | 73.6% | 2 | 0 | 10 |  |  |  | No | R-454B | 4.0417 | Residential & Commercial | Ducted CEE Tier 1
206135763 | Central HP <5.4 tons | BRYANT HEATING AND COOLING SYSTEMS | HRCU-A-CB (Split System: Heat Pump with Remote Outdoor Unit-Air-Source) | 288BNV037*0**A* |  |  | CAP**4821AL*+UI | 83*CA36040C17*** | 32400 | 17.5 | 8.1 | 32600 | 25000 | 76.69% | 1.96 | 12 | 11 |  |  |  | No | R-410A | 2.7 | Residential & Commercial | Ducted CEE Tier 1
215683663 | Central HP <5.4 tons | CARRIER | HRCU-A-CB (Split System: Heat Pump with Remote Outdoor Unit-Air-Source) | 27VNA024A*030* |  |  | CAA**3617AM*+UI | 59TN6C080C17**14 | 23200 | 17 | 9 | 23600 | 16600 | 70.34% | 1.98 | 0 | 10 |  |  |  | No | R-454B | 1.9333 | Residential & Commercial | Ducted CEE Tier 1
215683713 | Central HP <5.4 tons | CARRIER | HRCU-A-CB (Split System: Heat Pump with Remote Outdoor Unit-Air-Source) | 27VNA024A*030* |  |  | CAA**3721AM*+UI | 59TN6C060C17**14 | 24000 | 17.5 | 9 | 23400 | 16400 | 70.09% | 2 | 0 | 10.5 |  |  |  | No | R-454B | 2 | Residential & Commercial | Ducted CEE Tier 1
213781330 | Central HP <5.4 tons | COMFORTMAKER | HRCU-A-CB (Split System: Heat Pump with Remote Outdoor Unit-Air-Source) | CVH837GKA2* |  |  | EA*4X48L21A*+WALLCON | *95CSU0601716B* | 32200 | 17 | 8.1 | 32600 | 25000 | 76.69% | 1.94 | 0 | 11 |  |  |  | No | R-410A | 2.6833 | Residential & Commercial | Ducted CEE Tier 1
213780720 | Central HP <5.4 tons | COMFORTMAKER | HRCU-A-CB (Split System: Heat Pump with Remote Outdoor Unit-Air-Source) | CVH837GKA2* |  |  | EA*4X36L17A*+WALLCON | *96CTN0801714B* | 31400 | 16.5 | 8.1 | 33200 | 24400 | 73.49% | 1.82 | 0 | 10.5 |  |  |  | No | R-410A | 2.6167 | Residential & Commercial | Ducted CEE Tier 1
213780820 | Central HP <5.4 tons | COMFORTMAKER | HRCU-A-CB (Split System: Heat Pump with Remote Outdoor Unit-Air-Source) | CVH837GKA2* |  |  | EA*4X36L21A*+WALLCON | *96CTN0601714B* | 31400 | 16.5 | 8.1 | 33200 | 24400 | 73.49% | 1.82 | 0 | 10.5 |  |  |  | No | R-410A | 2.6167 | Residential & Commercial | Ducted CEE Tier 1
213780970 | Central HP <5.4 tons | COMFORTMAKER | HRCU-A-CB (Split System: Heat Pump with Remote Outdoor Unit-Air-Source) | CVH837GKA2* |  |  | EA*4X42L21A*+WALLCON | *80CTL0451712B* | 31600 | 16.5 | 8.1 | 33400 | 24800 | 74.25% | 1.84 | 0 | 10.5 |  |  |  | No | R-410A | 2.6333 | Residential & Commercial | Ducted CEE Tier 1
213781420 | Central HP <5.4 tons | COMFORTMAKER | HRCU-A-CB (Split System: Heat Pump with Remote Outdoor Unit-Air-Source) | CVH837GKA2* |  |  | EA*4X48L24A*+WALLCON | *80CTL1352422B* | 32400 | 17.5 | 8.5 | 32400 | 24800 | 76.54% | 1.98 | 0 | 11.5 |  |  |  | No | R-410A | 2.7 | Residential & Commercial | Ducted CEE Tier 1
213781520 | Central HP <5.4 tons | COMFORTMAKER | HRCU-A-CB (Split System: Heat Pump with Remote Outdoor Unit-Air-Source) | CVH837GKA2* |  |  | EA*4X60L24A*+WALLCON | *96CTN1002122B* | 32800 | 17.5 | 8.1 | 31800 | 24600 | 77.36% | 1.98 | 0 | 11.7 |  |  |  | No | R-410A | 2.7333 | Residential & Commercial | Ducted CEE Tier 1
213781570 | Central HP <5.4 tons | COMFORTMAKER | HRCU-A-CB (Split System: Heat Pump with Remote Outdoor Unit-Air-Source) | CVH837GKA2* |  |  | EA*4X61L21A*+WALLCON | *80CTL0902120B* | 33200 | 17.5 | 8.5 | 32000 | 24800 | 77.5% | 1.98 | 0 | 11.7 |  |  |  | No | R-410A | 2.7667 | Residential & Commercial | Ducted CEE Tier 1
215940366 | Central HP <5.4 tons | HEIL | HRCU-A-CB (Split System: Heat Pump with Remote Outdoor Unit-Air-Source) | H5H3V36*K*AAA* |  |  | EVM5X49M21A*+WALLCON | *97CTN0801716A* | 35400 | 21 | 8.5 | 38500 | 29000 | 75.32% | 2.02 | 0 | 12 |  |  |  | No | R-454B | 2.95 | Residential & Commercial | Ducted CEE Tier 1
215940416 | Central HP <5.4 tons | HEIL | HRCU-A-CB (Split System: Heat Pump with Remote Outdoor Unit-Air-Source) | H5H3V36*K*AAA* |  |  | EVM5X60M21A*+WALLCON | *80CSU0601716B* | 35600 | 22 | 8.5 | 38000 | 28600 | 75.26% | 2.02 | 0 | 12.5 |  |  |  | No | R-454B | 2.9667 | Residential & Commercial | Ducted CEE Tier 1
215942372 | Central HP <5.4 tons | HEIL | HRCU-A-CB (Split System: Heat Pump with Remote Outdoor Unit-Air-Source) | H5H3V36*K*AAA* |  |  | EVM5X44M21A*+WALLCON | *96CTN0601714B* | 35200 | 21 | 8.5 | 37400 | 28000 | 74.87% | 2.06 | 0 | 11.7 |  |  |  | No | R-454B | 2.9333 | Residential & Commercial | Ducted CEE Tier 1
215940596 | Central HP <5.4 tons | HEIL | HRCU-A-CB (Split System: Heat Pump with Remote Outdoor Unit-Air-Source) | H5H3V36*K*AAA* |  |  | EVD5X38M17A*+WALLCON | *97CTN0601716A* | 35200 | 20.5 | 8.5 | 39000 | 29400 | 75.38% | 2 | 0 | 11.5 |  |  |  | No | R-454B | 2.9333 | Residential & Commercial | Ducted CEE Tier 1
215940646 | Central HP <5.4 tons | HEIL | HRCU-A-CB (Split System: Heat Pump with Remote Outdoor Unit-Air-Source) | H5H3V36*K*AAA* |  |  | EVD5X42M21A*+WALLCON | *97CTN0601716A* | 34000 | 20 | 8.5 | 39500 | 28800 | 72.91% | 2.02 | 0 | 11 |  |  |  | No | R-454B | 2.8333 | Residential & Commercial | Ducted CEE Tier 1
216453221 | Central HP <5.4 tons | TRANE | HRCU-A-CB (Split System: Heat Pump with Remote Outdoor Unit-Air-Source) | 5TWV0X60A1 |  |  | 5PX*C009AS3 | S8V2C100M5PCB | 52500 | 18.4 | 9 | 54000 | 38000 | 70.37% | 2 | 0 | 10 |  |  |  | No | R-454B | 4.375 | Residential & Commercial | Ducted CEE Tier 1
215683599 | Central HP <5.4 tons | CARRIER | HRCU-A-CB (Split System: Heat Pump with Remote Outdoor Unit-Air-Source) | 27VNA024A*030* |  |  | CAA**2517AM*+UI | 58TN*B045C17**12 | 23800 | 17 | 9 | 23400 | 16500 | 70.51% | 2 | 0 | 10 |  |  |  | No | R-454B | 1.9833 | Residential & Commercial | Ducted CEE Tier 1
206133984 | Central HP <5.4 tons | HEIL | HRCU-A-CB (Split System: Heat Pump with Remote Outdoor Unit-Air-Source) | HVH825GKA2* |  |  | EHD4X36AAL+WALLCON | *95CSU0802120A* | 24000 | 16 | 8.1 | 21400 | 16600 | 77.57% | 1.98 | 11 | 10.5 |  |  |  | No | R-410A | 2 | Residential & Commercial | Ducted CEE Tier 1
210450258 | Central HP <5.4 tons | BRYANT HEATING AND COOLING SYSTEMS | HRCU-A-CB (Split System: Heat Pump with Remote Outdoor Unit-Air-Source) | 38MURAQ36AB3* |  |  | CNPV*4217AL* | 926TB48080V17*** | 35400 | 15.5 | 8.5 | 38500 | 35000 | 90.91% | 1.94 | 0 | 10 |  |  |  | No | R-410A | 2.95 | Residential & Commercial | Ducted CEE Tier 1
211226144 | Central HP <5.4 tons | CARRIER | HRCU-A-CB (Split System: Heat Pump with Remote Outdoor Unit-Air-Source) | 38MURAQ36AB3* |  |  | CNPV*4824AL* | OVLAAB060154 | 37400 | 15.2 | 8.5 | 39500 | 35200 | 89.11% | 2.1 | 0 | 10.5 |  |  |  | No | R-410A | 3.1167 | Residential & Commercial | Ducted CEE Tier 1
215942492 | Central HP <5.4 tons | HEIL | HRCU-A-CB (Split System: Heat Pump with Remote Outdoor Unit-Air-Source) | H5H3V36*K*AAA* |  |  | EVD5X61M21A*+WALLCON | *80CTL0901716B* | 35800 | 22 | 8.5 | 37400 | 28400 | 75.94% | 2.02 | 0 | 12.5 |  |  |  | No | R-454B | 2.9833 | Residential & Commercial | Ducted CEE Tier 1
215940386 | Central HP <5.4 tons | HEIL | HRCU-A-CB (Split System: Heat Pump with Remote Outdoor Unit-Air-Source) | H5H3V36*K*AAA* |  |  | EVM5X49M21A*+WALLCON | *97CTN1002122A* | 35600 | 22 | 8.5 | 38000 | 28600 | 75.26% | 2.02 | 0 | 12.5 |  |  |  | No | R-454B | 2.9667 | Residential & Commercial | Ducted CEE Tier 1
215942362 | Central HP <5.4 tons | HEIL | HRCU-A-CB (Split System: Heat Pump with Remote Outdoor Unit-Air-Source) | H5H3V36*K*AAA* |  |  | EVM5X44M21A*+WALLCON | *97CMN0601714B* | 35200 | 21 | 8.5 | 37400 | 28000 | 74.87% | 2.06 | 0 | 11.7 |  |  |  | No | R-454B | 2.9333 | Residential & Commercial | Ducted CEE Tier 1
215939606 | Central HP <5.4 tons | HEIL | HRCU-A-CB (Split System: Heat Pump with Remote Outdoor Unit-Air-Source) | H5H3V36*K*AAA* |  |  | EA*5X36M17A*+WALLCON | *80CSU0401712B* | 32400 | 19.5 | 9.5 | 35000 | 26800 | 76.57% | 2 | 0 | 11 |  |  |  | No | R-454B | 2.7 | Residential & Commercial | Ducted CEE Tier 1
215939656 | Central HP <5.4 tons | HEIL | HRCU-A-CB (Split System: Heat Pump with Remote Outdoor Unit-Air-Source) | H5H3V36*K*AAA* |  |  | EA*5X42M21A*+WALLCON | *80CSU0401712B* | 32800 | 20 | 9.5 | 34800 | 26600 | 76.44% | 2.02 | 0 | 11.5 |  |  |  | No | R-454B | 2.7333 | Residential & Commercial | Ducted CEE Tier 1
215676166 | Central HP <5.4 tons | AIRQUEST | HRCU-A-CB (Split System: Heat Pump with Remote Outdoor Unit-Air-Source) | H5H0V48*K*AAA* |  |  | EVD5X48M21A*+WALLCON | *96CTN1002122B* | 47000 | 18.5 | 9 | 50000 | 36400 | 72.8% | 2 | 0 | 10 |  |  |  | No | R-454B | 3.9167 | Residential & Commercial | Ducted CEE Tier 1
215675616 | Central HP <5.4 tons | AIRQUEST | HRCU-A-CB (Split System: Heat Pump with Remote Outdoor Unit-Air-Source) | H5H0V48*K*AAA* |  |  | EVM5X49M21A*+WALLCON | *97CMN0801714B* | 47500 | 18.5 | 9 | 50000 | 37400 | 74.8% | 1.98 | 0 | 10 |  |  |  | No | R-454B | 3.9583 | Residential & Commercial | Ducted CEE Tier 1
215675766 | Central HP <5.4 tons | AIRQUEST | HRCU-A-CB (Split System: Heat Pump with Remote Outdoor Unit-Air-Source) | H5H0V48*K*AAA* |  |  | EVM5X60M21A*+WALLCON | *95CSU0802120B* | 48000 | 18.5 | 9 | 50000 | 36800 | 73.6% | 2 | 0 | 10 |  |  |  | No | R-454B | 4 | Residential & Commercial | Ducted CEE Tier 1
215676026 | Central HP <5.4 tons | AIRQUEST | HRCU-A-CB (Split System: Heat Pump with Remote Outdoor Unit-Air-Source) | H5H0V48*K*AAA* |  |  | EVM5X61M24A*+WALLCON | *95CSU1002122B* | 48500 | 19 | 9 | 50000 | 36600 | 73.2% | 2.1 | 0 | 10.5 |  |  |  | No | R-454B | 4.0417 | Residential & Commercial | Ducted CEE Tier 1
210471132 | Central HP <5.4 tons | TEMPSTAR | HRCU-A-CB (Split System: Heat Pump with Remote Outdoor Unit-Air-Source) | TVH837GKA2* |  |  | EHD4X60AAL+WALLCON | *95CSU1002122A* | 33000 | 17 | 8.1 | 32200 | 24800 | 77.02% | 2.02 | 0 | 11.5 |  |  |  | No | R-410A | 2.75 | Residential & Commercial | Ducted CEE Tier 1
204456643 | Central HP <5.4 tons | BRYANT HEATING AND COOLING SYSTEMS | HRCU-A-CB (Split System: Heat Pump with Remote Outdoor Unit-Air-Source) | 288BNV025*0**B* |  |  | CAP**3617AL*+UI | 88*TA36070C14*** | 23600 | 17 | 8.1 | 21400 | 16600 | 77.57% | 1.94 | 11 | 11 |  |  |  | No | R-410A | 1.9667 | Residential & Commercial | Ducted CEE Tier 1
215940636 | Central HP <5.4 tons | HEIL | HRCU-A-CB (Split System: Heat Pump with Remote Outdoor Unit-Air-Source) | H5H3V36*K*AAA* |  |  | EVD5X42M21A*+WALLCON | *80CSU0601716B* | 34400 | 21 | 8.5 | 38500 | 28000 | 72.73% | 2.04 | 0 | 12 |  |  |  | No | R-454B | 2.8667 | Residential & Commercial | Ducted CEE Tier 1
215940756 | Central HP <5.4 tons | HEIL | HRCU-A-CB (Split System: Heat Pump with Remote Outdoor Unit-Air-Source) | H5H3V36*K*AAA* |  |  | EVD5X48M24A*+WALLCON | *97CTN1202422A* | 35000 | 21.5 | 8.5 | 38000 | 28200 | 74.21% | 2.02 | 0 | 12 |  |  |  | No | R-454B | 2.9167 | Residential & Commercial | Ducted CEE Tier 1
215939616 | Central HP <5.4 tons | HEIL | HRCU-A-CB (Split System: Heat Pump with Remote Outdoor Unit-Air-Source) | H5H3V36*K*AAA* |  |  | EA*5X36M17A*+WALLCON | *80CSU0601716B* | 32400 | 19.5 | 9.5 | 35000 | 27000 | 77.14% | 2 | 0 | 11 |  |  |  | No | R-454B | 2.7 | Residential & Commercial | Ducted CEE Tier 1
215940216 | Central HP <5.4 tons | HEIL | HRCU-A-CB (Split System: Heat Pump with Remote Outdoor Unit-Air-Source) | H5H3V36*K*AAA* |  |  | ESH5X60M12A*+WALLCON | *97CTN0801716A* | 34000 | 19 | 9 | 34800 | 26400 | 75.86% | 1.92 | 0 | 11 |  |  |  | No | R-454B | 2.8333 | Residential & Commercial | Ducted CEE Tier 1
215940736 | Central HP <5.4 tons | HEIL | HRCU-A-CB (Split System: Heat Pump with Remote Outdoor Unit-Air-Source) | H5H3V36*K*AAA* |  |  | EVD5X48M24A*+WALLCON | *97CTN0802120A* | 35000 | 21 | 8.5 | 38500 | 28400 | 73.77% | 2.04 | 0 | 12 |  |  |  | No | R-454B | 2.9167 | Residential & Commercial | Ducted CEE Tier 1
215938396 | Central HP <5.4 tons | HEIL | HRCU-A-CB (Split System: Heat Pump with Remote Outdoor Unit-Air-Source) | H5H3V48*K*AAA* |  |  | EVD5X60M24A*+WALLCON | *96CTN1202422B* | 45500 | 20.5 | 8.1 | 52500 | 38000 | 72.38% | 1.95 | 0 | 11.5 |  |  |  | No | R-454B | 3.7917 | Residential & Commercial | Ducted CEE Tier 1
215941086 | Central HP <5.4 tons | HEIL | HRCU-A-CB (Split System: Heat Pump with Remote Outdoor Unit-Air-Source) | H5H3V48*K*AAA* |  |  | EA*5X61M21A*+WALLCON | *97CTN1002122A* | 45500 | 21 | 9.5 | 48500 | 36800 | 75.88% | 2 | 0 | 11 |  |  |  | No | R-454B | 3.7917 | Residential & Commercial | Ducted CEE Tier 1
216453224 | Central HP <5.4 tons | AMERICAN STANDARD | HRCU-A-CB (Split System: Heat Pump with Remote Outdoor Unit-Air-Source) | 5A6V0X60A1 |  |  | 5PX*C009AS3 | S8V2C100M5PDB | 52500 | 18.4 | 9 | 54000 | 38000 | 70.37% | 2 | 0 | 10 |  |  |  | No | R-454B | 4.375 | Residential & Commercial | Ducted CEE Tier 1
215676276 | Central HP <5.4 tons | AIRQUEST | HRCU-A-CB (Split System: Heat Pump with Remote Outdoor Unit-Air-Source) | H5H0V48*K*AAA* |  |  | EVD5X48M24A*+WALLCON | *96CTN1202422B* | 47000 | 18.5 | 9 | 50000 | 36400 | 72.8% | 2 | 0 | 10 |  |  |  | No | R-454B | 3.9167 | Residential & Commercial | Ducted CEE Tier 1
215676326 | Central HP <5.4 tons | AIRQUEST | HRCU-A-CB (Split System: Heat Pump with Remote Outdoor Unit-Air-Source) | H5H0V48*K*AAA* |  |  | EVD5X49M24A*+WALLCON | *80CTL1352422B* | 48000 | 19 | 9 | 50000 | 36400 | 72.8% | 2 | 0 | 10.5 |  |  |  | No | R-454B | 4 | Residential & Commercial | Ducted CEE Tier 1
215676846 | Central HP <5.4 tons | AIRQUEST | HRCU-A-CB (Split System: Heat Pump with Remote Outdoor Unit-Air-Source) | H5H0V48*K*AAA* |  |  | EVD5X61M24A*+WALLCON | *80CSU0802120A* | 49000 | 19.5 | 9 | 50000 | 36600 | 73.2% | 2.1 | 0 | 10.5 |  |  |  | No | R-454B | 4.0833 | Residential & Commercial | Ducted CEE Tier 1
215681406 | Central HP <5.4 tons | AIRQUEST | HRCU-A-CB (Split System: Heat Pump with Remote Outdoor Unit-Air-Source) | H5H0V48*K*AAA* |  |  | EA*5X60M24A*+WALLCON | *97CTN0802120A* | 45000 | 18 | 9 | 47500 | 33600 | 70.74% | 2.06 | 0 | 10 |  |  |  | No | R-454B | 3.75 | Residential & Commercial | Ducted CEE Tier 1
215681556 | Central HP <5.4 tons | AIRQUEST | HRCU-A-CB (Split System: Heat Pump with Remote Outdoor Unit-Air-Source) | H5H0V48*K*AAA* |  |  | EA*5X61M24A*+WALLCON | *97CTN1002122A* | 46000 | 18.5 | 9 | 47500 | 33600 | 70.74% | 2.06 | 0 | 10 |  |  |  | No | R-454B | 3.8333 | Residential & Commercial | Ducted CEE Tier 1
215676186 | Central HP <5.4 tons | AIRQUEST | HRCU-A-CB (Split System: Heat Pump with Remote Outdoor Unit-Air-Source) | H5H0V48*K*AAA* |  |  | EVD5X48M24A*+WALLCON | *80CSU1002120A* | 47000 | 18.5 | 9 | 50000 | 36600 | 73.2% | 2.02 | 0 | 10 |  |  |  | No | R-454B | 3.9167 | Residential & Commercial | Ducted CEE Tier 1
211378483 | Central HP <5.4 tons | YORK | HRCU-A-CB (Split System: Heat Pump with Remote Outdoor Unit-Air-Source) | HMH72B341 |  |  | XAFC36DBCN1 | TMLE120C16MP11 | 34000 | 18 | 8.5 | 33600 | 23800 | 70.83% | 2.08 | 0 | 10 |  |  |  | No | R-410A | 2.8333 | Residential & Commercial | Ducted CEE Tier 1
213781690 | Central HP <5.4 tons | COMFORTMAKER | HRCU-A-CB (Split System: Heat Pump with Remote Outdoor Unit-Air-Source) | CVH837GKA2* |  |  | EA*4X61L24A*+WALLCON | *97CMN1002122B* | 33200 | 17.5 | 8.5 | 32000 | 24800 | 77.5% | 2 | 0 | 11.7 |  |  |  | No | R-410A | 2.7667 | Residential & Commercial | Ducted CEE Tier 1
213781940 | Central HP <5.4 tons | COMFORTMAKER | HRCU-A-CB (Split System: Heat Pump with Remote Outdoor Unit-Air-Source) | CVH837GKA2* |  |  | EHD4X42AAL+WALLCON | *80CTL1102120B* | 32600 | 16.5 | 8.1 | 32800 | 24600 | 75% | 1.94 | 0 | 11 |  |  |  | No | R-410A | 2.7167 | Residential & Commercial | Ducted CEE Tier 1
213781910 | Central HP <5.4 tons | COMFORTMAKER | HRCU-A-CB (Split System: Heat Pump with Remote Outdoor Unit-Air-Source) | CVH837GKA2* |  |  | EHD4X42AAL+WALLCON | *80CTL0701716B* | 32400 | 16 | 8.1 | 33200 | 24800 | 74.7% | 1.92 | 0 | 11 |  |  |  | No | R-410A | 2.7 | Residential & Commercial | Ducted CEE Tier 1
216453171 | Central HP <5.4 tons | TRANE | HRCU-A-CB (Split System: Heat Pump with Remote Outdoor Unit-Air-Source) | 5TWV0X48A1 |  |  | 5PX*D010AS3 | S8V2D120M5PCB | 46000 | 20.4 | 10 | 47000 | 33600 | 71.49% | 2.1 | 0 | 12 |  |  |  | No | R-454B | 3.8333 | Residential & Commercial | Ducted CEE Tier 1
216453173 | Central HP <5.4 tons | TRANE | HRCU-A-CB (Split System: Heat Pump with Remote Outdoor Unit-Air-Source) | 5TWV0X48A1 |  |  | 5PX*D010AS3 | S8V2C100M5PCB | 45500 | 20 | 9.7 | 47000 | 33800 | 71.91% | 2.1 | 0 | 12 |  |  |  | No | R-454B | 3.7917 | Residential & Commercial | Ducted CEE Tier 1
216453187 | Central HP <5.4 tons | TRANE | HRCU-A-CB (Split System: Heat Pump with Remote Outdoor Unit-Air-Source) | 5TWV0X48A1 |  |  | 5TXCB006AS3 | S8V2B060M4PCB | 43500 | 19.2 | 9.7 | 47000 | 33600 | 71.49% | 2.1 | 0 | 11.7 |  |  |  | No | R-454B | 3.625 | Residential & Commercial | Ducted CEE Tier 1
206773005 | Central HP <5.4 tons | DAY & NIGHT | HRCU-A-CB (Split System: Heat Pump with Remote Outdoor Unit-Air-Source) | CVH837GKA2* |  |  | EHD4X48AAL+WALLCON | *80CTL0901716A* | 32800 | 17.5 | 8.1 | 33000 | 24800 | 75.15% | 1.98 | 12 | 11.5 |  |  |  | No | R-410A | 2.7333 | Residential & Commercial | Ducted CEE Tier 1
215940786 | Central HP <5.4 tons | HEIL | HRCU-A-CB (Split System: Heat Pump with Remote Outdoor Unit-Air-Source) | H5H3V36*K*AAA* |  |  | EVD5X49M24A*+WALLCON | *97CTN1002122A* | 35400 | 22 | 8.5 | 38000 | 28400 | 74.74% | 2.04 | 0 | 12.5 |  |  |  | No | R-454B | 2.95 | Residential & Commercial | Ducted CEE Tier 1
215936216 | Central HP <5.4 tons | HEIL | HRCU-A-CB (Split System: Heat Pump with Remote Outdoor Unit-Air-Source) | H5H3V36*K*AAA* |  |  | EVD5X42M24A*+WALLCON | *97CMN0602120B* | 35200 | 21 | 8.5 | 38500 | 28800 | 74.81% | 2.02 | 0 | 12 |  |  |  | No | R-454B | 2.9333 | Residential & Commercial | Ducted CEE Tier 1
215936486 | Central HP <5.4 tons | HEIL | HRCU-A-CB (Split System: Heat Pump with Remote Outdoor Unit-Air-Source) | H5H3V36*K*AAA* |  |  | EVD5X49M24A*+WALLCON | *95CSU1002122B* | 35600 | 22 | 8.5 | 38000 | 28400 | 74.74% | 2.06 | 0 | 12.5 |  |  |  | No | R-454B | 2.9667 | Residential & Commercial | Ducted CEE Tier 1
215936786 | Central HP <5.4 tons | HEIL | HRCU-A-CB (Split System: Heat Pump with Remote Outdoor Unit-Air-Source) | H5H3V36*K*AAA* |  |  | EVD5X60M24A*+WALLCON | *95CSU0802120B* | 35400 | 21.5 | 8.5 | 38000 | 28600 | 75.26% | 2.04 | 0 | 12 |  |  |  | No | R-454B | 2.95 | Residential & Commercial | Ducted CEE Tier 1
215936886 | Central HP <5.4 tons | HEIL | HRCU-A-CB (Split System: Heat Pump with Remote Outdoor Unit-Air-Source) | H5H3V36*K*AAA* |  |  | EVD5X61M21A*+WALLCON | *95CSU1002122B* | 36000 | 22 | 8.5 | 37600 | 28400 | 75.53% | 2.04 | 0 | 12.5 |  |  |  | No | R-454B | 3 | Residential & Commercial | Ducted CEE Tier 1
215667932 | Central HP <5.4 tons | HEIL | HRCU-A-CB (Split System: Heat Pump with Remote Outdoor Unit-Air-Source) | H5H0V24*K*AAA* |  |  | EA*5X37M21A*+WALLCON | *96CTN1002122B* | 24000 | 17.5 | 9 | 23200 | 16300 | 70.26% | 2.02 | 0 | 10.5 |  |  |  | No | R-454B | 2 | Residential & Commercial | Ducted CEE Tier 1
215667764 | Central HP <5.4 tons | HEIL | HRCU-A-CB (Split System: Heat Pump with Remote Outdoor Unit-Air-Source) | H5H0V24*K*AAA* |  |  | EA*5X37M17A*+WALLCON | *80CTL0901716B* | 23800 | 17 | 9 | 23400 | 16500 | 70.51% | 2 | 0 | 10.5 |  |  |  | No | R-454B | 1.9833 | Residential & Commercial | Ducted CEE Tier 1
206773023 | Central HP <5.4 tons | DAY & NIGHT | HRCU-A-CB (Split System: Heat Pump with Remote Outdoor Unit-Air-Source) | CVH837GKA2* |  |  | EHD4X48AAL+WALLCON | *97CMN0602120A* | 32400 | 16.5 | 8.1 | 33200 | 25200 | 75.9% | 1.94 | 11.5 | 11 |  |  |  | No | R-410A | 2.7 | Residential & Commercial | Ducted CEE Tier 1
206773140 | Central HP <5.4 tons | DAY & NIGHT | HRCU-A-CB (Split System: Heat Pump with Remote Outdoor Unit-Air-Source) | CVH837GKA2* |  |  | EA*4X48L21A*+WALLCON | *80CSU0401712A* | 32400 | 17.5 | 8.1 | 32600 | 25000 | 76.69% | 1.96 | 12 | 11 |  |  |  | No | R-410A | 2.7 | Residential & Commercial | Ducted CEE Tier 1
212383397 | Central HP <5.4 tons | TEMPSTAR | HRCU-A-CB (Split System: Heat Pump with Remote Outdoor Unit-Air-Source) | DLCURAH36ABK |  |  | EA*4X37L17A* | *80ESU0601716A | 36600 | 15.5 | 8.5 | 39500 | 35000 | 88.61% | 2.04 | 0 | 10 |  |  |  | No | R-410A | 3.05 | Residential & Commercial | Ducted CEE Tier 1
213781100 | Central HP <5.4 tons | COMFORTMAKER | HRCU-A-CB (Split System: Heat Pump with Remote Outdoor Unit-Air-Source) | CVH837GKA2* |  |  | EA*4X42L24A*+WALLCON | *80CTL1102120B* | 31800 | 17 | 8.1 | 32800 | 24200 | 73.78% | 1.88 | 0 | 11 |  |  |  | No | R-410A | 2.65 | Residential & Commercial | Ducted CEE Tier 1
213781250 | Central HP <5.4 tons | COMFORTMAKER | HRCU-A-CB (Split System: Heat Pump with Remote Outdoor Unit-Air-Source) | CVH837GKA2* |  |  | EA*4X43L21A*+WALLCON | *96CTN0601714B* | 32800 | 17 | 8.1 | 33000 | 25400 | 76.97% | 1.96 | 0 | 11 |  |  |  | No | R-410A | 2.7333 | Residential & Commercial | Ducted CEE Tier 1
213781650 | Central HP <5.4 tons | COMFORTMAKER | HRCU-A-CB (Split System: Heat Pump with Remote Outdoor Unit-Air-Source) | CVH837GKA2* |  |  | EA*4X61L21A*+WALLCON | *96CTN1002122B* | 33200 | 17.5 | 8.5 | 32000 | 24800 | 77.5% | 1.98 | 0 | 11.7 |  |  |  | No | R-410A | 2.7667 | Residential & Commercial | Ducted CEE Tier 1
213781950 | Central HP <5.4 tons | COMFORTMAKER | HRCU-A-CB (Split System: Heat Pump with Remote Outdoor Unit-Air-Source) | CVH837GKA2* |  |  | EHD4X42AAL+WALLCON | *80CTL1352422B* | 32600 | 16.5 | 8.1 | 33000 | 24600 | 74.55% | 1.96 | 0 | 11 |  |  |  | No | R-410A | 2.7167 | Residential & Commercial | Ducted CEE Tier 1
210472840 | Central HP <5.4 tons | TEMPSTAR | HRCU-A-CB (Split System: Heat Pump with Remote Outdoor Unit-Air-Source) | TVH825GKA3* |  |  | EA*4X42L21A*+WALLCON | *95CSU1002122A* | 23800 | 16.5 | 8.1 | 21400 | 16600 | 77.57% | 1.96 | 0 | 11 |  |  |  | No | R-410A | 1.9833 | Residential & Commercial | Ducted CEE Tier 1
210472906 | Central HP <5.4 tons | TEMPSTAR | HRCU-A-CB (Split System: Heat Pump with Remote Outdoor Unit-Air-Source) | TVH825GKA3* |  |  | EA*4X42L21A*+WALLCON | *96CTN0601714A* | 23600 | 16.5 | 8.1 | 21400 | 16700 | 78.04% | 1.94 | 0 | 11 |  |  |  | No | R-410A | 1.9667 | Residential & Commercial | Ducted CEE Tier 1
210473705 | Central HP <5.4 tons | TEMPSTAR | HRCU-A-CB (Split System: Heat Pump with Remote Outdoor Unit-Air-Source) | TVH825GKA3* |  |  | END4X42L17**+WALLCON | *80CTL0901716A* | 24000 | 17 | 8.1 | 21400 | 16600 | 77.57% | 2 | 0 | 11.5 |  |  |  | No | R-410A | 2 | Residential & Commercial | Ducted CEE Tier 1
210474090 | Central HP <5.4 tons | TEMPSTAR | HRCU-A-CB (Split System: Heat Pump with Remote Outdoor Unit-Air-Source) | TVH825GKA3* |  |  | EN(A,D)4X48L24**+WALLCON | *80CSU1002120A* | 24000 | 16.5 | 8.1 | 21400 | 16600 | 77.57% | 2 | 0 | 11 |  |  |  | No | R-410A | 2 | Residential & Commercial | Ducted CEE Tier 1
215676336 | Central HP <5.4 tons | AIRQUEST | HRCU-A-CB (Split System: Heat Pump with Remote Outdoor Unit-Air-Source) | H5H0V48*K*AAA* |  |  | EVD5X49M24A*+WALLCON | *95CSU1002122B* | 48000 | 19 | 9 | 50000 | 36400 | 72.8% | 2.02 | 0 | 10 |  |  |  | No | R-454B | 4 | Residential & Commercial | Ducted CEE Tier 1
215676586 | Central HP <5.4 tons | AIRQUEST | HRCU-A-CB (Split System: Heat Pump with Remote Outdoor Unit-Air-Source) | H5H0V48*K*AAA* |  |  | EVD5X60M24A*+WALLCON | *80CSU0802120A* | 48000 | 19 | 9 | 50000 | 36400 | 72.8% | 2.12 | 0 | 10 |  |  |  | No | R-454B | 4 | Residential & Commercial | Ducted CEE Tier 1
215676356 | Central HP <5.4 tons | AIRQUEST | HRCU-A-CB (Split System: Heat Pump with Remote Outdoor Unit-Air-Source) | H5H0V48*K*AAA* |  |  | EVD5X49M24A*+WALLCON | *97CMN0802120B* | 48000 | 19 | 9 | 50000 | 36600 | 73.2% | 2 | 0 | 10 |  |  |  | No | R-454B | 4 | Residential & Commercial | Ducted CEE Tier 1
215676406 | Central HP <5.4 tons | AIRQUEST | HRCU-A-CB (Split System: Heat Pump with Remote Outdoor Unit-Air-Source) | H5H0V48*K*AAA* |  |  | EVD5X60M21A*+WALLCON | *80CSU0601716A* | 48000 | 19 | 9 | 50000 | 36800 | 73.6% | 2 | 0 | 10 |  |  |  | No | R-454B | 4 | Residential & Commercial | Ducted CEE Tier 1
215676806 | Central HP <5.4 tons | AIRQUEST | HRCU-A-CB (Split System: Heat Pump with Remote Outdoor Unit-Air-Source) | H5H0V48*K*AAA* |  |  | EVD5X61M21A*+WALLCON | *97CMN0801714B* | 48000 | 18.5 | 9 | 50000 | 37400 | 74.8% | 1.98 | 0 | 10 |  |  |  | No | R-454B | 4 | Residential & Commercial | Ducted CEE Tier 1
206790639 | Central HP <5.4 tons | BRYANT HEATING AND COOLING SYSTEMS | HRCU-A-CB (Split System: Heat Pump with Remote Outdoor Unit-Air-Source) | 284ANV048*0**B* |  |  | CAP**6124AL*+UI | 83*CA60100C21*** | 45500 | 21 | 9.5 | 46000 | 36400 | 79.13% | 2.34 | 12.5 | 11.7 |  |  |  | No | R-410A | 3.7917 | Residential & Commercial | Ducted CEE Tier 1
213780760 | Central HP <5.4 tons | COMFORTMAKER | HRCU-A-CB (Split System: Heat Pump with Remote Outdoor Unit-Air-Source) | CVH837GKA2* |  |  | EA*4X36L21A*+WALLCON | *80CTL0902120B* | 31600 | 17 | 8.1 | 32800 | 24200 | 73.78% | 1.86 | 0 | 11 |  |  |  | No | R-410A | 2.6333 | Residential & Commercial | Ducted CEE Tier 1
213780910 | Central HP <5.4 tons | COMFORTMAKER | HRCU-A-CB (Split System: Heat Pump with Remote Outdoor Unit-Air-Source) | CVH837GKA2* |  |  | EA*4X37L21A*+WALLCON | *97CMN0601714B* | 32600 | 16.5 | 8.1 | 33200 | 25400 | 76.51% | 1.94 | 0 | 11 |  |  |  | No | R-410A | 2.7167 | Residential & Commercial | Ducted CEE Tier 1
213781010 | Central HP <5.4 tons | COMFORTMAKER | HRCU-A-CB (Split System: Heat Pump with Remote Outdoor Unit-Air-Source) | CVH837GKA2* |  |  | EA*4X42L21A*+WALLCON | *80CTL1102120B* | 31800 | 17 | 8.1 | 32800 | 24200 | 73.78% | 1.88 | 0 | 11 |  |  |  | No | R-410A | 2.65 | Residential & Commercial | Ducted CEE Tier 1
216453212 | Central HP <5.4 tons | AMERICAN STANDARD | HRCU-A-CB (Split System: Heat Pump with Remote Outdoor Unit-Air-Source) | 5A6V0X48A1 |  |  | 5TXCD010AS3 | S8V2D120M5PDB | 46000 | 20.4 | 10 | 47000 | 33600 | 71.49% | 2.1 | 0 | 12 |  |  |  | No | R-454B | 3.8333 | Residential & Commercial | Ducted CEE Tier 1
216453214 | Central HP <5.4 tons | AMERICAN STANDARD | HRCU-A-CB (Split System: Heat Pump with Remote Outdoor Unit-Air-Source) | 5A6V0X48A1 |  |  | 5TXCD010AS3 | S8V2C100M5PCB | 45500 | 20 | 9.7 | 47000 | 33800 | 71.91% | 2.1 | 0 | 12 |  |  |  | No | R-454B | 3.7917 | Residential & Commercial | Ducted CEE Tier 1
213781040 | Central HP <5.4 tons | COMFORTMAKER | HRCU-A-CB (Split System: Heat Pump with Remote Outdoor Unit-Air-Source) | CVH837GKA2* |  |  | EA*4X42L21A*+WALLCON | *97CMN0801714B* | 31600 | 16.5 | 8.1 | 33400 | 24600 | 73.65% | 1.86 | 0 | 10.5 |  |  |  | No | R-410A | 2.6333 | Residential & Commercial | Ducted CEE Tier 1
211378908 | Central HP <5.4 tons | YORK | HRCU-A-CB (Split System: Heat Pump with Remote Outdoor Unit-Air-Source) | HMH72B341 |  |  | XAFC36DBCN1 | TL8E080C16UH11 | 34000 | 17.5 | 8.1 | 34000 | 24200 | 71.18% | 2.1 | 0 | 10 |  |  |  | No | R-410A | 2.8333 | Residential & Commercial | Ducted CEE Tier 1
211377670 | Central HP <5.4 tons | YORK | HRCU-A-CB (Split System: Heat Pump with Remote Outdoor Unit-Air-Source) | HMH72B341 |  |  | XAFB36DBCN1 | TP9C080B12MP13 | 33600 | 17.5 | 8.5 | 33400 | 23400 | 70.06% | 2.04 | 0 | 10 |  |  |  | No | R-410A | 2.8 | Residential & Commercial | Ducted CEE Tier 1
215939626 | Central HP <5.4 tons | HEIL | HRCU-A-CB (Split System: Heat Pump with Remote Outdoor Unit-Air-Source) | H5H3V36*K*AAA* |  |  | EA*5X36M17A*+WALLCON | *97CTN0601716A* | 32000 | 18.5 | 9 | 35800 | 27600 | 77.09% | 1.88 | 0 | 10.5 |  |  |  | No | R-454B | 2.6667 | Residential & Commercial | Ducted CEE Tier 1
215939736 | Central HP <5.4 tons | HEIL | HRCU-A-CB (Split System: Heat Pump with Remote Outdoor Unit-Air-Source) | H5H3V36*K*AAA* |  |  | EA*5X48M21A*+WALLCON | *80CSU0601716B* | 33400 | 20.5 | 9.5 | 34400 | 26200 | 76.16% | 2.04 | 0 | 11.7 |  |  |  | No | R-454B | 2.7833 | Residential & Commercial | Ducted CEE Tier 1
215679676 | Central HP <5.4 tons | AIRQUEST | HRCU-A-CB (Split System: Heat Pump with Remote Outdoor Unit-Air-Source) | H5H0V36*K*AAA* |  |  | EA*5X61M24A*+WALLCON | *97CTN0802120A* | 34800 | 18 | 9 | 34400 | 24800 | 72.09% | 1.92 | 0 | 10.5 |  |  |  | No | R-454B | 2.9 | Residential & Commercial | Ducted CEE Tier 1
215939786 | Central HP <5.4 tons | HEIL | HRCU-A-CB (Split System: Heat Pump with Remote Outdoor Unit-Air-Source) | H5H3V36*K*AAA* |  |  | EA*5X60M24A*+WALLCON | *96CTN0802120B* | 34000 | 20 | 9.5 | 34200 | 26000 | 76.02% | 2.06 | 0 | 11.7 |  |  |  | No | R-454B | 2.8333 | Residential & Commercial | Ducted CEE Tier 1
215939886 | Central HP <5.4 tons | HEIL | HRCU-A-CB (Split System: Heat Pump with Remote Outdoor Unit-Air-Source) | H5H3V36*K*AAA* |  |  | EA*5X61M21A*+WALLCON | *97CTN1002122A* | 34400 | 20.5 | 9.5 | 34200 | 26000 | 76.02% | 2.06 | 0 | 12 |  |  |  | No | R-454B | 2.8667 | Residential & Commercial | Ducted CEE Tier 1
215940186 | Central HP <5.4 tons | HEIL | HRCU-A-CB (Split System: Heat Pump with Remote Outdoor Unit-Air-Source) | H5H3V36*K*AAA* |  |  | ESH5X60M12A*+WALLCON | *80CSU0401712B* | 34200 | 19.5 | 9 | 34200 | 26000 | 76.02% | 1.94 | 0 | 11.7 |  |  |  | No | R-454B | 2.85 | Residential & Commercial | Ducted CEE Tier 1
215940566 | Central HP <5.4 tons | HEIL | HRCU-A-CB (Split System: Heat Pump with Remote Outdoor Unit-Air-Source) | H5H3V36*K*AAA* |  |  | EVD5X36M21A*+WALLCON | *97CTN1002122A* | 34400 | 21 | 8.5 | 38500 | 28000 | 72.73% | 2.06 | 0 | 12 |  |  |  | No | R-454B | 2.8667 | Residential & Commercial | Ducted CEE Tier 1
215940886 | Central HP <5.4 tons | HEIL | HRCU-A-CB (Split System: Heat Pump with Remote Outdoor Unit-Air-Source) | H5H3V36*K*AAA* |  |  | EVD5X60M24A*+WALLCON | *97CTN0802120A* | 35400 | 21.5 | 8.5 | 38000 | 28600 | 75.26% | 2.04 | 0 | 12 |  |  |  | No | R-454B | 2.95 | Residential & Commercial | Ducted CEE Tier 1
215942422 | Central HP <5.4 tons | HEIL | HRCU-A-CB (Split System: Heat Pump with Remote Outdoor Unit-Air-Source) | H5H3V36*K*AAA* |  |  | EVM5X61M24A*+WALLCON | *80CSU1002120A* | 36000 | 22 | 8.5 | 37400 | 28200 | 75.4% | 2.04 | 0 | 12.5 |  |  |  | No | R-454B | 3 | Residential & Commercial | Ducted CEE Tier 1
213779100 | Central HP <5.4 tons | COMFORTMAKER | HRCU-A-CB (Split System: Heat Pump with Remote Outdoor Unit-Air-Source) | CVH837GKA** |  |  | EA*4X42L21A*+WALLCON | *80CTL1102120B* | 31800 | 17 | 8.1 | 32800 | 24200 | 73.78% | 1.88 | 0 | 11 |  |  |  | No | R-410A | 2.65 | Residential & Commercial | Ducted CEE Tier 1
213779200 | Central HP <5.4 tons | COMFORTMAKER | HRCU-A-CB (Split System: Heat Pump with Remote Outdoor Unit-Air-Source) | CVH837GKA** |  |  | EA*4X42L24A*+WALLCON | *80CTL1352422B* | 31800 | 17 | 8.1 | 33000 | 24200 | 73.33% | 1.88 | 0 | 11 |  |  |  | No | R-410A | 2.65 | Residential & Commercial | Ducted CEE Tier 1
213779320 | Central HP <5.4 tons | COMFORTMAKER | HRCU-A-CB (Split System: Heat Pump with Remote Outdoor Unit-Air-Source) | CVH837GKA** |  |  | EA*4X43L21A*+WALLCON | *97CMN0801714B* | 32800 | 17 | 8.1 | 33000 | 25200 | 76.36% | 1.96 | 0 | 11 |  |  |  | No | R-410A | 2.7333 | Residential & Commercial | Ducted CEE Tier 1
213779670 | Central HP <5.4 tons | COMFORTMAKER | HRCU-A-CB (Split System: Heat Pump with Remote Outdoor Unit-Air-Source) | CVH837GKA** |  |  | EA*4X61L21A*+WALLCON | *80CTL1102120B* | 33200 | 17.5 | 8.5 | 32000 | 24800 | 77.5% | 1.98 | 0 | 11.5 |  |  |  | No | R-410A | 2.7667 | Residential & Commercial | Ducted CEE Tier 1
213779770 | Central HP <5.4 tons | COMFORTMAKER | HRCU-A-CB (Split System: Heat Pump with Remote Outdoor Unit-Air-Source) | CVH837GKA** |  |  | EA*4X61L24A*+WALLCON | *80CTL1352422B* | 33200 | 17.5 | 8.5 | 32000 | 24800 | 77.5% | 2 | 0 | 11.7 |  |  |  | No | R-410A | 2.7667 | Residential & Commercial | Ducted CEE Tier 1
211245228 | Central HP <5.4 tons | HEIL | HRCU-A-CB (Split System: Heat Pump with Remote Outdoor Unit-Air-Source) | DLCURAH24ABK |  |  | EN(A,D,W)4X36L17** | *92ESN0401712A* | 23600 | 15.5 | 8.1 | 26200 | 23400 | 89.31% | 1.92 | 0 | 10 |  |  |  | No | R-410A | 1.9667 | Residential & Commercial | Ducted CEE Tier 1
204299117 | Central HP <5.4 tons | HEIL | HRCU-A-CB (Split System: Heat Pump with Remote Outdoor Unit-Air-Source) | HVH837GKA** |  |  | EA*4X42L24A*+WALLCON | *97CMN1202422A* | 31800 | 17 | 8.1 | 33200 | 24400 | 73.49% | 1.88 | 11.5 | 11 |  |  |  | No | R-410A | 2.65 | Residential & Commercial | Ducted CEE Tier 1
204298767 | Central HP <5.4 tons | HEIL | HRCU-A-CB (Split System: Heat Pump with Remote Outdoor Unit-Air-Source) | HVH837GKA** |  |  | EA*4X36L21A*+WALLCON | *80CTL0901716A* | 31600 | 17.5 | 8.1 | 33000 | 24200 | 73.33% | 1.86 | 11.5 | 11.5 |  |  |  | No | R-410A | 2.6333 | Residential & Commercial | Ducted CEE Tier 1
212974675 | Central HP <5.4 tons | TEMPSTAR | HRCU-A-CB (Split System: Heat Pump with Remote Outdoor Unit-Air-Source) | DLCURAH18ABK |  |  | EA*4X30L14A* | *96VTN0401410B* | 17300 | 16 | 8.1 | 17900 | 18700 | 104.5% | 2.24 | 0 | 10.5 |  |  |  | No | R-410A | 1.4417 | Residential & Commercial | Ducted CEE Tier 1
212974727 | Central HP <5.4 tons | TEMPSTAR | HRCU-A-CB (Split System: Heat Pump with Remote Outdoor Unit-Air-Source) | DLCURAH18ABK |  |  | EN(A,D)4X24L17** | *96VTN0401410B* | 17300 | 15.5 | 8.5 | 18400 | 19200 | 104.3% | 2.3 | 0 | 10.5 |  |  |  | No | R-410A | 1.4417 | Residential & Commercial | Ducted CEE Tier 1
212975795 | Central HP <5.4 tons | TEMPSTAR | HRCU-A-CB (Split System: Heat Pump with Remote Outdoor Unit-Air-Source) | DLCURAH18ABK |  |  | EA*4X24L17A* | *96VTN0801716B* | 17200 | 16 | 8.5 | 18200 | 19400 | 106.6% | 2.34 | 0 | 10.5 |  |  |  | No | R-410A | 1.4333 | Residential & Commercial | Ducted CEE Tier 1
212978805 | Central HP <5.4 tons | TEMPSTAR | HRCU-A-CB (Split System: Heat Pump with Remote Outdoor Unit-Air-Source) | DLCURAH18ABK |  |  | EN(A,D)4X30L17** | *80MS(N,L)0701712A* | 17700 | 16.5 | 8.1 | 18200 | 18600 | 102.2% | 2.24 | 0 | 11 |  |  |  | No | R-410A | 1.475 | Residential & Commercial | Ducted CEE Tier 1
206765853 | Central HP <5.4 tons | HEIL | HRCU-A-CB (Split System: Heat Pump with Remote Outdoor Unit-Air-Source) | HVH825GKA3* |  |  | EA*4X37L17A*+WALLCON | *80CTL0451712A* | 24000 | 16 | 8.1 | 21600 | 16800 | 77.78% | 1.98 | 11 | 10.5 |  |  |  | No | R-410A | 2 | Residential & Commercial | Ducted CEE Tier 1
206765502 | Central HP <5.4 tons | HEIL | HRCU-A-CB (Split System: Heat Pump with Remote Outdoor Unit-Air-Source) | HVH825GKA3* |  |  | EA*4X25L17A*+WALLCON | *80CTL0701716A* | 24400 | 16.5 | 8.1 | 21200 | 16600 | 78.3% | 2.02 | 11 | 11 |  |  |  | No | R-410A | 2.0333 | Residential & Commercial | Ducted CEE Tier 1
212970873 | Central HP <5.4 tons | AIRQUEST | HRCU-A-CB (Split System: Heat Pump with Remote Outdoor Unit-Air-Source) | DLCURAH18ABK |  |  | EA*4X24L17A* | *80VTL0451412B* | 17700 | 16.5 | 8.5 | 18600 | 19300 | 103.8% | 2.32 | 0 | 10.5 |  |  |  | No | R-410A | 1.475 | Residential & Commercial | Ducted CEE Tier 1
212971474 | Central HP <5.4 tons | HEIL | HRCU-A-CB (Split System: Heat Pump with Remote Outdoor Unit-Air-Source) | DLCURAH18ABK |  |  | EA*4X30L17A* | *80VTL0701716B* | 17700 | 16.5 | 8.5 | 18200 | 18700 | 102.7% | 2.24 | 0 | 10.5 |  |  |  | No | R-410A | 1.475 | Residential & Commercial | Ducted CEE Tier 1
214228978 | Central HP <5.4 tons | TEMPSTAR | HRCU-A-CB (Split System: Heat Pump with Remote Outdoor Unit-Air-Source) | DLCURAH18ABK |  |  | EA*4X19L17A* | *80MSU0601716A* | 18100 | 16.5 | 8.5 | 18000 | 17700 | 98.33% | 2.14 | 0 | 11 |  |  |  | No | R-410A | 1.5083 | Residential & Commercial | Ducted CEE Tier 1
212975451 | Central HP <5.4 tons | TEMPSTAR | HRCU-A-CB (Split System: Heat Pump with Remote Outdoor Unit-Air-Source) | DLCURAH18ABK |  |  | EN(A,D)4X18L14** | *96VTN0601412B* | 17300 | 16 | 8.5 | 18500 | 19200 | 103.8% | 2.3 | 0 | 10.5 |  |  |  | No | R-410A | 1.4417 | Residential & Commercial | Ducted CEE Tier 1
210474458 | Central HP <5.4 tons | TEMPSTAR | HRCU-A-CB (Split System: Heat Pump with Remote Outdoor Unit-Air-Source) | TVH825GKA3* |  |  | EHD4X48AAL+WALLCON | *95CSU0802120A* | 24200 | 16.5 | 8.1 | 21200 | 16600 | 78.3% | 2.02 | 0 | 11 |  |  |  | No | R-410A | 2.0167 | Residential & Commercial | Ducted CEE Tier 1
214807641 | Central HP <5.4 tons | YORK | HRCU-A-CB (Split System: Heat Pump with Remote Outdoor Unit-Air-Source) | HH860E2S11 |  |  | CTU60C5XGS1+JME16C2SN1+TXV |  | 45000 | 19 | 9 | 45000 | 33000 | 73.33% | 2 | 0 | 12 |  |  |  | No | R-454B | 3.75 | Residential & Commercial | Ducted CEE Tier 1
214807659 | Central HP <5.4 tons | YORK | HRCU-A-CB (Split System: Heat Pump with Remote Outdoor Unit-Air-Source) | HH860E2S11 |  |  | CTU60C5XGS1+TXV | Y81E100C20SMPS1 | 44500 | 18 | 9 | 44500 | 33400 | 75.06% | 2 | 0 | 12 |  |  |  | No | R-454B | 3.7083 | Residential & Commercial | Ducted CEE Tier 1
214807662 | Central HP <5.4 tons | YORK | HRCU-A-CB (Split System: Heat Pump with Remote Outdoor Unit-Air-Source) | HH860E2S11 |  |  | CTU60C5XGS1+TXV | TM8Y100C16MP11 | 44000 | 18 | 9 | 44000 | 33400 | 75.91% | 2 | 0 | 11.7 |  |  |  | No | R-454B | 3.6667 | Residential & Commercial | Ducted CEE Tier 1
215942452 | Central HP <5.4 tons | HEIL | HRCU-A-CB (Split System: Heat Pump with Remote Outdoor Unit-Air-Source) | H5H3V36*K*AAA* |  |  | EVD5X60M21A*+WALLCON | *97CMN0601714B* | 35200 | 21 | 8.5 | 37400 | 28000 | 74.87% | 2.06 | 0 | 11.7 |  |  |  | No | R-454B | 2.9333 | Residential & Commercial | Ducted CEE Tier 1
215942402 | Central HP <5.4 tons | HEIL | HRCU-A-CB (Split System: Heat Pump with Remote Outdoor Unit-Air-Source) | H5H3V36*K*AAA* |  |  | EVM5X60M21A*+WALLCON | *97CMN0601714B* | 35200 | 21 | 8.5 | 37400 | 28000 | 74.87% | 2.06 | 0 | 11.7 |  |  |  | No | R-454B | 2.9333 | Residential & Commercial | Ducted CEE Tier 1
215940766 | Central HP <5.4 tons | HEIL | HRCU-A-CB (Split System: Heat Pump with Remote Outdoor Unit-Air-Source) | H5H3V36*K*AAA* |  |  | EVD5X49M24A*+WALLCON | *96CTN0802120B* | 35400 | 21.5 | 8.5 | 38000 | 28600 | 75.26% | 2.04 | 0 | 12 |  |  |  | No | R-454B | 2.95 | Residential & Commercial | Ducted CEE Tier 1
215940836 | Central HP <5.4 tons | HEIL | HRCU-A-CB (Split System: Heat Pump with Remote Outdoor Unit-Air-Source) | H5H3V36*K*AAA* |  |  | EVD5X60M21A*+WALLCON | *97CTN0601716A* | 35200 | 21 | 8.5 | 38500 | 29200 | 75.84% | 2 | 0 | 11.7 |  |  |  | No | R-454B | 2.9333 | Residential & Commercial | Ducted CEE Tier 1
215940916 | Central HP <5.4 tons | HEIL | HRCU-A-CB (Split System: Heat Pump with Remote Outdoor Unit-Air-Source) | H5H3V36*K*AAA* |  |  | EVD5X61M21A*+WALLCON | *97CTN0801716A* | 35600 | 21.5 | 8.5 | 38000 | 28800 | 75.79% | 2.04 | 0 | 12 |  |  |  | No | R-454B | 2.9667 | Residential & Commercial | Ducted CEE Tier 1
210596722 | Central HP <5.4 tons | DAY & NIGHT | HRCU-A-CB (Split System: Heat Pump with Remote Outdoor Unit-Air-Source) | CVH825GKA2* |  |  | EA*4X42L24A*+WALLCON | *95CSU0802120A* | 23800 | 17 | 8.1 | 21400 | 16600 | 77.57% | 1.96 | 0 | 11 |  |  |  | No | R-410A | 1.9833 | Residential & Commercial | Ducted CEE Tier 1
210596772 | Central HP <5.4 tons | DAY & NIGHT | HRCU-A-CB (Split System: Heat Pump with Remote Outdoor Unit-Air-Source) | CVH825GKA2* |  |  | EA*4X43L21A*+WALLCON | *80CTL0901716A* | 24600 | 17.5 | 8.5 | 21000 | 16500 | 78.57% | 2.04 | 0 | 11.7 |  |  |  | No | R-410A | 2.05 | Residential & Commercial | Ducted CEE Tier 1
210596888 | Central HP <5.4 tons | DAY & NIGHT | HRCU-A-CB (Split System: Heat Pump with Remote Outdoor Unit-Air-Source) | CVH825GKA2* |  |  | EHD4X42AAL+WALLCON | *80CSU1002120A* | 24200 | 16 | 8.1 | 21400 | 16700 | 78.04% | 2 | 0 | 10.5 |  |  |  | No | R-410A | 2.0167 | Residential & Commercial | Ducted CEE Tier 1
206133652 | Central HP <5.4 tons | DAY & NIGHT | HRCU-A-CB (Split System: Heat Pump with Remote Outdoor Unit-Air-Source) | CVH825GKA2* |  |  | EHD4X30AAL+WALLCON | *80CSU0401712A* | 23800 | 16 | 8.1 | 21800 | 16800 | 77.06% | 1.98 | 11 | 10.5 |  |  |  | No | R-410A | 1.9833 | Residential & Commercial | Ducted CEE Tier 1
206133772 | Central HP <5.4 tons | DAY & NIGHT | HRCU-A-CB (Split System: Heat Pump with Remote Outdoor Unit-Air-Source) | CVH825GKA2* |  |  | EA*4X36L21A*+WALLCON | *95CSU0601716A* | 23600 | 16.5 | 8.1 | 21600 | 16700 | 77.31% | 1.92 | 11 | 10.5 |  |  |  | No | R-410A | 1.9667 | Residential & Commercial | Ducted CEE Tier 1
204456459 | Central HP <5.4 tons | DAY & NIGHT | HRCU-A-CB (Split System: Heat Pump with Remote Outdoor Unit-Air-Source) | CVH825GKA2* |  |  | EA*4X25L17A*+WALLCON | *96CTN0601714A* | 24200 | 16.5 | 8.1 | 21400 | 16700 | 78.04% | 2 | 11 | 11 |  |  |  | No | R-410A | 2.0167 | Residential & Commercial | Ducted CEE Tier 1
213781140 | Central HP <5.4 tons | COMFORTMAKER | HRCU-A-CB (Split System: Heat Pump with Remote Outdoor Unit-Air-Source) | CVH837GKA2* |  |  | EA*4X42L24A*+WALLCON | *96CTN1002122B* | 31800 | 17 | 8.1 | 33000 | 24200 | 73.33% | 1.88 | 0 | 11 |  |  |  | No | R-410A | 2.65 | Residential & Commercial | Ducted CEE Tier 1
213781060 | Central HP <5.4 tons | COMFORTMAKER | HRCU-A-CB (Split System: Heat Pump with Remote Outdoor Unit-Air-Source) | CVH837GKA2* |  |  | EA*4X42L21A*+WALLCON | *96CTN0601714B* | 31600 | 16.5 | 8.1 | 33200 | 24600 | 74.1% | 1.86 | 0 | 10.5 |  |  |  | No | R-410A | 2.6333 | Residential & Commercial | Ducted CEE Tier 1
213781530 | Central HP <5.4 tons | COMFORTMAKER | HRCU-A-CB (Split System: Heat Pump with Remote Outdoor Unit-Air-Source) | CVH837GKA2* |  |  | EA*4X60L24A*+WALLCON | *96CTN1202422B* | 32800 | 17.5 | 8.1 | 31800 | 24600 | 77.36% | 1.98 | 0 | 11.5 |  |  |  | No | R-410A | 2.7333 | Residential & Commercial | Ducted CEE Tier 1
213781630 | Central HP <5.4 tons | COMFORTMAKER | HRCU-A-CB (Split System: Heat Pump with Remote Outdoor Unit-Air-Source) | CVH837GKA2* |  |  | EA*4X61L21A*+WALLCON | *96CTN0601714B* | 33000 | 17 | 8.1 | 32200 | 25000 | 77.64% | 1.96 | 0 | 11 |  |  |  | No | R-410A | 2.75 | Residential & Commercial | Ducted CEE Tier 1
213781680 | Central HP <5.4 tons | COMFORTMAKER | HRCU-A-CB (Split System: Heat Pump with Remote Outdoor Unit-Air-Source) | CVH837GKA2* |  |  | EA*4X61L24A*+WALLCON | *80CTL1352422B* | 33200 | 17.5 | 8.5 | 32000 | 24800 | 77.5% | 2 | 0 | 11.7 |  |  |  | No | R-410A | 2.7667 | Residential & Commercial | Ducted CEE Tier 1
213781190 | Central HP <5.4 tons | COMFORTMAKER | HRCU-A-CB (Split System: Heat Pump with Remote Outdoor Unit-Air-Source) | CVH837GKA2* |  |  | EA*4X43L21A*+WALLCON | *80CTL0902120B* | 32800 | 17 | 8.5 | 32600 | 25000 | 76.69% | 1.98 | 0 | 11.5 |  |  |  | No | R-410A | 2.7333 | Residential & Commercial | Ducted CEE Tier 1
213781390 | Central HP <5.4 tons | COMFORTMAKER | HRCU-A-CB (Split System: Heat Pump with Remote Outdoor Unit-Air-Source) | CVH837GKA2* |  |  | EA*4X48L21A*+WALLCON | *96CTN1002122B* | 32400 | 17 | 8.1 | 32600 | 24800 | 76.07% | 1.98 | 0 | 11 |  |  |  | No | R-410A | 2.7 | Residential & Commercial | Ducted CEE Tier 1
211377515 | Central HP <5.4 tons | YORK | HRCU-A-CB (Split System: Heat Pump with Remote Outdoor Unit-Air-Source) | HMH72B341 |  |  | XAFC36DXXN1+TXV | YP9C100C16MP13 | 34000 | 17.5 | 8.5 | 34000 | 24000 | 70.59% | 2.1 | 0 | 10 |  |  |  | No | R-410A | 2.8333 | Residential & Commercial | Ducted CEE Tier 1
211377568 | Central HP <5.4 tons | YORK | HRCU-A-CB (Split System: Heat Pump with Remote Outdoor Unit-Air-Source) | HMH72B341 |  |  | XAFC36DXXN1+TXV | YP9C080C16MP13 | 34000 | 17.5 | 8.1 | 33800 | 23800 | 70.41% | 2.08 | 0 | 10 |  |  |  | No | R-410A | 2.8333 | Residential & Commercial | Ducted CEE Tier 1
215939706 | Central HP <5.4 tons | HEIL | HRCU-A-CB (Split System: Heat Pump with Remote Outdoor Unit-Air-Source) | H5H3V36*K*AAA* |  |  | EA*5X42M21A*+WALLCON | *97CTN1002122A* | 32800 | 20 | 9.5 | 34800 | 26600 | 76.44% | 2 | 0 | 11.5 |  |  |  | No | R-454B | 2.7333 | Residential & Commercial | Ducted CEE Tier 1
215939756 | Central HP <5.4 tons | HEIL | HRCU-A-CB (Split System: Heat Pump with Remote Outdoor Unit-Air-Source) | H5H3V36*K*AAA* |  |  | EA*5X48M21A*+WALLCON | *97CTN0801716A* | 33200 | 19.5 | 9.5 | 35000 | 26800 | 76.57% | 2.02 | 0 | 11 |  |  |  | No | R-454B | 2.7667 | Residential & Commercial | Ducted CEE Tier 1
215940816 | Central HP <5.4 tons | HEIL | HRCU-A-CB (Split System: Heat Pump with Remote Outdoor Unit-Air-Source) | H5H3V36*K*AAA* |  |  | EVD5X60M21A*+WALLCON | *80CSU0401712B* | 35800 | 22 | 8.5 | 38000 | 28400 | 74.74% | 2.02 | 0 | 12.5 |  |  |  | No | R-454B | 2.9833 | Residential & Commercial | Ducted CEE Tier 1
215942472 | Central HP <5.4 tons | HEIL | HRCU-A-CB (Split System: Heat Pump with Remote Outdoor Unit-Air-Source) | H5H3V36*K*AAA* |  |  | EVD5X61M21A*+WALLCON | *80CSU0601716A* | 35800 | 22 | 8.5 | 37400 | 28400 | 75.94% | 2.04 | 0 | 12 |  |  |  | No | R-454B | 2.9833 | Residential & Commercial | Ducted CEE Tier 1
216453243 | Central HP <5.4 tons | TRANE | HRCU-A-CB (Split System: Heat Pump with Remote Outdoor Unit-Air-Source) | 5TWV0X60A1 |  |  | 5PX*D010AS3 | S8V2D120M5PCB | 53000 | 18.8 | 9.4 | 54000 | 38000 | 70.37% | 2 | 0 | 10.5 |  |  |  | No | R-454B | 4.4167 | Residential & Commercial | Ducted CEE Tier 1
216453271 | Central HP <5.4 tons | TRANE | HRCU-A-CB (Split System: Heat Pump with Remote Outdoor Unit-Air-Source) | 5TWV0X60A1 |  |  | 5TXCD010AS3 | S8V2D120M5PDB | 53000 | 18.8 | 9.4 | 54000 | 38000 | 70.37% | 2 | 0 | 10.5 |  |  |  | No | R-454B | 4.4167 | Residential & Commercial | Ducted CEE Tier 1
215683615 | Central HP <5.4 tons | CARRIER | HRCU-A-CB (Split System: Heat Pump with Remote Outdoor Unit-Air-Source) | 27VNA024A*030* |  |  | CAA**2517AM*+UI | 59TN6C080C17**14 | 24000 | 17.5 | 9 | 23400 | 16400 | 70.09% | 2 | 0 | 10.5 |  |  |  | No | R-454B | 2 | Residential & Commercial | Ducted CEE Tier 1
215683665 | Central HP <5.4 tons | CARRIER | HRCU-A-CB (Split System: Heat Pump with Remote Outdoor Unit-Air-Source) | 27VNA024A*030* |  |  | CAA**3717AM*+UI | 58CU*A040C17**12 | 23800 | 17 | 9 | 23400 | 16500 | 70.51% | 2 | 0 | 10.5 |  |  |  | No | R-454B | 1.9833 | Residential & Commercial | Ducted CEE Tier 1
215683669 | Central HP <5.4 tons | CARRIER | HRCU-A-CB (Split System: Heat Pump with Remote Outdoor Unit-Air-Source) | 27VNA024A*030* |  |  | CAA**3717AM*+UI | 58TN*B045C17**12 | 23600 | 17 | 9 | 23600 | 16600 | 70.34% | 1.98 | 0 | 10 |  |  |  | No | R-454B | 1.9667 | Residential & Commercial | Ducted CEE Tier 1
215683685 | Central HP <5.4 tons | CARRIER | HRCU-A-CB (Split System: Heat Pump with Remote Outdoor Unit-Air-Source) | 27VNA024A*030* |  |  | CAA**3717AM*+UI | 59TN6C080C17**14 | 23800 | 17 | 9 | 23400 | 16500 | 70.51% | 2 | 0 | 10.5 |  |  |  | No | R-454B | 1.9833 | Residential & Commercial | Ducted CEE Tier 1
215941136 | Central HP <5.4 tons | HEIL | HRCU-A-CB (Split System: Heat Pump with Remote Outdoor Unit-Air-Source) | H5H3V48*K*AAA* |  |  | ESH5X48M12A*+WALLCON | *96CTN0802120B* | 44000 | 20 | 9 | 48500 | 36600 | 75.46% | 1.8 | 0 | 10.5 |  |  |  | No | R-454B | 3.6667 | Residential & Commercial | Ducted CEE Tier 1
215941666 | Central HP <5.4 tons | HEIL | HRCU-A-CB (Split System: Heat Pump with Remote Outdoor Unit-Air-Source) | H5H3V48*K*AAA* |  |  | EVD5X60M21A*+WALLCON | *96CTN0802120B* | 45500 | 20.5 | 8.1 | 53000 | 38500 | 72.64% | 1.95 | 0 | 11 |  |  |  | No | R-454B | 3.7917 | Residential & Commercial | Ducted CEE Tier 1
215934026 | Central HP <5.4 tons | HEIL | HRCU-A-CB (Split System: Heat Pump with Remote Outdoor Unit-Air-Source) | H5H3V48*K*AAA* |  |  | EA*5X48M21A*+WALLCON | *95CSU0802120B* | 43500 | 20.5 | 9 | 48000 | 36600 | 76.25% | 2 | 0 | 10.5 |  |  |  | No | R-454B | 3.625 | Residential & Commercial | Ducted CEE Tier 1
215942522 | Central HP <5.4 tons | HEIL | HRCU-A-CB (Split System: Heat Pump with Remote Outdoor Unit-Air-Source) | H5H3V36*K*AAA* |  |  | EVD5X61M21A*+WALLCON | *97CMN0802120B* | 35800 | 22 | 8.5 | 37400 | 28200 | 75.4% | 2.04 | 0 | 12.5 |  |  |  | No | R-454B | 2.9833 | Residential & Commercial | Ducted CEE Tier 1
215662839 | Central HP <5.4 tons | HEIL | HRCU-A-CB (Split System: Heat Pump with Remote Outdoor Unit-Air-Source) | H5H0V36*K*AAA* |  |  | FCMA5B48L0C*+WALLCON |  | 34800 | 19 | 9 | 34600 | 24600 | 71.1% | 1.96 | 0 | 11 |  |  |  | No | R-454B | 2.9 | Residential & Commercial | Ducted CEE Tier 1
215681806 | Central HP <5.4 tons | AIRQUEST | HRCU-A-CB (Split System: Heat Pump with Remote Outdoor Unit-Air-Source) | H5H0V48*K*AAA* |  |  | EVM5X48M21A*+WALLCON | *97CTN1002122A* | 47000 | 18.5 | 9 | 50000 | 36400 | 72.8% | 2 | 0 | 10 |  |  |  | No | R-454B | 3.9167 | Residential & Commercial | Ducted CEE Tier 1
215681856 | Central HP <5.4 tons | AIRQUEST | HRCU-A-CB (Split System: Heat Pump with Remote Outdoor Unit-Air-Source) | H5H0V48*K*AAA* |  |  | EVM5X49M21A*+WALLCON | *80CSU1002120B* | 48000 | 18.5 | 9 | 50000 | 36600 | 73.2% | 2 | 0 | 10 |  |  |  | No | R-454B | 4 | Residential & Commercial | Ducted CEE Tier 1
214626249 | Central HP <5.4 tons | LENNOX | HRCU-A-CB (Split System: Heat Pump with Remote Outdoor Unit-Air-Source) | SL25XPV-048-230A** |  |  | CK40CT-49C-0*+TDR | SL297UH080NV60C* | 45500 | 20 | 8.9 | 44000 | 36000 | 81.82% | 1.76 | 0 | 12 |  |  |  | No | R-410A | 3.7917 | Residential & Commercial | Ducted CEE Tier 1
204456841 | Central HP <5.4 tons | TEMPSTAR | HRCU-A-CB (Split System: Heat Pump with Remote Outdoor Unit-Air-Source) | TVH825GKA2* |  |  | EA*4X37L17A*+WALLCON | *96CTN0601714A* | 24000 | 16 | 8.1 | 21400 | 16800 | 78.5% | 1.98 | 11 | 11 |  |  |  | No | R-410A | 2 | Residential & Commercial | Ducted CEE Tier 1
215683913 | Central HP <5.4 tons | CARRIER | HRCU-A-CB (Split System: Heat Pump with Remote Outdoor Unit-Air-Source) | 27VNA036A*030* |  |  | CAA**3721AM*+UI | 59CU5B100C21**22 | 34600 | 18 | 9 | 35200 | 25000 | 71.02% | 1.9 | 0 | 10 |  |  |  | No | R-454B | 2.8833 | Residential & Commercial | Ducted CEE Tier 1
215683963 | Central HP <5.4 tons | CARRIER | HRCU-A-CB (Split System: Heat Pump with Remote Outdoor Unit-Air-Source) | 27VNA036A*030* |  |  | CAA**4221AM*+UI | 59MN7C100C21**22 | 33200 | 17.5 | 9 | 35800 | 25600 | 71.51% | 1.84 | 0 | 10 |  |  |  | No | R-454B | 2.7667 | Residential & Commercial | Ducted CEE Tier 1
215683985 | Central HP <5.4 tons | CARRIER | HRCU-A-CB (Split System: Heat Pump with Remote Outdoor Unit-Air-Source) | 27VNA036A*030* |  |  | CAA**4321AM*+UI | 58TN*B090C21**20 | 34600 | 18 | 9 | 35200 | 25000 | 71.02% | 1.9 | 0 | 10 |  |  |  | No | R-454B | 2.8833 | Residential & Commercial | Ducted CEE Tier 1
215675396 | Central HP <5.4 tons | AIRQUEST | HRCU-A-CB (Split System: Heat Pump with Remote Outdoor Unit-Air-Source) | H5H0V48*K*AAA* |  |  | EVM5X48M21A*+WALLCON | *80CTL1102120B* | 47000 | 18.5 | 9 | 50000 | 36400 | 72.8% | 2 | 0 | 10 |  |  |  | No | R-454B | 3.9167 | Residential & Commercial | Ducted CEE Tier 1
215675896 | Central HP <5.4 tons | AIRQUEST | HRCU-A-CB (Split System: Heat Pump with Remote Outdoor Unit-Air-Source) | H5H0V48*K*AAA* |  |  | EVM5X60M24A*+WALLCON | *80CTL1352422B* | 48000 | 19 | 9 | 50000 | 36400 | 72.8% | 2 | 0 | 10.5 |  |  |  | No | R-454B | 4 | Residential & Commercial | Ducted CEE Tier 1
214500305 | Central HP <5.4 tons | DAIKIN | HRCU-A-CB (Split System: Heat Pump with Remote Outdoor Unit-Air-Source) | DZ6VSA1810A* |  |  | CA*EA1818*4B*+MBVK12BP1X00A* |  | 16600 | 17.5 | 8.5 | 17400 | 13000 | 74.71% | 2.1 | 0 | 10.9 |  |  |  | No | R-410A | 1.3833 | Residential & Commercial | Ducted CEE Tier 1
213773870 | Central HP <5.4 tons | COMFORTMAKER | HRCU-A-CB (Split System: Heat Pump with Remote Outdoor Unit-Air-Source) | CVH825GKA3* |  |  | EA*4X48L24A*+WALLCON | *96CTN1202422B* | 24200 | 17 | 8.1 | 21000 | 16500 | 78.57% | 2.02 | 0 | 11 |  |  |  | No | R-410A | 2.0167 | Residential & Commercial | Ducted CEE Tier 1
213774540 | Central HP <5.4 tons | COMFORTMAKER | HRCU-A-CB (Split System: Heat Pump with Remote Outdoor Unit-Air-Source) | CVH825GKA3* |  |  | EHD4X42AAL+WALLCON | *96CTN1002122B* | 24200 | 16 | 8.1 | 21400 | 16600 | 77.57% | 2 | 0 | 10.5 |  |  |  | No | R-410A | 2.0167 | Residential & Commercial | Ducted CEE Tier 1
213774560 | Central HP <5.4 tons | COMFORTMAKER | HRCU-A-CB (Split System: Heat Pump with Remote Outdoor Unit-Air-Source) | CVH825GKA3* |  |  | EHD4X48AAL+WALLCON | *80CTL0451712B* | 24200 | 16 | 8.1 | 21400 | 16700 | 78.04% | 2 | 0 | 10.5 |  |  |  | No | R-410A | 2.0167 | Residential & Commercial | Ducted CEE Tier 1
215941046 | Central HP <5.4 tons | HEIL | HRCU-A-CB (Split System: Heat Pump with Remote Outdoor Unit-Air-Source) | H5H3V48*K*AAA* |  |  | EA*5X61M21A*+WALLCON | *80CSU0401712B* | 45500 | 21.5 | 9.5 | 48500 | 36800 | 75.88% | 2 | 0 | 11.5 |  |  |  | No | R-454B | 3.7917 | Residential & Commercial | Ducted CEE Tier 1
215941766 | Central HP <5.4 tons | HEIL | HRCU-A-CB (Split System: Heat Pump with Remote Outdoor Unit-Air-Source) | H5H3V48*K*AAA* |  |  | EVD5X61M21A*+WALLCON | *96CTN0802120B* | 46000 | 20.5 | 8.1 | 53500 | 38500 | 71.96% | 1.95 | 0 | 11.5 |  |  |  | No | R-454B | 3.8333 | Residential & Commercial | Ducted CEE Tier 1
215941756 | Central HP <5.4 tons | HEIL | HRCU-A-CB (Split System: Heat Pump with Remote Outdoor Unit-Air-Source) | H5H3V48*K*AAA* |  |  | EVD5X60M24A*+WALLCON | *97CTN1202422A* | 45500 | 20.5 | 8.1 | 52500 | 38000 | 72.38% | 1.95 | 0 | 11.5 |  |  |  | No | R-454B | 3.7917 | Residential & Commercial | Ducted CEE Tier 1
214626078 | Central HP <5.4 tons | LENNOX | HRCU-A-CB (Split System: Heat Pump with Remote Outdoor Unit-Air-Source) | SL25XPV-036-230A** |  |  | CK40HT-42B-0*+TDR | SLP99UH070XV36B* | 34600 | 21.4 | 8.8 | 34400 | 26400 | 76.74% | 1.82 | 0 | 13 |  |  |  | No | R-410A | 2.8833 | Residential & Commercial | Ducted CEE Tier 1
214626109 | Central HP <5.4 tons | LENNOX | HRCU-A-CB (Split System: Heat Pump with Remote Outdoor Unit-Air-Source) | SL25XPV-036-230A** |  |  | CK40HT-48B-0*+TDR | SL297UH040NV36B* | 33800 | 21.8 | 8.8 | 34600 | 26200 | 75.72% | 1.84 | 0 | 13.4 |  |  |  | No | R-410A | 2.8167 | Residential & Commercial | Ducted CEE Tier 1
214626111 | Central HP <5.4 tons | LENNOX | HRCU-A-CB (Split System: Heat Pump with Remote Outdoor Unit-Air-Source) | SL25XPV-036-230A** |  |  | CK40HT-48B-0*+TDR | SLP99UH070XV36B* | 33800 | 21.8 | 8.8 | 34600 | 26200 | 75.72% | 1.82 | 0 | 13.3 |  |  |  | No | R-410A | 2.8167 | Residential & Commercial | Ducted CEE Tier 1
214626142 | Central HP <5.4 tons | LENNOX | HRCU-A-CB (Split System: Heat Pump with Remote Outdoor Unit-Air-Source) | SL25XPV-036-230A** |  |  | CK40DT-50/60C-0*+TDR | SLP99DF110XV60C* | 34200 | 21 | 9.3 | 36000 | 29000 | 80.56% | 1.86 | 0 | 13.5 |  |  |  | No | R-410A | 2.85 | Residential & Commercial | Ducted CEE Tier 1
214807608 | Central HP <5.4 tons | YORK | HRCU-A-CB (Split System: Heat Pump with Remote Outdoor Unit-Air-Source) | HH860E2S11 |  |  | CTU60C5XGS1+TXV | Y81E120C20SMPS1 | 45000 | 18 | 9 | 45500 | 33400 | 73.41% | 2 | 0 | 11.7 |  |  |  | No | R-454B | 3.75 | Residential & Commercial | Ducted CEE Tier 1
215678226 | Central HP <5.4 tons | AIRQUEST | HRCU-A-CB (Split System: Heat Pump with Remote Outdoor Unit-Air-Source) | H5H0V24*K*AAA* |  |  | EA*5X25M17A*+WALLCON | *80CSU0401712B* | 24000 | 17 | 9 | 23200 | 16300 | 70.26% | 2.02 | 0 | 10.5 |  |  |  | No | R-454B | 2 | Residential & Commercial | Ducted CEE Tier 1
215666928 | Central HP <5.4 tons | HEIL | HRCU-A-CB (Split System: Heat Pump with Remote Outdoor Unit-Air-Source) | H5H0V24*K*AAA* |  |  | EA*5X24M14A*+WALLCON | *80CTL0701412B* | 22800 | 17 | 9 | 24000 | 16900 | 70.42% | 1.94 | 0 | 10 |  |  |  | No | R-454B | 1.9 | Residential & Commercial | Ducted CEE Tier 1
211377667 | Central HP <5.4 tons | YORK | HRCU-A-CB (Split System: Heat Pump with Remote Outdoor Unit-Air-Source) | HMH72B341 |  |  | XAUB36DXXN1+TXV | TM9V080B12MP12 | 33600 | 17.5 | 8.5 | 33400 | 23400 | 70.06% | 2.04 | 0 | 10 |  |  |  | No | R-410A | 2.8 | Residential & Commercial | Ducted CEE Tier 1
215683607 | Central HP <5.4 tons | CARRIER | HRCU-A-CB (Split System: Heat Pump with Remote Outdoor Unit-Air-Source) | 27VNA024A*030* |  |  | CAA**2517AM*+UI | 59MN7C060C17**14 | 23800 | 17 | 9 | 23400 | 16500 | 70.51% | 2 | 0 | 10.5 |  |  |  | No | R-454B | 1.9833 | Residential & Commercial | Ducted CEE Tier 1
215683609 | Central HP <5.4 tons | CARRIER | HRCU-A-CB (Split System: Heat Pump with Remote Outdoor Unit-Air-Source) | 27VNA024A*030* |  |  | CAA**2517AM*+UI | 59MN7C080C17**14 | 23800 | 17 | 9 | 23400 | 16400 | 70.09% | 2 | 0 | 10.5 |  |  |  | No | R-454B | 1.9833 | Residential & Commercial | Ducted CEE Tier 1
215683633 | Central HP <5.4 tons | CARRIER | HRCU-A-CB (Split System: Heat Pump with Remote Outdoor Unit-Air-Source) | 27VNA024A*030* |  |  | CAA**3017AM*+UI | 59MN7C060C17**14 | 23000 | 16.5 | 8.5 | 24000 | 16800 | 70% | 1.86 | 0 | 10 |  |  |  | No | R-454B | 1.9167 | Residential & Commercial | Ducted CEE Tier 1
215683635 | Central HP <5.4 tons | CARRIER | HRCU-A-CB (Split System: Heat Pump with Remote Outdoor Unit-Air-Source) | 27VNA024A*030* |  |  | CAA**3017AM*+UI | 59MN7C080C17**14 | 23000 | 17 | 8.5 | 23800 | 16700 | 70.17% | 1.86 | 0 | 10 |  |  |  | No | R-454B | 1.9167 | Residential & Commercial | Ducted CEE Tier 1
215683651 | Central HP <5.4 tons | CARRIER | HRCU-A-CB (Split System: Heat Pump with Remote Outdoor Unit-Air-Source) | 27VNA024A*030* |  |  | CAA**3617AM*+UI | 58TN*B070C17**16 | 23200 | 17 | 9 | 23600 | 16600 | 70.34% | 1.98 | 0 | 10 |  |  |  | No | R-454B | 1.9333 | Residential & Commercial | Ducted CEE Tier 1
211378513 | Central HP <5.4 tons | YORK | HRCU-A-CB (Split System: Heat Pump with Remote Outdoor Unit-Air-Source) | HMH72B341 |  |  | XAFC36DXXN1+TXV | TMLE100C16MP11 | 34000 | 17.5 | 8.1 | 33600 | 23800 | 70.83% | 2.08 | 0 | 10 |  |  |  | No | R-410A | 2.8333 | Residential & Commercial | Ducted CEE Tier 1
215683983 | Central HP <5.4 tons | CARRIER | HRCU-A-CB (Split System: Heat Pump with Remote Outdoor Unit-Air-Source) | 27VNA036A*030* |  |  | CAA**4321AM*+UI | 58TN*B090C17**16 | 34400 | 18 | 9 | 35400 | 25200 | 71.19% | 1.88 | 0 | 10 |  |  |  | No | R-454B | 2.8667 | Residential & Commercial | Ducted CEE Tier 1
215684001 | Central HP <5.4 tons | CARRIER | HRCU-A-CB (Split System: Heat Pump with Remote Outdoor Unit-Air-Source) | 27VNA036A*030* |  |  | CAA**4321AM*+UI | 59MN7C100C21**22 | 34600 | 18 | 9 | 35200 | 25000 | 71.02% | 1.9 | 0 | 10 |  |  |  | No | R-454B | 2.8833 | Residential & Commercial | Ducted CEE Tier 1
215683975 | Central HP <5.4 tons | CARRIER | HRCU-A-CB (Split System: Heat Pump with Remote Outdoor Unit-Air-Source) | 27VNA036A*030* |  |  | CAA**4321AM*+UI | 58CU*A100C21**20 | 34400 | 17.5 | 9 | 35400 | 25200 | 71.19% | 1.9 | 0 | 10 |  |  |  | No | R-454B | 2.8667 | Residential & Commercial | Ducted CEE Tier 1
204456657 | Central HP <5.4 tons | DAY & NIGHT | HRCU-A-CB (Split System: Heat Pump with Remote Outdoor Unit-Air-Source) | CVH825GKA2* |  |  | EA*4X36L17A*+WALLCON | *80CTL0901716A* | 23600 | 17 | 8.1 | 21400 | 16600 | 77.57% | 1.94 | 11.5 | 11 |  |  |  | No | R-410A | 1.9667 | Residential & Commercial | Ducted CEE Tier 1
214626041 | Central HP <5.4 tons | LENNOX | HRCU-A-CB (Split System: Heat Pump with Remote Outdoor Unit-Air-Source) | SL25XPV-024-230A** |  |  | CK40HT-42C-0*+TDR | SLP99UH090XV48C* | 22200 | 21.4 | 9.4 | 21400 | 20000 | 93.46% | 1.9 | 0 | 14.5 |  |  |  | No | R-410A | 1.85 | Residential & Commercial | Ducted CEE Tier 1
214626048 | Central HP <5.4 tons | LENNOX | HRCU-A-CB (Split System: Heat Pump with Remote Outdoor Unit-Air-Source) | SL25XPV-024-230A** |  |  | CK40CT-36B-0*+TDR | EL297UH045XV36B* | 22200 | 22.4 | 9.1 | 21600 | 20600 | 95.37% | 1.84 | 0 | 14 |  |  |  | No | R-410A | 1.85 | Residential & Commercial | Ducted CEE Tier 1
214626055 | Central HP <5.4 tons | LENNOX | HRCU-A-CB (Split System: Heat Pump with Remote Outdoor Unit-Air-Source) | SL25XPV-024-230A** |  |  | CK40CT-36B-0*+TDR | SL297UH060NV36B* | 22200 | 22.2 | 9.2 | 21600 | 20400 | 94.44% | 1.82 | 0 | 14.3 |  |  |  | No | R-410A | 1.85 | Residential & Commercial | Ducted CEE Tier 1
214626021 | Central HP <5.4 tons | LENNOX | HRCU-A-CB (Split System: Heat Pump with Remote Outdoor Unit-Air-Source) | SL25XPV-024-230A** |  |  | CK40HT-42B-0*+TDR | EL296UH070XV36B* | 22800 | 23.2 | 9.5 | 21200 | 20000 | 94.34% | 1.96 | 0 | 14.5 |  |  |  | No | R-410A | 1.9 | Residential & Commercial | Ducted CEE Tier 1
204456875 | Central HP <5.4 tons | DAY & NIGHT | HRCU-A-CB (Split System: Heat Pump with Remote Outdoor Unit-Air-Source) | CVH825GKA2* |  |  | EA*4X37L17A*+WALLCON | *80CTL0701412A* | 24200 | 17 | 8.1 | 21400 | 16600 | 77.57% | 2 | 11 | 11 |  |  |  | No | R-410A | 2.0167 | Residential & Commercial | Ducted CEE Tier 1
215675946 | Central HP <5.4 tons | AIRQUEST | HRCU-A-CB (Split System: Heat Pump with Remote Outdoor Unit-Air-Source) | H5H0V48*K*AAA* |  |  | EVM5X60M24A*+WALLCON | *96CTN1002122B* | 48000 | 19 | 9 | 50000 | 36600 | 73.2% | 2 | 0 | 10.5 |  |  |  | No | R-454B | 4 | Residential & Commercial | Ducted CEE Tier 1
215681946 | Central HP <5.4 tons | AIRQUEST | HRCU-A-CB (Split System: Heat Pump with Remote Outdoor Unit-Air-Source) | H5H0V48*K*AAA* |  |  | EVM5X60M21A*+WALLCON | *97CTN0801716A* | 47500 | 18.5 | 9 | 50000 | 37200 | 74.4% | 1.98 | 0 | 10 |  |  |  | No | R-454B | 3.9583 | Residential & Commercial | Ducted CEE Tier 1
215682246 | Central HP <5.4 tons | AIRQUEST | HRCU-A-CB (Split System: Heat Pump with Remote Outdoor Unit-Air-Source) | H5H0V48*K*AAA* |  |  | EVD5X49M24A*+WALLCON | *80CSU0802120B* | 48000 | 19 | 9 | 50000 | 36200 | 72.4% | 2.12 | 0 | 10 |  |  |  | No | R-454B | 4 | Residential & Commercial | Ducted CEE Tier 1
215682496 | Central HP <5.4 tons | AIRQUEST | HRCU-A-CB (Split System: Heat Pump with Remote Outdoor Unit-Air-Source) | H5H0V48*K*AAA* |  |  | EVD5X61M21A*+WALLCON | *97CTN0802120A* | 48500 | 19 | 9 | 50000 | 36800 | 73.6% | 2 | 0 | 10.5 |  |  |  | No | R-454B | 4.0417 | Residential & Commercial | Ducted CEE Tier 1
215674316 | Central HP <5.4 tons | HEIL | HRCU-A-CB (Split System: Heat Pump with Remote Outdoor Unit-Air-Source) | H5H0V48*K*AAA* |  |  | EA*5X61M21A*+WALLCON | *80CSU1002120A* | 46000 | 17.5 | 9 | 48000 | 33800 | 70.42% | 2.06 | 0 | 10 |  |  |  | No | R-454B | 3.8333 | Residential & Commercial | Ducted CEE Tier 1
214626176 | Central HP <5.4 tons | LENNOX | HRCU-A-CB (Split System: Heat Pump with Remote Outdoor Unit-Air-Source) | SL25XPV-036-230A** |  |  | CK40CT-48C-0*+TDR | EL297UH110XV60C* | 34000 | 21.2 | 8.8 | 35600 | 27400 | 76.97% | 1.82 | 0 | 13.5 |  |  |  | No | R-410A | 2.8333 | Residential & Commercial | Ducted CEE Tier 1
214626157 | Central HP <5.4 tons | LENNOX | HRCU-A-CB (Split System: Heat Pump with Remote Outdoor Unit-Air-Source) | SL25XPV-036-230A** |  |  | CK40CT-48B-0*+TDR | EL296UH070XV36B* | 33800 | 21.6 | 8.8 | 35800 | 27800 | 77.65% | 1.8 | 0 | 13 |  |  |  | No | R-410A | 2.8167 | Residential & Commercial | Ducted CEE Tier 1
215681876 | Central HP <5.4 tons | AIRQUEST | HRCU-A-CB (Split System: Heat Pump with Remote Outdoor Unit-Air-Source) | H5H0V48*K*AAA* |  |  | EVM5X49M21A*+WALLCON | *97CTN0802120A* | 48000 | 19 | 9 | 50000 | 36800 | 73.6% | 2 | 0 | 10 |  |  |  | No | R-454B | 4 | Residential & Commercial | Ducted CEE Tier 1
215681926 | Central HP <5.4 tons | AIRQUEST | HRCU-A-CB (Split System: Heat Pump with Remote Outdoor Unit-Air-Source) | H5H0V48*K*AAA* |  |  | EVM5X60M21A*+WALLCON | *80CSU0802120B* | 48500 | 19 | 9 | 50000 | 36400 | 72.8% | 2.12 | 0 | 10 |  |  |  | No | R-454B | 4.0417 | Residential & Commercial | Ducted CEE Tier 1
215681956 | Central HP <5.4 tons | AIRQUEST | HRCU-A-CB (Split System: Heat Pump with Remote Outdoor Unit-Air-Source) | H5H0V48*K*AAA* |  |  | EVM5X60M21A*+WALLCON | *97CTN0802120A* | 48000 | 19 | 9 | 50000 | 36800 | 73.6% | 2 | 0 | 10 |  |  |  | No | R-454B | 4 | Residential & Commercial | Ducted CEE Tier 1
215682426 | Central HP <5.4 tons | AIRQUEST | HRCU-A-CB (Split System: Heat Pump with Remote Outdoor Unit-Air-Source) | H5H0V48*K*AAA* |  |  | EVD5X60M24A*+WALLCON | *97CTN1202422A* | 48000 | 19 | 9 | 50000 | 36600 | 73.2% | 2 | 0 | 10.5 |  |  |  | No | R-454B | 4 | Residential & Commercial | Ducted CEE Tier 1
215676366 | Central HP <5.4 tons | AIRQUEST | HRCU-A-CB (Split System: Heat Pump with Remote Outdoor Unit-Air-Source) | H5H0V48*K*AAA* |  |  | EVD5X49M24A*+WALLCON | *97CMN1002122B* | 48000 | 19 | 9 | 50000 | 36600 | 73.2% | 2 | 0 | 10 |  |  |  | No | R-454B | 4 | Residential & Commercial | Ducted CEE Tier 1
211245261 | Central HP <5.4 tons | HEIL | HRCU-A-CB (Split System: Heat Pump with Remote Outdoor Unit-Air-Source) | DLCURAH24ABK |  |  | EN(A,D,W)4X36L17** | OMV098J12* | 23600 | 16.5 | 8.1 | 26000 | 23600 | 90.77% | 1.96 | 0 | 10 |  |  |  | No | R-410A | 1.9667 | Residential & Commercial | Ducted CEE Tier 1
212969772 | Central HP <5.4 tons | HEIL | HRCU-A-CB (Split System: Heat Pump with Remote Outdoor Unit-Air-Source) | DLCURAH24ABK |  |  | EA*4X30L17A* | *80VSL0451412B* | 23400 | 17 | 8.5 | 26200 | 24800 | 94.66% | 2.08 | 0 | 10 |  |  |  | No | R-410A | 1.95 | Residential & Commercial | Ducted CEE Tier 1
204299361 | Central HP <5.4 tons | DAY & NIGHT | HRCU-A-CB (Split System: Heat Pump with Remote Outdoor Unit-Air-Source) | CVH837GKA** |  |  | EA*4X48L24A*+WALLCON | *80CTL0902120A* | 32400 | 17.5 | 8.5 | 32600 | 25000 | 76.69% | 1.98 | 12 | 11.7 |  |  |  | No | R-410A | 2.7 | Residential & Commercial | Ducted CEE Tier 1
204300415 | Central HP <5.4 tons | DAY & NIGHT | HRCU-A-CB (Split System: Heat Pump with Remote Outdoor Unit-Air-Source) | CVH837GKA** |  |  | EHD4X42AAL+WALLCON | *97CMN0602120A* | 32400 | 16.5 | 8.1 | 33400 | 25200 | 75.45% | 1.94 | 11.5 | 10.5 |  |  |  | No | R-410A | 2.7 | Residential & Commercial | Ducted CEE Tier 1
204300465 | Central HP <5.4 tons | DAY & NIGHT | HRCU-A-CB (Split System: Heat Pump with Remote Outdoor Unit-Air-Source) | CVH837GKA** |  |  | EHD4X48AAL+WALLCON | *80CTL1352422A* | 32600 | 17 | 8.1 | 33000 | 24800 | 75.15% | 1.98 | 11 | 11 |  |  |  | No | R-410A | 2.7167 | Residential & Commercial | Ducted CEE Tier 1
213779440 | Central HP <5.4 tons | COMFORTMAKER | HRCU-A-CB (Split System: Heat Pump with Remote Outdoor Unit-Air-Source) | CVH837GKA** |  |  | EA*4X48L21A*+WALLCON | *97CMN0801714B* | 32200 | 17 | 8.1 | 32600 | 25000 | 76.69% | 1.94 | 0 | 11 |  |  |  | No | R-410A | 2.6833 | Residential & Commercial | Ducted CEE Tier 1
211378633 | Central HP <5.4 tons | YORK | HRCU-A-CB (Split System: Heat Pump with Remote Outdoor Unit-Air-Source) | HMH72B341 |  |  | XAFC36DBCN1 | TM8E080C16MP11 | 34000 | 17 | 8.5 | 33600 | 23600 | 70.24% | 2.08 | 0 | 10 |  |  |  | No | R-410A | 2.8333 | Residential & Commercial | Ducted CEE Tier 1
211378867 | Central HP <5.4 tons | YORK | HRCU-A-CB (Split System: Heat Pump with Remote Outdoor Unit-Air-Source) | HMH72B341 |  |  | XAFB36DXXN1+TXV | TL9E060B12UH11 | 33400 | 17.5 | 8.1 | 33000 | 23200 | 70.3% | 2.02 | 0 | 10 |  |  |  | No | R-410A | 2.7833 | Residential & Commercial | Ducted CEE Tier 1
204456762 | Central HP <5.4 tons | HEIL | HRCU-A-CB (Split System: Heat Pump with Remote Outdoor Unit-Air-Source) | HVH825GKA2* |  |  | EA*4X36L21A*+WALLCON | *97CMN1002122A* | 23600 | 16.5 | 8.1 | 21400 | 16600 | 77.57% | 1.94 | 11 | 11 |  |  |  | No | R-410A | 1.9667 | Residential & Commercial | Ducted CEE Tier 1
204456862 | Central HP <5.4 tons | HEIL | HRCU-A-CB (Split System: Heat Pump with Remote Outdoor Unit-Air-Source) | HVH825GKA2* |  |  | EA*4X37L17A*+WALLCON | *97CMN0801714A* | 24200 | 16 | 8.1 | 21400 | 16800 | 78.5% | 1.98 | 11 | 11 |  |  |  | No | R-410A | 2.0167 | Residential & Commercial | Ducted CEE Tier 1
210596322 | Central HP <5.4 tons | BRYANT HEATING AND COOLING SYSTEMS | HRCU-A-CB (Split System: Heat Pump with Remote Outdoor Unit-Air-Source) | 288BNV025*0**B* |  |  | CAP**4321AL*+UI | 88*TA36045C17*** | 24200 | 16.5 | 8.1 | 21600 | 16800 | 77.78% | 2 | 0 | 11 |  |  |  | No | R-410A | 2.0167 | Residential & Commercial | Ducted CEE Tier 1
210596336 | Central HP <5.4 tons | BRYANT HEATING AND COOLING SYSTEMS | HRCU-A-CB (Split System: Heat Pump with Remote Outdoor Unit-Air-Source) | 288BNV025*0**B* |  |  | CAP**4821AL*+UI | 83*CA48060C17*** | 24000 | 17 | 8.1 | 21000 | 16600 | 79.05% | 2.02 | 0 | 11 |  |  |  | No | R-410A | 2 | Residential & Commercial | Ducted CEE Tier 1
210596338 | Central HP <5.4 tons | BRYANT HEATING AND COOLING SYSTEMS | HRCU-A-CB (Split System: Heat Pump with Remote Outdoor Unit-Air-Source) | 288BNV025*0**B* |  |  | CAP**4821AL*+UI | 88*TA36045C17*** | 24000 | 16.5 | 8.1 | 21000 | 16700 | 79.52% | 2 | 0 | 11 |  |  |  | No | R-410A | 2 | Residential & Commercial | Ducted CEE Tier 1
211241185 | Central HP <5.4 tons | TEMPSTAR | HRCU-A-CB (Split System: Heat Pump with Remote Outdoor Unit-Air-Source) | DLCURAH24ABK |  |  | EA*4X25L17A* | *92ESN0401712A* | 24200 | 16 | 8.1 | 25400 | 21600 | 85.04% | 1.78 | 0 | 10 |  |  |  | No | R-410A | 2.0167 | Residential & Commercial | Ducted CEE Tier 1
211241218 | Central HP <5.4 tons | TEMPSTAR | HRCU-A-CB (Split System: Heat Pump with Remote Outdoor Unit-Air-Source) | DLCURAH24ABK |  |  | EA*4X25L17A* | OMV098J12* | 24200 | 17 | 8.5 | 25200 | 21600 | 85.71% | 1.8 | 0 | 10 |  |  |  | No | R-410A | 2.0167 | Residential & Commercial | Ducted CEE Tier 1
211241383 | Central HP <5.4 tons | TEMPSTAR | HRCU-A-CB (Split System: Heat Pump with Remote Outdoor Unit-Air-Source) | DLCURAH24ABK |  |  | EA*4X30L17A* | *80VSL0451412A* | 23400 | 16.5 | 8.5 | 25800 | 24400 | 94.57% | 2.02 | 0 | 10 |  |  |  | No | R-410A | 1.95 | Residential & Commercial | Ducted CEE Tier 1
211241635 | Central HP <5.4 tons | TEMPSTAR | HRCU-A-CB (Split System: Heat Pump with Remote Outdoor Unit-Air-Source) | DLCURAH24ABK |  |  | EA*4X30L17A* | *96VTN0601714A* | 23800 | 16.5 | 8.5 | 26200 | 23400 | 89.31% | 1.92 | 0 | 10 |  |  |  | No | R-410A | 1.9833 | Residential & Commercial | Ducted CEE Tier 1
211241819 | Central HP <5.4 tons | TEMPSTAR | HRCU-A-CB (Split System: Heat Pump with Remote Outdoor Unit-Air-Source) | DLCURAH24ABK |  |  | EA*4X36L17A* | *80VSL0451412A* | 23400 | 16.5 | 8.5 | 25600 | 23600 | 92.19% | 1.96 | 0 | 10 |  |  |  | No | R-410A | 1.95 | Residential & Commercial | Ducted CEE Tier 1
211242071 | Central HP <5.4 tons | TEMPSTAR | HRCU-A-CB (Split System: Heat Pump with Remote Outdoor Unit-Air-Source) | DLCURAH24ABK |  |  | EA*4X36L17A* | *96VTN0601714A* | 24000 | 16.5 | 8.5 | 26000 | 22800 | 87.69% | 1.88 | 0 | 10 |  |  |  | No | R-410A | 2 | Residential & Commercial | Ducted CEE Tier 1
211242339 | Central HP <5.4 tons | TEMPSTAR | HRCU-A-CB (Split System: Heat Pump with Remote Outdoor Unit-Air-Source) | DLCURAH24ABK |  |  | EA*4X36L21A* | *80ES(N,L)0701716A* | 25000 | 16.5 | 8.5 | 26800 | 21800 | 81.34% | 1.8 | 0 | 10 |  |  |  | No | R-410A | 2.0833 | Residential & Commercial | Ducted CEE Tier 1
215678396 | Central HP <5.4 tons | AIRQUEST | HRCU-A-CB (Split System: Heat Pump with Remote Outdoor Unit-Air-Source) | H5H0V24*K*AAA* |  |  | EA*5X37M21A*+WALLCON | *80CSU0601716B* | 24200 | 17.5 | 9 | 23200 | 16300 | 70.26% | 2.02 | 0 | 10.5 |  |  |  | No | R-454B | 2.0167 | Residential & Commercial | Ducted CEE Tier 1
215666962 | Central HP <5.4 tons | HEIL | HRCU-A-CB (Split System: Heat Pump with Remote Outdoor Unit-Air-Source) | H5H0V24*K*AAA* |  |  | EA*5X24M17A*+WALLCON | *80CSU0401712A* | 22800 | 16.5 | 9 | 24000 | 16800 | 70% | 1.96 | 0 | 10 |  |  |  | No | R-454B | 1.9 | Residential & Commercial | Ducted CEE Tier 1
215935616 | Central HP <5.4 tons | HEIL | HRCU-A-CB (Split System: Heat Pump with Remote Outdoor Unit-Air-Source) | H5H3V36*K*AAA* |  |  | EVD5X36M21A*+WALLCON | *80CTL0451712B* | 34000 | 20 | 8.5 | 39500 | 29000 | 73.42% | 2.02 | 0 | 11 |  |  |  | No | R-454B | 2.8333 | Residential & Commercial | Ducted CEE Tier 1
215683667 | Central HP <5.4 tons | CARRIER | HRCU-A-CB (Split System: Heat Pump with Remote Outdoor Unit-Air-Source) | 27VNA024A*030* |  |  | CAA**3717AM*+UI | 58CU*A060C17**16 | 23800 | 17 | 9 | 23400 | 16500 | 70.51% | 2 | 0 | 10 |  |  |  | No | R-454B | 1.9833 | Residential & Commercial | Ducted CEE Tier 1
215683673 | Central HP <5.4 tons | CARRIER | HRCU-A-CB (Split System: Heat Pump with Remote Outdoor Unit-Air-Source) | 27VNA024A*030* |  |  | CAA**3717AM*+UI | 58TN*B070C17**16 | 23800 | 17 | 9 | 23400 | 16500 | 70.51% | 2 | 0 | 10.5 |  |  |  | No | R-454B | 1.9833 | Residential & Commercial | Ducted CEE Tier 1
211242421 | Central HP <5.4 tons | TEMPSTAR | HRCU-A-CB (Split System: Heat Pump with Remote Outdoor Unit-Air-Source) | DLCURAH24ABK |  |  | EA*4X36L21A* | *80VSL0902120A* | 24200 | 17 | 8.5 | 26000 | 22800 | 87.69% | 1.88 | 0 | 10 |  |  |  | No | R-410A | 2.0167 | Residential & Commercial | Ducted CEE Tier 1
211242455 | Central HP <5.4 tons | TEMPSTAR | HRCU-A-CB (Split System: Heat Pump with Remote Outdoor Unit-Air-Source) | DLCURAH24ABK |  |  | EA*4X36L21A* | *80VTL0902120A* | 24200 | 17 | 8.5 | 26000 | 22800 | 87.69% | 1.88 | 0 | 10 |  |  |  | No | R-410A | 2.0167 | Residential & Commercial | Ducted CEE Tier 1
211242605 | Central HP <5.4 tons | TEMPSTAR | HRCU-A-CB (Split System: Heat Pump with Remote Outdoor Unit-Air-Source) | DLCURAH24ABK |  |  | EA*4X36L21A* | *80ES(N,L)0902120A* | 24800 | 17 | 8.5 | 26600 | 22000 | 82.71% | 1.82 | 0 | 10 |  |  |  | No | R-410A | 2.0667 | Residential & Commercial | Ducted CEE Tier 1
211242673 | Central HP <5.4 tons | TEMPSTAR | HRCU-A-CB (Split System: Heat Pump with Remote Outdoor Unit-Air-Source) | DLCURAH24ABK |  |  | EA*4X36L21A* | *95ESN0601714A* | 24800 | 16 | 8.5 | 26600 | 22000 | 82.71% | 1.82 | 0 | 10 |  |  |  | No | R-410A | 2.0667 | Residential & Commercial | Ducted CEE Tier 1
211242754 | Central HP <5.4 tons | TEMPSTAR | HRCU-A-CB (Split System: Heat Pump with Remote Outdoor Unit-Air-Source) | DLCURAH24ABK |  |  | EA*4X36L21A* | OLV112A16A | 24400 | 16 | 8.5 | 26400 | 22200 | 84.09% | 1.84 | 0 | 10 |  |  |  | No | R-410A | 2.0333 | Residential & Commercial | Ducted CEE Tier 1
211242790 | Central HP <5.4 tons | TEMPSTAR | HRCU-A-CB (Split System: Heat Pump with Remote Outdoor Unit-Air-Source) | DLCURAH24ABK |  |  | EA*4X37L17A* | *96VSN0401410A* | 24200 | 16 | 8.5 | 25600 | 21800 | 85.16% | 1.8 | 0 | 10 |  |  |  | No | R-410A | 2.0167 | Residential & Commercial | Ducted CEE Tier 1
211243106 | Central HP <5.4 tons | TEMPSTAR | HRCU-A-CB (Split System: Heat Pump with Remote Outdoor Unit-Air-Source) | DLCURAH24ABK |  |  | EA*4X37L17A* | *95ESN0601714A* | 25200 | 16 | 8.5 | 26200 | 21200 | 80.92% | 1.76 | 0 | 10 |  |  |  | No | R-410A | 2.1 | Residential & Commercial | Ducted CEE Tier 1
211243139 | Central HP <5.4 tons | TEMPSTAR | HRCU-A-CB (Split System: Heat Pump with Remote Outdoor Unit-Air-Source) | DLCURAH24ABK |  |  | EA*4X37L17A* | *92ESN0401712A* | 24200 | 16 | 8.1 | 25400 | 22000 | 86.61% | 1.82 | 0 | 10 |  |  |  | No | R-410A | 2.0167 | Residential & Commercial | Ducted CEE Tier 1
215676416 | Central HP <5.4 tons | AIRQUEST | HRCU-A-CB (Split System: Heat Pump with Remote Outdoor Unit-Air-Source) | H5H0V48*K*AAA* |  |  | EVD5X60M21A*+WALLCON | *80CSU0802120A* | 48000 | 19 | 9 | 50000 | 36600 | 73.2% | 2.12 | 0 | 10 |  |  |  | No | R-454B | 4 | Residential & Commercial | Ducted CEE Tier 1
215676486 | Central HP <5.4 tons | AIRQUEST | HRCU-A-CB (Split System: Heat Pump with Remote Outdoor Unit-Air-Source) | H5H0V48*K*AAA* |  |  | EVD5X60M21A*+WALLCON | *80CTL1102120B* | 48000 | 19 | 9.5 | 50000 | 36600 | 73.2% | 2.1 | 0 | 10.5 |  |  |  | No | R-454B | 4 | Residential & Commercial | Ducted CEE Tier 1
215676786 | Central HP <5.4 tons | AIRQUEST | HRCU-A-CB (Split System: Heat Pump with Remote Outdoor Unit-Air-Source) | H5H0V48*K*AAA* |  |  | EVD5X61M21A*+WALLCON | *95CSU1002122B* | 48500 | 19 | 9 | 50000 | 36600 | 73.2% | 2.12 | 0 | 10.5 |  |  |  | No | R-454B | 4.0417 | Residential & Commercial | Ducted CEE Tier 1
215682476 | Central HP <5.4 tons | AIRQUEST | HRCU-A-CB (Split System: Heat Pump with Remote Outdoor Unit-Air-Source) | H5H0V48*K*AAA* |  |  | EVD5X61M21A*+WALLCON | *80CSU1002120B* | 48500 | 19 | 9 | 50000 | 36800 | 73.6% | 2.12 | 0 | 10 |  |  |  | No | R-454B | 4.0417 | Residential & Commercial | Ducted CEE Tier 1
214626216 | Central HP <5.4 tons | LENNOX | HRCU-A-CB (Split System: Heat Pump with Remote Outdoor Unit-Air-Source) | SL25XPV-048-230A** |  |  | CK40HT-51/61C-0*+TDR | EL297UH090XV60C* | 44500 | 20 | 9.2 | 45500 | 37600 | 82.64% | 1.82 | 0 | 12 |  |  |  | No | R-410A | 3.7083 | Residential & Commercial | Ducted CEE Tier 1
214626225 | Central HP <5.4 tons | LENNOX | HRCU-A-CB (Split System: Heat Pump with Remote Outdoor Unit-Air-Source) | SL25XPV-048-230A** |  |  | CK40HT-51/61C-0*+TDR | SL297UH080NV48C* | 44500 | 20 | 9.2 | 45500 | 37600 | 82.64% | 1.82 | 0 | 12.2 |  |  |  | No | R-410A | 3.7083 | Residential & Commercial | Ducted CEE Tier 1
214626264 | Central HP <5.4 tons | LENNOX | HRCU-A-CB (Split System: Heat Pump with Remote Outdoor Unit-Air-Source) | SL25XPV-048-230A** |  |  | CK40CT-60C-0*+TDR | SL280UH100NV60C* | 46000 | 20.6 | 9.5 | 43500 | 36200 | 83.22% | 1.92 | 0 | 12.5 |  |  |  | No | R-410A | 3.8333 | Residential & Commercial | Ducted CEE Tier 1
213781410 | Central HP <5.4 tons | COMFORTMAKER | HRCU-A-CB (Split System: Heat Pump with Remote Outdoor Unit-Air-Source) | CVH837GKA2* |  |  | EA*4X48L24A*+WALLCON | *80CTL1102120B* | 32400 | 17.5 | 8.5 | 32200 | 24800 | 77.02% | 1.98 | 0 | 11.5 |  |  |  | No | R-410A | 2.7 | Residential & Commercial | Ducted CEE Tier 1
213781510 | Central HP <5.4 tons | COMFORTMAKER | HRCU-A-CB (Split System: Heat Pump with Remote Outdoor Unit-Air-Source) | CVH837GKA2* |  |  | EA*4X60L24A*+WALLCON | *97CMN1202422B* | 32800 | 17.5 | 8.1 | 31600 | 24600 | 77.85% | 1.98 | 0 | 11.5 |  |  |  | No | R-410A | 2.7333 | Residential & Commercial | Ducted CEE Tier 1
213781560 | Central HP <5.4 tons | COMFORTMAKER | HRCU-A-CB (Split System: Heat Pump with Remote Outdoor Unit-Air-Source) | CVH837GKA2* |  |  | EA*4X61L21A*+WALLCON | *80CTL0901716B* | 33200 | 17.5 | 8.1 | 32000 | 24800 | 77.5% | 1.98 | 0 | 11.5 |  |  |  | No | R-410A | 2.7667 | Residential & Commercial | Ducted CEE Tier 1
213781610 | Central HP <5.4 tons | COMFORTMAKER | HRCU-A-CB (Split System: Heat Pump with Remote Outdoor Unit-Air-Source) | CVH837GKA2* |  |  | EA*4X61L21A*+WALLCON | *97CMN0801714B* | 33000 | 17 | 8.1 | 32200 | 25000 | 77.64% | 1.96 | 0 | 11 |  |  |  | No | R-410A | 2.75 | Residential & Commercial | Ducted CEE Tier 1
213782110 | Central HP <5.4 tons | COMFORTMAKER | HRCU-A-CB (Split System: Heat Pump with Remote Outdoor Unit-Air-Source) | CVH837GKA2* |  |  | EHD4X48AAL+WALLCON | *80CTL1352422B* | 32600 | 16.5 | 8.1 | 32600 | 24800 | 76.07% | 1.96 | 0 | 11 |  |  |  | No | R-410A | 2.7167 | Residential & Commercial | Ducted CEE Tier 1
213782260 | Central HP <5.4 tons | COMFORTMAKER | HRCU-A-CB (Split System: Heat Pump with Remote Outdoor Unit-Air-Source) | CVH837GKA2* |  |  | EHD4X60AAL+WALLCON | *80CTL1102120B* | 33000 | 16.5 | 8.1 | 32200 | 25400 | 78.88% | 2.04 | 0 | 11.5 |  |  |  | No | R-410A | 2.75 | Residential & Commercial | Ducted CEE Tier 1
213781430 | Central HP <5.4 tons | COMFORTMAKER | HRCU-A-CB (Split System: Heat Pump with Remote Outdoor Unit-Air-Source) | CVH837GKA2* |  |  | EA*4X48L24A*+WALLCON | *97CMN1002122B* | 32400 | 17 | 8.5 | 32200 | 24800 | 77.02% | 1.98 | 0 | 11 |  |  |  | No | R-410A | 2.7 | Residential & Commercial | Ducted CEE Tier 1
210596406 | Central HP <5.4 tons | BRYANT HEATING AND COOLING SYSTEMS | HRCU-A-CB (Split System: Heat Pump with Remote Outdoor Unit-Air-Source) | 288BNV025*0**B* |  |  | CNPV*4824AL*+UI | 935CA66100C21*** | 24200 | 17 | 8.1 | 21200 | 16600 | 78.3% | 2.02 | 0 | 11.5 |  |  |  | No | R-410A | 2.0167 | Residential & Commercial | Ducted CEE Tier 1
210596411 | Central HP <5.4 tons | BRYANT HEATING AND COOLING SYSTEMS | HRCU-A-CB (Split System: Heat Pump with Remote Outdoor Unit-Air-Source) | 288BNV025*0**B* |  |  | CNPV*4824AL*+UI | 987MB66120C24*** | 24200 | 16.5 | 8.1 | 21400 | 16600 | 77.57% | 2 | 0 | 11 |  |  |  | No | R-410A | 2.0167 | Residential & Commercial | Ducted CEE Tier 1
210596436 | Central HP <5.4 tons | BRYANT HEATING AND COOLING SYSTEMS | HRCU-A-CB (Split System: Heat Pump with Remote Outdoor Unit-Air-Source) | 288BNV025*0**B* |  |  | CSPH*4812AL*+UI | 88*TA36070C14*** | 24400 | 17 | 8.1 | 21200 | 16500 | 77.83% | 2.02 | 0 | 11 |  |  |  | No | R-410A | 2.0333 | Residential & Commercial | Ducted CEE Tier 1
210596440 | Central HP <5.4 tons | BRYANT HEATING AND COOLING SYSTEMS | HRCU-A-CB (Split System: Heat Pump with Remote Outdoor Unit-Air-Source) | 288BNV025*0**B* |  |  | CSPH*4812AL*+UI | 935CA48060C17*** | 24200 | 16 | 8.1 | 21400 | 16700 | 78.04% | 2 | 0 | 10.5 |  |  |  | No | R-410A | 2.0167 | Residential & Commercial | Ducted CEE Tier 1
210596359 | Central HP <5.4 tons | BRYANT HEATING AND COOLING SYSTEMS | HRCU-A-CB (Split System: Heat Pump with Remote Outdoor Unit-Air-Source) | 288BNV025*0**B* |  |  | CAP**4824AL*+UI | 987MB66120C24*** | 24000 | 16.5 | 8.1 | 21000 | 16600 | 79.05% | 2.02 | 0 | 11 |  |  |  | No | R-410A | 2 | Residential & Commercial | Ducted CEE Tier 1
210596390 | Central HP <5.4 tons | BRYANT HEATING AND COOLING SYSTEMS | HRCU-A-CB (Split System: Heat Pump with Remote Outdoor Unit-Air-Source) | 288BNV025*0**B* |  |  | CNPV*4821AL*+UI | 88*TA36045C17*** | 24000 | 16.5 | 8.1 | 21400 | 16700 | 78.04% | 2 | 0 | 11 |  |  |  | No | R-410A | 2 | Residential & Commercial | Ducted CEE Tier 1
210596391 | Central HP <5.4 tons | BRYANT HEATING AND COOLING SYSTEMS | HRCU-A-CB (Split System: Heat Pump with Remote Outdoor Unit-Air-Source) | 288BNV025*0**B* |  |  | CNPV*4821AL*+UI | 88*TA48070C17*** | 24200 | 17 | 8.1 | 21400 | 16600 | 77.57% | 2.02 | 0 | 11 |  |  |  | No | R-410A | 2.0167 | Residential & Commercial | Ducted CEE Tier 1
210596394 | Central HP <5.4 tons | BRYANT HEATING AND COOLING SYSTEMS | HRCU-A-CB (Split System: Heat Pump with Remote Outdoor Unit-Air-Source) | 288BNV025*0**B* |  |  | CNPV*4821AL*+UI | 935CA60080C21*** | 24200 | 17 | 8.1 | 21200 | 16600 | 78.3% | 2.02 | 0 | 11.5 |  |  |  | No | R-410A | 2.0167 | Residential & Commercial | Ducted CEE Tier 1
212614897 | Central HP <5.4 tons | DAIKIN | HRCU-A-CB (Split System: Heat Pump with Remote Outdoor Unit-Air-Source) | DZ6VSA241EA* |  |  | CA*EA3026*4A* | D*80VC0604B*A* | 23000 | 17 | 8.6 | 23000 | 16100 | 70% | 2 | 0 | 10 |  |  |  | No | R-410A | 1.9167 | Residential & Commercial | Ducted CEE Tier 1
212614898 | Central HP <5.4 tons | DAIKIN | HRCU-A-CB (Split System: Heat Pump with Remote Outdoor Unit-Air-Source) | DZ6VSA241EA* |  |  | CA*EA3026*4A* | D*80SC0604BUA* | 23000 | 17 | 8.6 | 23000 | 16100 | 70% | 2 | 0 | 10 |  |  |  | No | R-410A | 1.9167 | Residential & Commercial | Ducted CEE Tier 1
212614900 | Central HP <5.4 tons | DAIKIN | HRCU-A-CB (Split System: Heat Pump with Remote Outdoor Unit-Air-Source) | DZ6VSA241EA* |  |  | CA*EA3026*4A* | D*80VC0804C*A* | 23000 | 17 | 8.6 | 23000 | 16100 | 70% | 2 | 0 | 10 |  |  |  | No | R-410A | 1.9167 | Residential & Commercial | Ducted CEE Tier 1
212969570 | Central HP <5.4 tons | COMFORTMAKER | HRCU-A-CB (Split System: Heat Pump with Remote Outdoor Unit-Air-Source) | DLCURAH18ABK |  |  | EN(A,D)4X24L14** | *80VSL0451412B* | 17700 | 16.5 | 8.5 | 18700 | 19100 | 102.1% | 2.3 | 0 | 11 |  |  |  | No | R-410A | 1.475 | Residential & Commercial | Ducted CEE Tier 1
212972748 | Central HP <5.4 tons | HEIL | HRCU-A-CB (Split System: Heat Pump with Remote Outdoor Unit-Air-Source) | DLCURAH18ABK |  |  | EN(A,D)4X24L17** | *96VSN0401410B* | 17400 | 15.5 | 8.5 | 18500 | 19200 | 103.8% | 2.3 | 0 | 10.5 |  |  |  | No | R-410A | 1.45 | Residential & Commercial | Ducted CEE Tier 1
214626192 | Central HP <5.4 tons | LENNOX | HRCU-A-CB (Split System: Heat Pump with Remote Outdoor Unit-Air-Source) | SL25XPV-036-230A** |  |  | CK40CT-50/60C-0*+TDR | EL296UH110XV48C* | 33600 | 22 | 8.7 | 34400 | 26800 | 77.91% | 1.82 | 0 | 13.3 |  |  |  | No | R-410A | 2.8 | Residential & Commercial | Ducted CEE Tier 1
214626209 | Central HP <5.4 tons | LENNOX | HRCU-A-CB (Split System: Heat Pump with Remote Outdoor Unit-Air-Source) | SL25XPV-036-230A** |  |  | CK40CT-50/60C-0*+TDR | SLP99UH090XV60C* | 33600 | 21 | 8.6 | 34400 | 26600 | 77.33% | 1.8 | 0 | 13.3 |  |  |  | No | R-410A | 2.8 | Residential & Commercial | Ducted CEE Tier 1
210596547 | Central HP <5.4 tons | BRYANT HEATING AND COOLING SYSTEMS | HRCU-A-CB (Split System: Heat Pump with Remote Outdoor Unit-Air-Source) | 288BNV037*0**A* |  |  | CAP**6121AL*+UI | 986TC66100C21*** | 33200 | 17.5 | 8.5 | 32000 | 24800 | 77.5% | 2 | 0 | 12 |  |  |  | No | R-410A | 2.7667 | Residential & Commercial | Ducted CEE Tier 1
215937963 | Central HP <5.4 tons | TEMPSTAR | HRCU-A-CB (Split System: Heat Pump with Remote Outdoor Unit-Air-Source) | T5H3V48*K*AAA* |  |  | EVD5X48M24A*+WALLCON | *97CMN1002122B* | 44500 | 20 | 8.1 | 52000 | 38000 | 73.08% | 1.9 | 0 | 11 |  |  |  | No | R-454B | 3.7083 | Residential & Commercial | Ducted CEE Tier 1
210596525 | Central HP <5.4 tons | BRYANT HEATING AND COOLING SYSTEMS | HRCU-A-CB (Split System: Heat Pump with Remote Outdoor Unit-Air-Source) | 288BNV037*0**A* |  |  | CAP**6024AL*+UI | 88*TA60090C21*** | 32800 | 17.5 | 8.5 | 31800 | 24800 | 77.99% | 1.98 | 0 | 11.7 |  |  |  | No | R-410A | 2.7333 | Residential & Commercial | Ducted CEE Tier 1
210596542 | Central HP <5.4 tons | BRYANT HEATING AND COOLING SYSTEMS | HRCU-A-CB (Split System: Heat Pump with Remote Outdoor Unit-Air-Source) | 288BNV037*0**A* |  |  | CAP**6121AL*+UI | 88*TA60090C21*** | 33200 | 18 | 8.5 | 32000 | 25000 | 78.12% | 2 | 0 | 11.7 |  |  |  | No | R-410A | 2.7667 | Residential & Commercial | Ducted CEE Tier 1
210473346 | Central HP <5.4 tons | TEMPSTAR | HRCU-A-CB (Split System: Heat Pump with Remote Outdoor Unit-Air-Source) | TVH825GKA3* |  |  | EA*4X48L21A*+WALLCON | *80CTL0701716A* | 24000 | 17 | 8.1 | 21000 | 16600 | 79.05% | 2.02 | 0 | 11 |  |  |  | No | R-410A | 2 | Residential & Commercial | Ducted CEE Tier 1
210473947 | Central HP <5.4 tons | TEMPSTAR | HRCU-A-CB (Split System: Heat Pump with Remote Outdoor Unit-Air-Source) | TVH825GKA3* |  |  | EN(A,D,W)4X48L21**+WALLCON | *80CSU1002120A* | 24000 | 16.5 | 8.1 | 21400 | 16600 | 77.57% | 2 | 0 | 11 |  |  |  | No | R-410A | 2 | Residential & Commercial | Ducted CEE Tier 1
210474315 | Central HP <5.4 tons | TEMPSTAR | HRCU-A-CB (Split System: Heat Pump with Remote Outdoor Unit-Air-Source) | TVH825GKA3* |  |  | EHD4X42AAL+WALLCON | *80CTL1352422A* | 24200 | 16 | 8.1 | 21400 | 16600 | 77.57% | 2 | 0 | 10.5 |  |  |  | No | R-410A | 2.0167 | Residential & Commercial | Ducted CEE Tier 1
213781480 | Central HP <5.4 tons | COMFORTMAKER | HRCU-A-CB (Split System: Heat Pump with Remote Outdoor Unit-Air-Source) | CVH837GKA2* |  |  | EA*4X60L24A*+WALLCON | *80CTL1102120B* | 32800 | 17.5 | 8.1 | 31800 | 24600 | 77.36% | 1.98 | 0 | 11.5 |  |  |  | No | R-410A | 2.7333 | Residential & Commercial | Ducted CEE Tier 1
213782080 | Central HP <5.4 tons | COMFORTMAKER | HRCU-A-CB (Split System: Heat Pump with Remote Outdoor Unit-Air-Source) | CVH837GKA2* |  |  | EHD4X48AAL+WALLCON | *80CTL0901716B* | 32400 | 16.5 | 8.1 | 33000 | 24800 | 75.15% | 1.96 | 0 | 11 |  |  |  | No | R-410A | 2.7 | Residential & Commercial | Ducted CEE Tier 1
212969940 | Central HP <5.4 tons | COMFORTMAKER | HRCU-A-CB (Split System: Heat Pump with Remote Outdoor Unit-Air-Source) | DLCURAH36ABK |  |  | EA*4X37L17A* | *80VSL0451412B* | 36000 | 15.5 | 8.5 | 38000 | 35000 | 92.11% | 2 | 0 | 10 |  |  |  | No | R-410A | 3 | Residential & Commercial | Ducted CEE Tier 1
212384284 | Central HP <5.4 tons | TEMPSTAR | HRCU-A-CB (Split System: Heat Pump with Remote Outdoor Unit-Air-Source) | DLCURAH36ABK |  |  | END4X42L17** | *80ES(N,L)0701712A* | 35800 | 15.2 | 8.1 | 39500 | 35000 | 88.61% | 1.96 | 0 | 10 |  |  |  | No | R-410A | 2.9833 | Residential & Commercial | Ducted CEE Tier 1
215937874 | Central HP <5.4 tons | CARRIER | HRCU-A-CB (Split System: Heat Pump with Remote Outdoor Unit-Air-Source) | 27VNA348A*030* |  |  | CVAVA4824XMA*+UI | 58TN*B070C21**20 | 44500 | 20 | 8.1 | 52500 | 38500 | 73.33% | 1.9 | 0 | 11 |  |  |  | No | R-454B | 3.7083 | Residential & Commercial | Ducted CEE Tier 1
215937954 | Central HP <5.4 tons | CARRIER | HRCU-A-CB (Split System: Heat Pump with Remote Outdoor Unit-Air-Source) | 27VNA348A*030* |  |  | CVAVA4824XMA*+UI | 59MN7C100C21**22 | 44500 | 20 | 8.1 | 52000 | 38000 | 73.08% | 1.9 | 0 | 11 |  |  |  | No | R-454B | 3.7083 | Residential & Commercial | Ducted CEE Tier 1
214626023 | Central HP <5.4 tons | LENNOX | HRCU-A-CB (Split System: Heat Pump with Remote Outdoor Unit-Air-Source) | SL25XPV-024-230A** |  |  | CK40HT-42B-0*+TDR | EL297UH070XV36B* | 22800 | 23.2 | 9.5 | 21200 | 20000 | 94.34% | 1.96 | 0 | 14.5 |  |  |  | No | R-410A | 1.9 | Residential & Commercial | Ducted CEE Tier 1
210597026 | Central HP <5.4 tons | DAY & NIGHT | HRCU-A-CB (Split System: Heat Pump with Remote Outdoor Unit-Air-Source) | CVH825GKA2* |  |  | EN(A,D)4X48L24**+WALLCON | *97CMN1202422A* | 24200 | 16.5 | 8.1 | 21400 | 16600 | 77.57% | 2 | 0 | 11 |  |  |  | No | R-410A | 2.0167 | Residential & Commercial | Ducted CEE Tier 1
215940556 | Central HP <5.4 tons | HEIL | HRCU-A-CB (Split System: Heat Pump with Remote Outdoor Unit-Air-Source) | H5H3V36*K*AAA* |  |  | EVD5X36M21A*+WALLCON | *97CTN0802120A* | 34400 | 20.5 | 8.5 | 38500 | 28200 | 73.25% | 2.04 | 0 | 11.7 |  |  |  | No | R-454B | 2.8667 | Residential & Commercial | Ducted CEE Tier 1
215940586 | Central HP <5.4 tons | HEIL | HRCU-A-CB (Split System: Heat Pump with Remote Outdoor Unit-Air-Source) | H5H3V36*K*AAA* |  |  | EVD5X38M17A*+WALLCON | *80CSU0601716B* | 35600 | 22 | 8.5 | 38000 | 28600 | 75.26% | 2.02 | 0 | 12 |  |  |  | No | R-454B | 2.9667 | Residential & Commercial | Ducted CEE Tier 1
215940656 | Central HP <5.4 tons | HEIL | HRCU-A-CB (Split System: Heat Pump with Remote Outdoor Unit-Air-Source) | H5H3V36*K*AAA* |  |  | EVD5X42M21A*+WALLCON | *97CTN0801716A* | 34200 | 20.5 | 8.5 | 39000 | 28600 | 73.33% | 2.04 | 0 | 11.5 |  |  |  | No | R-454B | 2.85 | Residential & Commercial | Ducted CEE Tier 1
215940806 | Central HP <5.4 tons | HEIL | HRCU-A-CB (Split System: Heat Pump with Remote Outdoor Unit-Air-Source) | H5H3V36*K*AAA* |  |  | EVD5X60M21A*+WALLCON | *96CTN0802120B* | 35600 | 21.5 | 8.5 | 38000 | 28600 | 75.26% | 2.02 | 0 | 12 |  |  |  | No | R-454B | 2.9667 | Residential & Commercial | Ducted CEE Tier 1
215934834 | Central HP <5.4 tons | CARRIER | HRCU-A-CB (Split System: Heat Pump with Remote Outdoor Unit-Air-Source) | 27VNA336A*030* |  |  | CVAMA4421XMA*+UI | 58TN*B090C17**16 | 35600 | 22 | 8.5 | 38000 | 28600 | 75.26% | 2.02 | 0 | 12 |  |  |  | No | R-454B | 2.9667 | Residential & Commercial | Ducted CEE Tier 1
215934884 | Central HP <5.4 tons | CARRIER | HRCU-A-CB (Split System: Heat Pump with Remote Outdoor Unit-Air-Source) | 27VNA336A*030* |  |  | CVAMA4421XMA*+UI | 59CU5B100C21**22 | 35600 | 22 | 8.5 | 38000 | 28400 | 74.74% | 2.02 | 0 | 12.5 |  |  |  | No | R-454B | 2.9667 | Residential & Commercial | Ducted CEE Tier 1
215676856 | Central HP <5.4 tons | AIRQUEST | HRCU-A-CB (Split System: Heat Pump with Remote Outdoor Unit-Air-Source) | H5H0V48*K*AAA* |  |  | EVD5X61M24A*+WALLCON | *80CSU1002120A* | 48500 | 19 | 9 | 50000 | 36800 | 73.6% | 2.1 | 0 | 10 |  |  |  | No | R-454B | 4.0417 | Residential & Commercial | Ducted CEE Tier 1
214626228 | Central HP <5.4 tons | LENNOX | HRCU-A-CB (Split System: Heat Pump with Remote Outdoor Unit-Air-Source) | SL25XPV-048-230A** |  |  | CK40HT-51/61C-0*+TDR | SLP99UH090XV60C* | 44500 | 20 | 9.2 | 45500 | 37400 | 82.2% | 1.8 | 0 | 12 |  |  |  | No | R-410A | 3.7083 | Residential & Commercial | Ducted CEE Tier 1
214626229 | Central HP <5.4 tons | LENNOX | HRCU-A-CB (Split System: Heat Pump with Remote Outdoor Unit-Air-Source) | SL25XPV-048-230A** |  |  | CK40HT-51/61C-0*+TDR | SLP99UH110XV60C* | 45000 | 20 | 9.2 | 45500 | 37400 | 82.2% | 1.82 | 0 | 12 |  |  |  | No | R-410A | 3.75 | Residential & Commercial | Ducted CEE Tier 1
214626260 | Central HP <5.4 tons | LENNOX | HRCU-A-CB (Split System: Heat Pump with Remote Outdoor Unit-Air-Source) | SL25XPV-048-230A** |  |  | CK40CT-60C-0*+TDR | EL297UH110XV60C* | 46000 | 20 | 9.5 | 44000 | 36200 | 82.27% | 1.92 | 0 | 12.5 |  |  |  | No | R-410A | 3.8333 | Residential & Commercial | Ducted CEE Tier 1
214574463 | Central HP <5.4 tons | COMFORTMAKER | HRCU-A-CB (Split System: Heat Pump with Remote Outdoor Unit-Air-Source) | CVH837GKA2* |  |  | EN(A,D)4X36L21**+WALLCON | *95CSU0802120B* | 31400 | 16.5 | 8.1 | 33200 | 24200 | 72.89% | 1.82 | 0 | 11 |  |  |  | No | R-410A | 2.6167 | Residential & Commercial | Ducted CEE Tier 1
215934064 | Central HP <5.4 tons | CARRIER | HRCU-A-CB (Split System: Heat Pump with Remote Outdoor Unit-Air-Source) | 27VNA348A*030* |  |  | CAA**4821AM*+UI | 59MN7C080C21**20 | 43500 | 20.5 | 9.5 | 48000 | 36600 | 76.25% | 2 | 0 | 10.5 |  |  |  | No | R-454B | 3.625 | Residential & Commercial | Ducted CEE Tier 1
215934214 | Central HP <5.4 tons | CARRIER | HRCU-A-CB (Split System: Heat Pump with Remote Outdoor Unit-Air-Source) | 27VNA348A*030* |  |  | CAA**6121AM*+UI | 59CU5B080C21**20 | 45000 | 21 | 9.5 | 48500 | 37000 | 76.29% | 2 | 0 | 11 |  |  |  | No | R-454B | 3.75 | Residential & Commercial | Ducted CEE Tier 1
212970485 | Central HP <5.4 tons | TEMPSTAR | HRCU-A-CB (Split System: Heat Pump with Remote Outdoor Unit-Air-Source) | DLCURAH36ABK |  |  | EN(A,D,W)4X48L21** | *80VSL0701716B* | 36200 | 16 | 8.1 | 38500 | 28400 | 73.77% | 1.96 | 0 | 10 |  |  |  | No | R-410A | 3.0167 | Residential & Commercial | Ducted CEE Tier 1
212970705 | Central HP <5.4 tons | TEMPSTAR | HRCU-A-CB (Split System: Heat Pump with Remote Outdoor Unit-Air-Source) | DLCURAH36ABK |  |  | EA*4X48L24A* | *80VSL0902120B* | 35800 | 16.5 | 8.5 | 38500 | 35400 | 91.95% | 1.8 | 0 | 10 |  |  |  | No | R-410A | 2.9833 | Residential & Commercial | Ducted CEE Tier 1
210596407 | Central HP <5.4 tons | BRYANT HEATING AND COOLING SYSTEMS | HRCU-A-CB (Split System: Heat Pump with Remote Outdoor Unit-Air-Source) | 288BNV025*0**B* |  |  | CNPV*4824AL*+UI | 986TC66100C21*** | 24200 | 17 | 8.1 | 21400 | 16600 | 77.57% | 2.02 | 0 | 11.5 |  |  |  | No | R-410A | 2.0167 | Residential & Commercial | Ducted CEE Tier 1
210596425 | Central HP <5.4 tons | BRYANT HEATING AND COOLING SYSTEMS | HRCU-A-CB (Split System: Heat Pump with Remote Outdoor Unit-Air-Source) | 288BNV025*0**B* |  |  | CSPH*4212AL*+UI | 986TC66100C21*** | 24200 | 16 | 8.1 | 21400 | 16600 | 77.57% | 2 | 0 | 10.5 |  |  |  | No | R-410A | 2.0167 | Residential & Commercial | Ducted CEE Tier 1
210596296 | Central HP <5.4 tons | BRYANT HEATING AND COOLING SYSTEMS | HRCU-A-CB (Split System: Heat Pump with Remote Outdoor Unit-Air-Source) | 288BNV025*0**B* |  |  | CAP**4221AL*+UI | 83*CA60100C21*** | 23800 | 16.5 | 8.1 | 21400 | 16700 | 78.04% | 1.96 | 0 | 10.5 |  |  |  | No | R-410A | 1.9833 | Residential & Commercial | Ducted CEE Tier 1
210596314 | Central HP <5.4 tons | BRYANT HEATING AND COOLING SYSTEMS | HRCU-A-CB (Split System: Heat Pump with Remote Outdoor Unit-Air-Source) | 288BNV025*0**B* |  |  | CAP**4224AL*+UI | 986TC66100C21*** | 23800 | 16.5 | 8.1 | 21400 | 16600 | 77.57% | 1.96 | 0 | 11 |  |  |  | No | R-410A | 1.9833 | Residential & Commercial | Ducted CEE Tier 1
210596321 | Central HP <5.4 tons | BRYANT HEATING AND COOLING SYSTEMS | HRCU-A-CB (Split System: Heat Pump with Remote Outdoor Unit-Air-Source) | 288BNV025*0**B* |  |  | CAP**4321AL*+UI | 83*CA60100C21*** | 24400 | 16.5 | 8.1 | 21200 | 16700 | 78.77% | 2.02 | 0 | 11 |  |  |  | No | R-410A | 2.0333 | Residential & Commercial | Ducted CEE Tier 1
210596339 | Central HP <5.4 tons | BRYANT HEATING AND COOLING SYSTEMS | HRCU-A-CB (Split System: Heat Pump with Remote Outdoor Unit-Air-Source) | 288BNV025*0**B* |  |  | CAP**4821AL*+UI | 88*TA48070C17*** | 24000 | 17 | 8.1 | 21000 | 16600 | 79.05% | 2.02 | 0 | 11 |  |  |  | No | R-410A | 2 | Residential & Commercial | Ducted CEE Tier 1
211378567 | Central HP <5.4 tons | YORK | HRCU-A-CB (Split System: Heat Pump with Remote Outdoor Unit-Air-Source) | HMH72B341 |  |  | XAFC36DXXN1+TXV | TMLE100B12MP11 | 34000 | 18 | 8.1 | 33800 | 23800 | 70.41% | 2.06 | 0 | 10 |  |  |  | No | R-410A | 2.8333 | Residential & Commercial | Ducted CEE Tier 1
211378751 | Central HP <5.4 tons | YORK | HRCU-A-CB (Split System: Heat Pump with Remote Outdoor Unit-Air-Source) | HMH72B341 |  |  | XAUB36DXXN1+TXV | TMLE060A12MP11 | 34000 | 18 | 8.1 | 33800 | 23800 | 70.41% | 2.06 | 0 | 10 |  |  |  | No | R-410A | 2.8333 | Residential & Commercial | Ducted CEE Tier 1
211378802 | Central HP <5.4 tons | YORK | HRCU-A-CB (Split System: Heat Pump with Remote Outdoor Unit-Air-Source) | HMH72B341 |  |  | XAFB30CXXN1+TXV | TM8E040A12MP11 | 32800 | 18 | 8.1 | 33400 | 23400 | 70.06% | 2.04 | 0 | 10 |  |  |  | No | R-410A | 2.7333 | Residential & Commercial | Ducted CEE Tier 1
212984697 | Central HP <5.4 tons | CARRIER | HRCU-A-CB (Split System: Heat Pump with Remote Outdoor Unit-Air-Source) | 38MURAQ18AB3* |  |  | CAP**1917AL* | 59SC2E080M17**16 | 18300 | 16.5 | 8.5 | 18200 | 17700 | 97.25% | 2.14 | 0 | 11 |  |  |  | No | R-410A | 1.525 | Residential & Commercial | Ducted CEE Tier 1
212985883 | Central HP <5.4 tons | CARRIER | HRCU-A-CB (Split System: Heat Pump with Remote Outdoor Unit-Air-Source) | 38MURAQ18AB3* |  |  | CAP**2414AL* | 59SC6A026M14**10 | 17300 | 16 | 8.5 | 18200 | 19400 | 106.6% | 2.34 | 0 | 10.5 |  |  |  | No | R-410A | 1.4417 | Residential & Commercial | Ducted CEE Tier 1
210596521 | Central HP <5.4 tons | BRYANT HEATING AND COOLING SYSTEMS | HRCU-A-CB (Split System: Heat Pump with Remote Outdoor Unit-Air-Source) | 288BNV037*0**A* |  |  | CAP**4221AL*+UI | 83*CA36040C17*** | 31800 | 17 | 8.1 | 33200 | 24400 | 73.49% | 1.88 | 0 | 11 |  |  |  | No | R-410A | 2.65 | Residential & Commercial | Ducted CEE Tier 1
210470490 | Central HP <5.4 tons | COMFORTMAKER | HRCU-A-CB (Split System: Heat Pump with Remote Outdoor Unit-Air-Source) | CVH837GKA2* |  |  | EA*4X61L21A*+WALLCON | *96CTN1002122A* | 33200 | 17.5 | 8.5 | 32000 | 24800 | 77.5% | 2 | 0 | 12 |  |  |  | No | R-410A | 2.7667 | Residential & Commercial | Ducted CEE Tier 1
210470523 | Central HP <5.4 tons | COMFORTMAKER | HRCU-A-CB (Split System: Heat Pump with Remote Outdoor Unit-Air-Source) | CVH837GKA2* |  |  | EA*4X61L24A*+WALLCON | *95CSU0802120A* | 33200 | 18 | 8.5 | 32000 | 24800 | 77.5% | 2 | 0 | 11.5 |  |  |  | No | R-410A | 2.7667 | Residential & Commercial | Ducted CEE Tier 1
210470655 | Central HP <5.4 tons | COMFORTMAKER | HRCU-A-CB (Split System: Heat Pump with Remote Outdoor Unit-Air-Source) | CVH837GKA2* |  |  | EA*4X61L24A*+WALLCON | *97CMN0602120A* | 33000 | 17.5 | 8.5 | 32400 | 25200 | 77.78% | 1.98 | 0 | 11.7 |  |  |  | No | R-410A | 2.75 | Residential & Commercial | Ducted CEE Tier 1
213782020 | Central HP <5.4 tons | COMFORTMAKER | HRCU-A-CB (Split System: Heat Pump with Remote Outdoor Unit-Air-Source) | CVH837GKA2* |  |  | EHD4X42AAL+WALLCON | *96CTN0801714B* | 32400 | 16 | 8.1 | 33000 | 24800 | 75.15% | 1.92 | 0 | 11 |  |  |  | No | R-410A | 2.7 | Residential & Commercial | Ducted CEE Tier 1
213782220 | Central HP <5.4 tons | COMFORTMAKER | HRCU-A-CB (Split System: Heat Pump with Remote Outdoor Unit-Air-Source) | CVH837GKA2* |  |  | EHD4X60AAL+WALLCON | *80CTL0701412B* | 32800 | 16.5 | 8.1 | 32400 | 25600 | 79.01% | 2 | 0 | 11 |  |  |  | No | R-410A | 2.7333 | Residential & Commercial | Ducted CEE Tier 1
211243440 | Central HP <5.4 tons | TEMPSTAR | HRCU-A-CB (Split System: Heat Pump with Remote Outdoor Unit-Air-Source) | DLCURAH24ABK |  |  | EA*4X37L21A* | *80VTL0701716A* | 24800 | 17 | 8.5 | 25400 | 20800 | 81.89% | 1.76 | 0 | 10.5 |  |  |  | No | R-410A | 2.0667 | Residential & Commercial | Ducted CEE Tier 1
211243573 | Central HP <5.4 tons | TEMPSTAR | HRCU-A-CB (Split System: Heat Pump with Remote Outdoor Unit-Air-Source) | DLCURAH24ABK |  |  | EA*4X37L21A* | *92ESN0601714A* | 25000 | 17 | 8.5 | 25600 | 20800 | 81.25% | 1.76 | 0 | 10.5 |  |  |  | No | R-410A | 2.0833 | Residential & Commercial | Ducted CEE Tier 1
211243909 | Central HP <5.4 tons | TEMPSTAR | HRCU-A-CB (Split System: Heat Pump with Remote Outdoor Unit-Air-Source) | DLCURAH24ABK |  |  | EN(A,D)4X24L17** | *95ESU0401712A* | 23200 | 16.5 | 8.5 | 26400 | 24400 | 92.42% | 2.04 | 0 | 10 |  |  |  | No | R-410A | 1.9333 | Residential & Commercial | Ducted CEE Tier 1
212971127 | Central HP <5.4 tons | COMFORTMAKER | HRCU-A-CB (Split System: Heat Pump with Remote Outdoor Unit-Air-Source) | DLCURAH24ABK |  |  | EA*4X24L17A* | *80VTL0451412B* | 23200 | 17 | 8.5 | 38500 | 27000 | 70.13% | 2.3 | 0 | 10 |  |  |  | No | R-410A | 1.9333 | Residential & Commercial | Ducted CEE Tier 1
212969822 | Central HP <5.4 tons | HEIL | HRCU-A-CB (Split System: Heat Pump with Remote Outdoor Unit-Air-Source) | DLCURAH24ABK |  |  | EN(A,D)4X30L14** | *80VSL0451412B* | 23400 | 17 | 8.1 | 25800 | 24400 | 94.57% | 2.04 | 0 | 10 |  |  |  | No | R-410A | 1.95 | Residential & Commercial | Ducted CEE Tier 1
211377996 | Central HP <5.4 tons | YORK | HRCU-A-CB (Split System: Heat Pump with Remote Outdoor Unit-Air-Source) | HMH72B341 |  |  | XAFC36DXXN1+TXV | TM8Y120C20MP11 | 34000 | 17.5 | 8.5 | 33800 | 23800 | 70.41% | 2.1 | 0 | 10 |  |  |  | No | R-410A | 2.8333 | Residential & Commercial | Ducted CEE Tier 1
211378082 | Central HP <5.4 tons | YORK | HRCU-A-CB (Split System: Heat Pump with Remote Outdoor Unit-Air-Source) | HMH72B341 |  |  | XAUB36DXXN1+TXV | TM8Y080B12MP11 | 34000 | 18 | 8.1 | 33400 | 23600 | 70.66% | 2.04 | 0 | 10 |  |  |  | No | R-410A | 2.8333 | Residential & Commercial | Ducted CEE Tier 1
206790024 | Central HP <5.4 tons | BRYANT HEATING AND COOLING SYSTEMS | HRCU-A-CB (Split System: Heat Pump with Remote Outdoor Unit-Air-Source) | 284ANV024*0**B* |  |  | CAP**3621AL*+UI | 987MB42060C17*** | 23200 | 19.5 | 10 | 26800 | 20000 | 74.63% | 2.38 | 13 | 12.5 |  |  |  | No | R-410A | 1.9333 | Residential & Commercial | Ducted CEE Tier 1
206790031 | Central HP <5.4 tons | BRYANT HEATING AND COOLING SYSTEMS | HRCU-A-CB (Split System: Heat Pump with Remote Outdoor Unit-Air-Source) | 284ANV024*0**B* |  |  | CAP**4221AL*+UI | 987MB42060C17*** | 23200 | 19.5 | 10.5 | 26800 | 20000 | 74.63% | 2.42 | 13 | 13 |  |  |  | No | R-410A | 1.9333 | Residential & Commercial | Ducted CEE Tier 1
206790063 | Central HP <5.4 tons | BRYANT HEATING AND COOLING SYSTEMS | HRCU-A-CB (Split System: Heat Pump with Remote Outdoor Unit-Air-Source) | 284ANV024*0**B* |  |  | CNPV*3617AL*+UI | 88*TA48090C17*** | 23400 | 21 | 10 | 26600 | 19800 | 74.44% | 2.4 | 14 | 13.5 |  |  |  | No | R-410A | 1.95 | Residential & Commercial | Ducted CEE Tier 1
206790072 | Central HP <5.4 tons | BRYANT HEATING AND COOLING SYSTEMS | HRCU-A-CB (Split System: Heat Pump with Remote Outdoor Unit-Air-Source) | 284ANV024*0**B* |  |  | CNPV*4217AL*+UI | 987MB42080C17*** | 23600 | 20 | 10 | 26600 | 19900 | 74.81% | 2.46 | 13 | 13 |  |  |  | No | R-410A | 1.9667 | Residential & Commercial | Ducted CEE Tier 1
206790272 | Central HP <5.4 tons | BRYANT HEATING AND COOLING SYSTEMS | HRCU-A-CB (Split System: Heat Pump with Remote Outdoor Unit-Air-Source) | 284ANV036*0**B* |  |  | CAP**3721AL*+UI | 987MB42080C17*** | 34200 | 19 | 9.5 | 35400 | 25800 | 72.88% | 2.02 | 12 | 11.7 |  |  |  | No | R-410A | 2.85 | Residential & Commercial | Ducted CEE Tier 1
206790308 | Central HP <5.4 tons | BRYANT HEATING AND COOLING SYSTEMS | HRCU-A-CB (Split System: Heat Pump with Remote Outdoor Unit-Air-Source) | 284ANV036*0**B* |  |  | CAP**4321AL*+UI | 987MB42080C17*** | 34200 | 19 | 9.5 | 35400 | 25800 | 72.88% | 2.02 | 12.5 | 11.7 |  |  |  | No | R-410A | 2.85 | Residential & Commercial | Ducted CEE Tier 1
206133470 | Central HP <5.4 tons | DAY & NIGHT | HRCU-A-CB (Split System: Heat Pump with Remote Outdoor Unit-Air-Source) | CVH825GKA2* |  |  | EA*4X37L21A*+WALLCON | *80CSU1002120A* | 24400 | 16.5 | 8.1 | 21200 | 16700 | 78.77% | 2.02 | 11.5 | 11 |  |  |  | No | R-410A | 2.0333 | Residential & Commercial | Ducted CEE Tier 1
212971727 | Central HP <5.4 tons | HEIL | HRCU-A-CB (Split System: Heat Pump with Remote Outdoor Unit-Air-Source) | DLCURAH24ABK |  |  | EN(A,D,W)4X36L17** | *80VTL0701716B* | 23600 | 17 | 8.5 | 26400 | 24200 | 91.67% | 2.02 | 0 | 10.5 |  |  |  | No | R-410A | 1.9667 | Residential & Commercial | Ducted CEE Tier 1
206135728 | Central HP <5.4 tons | DAY & NIGHT | HRCU-A-CB (Split System: Heat Pump with Remote Outdoor Unit-Air-Source) | CVH837GKA** |  |  | EA*4X43L21A*+WALLCON | *80CSU0401712A* | 33000 | 17.5 | 8.5 | 33000 | 25000 | 75.76% | 1.98 | 12 | 11 |  |  |  | No | R-410A | 2.75 | Residential & Commercial | Ducted CEE Tier 1
211244076 | Central HP <5.4 tons | TEMPSTAR | HRCU-A-CB (Split System: Heat Pump with Remote Outdoor Unit-Air-Source) | DLCURAH24ABK |  |  | EN(A,D)4X24L17** | *96VTN0601412A* | 23200 | 16 | 8.5 | 26400 | 24600 | 93.18% | 2.04 | 0 | 10 |  |  |  | No | R-410A | 1.9333 | Residential & Commercial | Ducted CEE Tier 1
211244143 | Central HP <5.4 tons | TEMPSTAR | HRCU-A-CB (Split System: Heat Pump with Remote Outdoor Unit-Air-Source) | DLCURAH24ABK |  |  | EN(A,D)4X24L17** | *80ES(N,L)0901714A* | 24000 | 16 | 8.5 | 27000 | 23000 | 85.19% | 1.9 | 0 | 10 |  |  |  | No | R-410A | 2 | Residential & Commercial | Ducted CEE Tier 1
211244309 | Central HP <5.4 tons | TEMPSTAR | HRCU-A-CB (Split System: Heat Pump with Remote Outdoor Unit-Air-Source) | DLCURAH24ABK |  |  | EN(A,D)4X30L14** | *80VTL0451412A* | 24000 | 16.5 | 8.1 | 26200 | 23000 | 87.79% | 1.9 | 0 | 10.5 |  |  |  | No | R-410A | 2 | Residential & Commercial | Ducted CEE Tier 1
211244795 | Central HP <5.4 tons | TEMPSTAR | HRCU-A-CB (Split System: Heat Pump with Remote Outdoor Unit-Air-Source) | DLCURAH24ABK |  |  | EN(A,D)4X30L17** | *92ESN0401712A* | 23600 | 15.5 | 8.1 | 26200 | 23400 | 89.31% | 1.92 | 0 | 10 |  |  |  | No | R-410A | 1.9667 | Residential & Commercial | Ducted CEE Tier 1
215933289 | Central HP <5.4 tons | COMFORTMAKER | HRCU-A-CB (Split System: Heat Pump with Remote Outdoor Unit-Air-Source) | C5H3V36*K*AAA* |  |  | ESH5X42M12A*+WALLCON | *80CSU1002120A* | 33600 | 19 | 9 | 35000 | 26600 | 76% | 1.92 | 0 | 11 |  |  |  | No | R-454B | 2.8 | Residential & Commercial | Ducted CEE Tier 1
215933439 | Central HP <5.4 tons | COMFORTMAKER | HRCU-A-CB (Split System: Heat Pump with Remote Outdoor Unit-Air-Source) | C5H3V36*K*AAA* |  |  | ESH5X42M12A*+WALLCON | *97CMN1002122B* | 33600 | 19 | 9 | 34600 | 26600 | 76.88% | 1.94 | 0 | 11.5 |  |  |  | No | R-454B | 2.8 | Residential & Commercial | Ducted CEE Tier 1
215933489 | Central HP <5.4 tons | COMFORTMAKER | HRCU-A-CB (Split System: Heat Pump with Remote Outdoor Unit-Air-Source) | C5H3V36*K*AAA* |  |  | ESH5X42M12A*+WALLCON | *96CTN1002122B* | 33600 | 19 | 9 | 34600 | 26600 | 76.88% | 1.94 | 0 | 11.5 |  |  |  | No | R-454B | 2.8 | Residential & Commercial | Ducted CEE Tier 1
215935084 | Central HP <5.4 tons | CARRIER | HRCU-A-CB (Split System: Heat Pump with Remote Outdoor Unit-Air-Source) | 27VNA336A*030* |  |  | CVAMA4921XMA*+UI | 59MN7C060C21**20 | 35400 | 21 | 8.5 | 38500 | 29000 | 75.32% | 2.02 | 0 | 12 |  |  |  | No | R-454B | 2.95 | Residential & Commercial | Ducted CEE Tier 1
215935134 | Central HP <5.4 tons | CARRIER | HRCU-A-CB (Split System: Heat Pump with Remote Outdoor Unit-Air-Source) | 27VNA336A*030* |  |  | CVAMA4921XMA*+UI | 59TN6C100C21**22 | 35600 | 22 | 8.5 | 38000 | 28600 | 75.26% | 2.02 | 0 | 12.5 |  |  |  | No | R-454B | 2.9667 | Residential & Commercial | Ducted CEE Tier 1
215669202 | Central HP <5.4 tons | CARRIER | HRCU-A-CB (Split System: Heat Pump with Remote Outdoor Unit-Air-Source) | 27VNA036A*030* |  |  | CAA**4821AM*+UI | 59CU5B100C21**22 | 33800 | 18 | 9 | 35000 | 25000 | 71.43% | 1.9 | 0 | 10 |  |  |  | No | R-454B | 2.8167 | Residential & Commercial | Ducted CEE Tier 1
215669252 | Central HP <5.4 tons | CARRIER | HRCU-A-CB (Split System: Heat Pump with Remote Outdoor Unit-Air-Source) | 27VNA036A*030* |  |  | CAA**4821AM*+UI | 59MN7C100C21**22 | 33800 | 18 | 9 | 35000 | 25000 | 71.43% | 1.9 | 0 | 10 |  |  |  | No | R-454B | 2.8167 | Residential & Commercial | Ducted CEE Tier 1
215669302 | Central HP <5.4 tons | CARRIER | HRCU-A-CB (Split System: Heat Pump with Remote Outdoor Unit-Air-Source) | 27VNA036A*030* |  |  | CAA**6024AM*+UI | 58TN*B070C21**20 | 34400 | 18 | 9 | 34200 | 24800 | 72.51% | 1.9 | 0 | 10 |  |  |  | No | R-454B | 2.8667 | Residential & Commercial | Ducted CEE Tier 1
215669622 | Central HP <5.4 tons | CARRIER | HRCU-A-CB (Split System: Heat Pump with Remote Outdoor Unit-Air-Source) | 27VNA036A*030* |  |  | CAA**6124AM*+UI | 58TN*B070C21**20 | 34800 | 18.5 | 9 | 34400 | 24800 | 72.09% | 1.92 | 0 | 10 |  |  |  | No | R-454B | 2.9 | Residential & Commercial | Ducted CEE Tier 1
215669722 | Central HP <5.4 tons | CARRIER | HRCU-A-CB (Split System: Heat Pump with Remote Outdoor Unit-Air-Source) | 27VNA036A*030* |  |  | CAA**6124AM*+UI | 59TN6C100C21**22 | 35000 | 18.5 | 9 | 34400 | 24800 | 72.09% | 1.92 | 0 | 10.5 |  |  |  | No | R-454B | 2.9167 | Residential & Commercial | Ducted CEE Tier 1
215670456 | Central HP <5.4 tons | CARRIER | HRCU-A-CB (Split System: Heat Pump with Remote Outdoor Unit-Air-Source) | 27VNA036A*030* |  |  | CSAH*6012AM*+UI | 58TN*B110C21**20 | 34600 | 17 | 8.5 | 34600 | 24800 | 71.68% | 1.92 | 0 | 10 |  |  |  | No | R-454B | 2.8833 | Residential & Commercial | Ducted CEE Tier 1
215933459 | Central HP <5.4 tons | COMFORTMAKER | HRCU-A-CB (Split System: Heat Pump with Remote Outdoor Unit-Air-Source) | C5H3V36*K*AAA* |  |  | ESH5X42M12A*+WALLCON | *96CTN0401410B* | 32000 | 17 | 9 | 33800 | 26000 | 76.92% | 1.96 | 0 | 10.5 |  |  |  | No | R-454B | 2.6667 | Residential & Commercial | Ducted CEE Tier 1
215933759 | Central HP <5.4 tons | COMFORTMAKER | HRCU-A-CB (Split System: Heat Pump with Remote Outdoor Unit-Air-Source) | C5H3V36*K*AAA* |  |  | ESH5X60M12A*+WALLCON | *80CTL0701412B* | 34000 | 19.5 | 9 | 34800 | 26400 | 75.86% | 1.92 | 0 | 11 |  |  |  | No | R-454B | 2.8333 | Residential & Commercial | Ducted CEE Tier 1
215933779 | Central HP <5.4 tons | COMFORTMAKER | HRCU-A-CB (Split System: Heat Pump with Remote Outdoor Unit-Air-Source) | C5H3V36*K*AAA* |  |  | ESH5X60M12A*+WALLCON | *80CTL0702120B* | 34200 | 19.5 | 9 | 34400 | 26000 | 75.58% | 1.96 | 0 | 11.7 |  |  |  | No | R-454B | 2.85 | Residential & Commercial | Ducted CEE Tier 1
215933809 | Central HP <5.4 tons | COMFORTMAKER | HRCU-A-CB (Split System: Heat Pump with Remote Outdoor Unit-Air-Source) | C5H3V36*K*AAA* |  |  | ESH5X60M12A*+WALLCON | *80CTL1102120B* | 34200 | 19.5 | 9 | 34400 | 26000 | 75.58% | 1.96 | 0 | 11.7 |  |  |  | No | R-454B | 2.85 | Residential & Commercial | Ducted CEE Tier 1
216453257 | Central HP <5.4 tons | TRANE | HRCU-A-CB (Split System: Heat Pump with Remote Outdoor Unit-Air-Source) | 5TWV0X60A1 |  |  | 5TXCC009AS3 | S8V2C100M5PCB | 52500 | 18.4 | 9 | 54000 | 38000 | 70.37% | 2 | 0 | 10 |  |  |  | No | R-454B | 4.375 | Residential & Commercial | Ducted CEE Tier 1
215932979 | Central HP <5.4 tons | COMFORTMAKER | HRCU-A-CB (Split System: Heat Pump with Remote Outdoor Unit-Air-Source) | C5H3V36*K*AAA* |  |  | ESH5X24M12A*+WALLCON | *96CTN0401410B* | 31200 | 16 | 9 | 34800 | 26600 | 76.44% | 1.92 | 0 | 10 |  |  |  | No | R-454B | 2.6 | Residential & Commercial | Ducted CEE Tier 1
215935284 | Central HP <5.4 tons | CARRIER | HRCU-A-CB (Split System: Heat Pump with Remote Outdoor Unit-Air-Source) | 27VNA336A*030* |  |  | CVAMA6021XMA*+UI | 59MN7C080C21**20 | 35600 | 21.5 | 8.5 | 38000 | 28600 | 75.26% | 2.02 | 0 | 12 |  |  |  | No | R-454B | 2.9667 | Residential & Commercial | Ducted CEE Tier 1
215935354 | Central HP <5.4 tons | CARRIER | HRCU-A-CB (Split System: Heat Pump with Remote Outdoor Unit-Air-Source) | 27VNA336A*030* |  |  | CVAMA6024XMA*+UI | 58TN*B110C21**20 | 35600 | 22 | 8.5 | 38000 | 28400 | 74.74% | 2.04 | 0 | 12.5 |  |  |  | No | R-454B | 2.9667 | Residential & Commercial | Ducted CEE Tier 1
215667145 | Central HP <5.4 tons | HEIL | HRCU-A-CB (Split System: Heat Pump with Remote Outdoor Unit-Air-Source) | H5H0V24*K*AAA* |  |  | EA*5X25M17A*+WALLCON | *80CSU0401712A* | 24000 | 17.5 | 9 | 23400 | 16400 | 70.09% | 2.02 | 0 | 10.5 |  |  |  | No | R-454B | 2 | Residential & Commercial | Ducted CEE Tier 1
215667179 | Central HP <5.4 tons | HEIL | HRCU-A-CB (Split System: Heat Pump with Remote Outdoor Unit-Air-Source) | H5H0V24*K*AAA* |  |  | EA*5X25M17A*+WALLCON | *80CTL0701412B* | 24000 | 17.5 | 9 | 23200 | 16400 | 70.69% | 2 | 0 | 10.5 |  |  |  | No | R-454B | 2 | Residential & Commercial | Ducted CEE Tier 1
215667197 | Central HP <5.4 tons | HEIL | HRCU-A-CB (Split System: Heat Pump with Remote Outdoor Unit-Air-Source) | H5H0V24*K*AAA* |  |  | EA*5X25M17A*+WALLCON | *80CTL0701716B* | 24000 | 17.5 | 9 | 23200 | 16400 | 70.69% | 2 | 0 | 10.5 |  |  |  | No | R-454B | 2 | Residential & Commercial | Ducted CEE Tier 1
206790258 | Central HP <5.4 tons | BRYANT HEATING AND COOLING SYSTEMS | HRCU-A-CB (Split System: Heat Pump with Remote Outdoor Unit-Air-Source) | 284ANV024*0**B* |  |  | CNPV*3621AL*+UI | 935CA66100C21*** | 23200 | 20.5 | 10 | 26600 | 19900 | 74.81% | 2.4 | 14 | 13 |  |  |  | No | R-410A | 1.9333 | Residential & Commercial | Ducted CEE Tier 1
214626189 | Central HP <5.4 tons | LENNOX | HRCU-A-CB (Split System: Heat Pump with Remote Outdoor Unit-Air-Source) | SL25XPV-036-230A** |  |  | CK40CT-50/60C-0*+TDR | EL296UH090XV36C* | 33600 | 22.2 | 8.7 | 34400 | 26800 | 77.91% | 1.8 | 0 | 13.3 |  |  |  | No | R-410A | 2.8 | Residential & Commercial | Ducted CEE Tier 1
215669532 | Central HP <5.4 tons | CARRIER | HRCU-A-CB (Split System: Heat Pump with Remote Outdoor Unit-Air-Source) | 27VNA036A*030* |  |  | CAA**6121AM*+UI | 59MN7C060C17**14 | 34400 | 18 | 9 | 34600 | 25200 | 72.83% | 1.9 | 0 | 10 |  |  |  | No | R-454B | 2.8667 | Residential & Commercial | Ducted CEE Tier 1
215669582 | Central HP <5.4 tons | CARRIER | HRCU-A-CB (Split System: Heat Pump with Remote Outdoor Unit-Air-Source) | 27VNA036A*030* |  |  | CAA**6121AM*+UI | 59TN6C060C17**14 | 34600 | 18 | 9 | 34600 | 25000 | 72.25% | 1.9 | 0 | 10 |  |  |  | No | R-454B | 2.8833 | Residential & Commercial | Ducted CEE Tier 1
215933079 | Central HP <5.4 tons | COMFORTMAKER | HRCU-A-CB (Split System: Heat Pump with Remote Outdoor Unit-Air-Source) | C5H3V36*K*AAA* |  |  | ESH5X36M12A*+WALLCON | *80CTL0701716B* | 33200 | 18.5 | 9 | 35200 | 27000 | 76.7% | 1.92 | 0 | 11 |  |  |  | No | R-454B | 2.7667 | Residential & Commercial | Ducted CEE Tier 1
215932679 | Central HP <5.4 tons | COMFORTMAKER | HRCU-A-CB (Split System: Heat Pump with Remote Outdoor Unit-Air-Source) | C5H3V36*K*AAA* |  |  | EA*5X61M21A*+WALLCON | *80CSU1002120A* | 34400 | 20 | 9 | 34600 | 26200 | 75.72% | 1.94 | 0 | 11.7 |  |  |  | No | R-454B | 2.8667 | Residential & Commercial | Ducted CEE Tier 1
215932729 | Central HP <5.4 tons | COMFORTMAKER | HRCU-A-CB (Split System: Heat Pump with Remote Outdoor Unit-Air-Source) | C5H3V36*K*AAA* |  |  | EA*5X61M21A*+WALLCON | *80CTL0902120B* | 34400 | 20.5 | 9.5 | 34200 | 26000 | 76.02% | 2.06 | 0 | 12 |  |  |  | No | R-454B | 2.8667 | Residential & Commercial | Ducted CEE Tier 1
215932579 | Central HP <5.4 tons | COMFORTMAKER | HRCU-A-CB (Split System: Heat Pump with Remote Outdoor Unit-Air-Source) | C5H3V36*K*AAA* |  |  | EA*5X60M24A*+WALLCON | *95CSU0802120B* | 34000 | 20 | 9 | 34200 | 26000 | 76.02% | 1.94 | 0 | 11.7 |  |  |  | No | R-454B | 2.8333 | Residential & Commercial | Ducted CEE Tier 1
215941026 | Central HP <5.4 tons | HEIL | HRCU-A-CB (Split System: Heat Pump with Remote Outdoor Unit-Air-Source) | H5H3V48*K*AAA* |  |  | EA*5X60M24A*+WALLCON | *97CTN1202422A* | 44500 | 21 | 9.5 | 48000 | 36400 | 75.83% | 2 | 0 | 11 |  |  |  | No | R-454B | 3.7083 | Residential & Commercial | Ducted CEE Tier 1
215940986 | Central HP <5.4 tons | HEIL | HRCU-A-CB (Split System: Heat Pump with Remote Outdoor Unit-Air-Source) | H5H3V48*K*AAA* |  |  | EA*5X48M21A*+WALLCON | *97CTN1002122A* | 43500 | 21 | 9.5 | 48000 | 36400 | 75.83% | 2 | 0 | 10.5 |  |  |  | No | R-454B | 3.625 | Residential & Commercial | Ducted CEE Tier 1
206790367 | Central HP <5.4 tons | BRYANT HEATING AND COOLING SYSTEMS | HRCU-A-CB (Split System: Heat Pump with Remote Outdoor Unit-Air-Source) | 284ANV036*0**B* |  |  | CAP**6124AL*+UI | 986TC66120C24*** | 34800 | 20 | 9 | 34400 | 25000 | 72.67% | 2.02 | 13 | 12.5 |  |  |  | No | R-410A | 2.9 | Residential & Commercial | Ducted CEE Tier 1
206790467 | Central HP <5.4 tons | BRYANT HEATING AND COOLING SYSTEMS | HRCU-A-CB (Split System: Heat Pump with Remote Outdoor Unit-Air-Source) | 284ANV036*0**B* |  |  | CSPH*4812AL*+UI | 987MB42080C17*** | 33800 | 18.5 | 9 | 35200 | 26000 | 73.86% | 2.02 | 12 | 11.5 |  |  |  | No | R-410A | 2.8167 | Residential & Commercial | Ducted CEE Tier 1
206790476 | Central HP <5.4 tons | BRYANT HEATING AND COOLING SYSTEMS | HRCU-A-CB (Split System: Heat Pump with Remote Outdoor Unit-Air-Source) | 284ANV036*0**B* |  |  | CSPH*6012AL*+UI | 88*TA48070C17*** | 34400 | 19 | 9 | 34800 | 25400 | 72.99% | 2.02 | 12.5 | 12 |  |  |  | No | R-410A | 2.8667 | Residential & Commercial | Ducted CEE Tier 1
206790492 | Central HP <5.4 tons | BRYANT HEATING AND COOLING SYSTEMS | HRCU-A-CB (Split System: Heat Pump with Remote Outdoor Unit-Air-Source) | 284ANV036*0**B* |  |  | CAP**3717AL*+UI | 83*CA36040C17*** | 34000 | 19 | 9.5 | 35200 | 26000 | 73.86% | 2.02 | 12 | 11.7 |  |  |  | No | R-410A | 2.8333 | Residential & Commercial | Ducted CEE Tier 1
206790526 | Central HP <5.4 tons | BRYANT HEATING AND COOLING SYSTEMS | HRCU-A-CB (Split System: Heat Pump with Remote Outdoor Unit-Air-Source) | 284ANV036*0**B* |  |  | CSPH*4812AL*+UI | 83*CA36040C17*** | 33800 | 19 | 9 | 35000 | 25800 | 73.71% | 2.04 | 12.5 | 11.7 |  |  |  | No | R-410A | 2.8167 | Residential & Commercial | Ducted CEE Tier 1
206790558 | Central HP <5.4 tons | BRYANT HEATING AND COOLING SYSTEMS | HRCU-A-CB (Split System: Heat Pump with Remote Outdoor Unit-Air-Source) | 284ANV036*0**B* |  |  | CSPH*4812AL*+UI | 935CA48060C17*** | 33800 | 18.5 | 9 | 35400 | 26000 | 73.45% | 2.02 | 12 | 11.5 |  |  |  | No | R-410A | 2.8167 | Residential & Commercial | Ducted CEE Tier 1
211378638 | Central HP <5.4 tons | YORK | HRCU-A-CB (Split System: Heat Pump with Remote Outdoor Unit-Air-Source) | HMH72B341 |  |  | XAFC30CXXN1+TXV | TM8E080C16MP11 | 33000 | 18 | 8.5 | 33000 | 23200 | 70.3% | 2.04 | 0 | 10 |  |  |  | No | R-410A | 2.75 | Residential & Commercial | Ducted CEE Tier 1
214807377 | Central HP <5.4 tons | YORK | HRCU-A-CB (Split System: Heat Pump with Remote Outdoor Unit-Air-Source) | HH836E2S11 |  |  | CTU48C5XFS1+TXV | Y81E120C16SMPS1 | 34000 | 19 | 9 | 31600 | 25200 | 79.75% | 2 | 0 | 11.7 |  |  |  | No | R-454B | 2.8333 | Residential & Commercial | Ducted CEE Tier 1
206790080 | Central HP <5.4 tons | BRYANT HEATING AND COOLING SYSTEMS | HRCU-A-CB (Split System: Heat Pump with Remote Outdoor Unit-Air-Source) | 284ANV024*0**B* |  |  | CNPV*4221AL*+UI | 88*TA48090C17*** | 23600 | 21.5 | 10 | 26600 | 19700 | 74.06% | 2.48 | 14 | 13.5 |  |  |  | No | R-410A | 1.9667 | Residential & Commercial | Ducted CEE Tier 1
212985933 | Central HP <5.4 tons | CARRIER | HRCU-A-CB (Split System: Heat Pump with Remote Outdoor Unit-Air-Source) | 38MURAQ18AB3* |  |  | CNPV*1814AL* | 59SC6A026M14**10 | 17300 | 15.5 | 8.5 | 18600 | 19800 | 106.5% | 2.38 | 0 | 10.5 |  |  |  | No | R-410A | 1.4417 | Residential & Commercial | Ducted CEE Tier 1
212986283 | Central HP <5.4 tons | CARRIER | HRCU-A-CB (Split System: Heat Pump with Remote Outdoor Unit-Air-Source) | 38MURAQ18AB3* |  |  | CAP**2414AL* | 59SC6A040M14**10 | 17400 | 16 | 8.5 | 18500 | 19500 | 105.4% | 2.34 | 0 | 10.5 |  |  |  | No | R-410A | 1.45 | Residential & Commercial | Ducted CEE Tier 1
212986703 | Central HP <5.4 tons | CARRIER | HRCU-A-CB (Split System: Heat Pump with Remote Outdoor Unit-Air-Source) | 38MURAQ18AB3* |  |  | CNPV*2417AL* | 59SC6A040M17**12 | 17500 | 15.2 | 8.5 | 18700 | 19200 | 102.7% | 2.3 | 0 | 10.5 |  |  |  | No | R-410A | 1.4583 | Residential & Commercial | Ducted CEE Tier 1
212986987 | Central HP <5.4 tons | CARRIER | HRCU-A-CB (Split System: Heat Pump with Remote Outdoor Unit-Air-Source) | 38MURAQ18AB3* |  |  | CAP**2414AL* | 59SC6A060M14**12 | 17300 | 16 | 8.5 | 18200 | 19400 | 106.6% | 2.34 | 0 | 10.5 |  |  |  | No | R-410A | 1.4417 | Residential & Commercial | Ducted CEE Tier 1
214626191 | Central HP <5.4 tons | LENNOX | HRCU-A-CB (Split System: Heat Pump with Remote Outdoor Unit-Air-Source) | SL25XPV-036-230A** |  |  | CK40CT-50/60C-0*+TDR | EL296UH090XV60C* | 33600 | 21 | 8.6 | 34400 | 26600 | 77.33% | 1.8 | 0 | 13.3 |  |  |  | No | R-410A | 2.8 | Residential & Commercial | Ducted CEE Tier 1
214626073 | Central HP <5.4 tons | LENNOX | HRCU-A-CB (Split System: Heat Pump with Remote Outdoor Unit-Air-Source) | SL25XPV-036-230A** |  |  | CK40HT-42B-0*+TDR | SL280UH090V36B* | 34800 | 22 | 8.8 | 34200 | 26200 | 76.61% | 1.84 | 0 | 13.5 |  |  |  | No | R-410A | 2.9 | Residential & Commercial | Ducted CEE Tier 1
214626150 | Central HP <5.4 tons | LENNOX | HRCU-A-CB (Split System: Heat Pump with Remote Outdoor Unit-Air-Source) | SL25XPV-036-230A** |  |  | CK40CT-36B-0*+TDR | SL280UH090V36B* | 33400 | 22.2 | 8.6 | 35400 | 26600 | 75.14% | 1.76 | 0 | 13.4 |  |  |  | No | R-410A | 2.7833 | Residential & Commercial | Ducted CEE Tier 1
214626173 | Central HP <5.4 tons | LENNOX | HRCU-A-CB (Split System: Heat Pump with Remote Outdoor Unit-Air-Source) | SL25XPV-036-230A** |  |  | CK40CT-48C-0*+TDR | EL297UH090XV48C* | 34000 | 22 | 8.8 | 35600 | 27400 | 76.97% | 1.82 | 0 | 13.4 |  |  |  | No | R-410A | 2.8333 | Residential & Commercial | Ducted CEE Tier 1
206790105 | Central HP <5.4 tons | BRYANT HEATING AND COOLING SYSTEMS | HRCU-A-CB (Split System: Heat Pump with Remote Outdoor Unit-Air-Source) | 284ANV024*0**B* |  |  | CSPH*3612AL*+UI | 88*TA36070C14*** | 23800 | 20.5 | 9.5 | 26600 | 19700 | 74.06% | 2.5 | 14 | 13 |  |  |  | No | R-410A | 1.9833 | Residential & Commercial | Ducted CEE Tier 1
213296652 | Central HP <5.4 tons | YORK | HRCU-A-CB (Split System: Heat Pump with Remote Outdoor Unit-Air-Source) | HMH72B341 |  |  | XAFC36DBCN1 | Y91E080C20SMPS1 | 33800 | 17 | 8.5 | 32800 | 23000 | 70.12% | 1.8 | 0 | 10 |  |  |  | No | R-410A | 2.8167 | Residential & Commercial | Ducted CEE Tier 1
213296701 | Central HP <5.4 tons | YORK | HRCU-A-CB (Split System: Heat Pump with Remote Outdoor Unit-Air-Source) | HMH72B341 |  |  | XAHC36DBCN1 | Y91E080C20SMPS1 | 33800 | 17 | 8.5 | 32800 | 23000 | 70.12% | 1.8 | 0 | 10 |  |  |  | No | R-410A | 2.8167 | Residential & Commercial | Ducted CEE Tier 1
213296736 | Central HP <5.4 tons | YORK | HRCU-A-CB (Split System: Heat Pump with Remote Outdoor Unit-Air-Source) | HMH72B341 |  |  | XAFC36DBCN1 | Y91E080C16SMPS1 | 33400 | 17 | 8.5 | 32000 | 22400 | 70% | 1.8 | 0 | 10 |  |  |  | No | R-410A | 2.7833 | Residential & Commercial | Ducted CEE Tier 1
215941036 | Central HP <5.4 tons | HEIL | HRCU-A-CB (Split System: Heat Pump with Remote Outdoor Unit-Air-Source) | H5H3V48*K*AAA* |  |  | EA*5X61M21A*+WALLCON | *96CTN0802120B* | 45000 | 21 | 9.5 | 48500 | 37000 | 76.29% | 2 | 0 | 11 |  |  |  | No | R-454B | 3.75 | Residential & Commercial | Ducted CEE Tier 1
215941186 | Central HP <5.4 tons | HEIL | HRCU-A-CB (Split System: Heat Pump with Remote Outdoor Unit-Air-Source) | H5H3V48*K*AAA* |  |  | ESH5X48M12A*+WALLCON | *97CTN1002122A* | 44000 | 20 | 9 | 48500 | 36400 | 75.05% | 1.82 | 0 | 10.5 |  |  |  | No | R-454B | 3.6667 | Residential & Commercial | Ducted CEE Tier 1
215933989 | Central HP <5.4 tons | COMFORTMAKER | HRCU-A-CB (Split System: Heat Pump with Remote Outdoor Unit-Air-Source) | C5H3V48*K*AAA* |  |  | EA*5X48M21A*+WALLCON | *80CTL0701716B* | 43000 | 20 | 9 | 48500 | 37200 | 76.7% | 2 | 0 | 10.5 |  |  |  | No | R-454B | 3.5833 | Residential & Commercial | Ducted CEE Tier 1
215940936 | Central HP <5.4 tons | HEIL | HRCU-A-CB (Split System: Heat Pump with Remote Outdoor Unit-Air-Source) | H5H3V48*K*AAA* |  |  | EA*5X48M21A*+WALLCON | *96CTN0802120B* | 43500 | 20.5 | 9.5 | 48000 | 36600 | 76.25% | 2 | 0 | 10.5 |  |  |  | No | R-454B | 3.625 | Residential & Commercial | Ducted CEE Tier 1
210596537 | Central HP <5.4 tons | BRYANT HEATING AND COOLING SYSTEMS | HRCU-A-CB (Split System: Heat Pump with Remote Outdoor Unit-Air-Source) | 288BNV037*0**A* |  |  | CAP**6121AL*+UI | 83*CA36040C17*** | 33200 | 17.5 | 8.1 | 32000 | 24800 | 77.5% | 1.98 | 0 | 11.5 |  |  |  | No | R-410A | 2.7667 | Residential & Commercial | Ducted CEE Tier 1
210596555 | Central HP <5.4 tons | BRYANT HEATING AND COOLING SYSTEMS | HRCU-A-CB (Split System: Heat Pump with Remote Outdoor Unit-Air-Source) | 288BNV037*0**A* |  |  | CAP**6124AL*+UI | 935CA66100C21*** | 33200 | 18 | 8.5 | 32000 | 24800 | 77.5% | 2.02 | 0 | 11.5 |  |  |  | No | R-410A | 2.7667 | Residential & Commercial | Ducted CEE Tier 1
210596554 | Central HP <5.4 tons | BRYANT HEATING AND COOLING SYSTEMS | HRCU-A-CB (Split System: Heat Pump with Remote Outdoor Unit-Air-Source) | 288BNV037*0**A* |  |  | CAP**6124AL*+UI | 935CA60080C21*** | 33200 | 18 | 8.5 | 32000 | 24800 | 77.5% | 2 | 0 | 11.5 |  |  |  | No | R-410A | 2.7667 | Residential & Commercial | Ducted CEE Tier 1
210596581 | Central HP <5.4 tons | BRYANT HEATING AND COOLING SYSTEMS | HRCU-A-CB (Split System: Heat Pump with Remote Outdoor Unit-Air-Source) | 288BNV037*0**A* |  |  | CNPV*6024AL*+UI | 88*TA66135C24*** | 32800 | 18 | 8.1 | 32200 | 24600 | 76.4% | 1.98 | 0 | 12 |  |  |  | No | R-410A | 2.7333 | Residential & Commercial | Ducted CEE Tier 1
210596613 | Central HP <5.4 tons | BRYANT HEATING AND COOLING SYSTEMS | HRCU-A-CB (Split System: Heat Pump with Remote Outdoor Unit-Air-Source) | 288BNV037*0**A* |  |  | CSPH*6012AL*+UI | 987MB66120C24*** | 33000 | 17 | 8.1 | 32200 | 25000 | 77.64% | 2 | 0 | 11 |  |  |  | No | R-410A | 2.75 | Residential & Commercial | Ducted CEE Tier 1
215669682 | Central HP <5.4 tons | CARRIER | HRCU-A-CB (Split System: Heat Pump with Remote Outdoor Unit-Air-Source) | 27VNA036A*030* |  |  | CAA**6124AM*+UI | 59MN7C060C21**20 | 34600 | 18 | 9 | 34600 | 25000 | 72.25% | 1.9 | 0 | 10 |  |  |  | No | R-454B | 2.8833 | Residential & Commercial | Ducted CEE Tier 1
212400609 | Central HP <5.4 tons | TRANE | HRCU-A-CB (Split System: Heat Pump with Remote Outdoor Unit-Air-Source) | 4TWV7X36A1 |  |  | TAMXA0B30V31 |  | 34000 | 17.1 | 8.5 | 29000 | 20400 | 70.34% | 1.8 | 0 | 12 |  |  |  | No | R-410A | 2.8333 | Residential & Commercial | Ducted CEE Tier 1
215681776 | Central HP <5.4 tons | AIRQUEST | HRCU-A-CB (Split System: Heat Pump with Remote Outdoor Unit-Air-Source) | H5H0V48*K*AAA* |  |  | EVM5X48M21A*+WALLCON | *80CSU0802120B* | 47000 | 18.5 | 9 | 50000 | 36200 | 72.4% | 2 | 0 | 10 |  |  |  | No | R-454B | 3.9167 | Residential & Commercial | Ducted CEE Tier 1
215681976 | Central HP <5.4 tons | AIRQUEST | HRCU-A-CB (Split System: Heat Pump with Remote Outdoor Unit-Air-Source) | H5H0V48*K*AAA* |  |  | EVM5X60M24A*+WALLCON | *96CTN0802120B* | 48000 | 19 | 9 | 50000 | 36600 | 73.2% | 2 | 0 | 10 |  |  |  | No | R-454B | 4 | Residential & Commercial | Ducted CEE Tier 1
206790291 | Central HP <5.4 tons | BRYANT HEATING AND COOLING SYSTEMS | HRCU-A-CB (Split System: Heat Pump with Remote Outdoor Unit-Air-Source) | 284ANV036*0**B* |  |  | CAP**4221AL*+UI | 987MB60060C21*** | 32800 | 18.5 | 9 | 35600 | 26800 | 75.28% | 1.98 | 12 | 11.7 |  |  |  | No | R-410A | 2.7333 | Residential & Commercial | Ducted CEE Tier 1
206790416 | Central HP <5.4 tons | BRYANT HEATING AND COOLING SYSTEMS | HRCU-A-CB (Split System: Heat Pump with Remote Outdoor Unit-Air-Source) | 284ANV036*0**B* |  |  | CNPV*4824AL*+UI | 987MB60060C21*** | 33600 | 19 | 9 | 35400 | 26200 | 74.01% | 2.02 | 12.5 | 12 |  |  |  | No | R-410A | 2.8 | Residential & Commercial | Ducted CEE Tier 1
214626224 | Central HP <5.4 tons | LENNOX | HRCU-A-CB (Split System: Heat Pump with Remote Outdoor Unit-Air-Source) | SL25XPV-048-230A** |  |  | CK40HT-51/61C-0*+TDR | SL280UH110XV60C* | 45000 | 20 | 9.2 | 45500 | 37400 | 82.2% | 1.82 | 0 | 12.5 |  |  |  | No | R-410A | 3.75 | Residential & Commercial | Ducted CEE Tier 1
214626231 | Central HP <5.4 tons | LENNOX | HRCU-A-CB (Split System: Heat Pump with Remote Outdoor Unit-Air-Source) | SL25XPV-048-230A** |  |  | CK40HT-60D-0*+TDR | EL297UH135XV60D* | 45500 | 21 | 9.1 | 43500 | 35800 | 82.3% | 1.86 | 0 | 12.4 |  |  |  | No | R-410A | 3.7917 | Residential & Commercial | Ducted CEE Tier 1
206790457 | Central HP <5.4 tons | BRYANT HEATING AND COOLING SYSTEMS | HRCU-A-CB (Split System: Heat Pump with Remote Outdoor Unit-Air-Source) | 284ANV036*0**B* |  |  | CSPH*4212AL*+UI | 88*TA48090C17*** | 34000 | 19 | 9 | 35000 | 26000 | 74.29% | 2.04 | 12.5 | 12 |  |  |  | No | R-410A | 2.8333 | Residential & Commercial | Ducted CEE Tier 1
206790459 | Central HP <5.4 tons | BRYANT HEATING AND COOLING SYSTEMS | HRCU-A-CB (Split System: Heat Pump with Remote Outdoor Unit-Air-Source) | 284ANV036*0**B* |  |  | CSPH*4212AL*+UI | 987MB60060C21*** | 33800 | 18 | 9 | 35400 | 26200 | 74.01% | 2.02 | 12 | 11.5 |  |  |  | No | R-410A | 2.8167 | Residential & Commercial | Ducted CEE Tier 1
206790473 | Central HP <5.4 tons | BRYANT HEATING AND COOLING SYSTEMS | HRCU-A-CB (Split System: Heat Pump with Remote Outdoor Unit-Air-Source) | 284ANV036*0**B* |  |  | CSPH*4812AL*+UI | 88*TA48090C17*** | 34200 | 19.5 | 9 | 35000 | 25800 | 73.71% | 2.06 | 12.5 | 12 |  |  |  | No | R-410A | 2.85 | Residential & Commercial | Ducted CEE Tier 1
214626233 | Central HP <5.4 tons | LENNOX | HRCU-A-CB (Split System: Heat Pump with Remote Outdoor Unit-Air-Source) | SL25XPV-048-230A** |  |  | CK40HT-60D-0*+TDR | SLP99UH135XV60D* | 45500 | 21 | 9.1 | 43500 | 35800 | 82.3% | 1.86 | 0 | 12.4 |  |  |  | No | R-410A | 3.7917 | Residential & Commercial | Ducted CEE Tier 1
214626247 | Central HP <5.4 tons | LENNOX | HRCU-A-CB (Split System: Heat Pump with Remote Outdoor Unit-Air-Source) | SL25XPV-048-230A** |  |  | CK40CT-49C-0*+TDR | SL280UH110XV60C* | 45500 | 20 | 8.9 | 44000 | 35800 | 81.36% | 1.78 | 0 | 12.3 |  |  |  | No | R-410A | 3.7917 | Residential & Commercial | Ducted CEE Tier 1
214626258 | Central HP <5.4 tons | LENNOX | HRCU-A-CB (Split System: Heat Pump with Remote Outdoor Unit-Air-Source) | SL25XPV-048-230A** |  |  | CK40CT-60C-0*+TDR | EL297UH090XV60C* | 45500 | 20 | 9.5 | 44000 | 36200 | 82.27% | 1.9 | 0 | 12.2 |  |  |  | No | R-410A | 3.7917 | Residential & Commercial | Ducted CEE Tier 1
215932829 | Central HP <5.4 tons | COMFORTMAKER | HRCU-A-CB (Split System: Heat Pump with Remote Outdoor Unit-Air-Source) | C5H3V36*K*AAA* |  |  | EA*5X61M21A*+WALLCON | *96CTN0801714B* | 34200 | 20 | 9 | 34600 | 26400 | 76.3% | 1.94 | 0 | 11.5 |  |  |  | No | R-454B | 2.85 | Residential & Commercial | Ducted CEE Tier 1
215933399 | Central HP <5.4 tons | COMFORTMAKER | HRCU-A-CB (Split System: Heat Pump with Remote Outdoor Unit-Air-Source) | C5H3V36*K*AAA* |  |  | ESH5X42M12A*+WALLCON | *97CMN0601714B* | 33200 | 18.5 | 9 | 34200 | 26200 | 76.61% | 1.94 | 0 | 10.5 |  |  |  | No | R-454B | 2.7667 | Residential & Commercial | Ducted CEE Tier 1
215933449 | Central HP <5.4 tons | COMFORTMAKER | HRCU-A-CB (Split System: Heat Pump with Remote Outdoor Unit-Air-Source) | C5H3V36*K*AAA* |  |  | ESH5X42M12A*+WALLCON | *97CMN1202422B* | 33600 | 19 | 9 | 34800 | 26600 | 76.44% | 1.94 | 0 | 11.5 |  |  |  | No | R-454B | 2.8 | Residential & Commercial | Ducted CEE Tier 1
215933499 | Central HP <5.4 tons | COMFORTMAKER | HRCU-A-CB (Split System: Heat Pump with Remote Outdoor Unit-Air-Source) | C5H3V36*K*AAA* |  |  | ESH5X42M12A*+WALLCON | *96CTN1202422B* | 33600 | 19 | 9 | 34600 | 26600 | 76.88% | 1.94 | 0 | 11.5 |  |  |  | No | R-454B | 2.8 | Residential & Commercial | Ducted CEE Tier 1
215933529 | Central HP <5.4 tons | COMFORTMAKER | HRCU-A-CB (Split System: Heat Pump with Remote Outdoor Unit-Air-Source) | C5H3V36*K*AAA* |  |  | ESH5X48M12A*+WALLCON | *80CSU1002120A* | 33600 | 19.5 | 9 | 34800 | 26600 | 76.44% | 1.94 | 0 | 11.5 |  |  |  | No | R-454B | 2.8 | Residential & Commercial | Ducted CEE Tier 1
216453275 | Central HP <5.4 tons | TRANE | HRCU-A-CB (Split System: Heat Pump with Remote Outdoor Unit-Air-Source) | 5TWV0X60A1 |  |  | 5TXCD010AS3 | S8V2D120M5PCB | 53000 | 18.8 | 9.4 | 54000 | 38000 | 70.37% | 2 | 0 | 10.5 |  |  |  | No | R-454B | 4.4167 | Residential & Commercial | Ducted CEE Tier 1
215934029 | Central HP <5.4 tons | COMFORTMAKER | HRCU-A-CB (Split System: Heat Pump with Remote Outdoor Unit-Air-Source) | C5H3V48*K*AAA* |  |  | EA*5X48M21A*+WALLCON | *95CSU0802120B* | 43500 | 20.5 | 9 | 48000 | 36600 | 76.25% | 2 | 0 | 10.5 |  |  |  | No | R-454B | 3.625 | Residential & Commercial | Ducted CEE Tier 1
215934229 | Central HP <5.4 tons | COMFORTMAKER | HRCU-A-CB (Split System: Heat Pump with Remote Outdoor Unit-Air-Source) | C5H3V48*K*AAA* |  |  | EA*5X61M21A*+WALLCON | *95CSU1002122B* | 45500 | 21.5 | 9.5 | 48500 | 36600 | 75.46% | 2 | 0 | 11.5 |  |  |  | No | R-454B | 3.7917 | Residential & Commercial | Ducted CEE Tier 1
215934009 | Central HP <5.4 tons | COMFORTMAKER | HRCU-A-CB (Split System: Heat Pump with Remote Outdoor Unit-Air-Source) | C5H3V48*K*AAA* |  |  | EA*5X48M21A*+WALLCON | *80CTL0902120B* | 44000 | 21 | 9.5 | 48000 | 36200 | 75.42% | 1.92 | 0 | 11 |  |  |  | No | R-454B | 3.6667 | Residential & Commercial | Ducted CEE Tier 1
215934109 | Central HP <5.4 tons | COMFORTMAKER | HRCU-A-CB (Split System: Heat Pump with Remote Outdoor Unit-Air-Source) | C5H3V48*K*AAA* |  |  | EA*5X60M24A*+WALLCON | *80CTL1102120B* | 45000 | 21.5 | 9.5 | 48000 | 36200 | 75.42% | 2 | 0 | 11 |  |  |  | No | R-454B | 3.75 | Residential & Commercial | Ducted CEE Tier 1
215934139 | Central HP <5.4 tons | COMFORTMAKER | HRCU-A-CB (Split System: Heat Pump with Remote Outdoor Unit-Air-Source) | C5H3V48*K*AAA* |  |  | EA*5X61M21A*+WALLCON | *80CSU1002120A* | 45000 | 21 | 9.5 | 48500 | 37000 | 76.29% | 2 | 0 | 11 |  |  |  | No | R-454B | 3.75 | Residential & Commercial | Ducted CEE Tier 1
215933069 | Central HP <5.4 tons | COMFORTMAKER | HRCU-A-CB (Split System: Heat Pump with Remote Outdoor Unit-Air-Source) | C5H3V36*K*AAA* |  |  | ESH5X36M12A*+WALLCON | *80CTL0701412B* | 33000 | 18.5 | 9 | 35400 | 27200 | 76.84% | 1.9 | 0 | 10.5 |  |  |  | No | R-454B | 2.75 | Residential & Commercial | Ducted CEE Tier 1
215933579 | Central HP <5.4 tons | COMFORTMAKER | HRCU-A-CB (Split System: Heat Pump with Remote Outdoor Unit-Air-Source) | C5H3V36*K*AAA* |  |  | ESH5X48M12A*+WALLCON | *80CTL0901716B* | 33600 | 19.5 | 9 | 34800 | 26600 | 76.44% | 1.94 | 0 | 11.5 |  |  |  | No | R-454B | 2.8 | Residential & Commercial | Ducted CEE Tier 1
215932669 | Central HP <5.4 tons | COMFORTMAKER | HRCU-A-CB (Split System: Heat Pump with Remote Outdoor Unit-Air-Source) | C5H3V36*K*AAA* |  |  | EA*5X61M21A*+WALLCON | *80CSU0601716A* | 34400 | 20.5 | 9.5 | 34400 | 26000 | 75.58% | 2.06 | 0 | 11.7 |  |  |  | No | R-454B | 2.8667 | Residential & Commercial | Ducted CEE Tier 1
215932739 | Central HP <5.4 tons | COMFORTMAKER | HRCU-A-CB (Split System: Heat Pump with Remote Outdoor Unit-Air-Source) | C5H3V36*K*AAA* |  |  | EA*5X61M21A*+WALLCON | *80CTL1102120B* | 34400 | 20.5 | 9.5 | 34200 | 26000 | 76.02% | 2.06 | 0 | 12 |  |  |  | No | R-454B | 2.8667 | Residential & Commercial | Ducted CEE Tier 1
215933089 | Central HP <5.4 tons | COMFORTMAKER | HRCU-A-CB (Split System: Heat Pump with Remote Outdoor Unit-Air-Source) | C5H3V36*K*AAA* |  |  | ESH5X36M12A*+WALLCON | *80CTL0702120B* | 33200 | 19 | 9 | 35000 | 26800 | 76.57% | 1.92 | 0 | 11 |  |  |  | No | R-454B | 2.7667 | Residential & Commercial | Ducted CEE Tier 1
215933239 | Central HP <5.4 tons | COMFORTMAKER | HRCU-A-CB (Split System: Heat Pump with Remote Outdoor Unit-Air-Source) | C5H3V36*K*AAA* |  |  | ESH5X36M12A*+WALLCON | *96CTN0601714B* | 33000 | 18.5 | 9 | 34400 | 26200 | 76.16% | 1.92 | 0 | 10.5 |  |  |  | No | R-454B | 2.75 | Residential & Commercial | Ducted CEE Tier 1
215933119 | Central HP <5.4 tons | COMFORTMAKER | HRCU-A-CB (Split System: Heat Pump with Remote Outdoor Unit-Air-Source) | C5H3V36*K*AAA* |  |  | ESH5X36M12A*+WALLCON | *80CTL1102120B* | 33400 | 19 | 9 | 34800 | 26600 | 76.44% | 1.92 | 0 | 11.5 |  |  |  | No | R-454B | 2.7833 | Residential & Commercial | Ducted CEE Tier 1
214626106 | Central HP <5.4 tons | LENNOX | HRCU-A-CB (Split System: Heat Pump with Remote Outdoor Unit-Air-Source) | SL25XPV-036-230A** |  |  | CK40HT-48B-0*+TDR | SL280UH090V36B* | 34000 | 22.2 | 8.8 | 34400 | 26000 | 75.58% | 1.84 | 0 | 13.5 |  |  |  | No | R-410A | 2.8333 | Residential & Commercial | Ducted CEE Tier 1
214626165 | Central HP <5.4 tons | LENNOX | HRCU-A-CB (Split System: Heat Pump with Remote Outdoor Unit-Air-Source) | SL25XPV-036-230A** |  |  | CK40CT-48B-0*+TDR | SL297UH060NV36B* | 33800 | 21.4 | 8.8 | 35800 | 27800 | 77.65% | 1.8 | 0 | 13 |  |  |  | No | R-410A | 2.8167 | Residential & Commercial | Ducted CEE Tier 1
214626197 | Central HP <5.4 tons | LENNOX | HRCU-A-CB (Split System: Heat Pump with Remote Outdoor Unit-Air-Source) | SL25XPV-036-230A** |  |  | CK40CT-50/60C-0*+TDR | EL297UH110XV48C* | 33600 | 22 | 8.7 | 34400 | 26800 | 77.91% | 1.82 | 0 | 13.3 |  |  |  | No | R-410A | 2.8 | Residential & Commercial | Ducted CEE Tier 1
212985763 | Central HP <5.4 tons | CARRIER | HRCU-A-CB (Split System: Heat Pump with Remote Outdoor Unit-Air-Source) | 38MURAQ24AB3* |  |  | CAP**2417AL* | 59SC6A026M14**10 | 23400 | 16.5 | 8.5 | 27000 | 26200 | 97.04% | 2.2 | 0 | 10 |  |  |  | No | R-410A | 1.95 | Residential & Commercial | Ducted CEE Tier 1
212986235 | Central HP <5.4 tons | CARRIER | HRCU-A-CB (Split System: Heat Pump with Remote Outdoor Unit-Air-Source) | 38MURAQ24AB3* |  |  | CNPV*3014AL* | 59SC6A040M14**10 | 23400 | 16 | 8.1 | 26400 | 24600 | 93.18% | 2.02 | 0 | 10 |  |  |  | No | R-410A | 1.95 | Residential & Commercial | Ducted CEE Tier 1
204300241 | Central HP <5.4 tons | HEIL | HRCU-A-CB (Split System: Heat Pump with Remote Outdoor Unit-Air-Source) | HVH837GKA** |  |  | EHD4X42AAL+WALLCON | *80CTL0701716A* | 32400 | 16.5 | 8.1 | 33200 | 25000 | 75.3% | 1.94 | 11.5 | 11 |  |  |  | No | R-410A | 2.7 | Residential & Commercial | Ducted CEE Tier 1
204300341 | Central HP <5.4 tons | HEIL | HRCU-A-CB (Split System: Heat Pump with Remote Outdoor Unit-Air-Source) | HVH837GKA** |  |  | EHD4X42AAL+WALLCON | *97CMN1002122A* | 32600 | 16.5 | 8.1 | 33000 | 24800 | 75.15% | 1.96 | 12 | 11 |  |  |  | No | R-410A | 2.7167 | Residential & Commercial | Ducted CEE Tier 1
204300461 | Central HP <5.4 tons | HEIL | HRCU-A-CB (Split System: Heat Pump with Remote Outdoor Unit-Air-Source) | HVH837GKA** |  |  | EHD4X48AAL+WALLCON | *80CTL1352422A* | 32600 | 17 | 8.1 | 33000 | 24800 | 75.15% | 1.98 | 11 | 11 |  |  |  | No | R-410A | 2.7167 | Residential & Commercial | Ducted CEE Tier 1
215933149 | Central HP <5.4 tons | COMFORTMAKER | HRCU-A-CB (Split System: Heat Pump with Remote Outdoor Unit-Air-Source) | C5H3V36*K*AAA* |  |  | ESH5X36M12A*+WALLCON | *95CSU0802120B* | 33200 | 18.5 | 9 | 35000 | 26800 | 76.57% | 1.92 | 0 | 11 |  |  |  | No | R-454B | 2.7667 | Residential & Commercial | Ducted CEE Tier 1
215933249 | Central HP <5.4 tons | COMFORTMAKER | HRCU-A-CB (Split System: Heat Pump with Remote Outdoor Unit-Air-Source) | C5H3V36*K*AAA* |  |  | ESH5X36M12A*+WALLCON | *96CTN0801714B* | 33000 | 18.5 | 9 | 35200 | 27000 | 76.7% | 1.92 | 0 | 11 |  |  |  | No | R-454B | 2.75 | Residential & Commercial | Ducted CEE Tier 1
215933299 | Central HP <5.4 tons | COMFORTMAKER | HRCU-A-CB (Split System: Heat Pump with Remote Outdoor Unit-Air-Source) | C5H3V36*K*AAA* |  |  | ESH5X42M12A*+WALLCON | *80CTL0451712B* | 33200 | 18.5 | 9 | 35600 | 27400 | 76.97% | 1.9 | 0 | 10.5 |  |  |  | No | R-454B | 2.7667 | Residential & Commercial | Ducted CEE Tier 1
215932559 | Central HP <5.4 tons | COMFORTMAKER | HRCU-A-CB (Split System: Heat Pump with Remote Outdoor Unit-Air-Source) | C5H3V36*K*AAA* |  |  | EA*5X60M24A*+WALLCON | *80CTL1102120B* | 34000 | 20.5 | 9.5 | 34000 | 25800 | 75.88% | 2.04 | 0 | 12 |  |  |  | No | R-454B | 2.8333 | Residential & Commercial | Ducted CEE Tier 1
215932609 | Central HP <5.4 tons | COMFORTMAKER | HRCU-A-CB (Split System: Heat Pump with Remote Outdoor Unit-Air-Source) | C5H3V36*K*AAA* |  |  | EA*5X60M24A*+WALLCON | *97CMN0802120B* | 34000 | 20 | 9.5 | 34200 | 26000 | 76.02% | 2.06 | 0 | 11.7 |  |  |  | No | R-454B | 2.8333 | Residential & Commercial | Ducted CEE Tier 1
215679396 | Central HP <5.4 tons | AIRQUEST | HRCU-A-CB (Split System: Heat Pump with Remote Outdoor Unit-Air-Source) | H5H0V36*K*AAA* |  |  | EA*5X42M21A*+WALLCON | *97CTN0802120A* | 33200 | 17.5 | 9 | 35800 | 25600 | 71.51% | 1.86 | 0 | 10 |  |  |  | No | R-454B | 2.7667 | Residential & Commercial | Ducted CEE Tier 1
215679566 | Central HP <5.4 tons | AIRQUEST | HRCU-A-CB (Split System: Heat Pump with Remote Outdoor Unit-Air-Source) | H5H0V36*K*AAA* |  |  | EA*5X60M24A*+WALLCON | *97CTN0802120A* | 34400 | 18 | 9 | 34200 | 24800 | 72.51% | 1.9 | 0 | 10 |  |  |  | No | R-454B | 2.8667 | Residential & Commercial | Ducted CEE Tier 1
210596311 | Central HP <5.4 tons | BRYANT HEATING AND COOLING SYSTEMS | HRCU-A-CB (Split System: Heat Pump with Remote Outdoor Unit-Air-Source) | 288BNV025*0**B* |  |  | CAP**4224AL*+UI | 88*TA66135C24*** | 23800 | 16.5 | 8.1 | 21400 | 16600 | 77.57% | 1.96 | 0 | 11 |  |  |  | No | R-410A | 1.9833 | Residential & Commercial | Ducted CEE Tier 1
210596313 | Central HP <5.4 tons | BRYANT HEATING AND COOLING SYSTEMS | HRCU-A-CB (Split System: Heat Pump with Remote Outdoor Unit-Air-Source) | 288BNV025*0**B* |  |  | CAP**4224AL*+UI | 935CA66100C21*** | 23800 | 17 | 8.1 | 21400 | 16600 | 77.57% | 1.96 | 0 | 11 |  |  |  | No | R-410A | 1.9833 | Residential & Commercial | Ducted CEE Tier 1
210596320 | Central HP <5.4 tons | BRYANT HEATING AND COOLING SYSTEMS | HRCU-A-CB (Split System: Heat Pump with Remote Outdoor Unit-Air-Source) | 288BNV025*0**B* |  |  | CAP**4321AL*+UI | 83*CA48060C17*** | 24400 | 17 | 8.5 | 21200 | 16600 | 78.3% | 2.02 | 0 | 11 |  |  |  | No | R-410A | 2.0333 | Residential & Commercial | Ducted CEE Tier 1
215934459 | Central HP <5.4 tons | COMFORTMAKER | HRCU-A-CB (Split System: Heat Pump with Remote Outdoor Unit-Air-Source) | C5H3V48*K*AAA* |  |  | ESH5X48M12A*+WALLCON | *80CTL0902120B* | 44500 | 20.5 | 9 | 48500 | 36400 | 75.05% | 1.82 | 0 | 11 |  |  |  | No | R-454B | 3.7083 | Residential & Commercial | Ducted CEE Tier 1
215940966 | Central HP <5.4 tons | HEIL | HRCU-A-CB (Split System: Heat Pump with Remote Outdoor Unit-Air-Source) | H5H3V48*K*AAA* |  |  | EA*5X48M21A*+WALLCON | *97CTN0801716A* | 43000 | 20 | 9.5 | 48500 | 37400 | 77.11% | 2 | 0 | 10.5 |  |  |  | No | R-454B | 3.5833 | Residential & Commercial | Ducted CEE Tier 1
210596963 | Central HP <5.4 tons | DAY & NIGHT | HRCU-A-CB (Split System: Heat Pump with Remote Outdoor Unit-Air-Source) | CVH825GKA2* |  |  | EHD4X48AAL+WALLCON | *80CTL1352422A* | 24200 | 16 | 8.1 | 21200 | 16600 | 78.3% | 2.02 | 0 | 11 |  |  |  | No | R-410A | 2.0167 | Residential & Commercial | Ducted CEE Tier 1
210596972 | Central HP <5.4 tons | DAY & NIGHT | HRCU-A-CB (Split System: Heat Pump with Remote Outdoor Unit-Air-Source) | CVH825GKA2* |  |  | EHD4X48AAL+WALLCON | *95CSU1002122A* | 24200 | 16.5 | 8.1 | 21200 | 16600 | 78.3% | 2.02 | 0 | 11 |  |  |  | No | R-410A | 2.0167 | Residential & Commercial | Ducted CEE Tier 1
214626046 | Central HP <5.4 tons | LENNOX | HRCU-A-CB (Split System: Heat Pump with Remote Outdoor Unit-Air-Source) | SL25XPV-024-230A** |  |  | CK40CT-36B-0*+TDR | EL296UH045XV36B* | 22200 | 22.4 | 9.1 | 21600 | 20600 | 95.37% | 1.84 | 0 | 14 |  |  |  | No | R-410A | 1.85 | Residential & Commercial | Ducted CEE Tier 1
214626029 | Central HP <5.4 tons | LENNOX | HRCU-A-CB (Split System: Heat Pump with Remote Outdoor Unit-Air-Source) | SL25XPV-024-230A** |  |  | CK40HT-42B-0*+TDR | SL297UH040NV36B* | 22800 | 23 | 9.5 | 21200 | 20000 | 94.34% | 1.96 | 0 | 14.5 |  |  |  | No | R-410A | 1.9 | Residential & Commercial | Ducted CEE Tier 1
214626200 | Central HP <5.4 tons | LENNOX | HRCU-A-CB (Split System: Heat Pump with Remote Outdoor Unit-Air-Source) | SL25XPV-036-230A** |  |  | CK40CT-50/60C-0*+TDR | SL280UH090V60C* | 33800 | 21.6 | 8.7 | 34200 | 26600 | 77.78% | 1.82 | 0 | 13.5 |  |  |  | No | R-410A | 2.8167 | Residential & Commercial | Ducted CEE Tier 1
215933549 | Central HP <5.4 tons | COMFORTMAKER | HRCU-A-CB (Split System: Heat Pump with Remote Outdoor Unit-Air-Source) | C5H3V36*K*AAA* |  |  | ESH5X48M12A*+WALLCON | *80CTL0701412B* | 33600 | 19 | 9 | 35200 | 27000 | 76.7% | 1.9 | 0 | 11 |  |  |  | No | R-454B | 2.8 | Residential & Commercial | Ducted CEE Tier 1
215933599 | Central HP <5.4 tons | COMFORTMAKER | HRCU-A-CB (Split System: Heat Pump with Remote Outdoor Unit-Air-Source) | C5H3V36*K*AAA* |  |  | ESH5X48M12A*+WALLCON | *80CTL1352422B* | 33800 | 19.5 | 9 | 34600 | 26400 | 76.3% | 1.94 | 0 | 11.7 |  |  |  | No | R-454B | 2.8167 | Residential & Commercial | Ducted CEE Tier 1
215933799 | Central HP <5.4 tons | COMFORTMAKER | HRCU-A-CB (Split System: Heat Pump with Remote Outdoor Unit-Air-Source) | C5H3V36*K*AAA* |  |  | ESH5X60M12A*+WALLCON | *80CTL0902120B* | 34200 | 19.5 | 9 | 34200 | 25800 | 75.44% | 1.96 | 0 | 12 |  |  |  | No | R-454B | 2.85 | Residential & Commercial | Ducted CEE Tier 1
215933899 | Central HP <5.4 tons | COMFORTMAKER | HRCU-A-CB (Split System: Heat Pump with Remote Outdoor Unit-Air-Source) | C5H3V36*K*AAA* |  |  | ESH5X60M12A*+WALLCON | *97CMN1002122B* | 34200 | 19.5 | 9 | 34200 | 26000 | 76.02% | 1.94 | 0 | 11.7 |  |  |  | No | R-454B | 2.85 | Residential & Commercial | Ducted CEE Tier 1
215932909 | Central HP <5.4 tons | COMFORTMAKER | HRCU-A-CB (Split System: Heat Pump with Remote Outdoor Unit-Air-Source) | C5H3V36*K*AAA* |  |  | EA*5X61M24A*+WALLCON | *97CMN0602120B* | 34200 | 20 | 9 | 34800 | 26400 | 75.86% | 1.92 | 0 | 11.5 |  |  |  | No | R-454B | 2.85 | Residential & Commercial | Ducted CEE Tier 1
215932959 | Central HP <5.4 tons | COMFORTMAKER | HRCU-A-CB (Split System: Heat Pump with Remote Outdoor Unit-Air-Source) | C5H3V36*K*AAA* |  |  | EA*5X61M24A*+WALLCON | *96CTN1202422B* | 34400 | 20.5 | 9.5 | 34200 | 26000 | 76.02% | 2.08 | 0 | 12 |  |  |  | No | R-454B | 2.8667 | Residential & Commercial | Ducted CEE Tier 1
215933009 | Central HP <5.4 tons | COMFORTMAKER | HRCU-A-CB (Split System: Heat Pump with Remote Outdoor Unit-Air-Source) | C5H3V36*K*AAA* |  |  | ESH5X30M12A*+WALLCON | *96CTN0401410B* | 31400 | 16.5 | 9 | 34400 | 26400 | 76.74% | 1.92 | 0 | 10 |  |  |  | No | R-454B | 2.6167 | Residential & Commercial | Ducted CEE Tier 1
215934429 | Central HP <5.4 tons | COMFORTMAKER | HRCU-A-CB (Split System: Heat Pump with Remote Outdoor Unit-Air-Source) | C5H3V48*K*AAA* |  |  | ESH5X48M12A*+WALLCON | *80CSU1002120A* | 44000 | 20 | 9 | 48500 | 36600 | 75.46% | 1.8 | 0 | 10.5 |  |  |  | No | R-454B | 3.6667 | Residential & Commercial | Ducted CEE Tier 1
215933159 | Central HP <5.4 tons | COMFORTMAKER | HRCU-A-CB (Split System: Heat Pump with Remote Outdoor Unit-Air-Source) | C5H3V36*K*AAA* |  |  | ESH5X36M12A*+WALLCON | *95CSU1002122B* | 33400 | 19 | 9 | 34800 | 26600 | 76.44% | 1.94 | 0 | 11.5 |  |  |  | No | R-454B | 2.7833 | Residential & Commercial | Ducted CEE Tier 1
215932779 | Central HP <5.4 tons | COMFORTMAKER | HRCU-A-CB (Split System: Heat Pump with Remote Outdoor Unit-Air-Source) | C5H3V36*K*AAA* |  |  | EA*5X61M21A*+WALLCON | *97CMN0601714B* | 34000 | 19.5 | 9 | 33800 | 25800 | 76.33% | 1.94 | 0 | 11 |  |  |  | No | R-454B | 2.8333 | Residential & Commercial | Ducted CEE Tier 1
215933029 | Central HP <5.4 tons | COMFORTMAKER | HRCU-A-CB (Split System: Heat Pump with Remote Outdoor Unit-Air-Source) | C5H3V36*K*AAA* |  |  | ESH5X36M12A*+WALLCON | *80CSU0401712A* | 33200 | 19 | 9 | 35000 | 27000 | 77.14% | 1.9 | 0 | 11 |  |  |  | No | R-454B | 2.7667 | Residential & Commercial | Ducted CEE Tier 1
215933179 | Central HP <5.4 tons | COMFORTMAKER | HRCU-A-CB (Split System: Heat Pump with Remote Outdoor Unit-Air-Source) | C5H3V36*K*AAA* |  |  | ESH5X36M12A*+WALLCON | *97CMN0602120B* | 33000 | 18.5 | 9 | 35400 | 27200 | 76.84% | 1.92 | 0 | 11 |  |  |  | No | R-454B | 2.75 | Residential & Commercial | Ducted CEE Tier 1
215932529 | Central HP <5.4 tons | COMFORTMAKER | HRCU-A-CB (Split System: Heat Pump with Remote Outdoor Unit-Air-Source) | C5H3V36*K*AAA* |  |  | EA*5X60M24A*+WALLCON | *80CSU1002120A* | 34000 | 20 | 9 | 34200 | 26000 | 76.02% | 1.94 | 0 | 11.7 |  |  |  | No | R-454B | 2.8333 | Residential & Commercial | Ducted CEE Tier 1
215932629 | Central HP <5.4 tons | COMFORTMAKER | HRCU-A-CB (Split System: Heat Pump with Remote Outdoor Unit-Air-Source) | C5H3V36*K*AAA* |  |  | EA*5X60M24A*+WALLCON | *97CMN1202422B* | 34000 | 20.5 | 9.5 | 34200 | 26000 | 76.02% | 2.06 | 0 | 11.7 |  |  |  | No | R-454B | 2.8333 | Residential & Commercial | Ducted CEE Tier 1
215865112 | Central HP <5.4 tons | AMERICAN STANDARD | HRCU-A-CB (Split System: Heat Pump with Remote Outdoor Unit-Air-Source) | 5A6V8X48A1 |  |  | 5TXCD010AS3+P0V0C000M50SD+LRP |  | 46500 | 18.1 | 8.5 | 45000 | 34400 | 76.44% | 2.2 | 0 | 11 |  |  |  | No | R-454B | 3.875 | Residential & Commercial | Ducted CEE Tier 1
215683981 | Central HP <5.4 tons | CARRIER | HRCU-A-CB (Split System: Heat Pump with Remote Outdoor Unit-Air-Source) | 27VNA036A*030* |  |  | CAA**4321AM*+UI | 58TN*B070C21**20 | 34400 | 18 | 9 | 35400 | 25200 | 71.19% | 1.88 | 0 | 10 |  |  |  | No | R-454B | 2.8667 | Residential & Commercial | Ducted CEE Tier 1
214626263 | Central HP <5.4 tons | LENNOX | HRCU-A-CB (Split System: Heat Pump with Remote Outdoor Unit-Air-Source) | SL25XPV-048-230A** |  |  | CK40CT-60C-0*+TDR | SL280UH090XV60C* | 46000 | 20.8 | 9.5 | 43500 | 35800 | 82.3% | 1.92 | 0 | 12.5 |  |  |  | No | R-410A | 3.8333 | Residential & Commercial | Ducted CEE Tier 1
215676496 | Central HP <5.4 tons | AIRQUEST | HRCU-A-CB (Split System: Heat Pump with Remote Outdoor Unit-Air-Source) | H5H0V48*K*AAA* |  |  | EVD5X60M21A*+WALLCON | *95CSU0601716B* | 47500 | 18 | 9 | 50000 | 37200 | 74.4% | 1.98 | 0 | 10 |  |  |  | No | R-454B | 3.9583 | Residential & Commercial | Ducted CEE Tier 1
215676866 | Central HP <5.4 tons | AIRQUEST | HRCU-A-CB (Split System: Heat Pump with Remote Outdoor Unit-Air-Source) | H5H0V48*K*AAA* |  |  | EVD5X61M24A*+WALLCON | *80CTL0702120B* | 48500 | 19 | 9 | 50000 | 36800 | 73.6% | 2 | 0 | 10.5 |  |  |  | No | R-454B | 4.0417 | Residential & Commercial | Ducted CEE Tier 1
215676516 | Central HP <5.4 tons | AIRQUEST | HRCU-A-CB (Split System: Heat Pump with Remote Outdoor Unit-Air-Source) | H5H0V48*K*AAA* |  |  | EVD5X60M21A*+WALLCON | *95CSU1002122B* | 48000 | 19 | 9 | 50000 | 36600 | 73.2% | 2.12 | 0 | 10 |  |  |  | No | R-454B | 4 | Residential & Commercial | Ducted CEE Tier 1
215932879 | Central HP <5.4 tons | COMFORTMAKER | HRCU-A-CB (Split System: Heat Pump with Remote Outdoor Unit-Air-Source) | C5H3V36*K*AAA* |  |  | EA*5X61M24A*+WALLCON | *80CTL1352422B* | 34600 | 20.5 | 9.5 | 34200 | 25800 | 75.44% | 2.06 | 0 | 12 |  |  |  | No | R-454B | 2.8833 | Residential & Commercial | Ducted CEE Tier 1
215932929 | Central HP <5.4 tons | COMFORTMAKER | HRCU-A-CB (Split System: Heat Pump with Remote Outdoor Unit-Air-Source) | C5H3V36*K*AAA* |  |  | EA*5X61M24A*+WALLCON | *97CMN1002122B* | 34400 | 20.5 | 9.5 | 34200 | 26000 | 76.02% | 2.08 | 0 | 12 |  |  |  | No | R-454B | 2.8667 | Residential & Commercial | Ducted CEE Tier 1
215932509 | Central HP <5.4 tons | COMFORTMAKER | HRCU-A-CB (Split System: Heat Pump with Remote Outdoor Unit-Air-Source) | C5H3V36*K*AAA* |  |  | EA*5X48M21A*+WALLCON | *96CTN0601714B* | 33000 | 19.5 | 9.5 | 34000 | 26000 | 76.47% | 2.04 | 0 | 11 |  |  |  | No | R-454B | 2.75 | Residential & Commercial | Ducted CEE Tier 1
215932639 | Central HP <5.4 tons | COMFORTMAKER | HRCU-A-CB (Split System: Heat Pump with Remote Outdoor Unit-Air-Source) | C5H3V36*K*AAA* |  |  | EA*5X60M24A*+WALLCON | *96CTN1002122B* | 34000 | 20.5 | 9.5 | 34000 | 25800 | 75.88% | 2.06 | 0 | 12 |  |  |  | No | R-454B | 2.8333 | Residential & Commercial | Ducted CEE Tier 1
215933059 | Central HP <5.4 tons | COMFORTMAKER | HRCU-A-CB (Split System: Heat Pump with Remote Outdoor Unit-Air-Source) | C5H3V36*K*AAA* |  |  | ESH5X36M12A*+WALLCON | *80CTL0451712B* | 32800 | 18.5 | 9 | 35800 | 27600 | 77.09% | 1.88 | 0 | 10.5 |  |  |  | No | R-454B | 2.7333 | Residential & Commercial | Ducted CEE Tier 1
215933589 | Central HP <5.4 tons | COMFORTMAKER | HRCU-A-CB (Split System: Heat Pump with Remote Outdoor Unit-Air-Source) | C5H3V36*K*AAA* |  |  | ESH5X48M12A*+WALLCON | *80CTL0902120B* | 33800 | 19.5 | 9 | 34600 | 26400 | 76.3% | 1.94 | 0 | 11.7 |  |  |  | No | R-454B | 2.8167 | Residential & Commercial | Ducted CEE Tier 1
215669442 | Central HP <5.4 tons | CARRIER | HRCU-A-CB (Split System: Heat Pump with Remote Outdoor Unit-Air-Source) | 27VNA036A*030* |  |  | CAA**6121AM*+UI | 58CU*A100C21**20 | 34800 | 18 | 9 | 34400 | 24800 | 72.09% | 1.9 | 0 | 10 |  |  |  | No | R-454B | 2.9 | Residential & Commercial | Ducted CEE Tier 1
206790599 | Central HP <5.4 tons | BRYANT HEATING AND COOLING SYSTEMS | HRCU-A-CB (Split System: Heat Pump with Remote Outdoor Unit-Air-Source) | 284ANV048*0**B* |  |  | CSPH*6012AL*+UI | 88*TA66135C24*** | 45500 | 20.5 | 9 | 46000 | 36000 | 78.26% | 2.38 | 12.5 | 12.3 |  |  |  | No | R-410A | 3.7917 | Residential & Commercial | Ducted CEE Tier 1
206790649 | Central HP <5.4 tons | BRYANT HEATING AND COOLING SYSTEMS | HRCU-A-CB (Split System: Heat Pump with Remote Outdoor Unit-Air-Source) | 284ANV048*0**B* |  |  | CAP**6024AL*+UI | 935CA66100C21*** | 45000 | 21.5 | 9.5 | 45500 | 36000 | 79.12% | 2.36 | 12.5 | 12 |  |  |  | No | R-410A | 3.75 | Residential & Commercial | Ducted CEE Tier 1
210470958 | Central HP <5.4 tons | COMFORTMAKER | HRCU-A-CB (Split System: Heat Pump with Remote Outdoor Unit-Air-Source) | CVH837GKA2* |  |  | EN(A,D,W)4X60L24**+WALLCON | *97CMN1002122A* | 32800 | 18 | 8.1 | 32200 | 24600 | 76.4% | 1.98 | 0 | 12 |  |  |  | No | R-410A | 2.7333 | Residential & Commercial | Ducted CEE Tier 1
210470991 | Central HP <5.4 tons | COMFORTMAKER | HRCU-A-CB (Split System: Heat Pump with Remote Outdoor Unit-Air-Source) | CVH837GKA2* |  |  | EN(A,D,W)4X60L24**+WALLCON | *96CTN1002122A* | 32800 | 18 | 8.1 | 32200 | 24600 | 76.4% | 1.98 | 0 | 12 |  |  |  | No | R-410A | 2.7333 | Residential & Commercial | Ducted CEE Tier 1
215938024 | Central HP <5.4 tons | CARRIER | HRCU-A-CB (Split System: Heat Pump with Remote Outdoor Unit-Air-Source) | 27VNA348A*030* |  |  | CVAVA4924XMA*+UI | 58TN*B110C21**20 | 45500 | 21 | 8.1 | 52500 | 38000 | 72.38% | 1.95 | 0 | 11.5 |  |  |  | No | R-454B | 3.7917 | Residential & Commercial | Ducted CEE Tier 1
210471172 | Central HP <5.4 tons | COMFORTMAKER | HRCU-A-CB (Split System: Heat Pump with Remote Outdoor Unit-Air-Source) | CVH837GKA2* |  |  | EHD4X60AAL+WALLCON | *80CTL0701716A* | 32800 | 17 | 8.1 | 32400 | 25000 | 77.16% | 2 | 0 | 11 |  |  |  | No | R-410A | 2.7333 | Residential & Commercial | Ducted CEE Tier 1
215669642 | Central HP <5.4 tons | CARRIER | HRCU-A-CB (Split System: Heat Pump with Remote Outdoor Unit-Air-Source) | 27VNA036A*030* |  |  | CAA**6124AM*+UI | 58TN*B110C21**20 | 35000 | 18.5 | 9 | 34400 | 24600 | 71.51% | 1.92 | 0 | 10.5 |  |  |  | No | R-454B | 2.9167 | Residential & Commercial | Ducted CEE Tier 1
215679336 | Central HP <5.4 tons | AIRQUEST | HRCU-A-CB (Split System: Heat Pump with Remote Outdoor Unit-Air-Source) | H5H0V36*K*AAA* |  |  | EA*5X37M21A*+WALLCON | *97CTN1002122A* | 34600 | 18 | 9 | 35200 | 25000 | 71.02% | 1.9 | 0 | 10 |  |  |  | No | R-454B | 2.8833 | Residential & Commercial | Ducted CEE Tier 1
215679486 | Central HP <5.4 tons | AIRQUEST | HRCU-A-CB (Split System: Heat Pump with Remote Outdoor Unit-Air-Source) | H5H0V36*K*AAA* |  |  | EA*5X48M21A*+WALLCON | *96CTN0802120B* | 33800 | 18 | 9 | 35000 | 25000 | 71.43% | 1.88 | 0 | 10 |  |  |  | No | R-454B | 2.8167 | Residential & Commercial | Ducted CEE Tier 1
215933939 | Central HP <5.4 tons | COMFORTMAKER | HRCU-A-CB (Split System: Heat Pump with Remote Outdoor Unit-Air-Source) | C5H3V36*K*AAA* |  |  | ESH5X60M12A*+WALLCON | *96CTN1002122B* | 34200 | 19.5 | 9 | 34200 | 26000 | 76.02% | 1.94 | 0 | 11.7 |  |  |  | No | R-454B | 2.85 | Residential & Commercial | Ducted CEE Tier 1
215934709 | Central HP <5.4 tons | COMFORTMAKER | HRCU-A-CB (Split System: Heat Pump with Remote Outdoor Unit-Air-Source) | C5H3V36*K*AAA* |  |  | EVM5X32M17A*+WALLCON | *96CTN0601714B* | 35200 | 21 | 8.5 | 38000 | 28000 | 73.68% | 2.06 | 0 | 11.7 |  |  |  | No | R-454B | 2.9333 | Residential & Commercial | Ducted CEE Tier 1
215935009 | Central HP <5.4 tons | COMFORTMAKER | HRCU-A-CB (Split System: Heat Pump with Remote Outdoor Unit-Air-Source) | C5H3V36*K*AAA* |  |  | EVM5X49M21A*+WALLCON | *80CTL0701716B* | 35400 | 21.5 | 8.5 | 38500 | 29000 | 75.32% | 2.02 | 0 | 12 |  |  |  | No | R-454B | 2.95 | Residential & Commercial | Ducted CEE Tier 1
215933699 | Central HP <5.4 tons | COMFORTMAKER | HRCU-A-CB (Split System: Heat Pump with Remote Outdoor Unit-Air-Source) | C5H3V36*K*AAA* |  |  | ESH5X48M12A*+WALLCON | *96CTN0601714B* | 33400 | 19 | 9 | 34200 | 26000 | 76.02% | 1.94 | 0 | 11 |  |  |  | No | R-454B | 2.7833 | Residential & Commercial | Ducted CEE Tier 1
215933849 | Central HP <5.4 tons | COMFORTMAKER | HRCU-A-CB (Split System: Heat Pump with Remote Outdoor Unit-Air-Source) | C5H3V36*K*AAA* |  |  | ESH5X60M12A*+WALLCON | *95CSU1002122B* | 34200 | 19.5 | 9 | 34200 | 25800 | 75.44% | 1.96 | 0 | 11.7 |  |  |  | No | R-454B | 2.85 | Residential & Commercial | Ducted CEE Tier 1
215934649 | Central HP <5.4 tons | COMFORTMAKER | HRCU-A-CB (Split System: Heat Pump with Remote Outdoor Unit-Air-Source) | C5H3V36*K*AAA* |  |  | EVM5X30M17A*+WALLCON | *97CMN0601714B* | 34000 | 20 | 8.1 | 38000 | 27200 | 71.58% | 2 | 0 | 11 |  |  |  | No | R-454B | 2.8333 | Residential & Commercial | Ducted CEE Tier 1
215934669 | Central HP <5.4 tons | COMFORTMAKER | HRCU-A-CB (Split System: Heat Pump with Remote Outdoor Unit-Air-Source) | C5H3V36*K*AAA* |  |  | EVM5X31M17A*+WALLCON | *97CMN0601714B* | 34800 | 20.5 | 8.5 | 38000 | 28000 | 73.68% | 2.08 | 0 | 11.5 |  |  |  | No | R-454B | 2.9 | Residential & Commercial | Ducted CEE Tier 1
206765920 | Central HP <5.4 tons | DAY & NIGHT | HRCU-A-CB (Split System: Heat Pump with Remote Outdoor Unit-Air-Source) | CVH825GKA3* |  |  | EA*4X37L17A*+WALLCON | *80CTL0901716A* | 24200 | 17 | 8.1 | 21400 | 16600 | 77.57% | 2.02 | 11 | 11 |  |  |  | No | R-410A | 2.0167 | Residential & Commercial | Ducted CEE Tier 1
206765938 | Central HP <5.4 tons | DAY & NIGHT | HRCU-A-CB (Split System: Heat Pump with Remote Outdoor Unit-Air-Source) | CVH825GKA3* |  |  | EA*4X37L21A*+WALLCON | *80CTL0701716A* | 24400 | 17 | 8.5 | 21200 | 16600 | 78.3% | 2.02 | 11 | 11 |  |  |  | No | R-410A | 2.0333 | Residential & Commercial | Ducted CEE Tier 1
206767191 | Central HP <5.4 tons | DAY & NIGHT | HRCU-A-CB (Split System: Heat Pump with Remote Outdoor Unit-Air-Source) | CVH825GKA3* |  |  | EA*4X37L17A*+WALLCON | *80CSU0601716A* | 24200 | 16.5 | 8.1 | 21400 | 16700 | 78.04% | 1.98 | 11.5 | 10.5 |  |  |  | No | R-410A | 2.0167 | Residential & Commercial | Ducted CEE Tier 1
210472847 | Central HP <5.4 tons | COMFORTMAKER | HRCU-A-CB (Split System: Heat Pump with Remote Outdoor Unit-Air-Source) | CVH825GKA3* |  |  | EA*4X42L21A*+WALLCON | *80CSU0401712A* | 23800 | 17 | 8.1 | 21400 | 16600 | 77.57% | 1.96 | 0 | 11 |  |  |  | No | R-410A | 1.9833 | Residential & Commercial | Ducted CEE Tier 1
210472979 | Central HP <5.4 tons | COMFORTMAKER | HRCU-A-CB (Split System: Heat Pump with Remote Outdoor Unit-Air-Source) | CVH825GKA3* |  |  | EA*4X42L21A*+WALLCON | *97CMN0602120A* | 23600 | 16 | 8.1 | 21400 | 16700 | 78.04% | 1.94 | 0 | 11 |  |  |  | No | R-410A | 1.9667 | Residential & Commercial | Ducted CEE Tier 1
210473144 | Central HP <5.4 tons | COMFORTMAKER | HRCU-A-CB (Split System: Heat Pump with Remote Outdoor Unit-Air-Source) | CVH825GKA3* |  |  | EA*4X43L21A*+WALLCON | *80CSU1002120A* | 24400 | 16.5 | 8.1 | 21200 | 16600 | 78.3% | 2.02 | 0 | 10.5 |  |  |  | No | R-410A | 2.0333 | Residential & Commercial | Ducted CEE Tier 1
210473298 | Central HP <5.4 tons | COMFORTMAKER | HRCU-A-CB (Split System: Heat Pump with Remote Outdoor Unit-Air-Source) | CVH825GKA3* |  |  | EA*4X48L21A*+WALLCON | *80CSU0401712A* | 24200 | 17 | 8.1 | 21000 | 16500 | 78.57% | 2.02 | 0 | 11 |  |  |  | No | R-410A | 2.0167 | Residential & Commercial | Ducted CEE Tier 1
210473331 | Central HP <5.4 tons | COMFORTMAKER | HRCU-A-CB (Split System: Heat Pump with Remote Outdoor Unit-Air-Source) | CVH825GKA3* |  |  | EA*4X48L21A*+WALLCON | *80CTL0451712A* | 24000 | 16.5 | 8.1 | 21000 | 16700 | 79.52% | 2 | 0 | 11 |  |  |  | No | R-410A | 2 | Residential & Commercial | Ducted CEE Tier 1
210474631 | Central HP <5.4 tons | DAY & NIGHT | HRCU-A-CB (Split System: Heat Pump with Remote Outdoor Unit-Air-Source) | CVH825GKA3* |  |  | EHD4X48AAL+WALLCON | *80CTL0701412A* | 24400 | 17 | 8.1 | 21200 | 16500 | 77.83% | 2.02 | 0 | 11 |  |  |  | No | R-410A | 2.0333 | Residential & Commercial | Ducted CEE Tier 1
215670486 | Central HP <5.4 tons | CARRIER | HRCU-A-CB (Split System: Heat Pump with Remote Outdoor Unit-Air-Source) | 27VNA036A*030* |  |  | CSAH*6012AM*+UI | 59CU5B100C21**22 | 34600 | 17 | 8.5 | 34600 | 24800 | 71.68% | 1.92 | 0 | 10 |  |  |  | No | R-454B | 2.8833 | Residential & Commercial | Ducted CEE Tier 1
215670586 | Central HP <5.4 tons | CARRIER | HRCU-A-CB (Split System: Heat Pump with Remote Outdoor Unit-Air-Source) | 27VNA036A*030* |  |  | CSAH*6012AM*+UI | 59TN6C100C21**22 | 34600 | 17 | 8.5 | 34600 | 24800 | 71.68% | 1.92 | 0 | 10 |  |  |  | No | R-454B | 2.8833 | Residential & Commercial | Ducted CEE Tier 1
215667054 | Central HP <5.4 tons | HEIL | HRCU-A-CB (Split System: Heat Pump with Remote Outdoor Unit-Air-Source) | H5H0V24*K*AAA* |  |  | EA*5X24M17A*+WALLCON | *80CTL0901716B* | 22800 | 17 | 9 | 24000 | 16800 | 70% | 1.96 | 0 | 10 |  |  |  | No | R-454B | 1.9 | Residential & Commercial | Ducted CEE Tier 1
215667071 | Central HP <5.4 tons | HEIL | HRCU-A-CB (Split System: Heat Pump with Remote Outdoor Unit-Air-Source) | H5H0V24*K*AAA* |  |  | EA*5X24M17A*+WALLCON | *97CMN0601714B* | 22800 | 16.5 | 9 | 24000 | 16900 | 70.42% | 1.94 | 0 | 10 |  |  |  | No | R-454B | 1.9 | Residential & Commercial | Ducted CEE Tier 1
215667289 | Central HP <5.4 tons | HEIL | HRCU-A-CB (Split System: Heat Pump with Remote Outdoor Unit-Air-Source) | H5H0V24*K*AAA* |  |  | EA*5X25M17A*+WALLCON | *96CTN0601714B* | 23800 | 17 | 9 | 23400 | 16500 | 70.51% | 2.02 | 0 | 10.5 |  |  |  | No | R-454B | 1.9833 | Residential & Commercial | Ducted CEE Tier 1
215667523 | Central HP <5.4 tons | HEIL | HRCU-A-CB (Split System: Heat Pump with Remote Outdoor Unit-Air-Source) | H5H0V24*K*AAA* |  |  | EA*5X30M17A*+WALLCON | *96CTN0601714B* | 23000 | 17 | 8.5 | 23800 | 16700 | 70.17% | 1.86 | 0 | 10 |  |  |  | No | R-454B | 1.9167 | Residential & Commercial | Ducted CEE Tier 1
215667540 | Central HP <5.4 tons | HEIL | HRCU-A-CB (Split System: Heat Pump with Remote Outdoor Unit-Air-Source) | H5H0V24*K*AAA* |  |  | EA*5X30M17A*+WALLCON | *96CTN0801714B* | 23000 | 17 | 9 | 23800 | 16700 | 70.17% | 1.98 | 0 | 10 |  |  |  | No | R-454B | 1.9167 | Residential & Commercial | Ducted CEE Tier 1
215667724 | Central HP <5.4 tons | HEIL | HRCU-A-CB (Split System: Heat Pump with Remote Outdoor Unit-Air-Source) | H5H0V24*K*AAA* |  |  | EA*5X37M17A*+WALLCON | *80CSU0401712A* | 23800 | 17 | 9 | 23400 | 16500 | 70.51% | 2 | 0 | 10.5 |  |  |  | No | R-454B | 1.9833 | Residential & Commercial | Ducted CEE Tier 1
215667756 | Central HP <5.4 tons | HEIL | HRCU-A-CB (Split System: Heat Pump with Remote Outdoor Unit-Air-Source) | H5H0V24*K*AAA* |  |  | EA*5X37M17A*+WALLCON | *80CTL0701716B* | 23800 | 17 | 9 | 23400 | 16500 | 70.51% | 2 | 0 | 10.5 |  |  |  | No | R-454B | 1.9833 | Residential & Commercial | Ducted CEE Tier 1
211378585 | Central HP <5.4 tons | YORK | HRCU-A-CB (Split System: Heat Pump with Remote Outdoor Unit-Air-Source) | HMH72B341 |  |  | XAFB36DXXN1+TXV | TMLE100B12MP11 | 34000 | 18 | 8.1 | 33800 | 23800 | 70.41% | 2.06 | 0 | 10 |  |  |  | No | R-410A | 2.8333 | Residential & Commercial | Ducted CEE Tier 1
213296525 | Central HP <5.4 tons | YORK | HRCU-A-CB (Split System: Heat Pump with Remote Outdoor Unit-Air-Source) | HMH72B341 |  |  | XAFC36DBCN1 | Y91E060B12SMPS1 | 33000 | 16.5 | 8.5 | 32000 | 22400 | 70% | 1.8 | 0 | 10 |  |  |  | No | R-410A | 2.75 | Residential & Commercial | Ducted CEE Tier 1
213296557 | Central HP <5.4 tons | YORK | HRCU-A-CB (Split System: Heat Pump with Remote Outdoor Unit-Air-Source) | HMH72B341 |  |  | XAFB36DBCN1 | Y81E080B12SMPS1 | 34000 | 18 | 8.1 | 33400 | 24000 | 71.86% | 2.08 | 0 | 10 |  |  |  | No | R-410A | 2.8333 | Residential & Commercial | Ducted CEE Tier 1
213296575 | Central HP <5.4 tons | YORK | HRCU-A-CB (Split System: Heat Pump with Remote Outdoor Unit-Air-Source) | HMH72B341 |  |  | XAFC36DBCN1 | Y82E100C20LMPS1 | 34800 | 18.5 | 8.5 | 33400 | 23400 | 70.06% | 2.08 | 0 | 10 |  |  |  | No | R-410A | 2.9 | Residential & Commercial | Ducted CEE Tier 1
213296644 | Central HP <5.4 tons | YORK | HRCU-A-CB (Split System: Heat Pump with Remote Outdoor Unit-Air-Source) | HMH72B341 |  |  | XAFB36DBCN1+JMVT12BC2N1 |  | 34000 | 18.5 | 8.5 | 33600 | 23600 | 70.24% | 2.1 | 0 | 10 |  |  |  | No | R-410A | 2.8333 | Residential & Commercial | Ducted CEE Tier 1
214626070 | Central HP <5.4 tons | LENNOX | HRCU-A-CB (Split System: Heat Pump with Remote Outdoor Unit-Air-Source) | SL25XPV-036-230A** |  |  | CK40HT-42B-0*+TDR | EL297UH045XV36B* | 34400 | 21.2 | 8.8 | 34600 | 26400 | 76.3% | 1.8 | 0 | 12.5 |  |  |  | No | R-410A | 2.8667 | Residential & Commercial | Ducted CEE Tier 1
214626069 | Central HP <5.4 tons | LENNOX | HRCU-A-CB (Split System: Heat Pump with Remote Outdoor Unit-Air-Source) | SL25XPV-036-230A** |  |  | CK40HT-42B-0*+TDR | EL296UH070XV36B* | 34600 | 21.4 | 8.8 | 34400 | 26400 | 76.74% | 1.82 | 0 | 13 |  |  |  | No | R-410A | 2.8833 | Residential & Commercial | Ducted CEE Tier 1
214626135 | Central HP <5.4 tons | LENNOX | HRCU-A-CB (Split System: Heat Pump with Remote Outdoor Unit-Air-Source) | SL25XPV-036-230A** |  |  | CK40DT-50/60C-0*+TDR | EL297DF110XV60C* | 34200 | 21 | 9.3 | 36000 | 29000 | 80.56% | 1.86 | 0 | 13.5 |  |  |  | No | R-410A | 2.85 | Residential & Commercial | Ducted CEE Tier 1
210596309 | Central HP <5.4 tons | BRYANT HEATING AND COOLING SYSTEMS | HRCU-A-CB (Split System: Heat Pump with Remote Outdoor Unit-Air-Source) | 288BNV025*0**B* |  |  | CAP**4221AL*+UI | 987MB66100C21*** | 23800 | 16.5 | 8.1 | 21400 | 16600 | 77.57% | 1.96 | 0 | 11 |  |  |  | No | R-410A | 1.9833 | Residential & Commercial | Ducted CEE Tier 1
213296693 | Central HP <5.4 tons | YORK | HRCU-A-CB (Split System: Heat Pump with Remote Outdoor Unit-Air-Source) | HMH72B341 |  |  | XAHB36DBCN1 | Y81E040A12LMPS1 | 33200 | 17.5 | 8.1 | 32800 | 23000 | 70.12% | 2.02 | 0 | 10 |  |  |  | No | R-410A | 2.7667 | Residential & Commercial | Ducted CEE Tier 1
213296708 | Central HP <5.4 tons | YORK | HRCU-A-CB (Split System: Heat Pump with Remote Outdoor Unit-Air-Source) | HMH72B341 |  |  | XAHC36DBCN1 | Y82E100C16LMPS1 | 34000 | 18 | 8.5 | 32800 | 23000 | 70.12% | 2.06 | 0 | 10.5 |  |  |  | No | R-410A | 2.8333 | Residential & Commercial | Ducted CEE Tier 1
213296774 | Central HP <5.4 tons | YORK | HRCU-A-CB (Split System: Heat Pump with Remote Outdoor Unit-Air-Source) | HMH72B341 |  |  | XAFB36DBCN1 | Y81E040A12SMPS1 | 34000 | 18 | 8.5 | 33400 | 24200 | 72.46% | 2.1 | 0 | 10 |  |  |  | No | R-410A | 2.8333 | Residential & Commercial | Ducted CEE Tier 1
213296776 | Central HP <5.4 tons | YORK | HRCU-A-CB (Split System: Heat Pump with Remote Outdoor Unit-Air-Source) | HMH72B341 |  |  | XAFB36DBCN1 | Y81E040A12LMPS1 | 34000 | 18 | 8.5 | 33400 | 24200 | 72.46% | 2.1 | 0 | 10 |  |  |  | No | R-410A | 2.8333 | Residential & Commercial | Ducted CEE Tier 1
215681496 | Central HP <5.4 tons | AIRQUEST | HRCU-A-CB (Split System: Heat Pump with Remote Outdoor Unit-Air-Source) | H5H0V48*K*AAA* |  |  | EA*5X61M21A*+WALLCON | *97CTN0802120A* | 46000 | 18 | 9 | 48000 | 33800 | 70.42% | 2.08 | 0 | 10 |  |  |  | No | R-454B | 3.8333 | Residential & Commercial | Ducted CEE Tier 1
215681566 | Central HP <5.4 tons | AIRQUEST | HRCU-A-CB (Split System: Heat Pump with Remote Outdoor Unit-Air-Source) | H5H0V48*K*AAA* |  |  | EA*5X61M24A*+WALLCON | *97CTN1202422A* | 46000 | 18.5 | 9 | 47500 | 33600 | 70.74% | 2.06 | 0 | 10 |  |  |  | No | R-454B | 3.8333 | Residential & Commercial | Ducted CEE Tier 1
215682066 | Central HP <5.4 tons | AIRQUEST | HRCU-A-CB (Split System: Heat Pump with Remote Outdoor Unit-Air-Source) | H5H0V48*K*AAA* |  |  | EVM5X61M24A*+WALLCON | *97CTN0802120A* | 48500 | 19 | 9.5 | 50000 | 36800 | 73.6% | 2.1 | 0 | 10.5 |  |  |  | No | R-454B | 4.0417 | Residential & Commercial | Ducted CEE Tier 1
215682266 | Central HP <5.4 tons | AIRQUEST | HRCU-A-CB (Split System: Heat Pump with Remote Outdoor Unit-Air-Source) | H5H0V48*K*AAA* |  |  | EVD5X49M24A*+WALLCON | *97CTN0802120A* | 48000 | 19 | 9 | 50000 | 36600 | 73.2% | 2 | 0 | 10 |  |  |  | No | R-454B | 4 | Residential & Commercial | Ducted CEE Tier 1
215682316 | Central HP <5.4 tons | AIRQUEST | HRCU-A-CB (Split System: Heat Pump with Remote Outdoor Unit-Air-Source) | H5H0V48*K*AAA* |  |  | EVD5X60M21A*+WALLCON | *80CSU0601716B* | 48000 | 18.5 | 9 | 50000 | 36800 | 73.6% | 2 | 0 | 10 |  |  |  | No | R-454B | 4 | Residential & Commercial | Ducted CEE Tier 1
214626217 | Central HP <5.4 tons | LENNOX | HRCU-A-CB (Split System: Heat Pump with Remote Outdoor Unit-Air-Source) | SL25XPV-048-230A** |  |  | CK40HT-51/61C-0*+TDR | EL297UH110XV48C* | 44500 | 20.6 | 9.2 | 45500 | 37600 | 82.64% | 1.8 | 0 | 12.2 |  |  |  | No | R-410A | 3.7083 | Residential & Commercial | Ducted CEE Tier 1
210596520 | Central HP <5.4 tons | BRYANT HEATING AND COOLING SYSTEMS | HRCU-A-CB (Split System: Heat Pump with Remote Outdoor Unit-Air-Source) | 288BNV037*0**A* |  |  | CAP**3621AL*+UI | 935CA66100C21*** | 31600 | 17.5 | 8.1 | 33000 | 24200 | 73.33% | 1.86 | 0 | 11 |  |  |  | No | R-410A | 2.6333 | Residential & Commercial | Ducted CEE Tier 1
210596522 | Central HP <5.4 tons | BRYANT HEATING AND COOLING SYSTEMS | HRCU-A-CB (Split System: Heat Pump with Remote Outdoor Unit-Air-Source) | 288BNV037*0**A* |  |  | CAP**4221AL*+UI | 83*CA60100C21*** | 31800 | 17 | 8.1 | 33200 | 24400 | 73.49% | 1.88 | 0 | 11 |  |  |  | No | R-410A | 2.65 | Residential & Commercial | Ducted CEE Tier 1
210596524 | Central HP <5.4 tons | BRYANT HEATING AND COOLING SYSTEMS | HRCU-A-CB (Split System: Heat Pump with Remote Outdoor Unit-Air-Source) | 288BNV037*0**A* |  |  | CAP**6024AL*+UI | 83*CA60100C21*** | 32800 | 17 | 8.1 | 32000 | 24800 | 77.5% | 1.96 | 0 | 11 |  |  |  | No | R-410A | 2.7333 | Residential & Commercial | Ducted CEE Tier 1
210596527 | Central HP <5.4 tons | BRYANT HEATING AND COOLING SYSTEMS | HRCU-A-CB (Split System: Heat Pump with Remote Outdoor Unit-Air-Source) | 288BNV037*0**A* |  |  | CAP**6024AL*+UI | 88*TA66135C24*** | 32800 | 18 | 8.5 | 31800 | 24800 | 77.99% | 2 | 0 | 12 |  |  |  | No | R-410A | 2.7333 | Residential & Commercial | Ducted CEE Tier 1
214626187 | Central HP <5.4 tons | LENNOX | HRCU-A-CB (Split System: Heat Pump with Remote Outdoor Unit-Air-Source) | SL25XPV-036-230A** |  |  | CK40CT-48C-0*+TDR | SLP99UH090XV60C* | 34000 | 20.8 | 8.8 | 35600 | 27400 | 76.97% | 1.82 | 0 | 13.5 |  |  |  | No | R-410A | 2.8333 | Residential & Commercial | Ducted CEE Tier 1
214626204 | Central HP <5.4 tons | LENNOX | HRCU-A-CB (Split System: Heat Pump with Remote Outdoor Unit-Air-Source) | SL25XPV-036-230A** |  |  | CK40CT-50/60C-0*+TDR | SL280UH110XV60C* | 33800 | 21.2 | 8.6 | 34200 | 26600 | 77.78% | 1.82 | 0 | 13.5 |  |  |  | No | R-410A | 2.8167 | Residential & Commercial | Ducted CEE Tier 1
210596325 | Central HP <5.4 tons | BRYANT HEATING AND COOLING SYSTEMS | HRCU-A-CB (Split System: Heat Pump with Remote Outdoor Unit-Air-Source) | 288BNV025*0**B* |  |  | CAP**4321AL*+UI | 935CA48060C17*** | 24400 | 16.5 | 8.1 | 21200 | 16700 | 78.77% | 2.02 | 0 | 10.5 |  |  |  | No | R-410A | 2.0333 | Residential & Commercial | Ducted CEE Tier 1
210596326 | Central HP <5.4 tons | BRYANT HEATING AND COOLING SYSTEMS | HRCU-A-CB (Split System: Heat Pump with Remote Outdoor Unit-Air-Source) | 288BNV025*0**B* |  |  | CAP**4321AL*+UI | 935CA60080C21*** | 24400 | 17 | 8.5 | 21200 | 16600 | 78.3% | 2.04 | 0 | 11 |  |  |  | No | R-410A | 2.0333 | Residential & Commercial | Ducted CEE Tier 1
210596340 | Central HP <5.4 tons | BRYANT HEATING AND COOLING SYSTEMS | HRCU-A-CB (Split System: Heat Pump with Remote Outdoor Unit-Air-Source) | 288BNV025*0**B* |  |  | CAP**4821AL*+UI | 88*TA48090C17*** | 24200 | 17.5 | 8.1 | 20800 | 16500 | 79.33% | 2.04 | 0 | 11.5 |  |  |  | No | R-410A | 2.0167 | Residential & Commercial | Ducted CEE Tier 1
210596357 | Central HP <5.4 tons | BRYANT HEATING AND COOLING SYSTEMS | HRCU-A-CB (Split System: Heat Pump with Remote Outdoor Unit-Air-Source) | 288BNV025*0**B* |  |  | CAP**4824AL*+UI | 987MB60060C21*** | 24000 | 16.5 | 8.1 | 21000 | 16600 | 79.05% | 2 | 0 | 11 |  |  |  | No | R-410A | 2 | Residential & Commercial | Ducted CEE Tier 1
210596392 | Central HP <5.4 tons | BRYANT HEATING AND COOLING SYSTEMS | HRCU-A-CB (Split System: Heat Pump with Remote Outdoor Unit-Air-Source) | 288BNV025*0**B* |  |  | CNPV*4821AL*+UI | 88*TA48090C17*** | 24200 | 17.5 | 8.1 | 21200 | 16500 | 77.83% | 2.02 | 0 | 11.7 |  |  |  | No | R-410A | 2.0167 | Residential & Commercial | Ducted CEE Tier 1
210596426 | Central HP <5.4 tons | BRYANT HEATING AND COOLING SYSTEMS | HRCU-A-CB (Split System: Heat Pump with Remote Outdoor Unit-Air-Source) | 288BNV025*0**B* |  |  | CSPH*4212AL*+UI | 986TC66120C24*** | 24200 | 16 | 8.1 | 21400 | 16600 | 77.57% | 2 | 0 | 10.5 |  |  |  | No | R-410A | 2.0167 | Residential & Commercial | Ducted CEE Tier 1
210596443 | Central HP <5.4 tons | BRYANT HEATING AND COOLING SYSTEMS | HRCU-A-CB (Split System: Heat Pump with Remote Outdoor Unit-Air-Source) | 288BNV025*0**B* |  |  | CSPH*4812AL*+UI | 986TC42060C17*** | 24200 | 16 | 8.1 | 21400 | 16700 | 78.04% | 2 | 0 | 10.5 |  |  |  | No | R-410A | 2.0167 | Residential & Commercial | Ducted CEE Tier 1
215674304 | Central HP <5.4 tons | CARRIER | HRCU-A-CB (Split System: Heat Pump with Remote Outdoor Unit-Air-Source) | 27VNA048A*030* |  |  | CAA**6121AM*+UI | 58CU*A080C21**20 | 46000 | 18 | 9 | 47500 | 33600 | 70.74% | 2.08 | 0 | 10 |  |  |  | No | R-454B | 3.8333 | Residential & Commercial | Ducted CEE Tier 1
214626051 | Central HP <5.4 tons | LENNOX | HRCU-A-CB (Split System: Heat Pump with Remote Outdoor Unit-Air-Source) | SL25XPV-024-230A** |  |  | CK40CT-36B-0*+TDR | SL280UH090V36B* | 22400 | 23 | 9.3 | 21400 | 20400 | 95.33% | 1.84 | 0 | 14.5 |  |  |  | No | R-410A | 1.8667 | Residential & Commercial | Ducted CEE Tier 1
214626067 | Central HP <5.4 tons | LENNOX | HRCU-A-CB (Split System: Heat Pump with Remote Outdoor Unit-Air-Source) | SL25XPV-024-230A** |  |  | CK40CT-48B-0*+TDR | SLP99UH070XV36B* | 22000 | 21.6 | 9.3 | 21600 | 20600 | 95.37% | 1.86 | 0 | 13.5 |  |  |  | No | R-410A | 1.8333 | Residential & Commercial | Ducted CEE Tier 1
215932839 | Central HP <5.4 tons | COMFORTMAKER | HRCU-A-CB (Split System: Heat Pump with Remote Outdoor Unit-Air-Source) | C5H3V36*K*AAA* |  |  | EA*5X61M21A*+WALLCON | *96CTN1002122B* | 34400 | 20.5 | 9.5 | 34200 | 26000 | 76.02% | 2.06 | 0 | 12 |  |  |  | No | R-454B | 2.8667 | Residential & Commercial | Ducted CEE Tier 1
215933039 | Central HP <5.4 tons | COMFORTMAKER | HRCU-A-CB (Split System: Heat Pump with Remote Outdoor Unit-Air-Source) | C5H3V36*K*AAA* |  |  | ESH5X36M12A*+WALLCON | *80CSU0601716A* | 33200 | 19 | 9 | 34800 | 26800 | 77.01% | 1.92 | 0 | 11 |  |  |  | No | R-454B | 2.7667 | Residential & Commercial | Ducted CEE Tier 1
215933859 | Central HP <5.4 tons | COMFORTMAKER | HRCU-A-CB (Split System: Heat Pump with Remote Outdoor Unit-Air-Source) | C5H3V36*K*AAA* |  |  | ESH5X60M12A*+WALLCON | *97CMN0601714B* | 33800 | 19 | 9 | 33800 | 25800 | 76.33% | 1.96 | 0 | 11 |  |  |  | No | R-454B | 2.8167 | Residential & Commercial | Ducted CEE Tier 1
215934949 | Central HP <5.4 tons | COMFORTMAKER | HRCU-A-CB (Split System: Heat Pump with Remote Outdoor Unit-Air-Source) | C5H3V36*K*AAA* |  |  | EVM5X44M21A*+WALLCON | *96CTN1002122B* | 35600 | 22 | 8.5 | 38000 | 28600 | 75.26% | 2.02 | 0 | 12.5 |  |  |  | No | R-454B | 2.9667 | Residential & Commercial | Ducted CEE Tier 1
215935199 | Central HP <5.4 tons | COMFORTMAKER | HRCU-A-CB (Split System: Heat Pump with Remote Outdoor Unit-Air-Source) | C5H3V36*K*AAA* |  |  | EVM5X60M21A*+WALLCON | *80CTL0702120B* | 35600 | 21.5 | 8.5 | 38000 | 28600 | 75.26% | 2.02 | 0 | 12 |  |  |  | No | R-454B | 2.9667 | Residential & Commercial | Ducted CEE Tier 1
215935249 | Central HP <5.4 tons | COMFORTMAKER | HRCU-A-CB (Split System: Heat Pump with Remote Outdoor Unit-Air-Source) | C5H3V36*K*AAA* |  |  | EVM5X60M21A*+WALLCON | *95CSU0802120B* | 35600 | 21.5 | 8.5 | 38000 | 28600 | 75.26% | 2.04 | 0 | 12 |  |  |  | No | R-454B | 2.9667 | Residential & Commercial | Ducted CEE Tier 1
215933259 | Central HP <5.4 tons | COMFORTMAKER | HRCU-A-CB (Split System: Heat Pump with Remote Outdoor Unit-Air-Source) | C5H3V36*K*AAA* |  |  | ESH5X36M12A*+WALLCON | *96CTN1002122B* | 33400 | 19 | 9 | 34800 | 26600 | 76.44% | 1.92 | 0 | 11 |  |  |  | No | R-454B | 2.7833 | Residential & Commercial | Ducted CEE Tier 1
215933559 | Central HP <5.4 tons | COMFORTMAKER | HRCU-A-CB (Split System: Heat Pump with Remote Outdoor Unit-Air-Source) | C5H3V36*K*AAA* |  |  | ESH5X48M12A*+WALLCON | *80CTL0701716B* | 33600 | 19 | 9 | 35000 | 26800 | 76.57% | 1.92 | 0 | 11 |  |  |  | No | R-454B | 2.8 | Residential & Commercial | Ducted CEE Tier 1
215933629 | Central HP <5.4 tons | COMFORTMAKER | HRCU-A-CB (Split System: Heat Pump with Remote Outdoor Unit-Air-Source) | C5H3V36*K*AAA* |  |  | ESH5X48M12A*+WALLCON | *95CSU1002122B* | 33800 | 19.5 | 9 | 34600 | 26400 | 76.3% | 1.94 | 0 | 11.7 |  |  |  | No | R-454B | 2.8167 | Residential & Commercial | Ducted CEE Tier 1
215933659 | Central HP <5.4 tons | COMFORTMAKER | HRCU-A-CB (Split System: Heat Pump with Remote Outdoor Unit-Air-Source) | C5H3V36*K*AAA* |  |  | ESH5X48M12A*+WALLCON | *97CMN0801714B* | 33400 | 19 | 9 | 35200 | 27000 | 76.7% | 1.92 | 0 | 11 |  |  |  | No | R-454B | 2.7833 | Residential & Commercial | Ducted CEE Tier 1
215933949 | Central HP <5.4 tons | COMFORTMAKER | HRCU-A-CB (Split System: Heat Pump with Remote Outdoor Unit-Air-Source) | C5H3V36*K*AAA* |  |  | ESH5X60M12A*+WALLCON | *96CTN1202422B* | 34200 | 19.5 | 9 | 34200 | 26000 | 76.02% | 1.94 | 0 | 11.7 |  |  |  | No | R-454B | 2.85 | Residential & Commercial | Ducted CEE Tier 1
215934699 | Central HP <5.4 tons | COMFORTMAKER | HRCU-A-CB (Split System: Heat Pump with Remote Outdoor Unit-Air-Source) | C5H3V36*K*AAA* |  |  | EVM5X32M17A*+WALLCON | *96CTN0401410B* | 33800 | 19.5 | 8.1 | 37200 | 26600 | 71.51% | 2.02 | 0 | 11.5 |  |  |  | No | R-454B | 2.8167 | Residential & Commercial | Ducted CEE Tier 1
215679326 | Central HP <5.4 tons | AIRQUEST | HRCU-A-CB (Split System: Heat Pump with Remote Outdoor Unit-Air-Source) | H5H0V36*K*AAA* |  |  | EA*5X37M21A*+WALLCON | *97CTN0802120A* | 34400 | 18 | 9 | 35400 | 25200 | 71.19% | 1.88 | 0 | 10 |  |  |  | No | R-454B | 2.8667 | Residential & Commercial | Ducted CEE Tier 1
215679476 | Central HP <5.4 tons | AIRQUEST | HRCU-A-CB (Split System: Heat Pump with Remote Outdoor Unit-Air-Source) | H5H0V36*K*AAA* |  |  | EA*5X43M21A*+WALLCON | *97CTN1002122A* | 34600 | 18 | 9 | 35200 | 25000 | 71.02% | 1.9 | 0 | 10 |  |  |  | No | R-454B | 2.8833 | Residential & Commercial | Ducted CEE Tier 1
215667252 | Central HP <5.4 tons | HEIL | HRCU-A-CB (Split System: Heat Pump with Remote Outdoor Unit-Air-Source) | H5H0V24*K*AAA* |  |  | EA*5X25M17A*+WALLCON | *97CMN0801714B* | 23800 | 17 | 9 | 23400 | 16400 | 70.09% | 2 | 0 | 10.5 |  |  |  | No | R-454B | 1.9833 | Residential & Commercial | Ducted CEE Tier 1
215678246 | Central HP <5.4 tons | AIRQUEST | HRCU-A-CB (Split System: Heat Pump with Remote Outdoor Unit-Air-Source) | H5H0V24*K*AAA* |  |  | EA*5X25M17A*+WALLCON | *97CTN0601716A* | 23800 | 17 | 9 | 23400 | 16500 | 70.51% | 2 | 0 | 10 |  |  |  | No | R-454B | 1.9833 | Residential & Commercial | Ducted CEE Tier 1
215678296 | Central HP <5.4 tons | AIRQUEST | HRCU-A-CB (Split System: Heat Pump with Remote Outdoor Unit-Air-Source) | H5H0V24*K*AAA* |  |  | EA*5X30M17A*+WALLCON | *97CTN0801716A* | 23000 | 16.5 | 9 | 23800 | 16700 | 70.17% | 1.86 | 0 | 10 |  |  |  | No | R-454B | 1.9167 | Residential & Commercial | Ducted CEE Tier 1
215667679 | Central HP <5.4 tons | HEIL | HRCU-A-CB (Split System: Heat Pump with Remote Outdoor Unit-Air-Source) | H5H0V24*K*AAA* |  |  | EA*5X36M17A*+WALLCON | *97CMN0801714B* | 23000 | 17 | 9 | 23800 | 16700 | 70.17% | 1.98 | 0 | 10 |  |  |  | No | R-454B | 1.9167 | Residential & Commercial | Ducted CEE Tier 1
215667017 | Central HP <5.4 tons | HEIL | HRCU-A-CB (Split System: Heat Pump with Remote Outdoor Unit-Air-Source) | H5H0V24*K*AAA* |  |  | EA*5X24M17A*+WALLCON | *80CTL0701412B* | 22800 | 17 | 9 | 24000 | 16800 | 70% | 1.96 | 0 | 10 |  |  |  | No | R-454B | 1.9 | Residential & Commercial | Ducted CEE Tier 1
215667235 | Central HP <5.4 tons | HEIL | HRCU-A-CB (Split System: Heat Pump with Remote Outdoor Unit-Air-Source) | H5H0V24*K*AAA* |  |  | EA*5X25M17A*+WALLCON | *97CMN0601714B* | 23800 | 17 | 9 | 23400 | 16500 | 70.51% | 2 | 0 | 10.5 |  |  |  | No | R-454B | 1.9833 | Residential & Commercial | Ducted CEE Tier 1
211380222 | Central HP <5.4 tons | YORK | HRCU-A-CB (Split System: Heat Pump with Remote Outdoor Unit-Air-Source) | HMH72B341 |  |  | JHVTC42FBCC2N1 |  | 34000 | 17.5 | 8.5 | 32400 | 23400 | 72.22% | 2.12 | 0 | 10 |  |  |  | No | R-410A | 2.8333 | Residential & Commercial | Ducted CEE Tier 1
211377509 | Central HP <5.4 tons | YORK | HRCU-A-CB (Split System: Heat Pump with Remote Outdoor Unit-Air-Source) | HMH72B341 |  |  | XAFC36DXXN1+TXV | TM9V100C16MP12 | 34000 | 17.5 | 8.5 | 34000 | 24000 | 70.59% | 2.1 | 0 | 10 |  |  |  | No | R-410A | 2.8333 | Residential & Commercial | Ducted CEE Tier 1
215667308 | Central HP <5.4 tons | HEIL | HRCU-A-CB (Split System: Heat Pump with Remote Outdoor Unit-Air-Source) | H5H0V24*K*AAA* |  |  | EA*5X25M17A*+WALLCON | *96CTN0801714B* | 24000 | 17.5 | 9 | 23400 | 16400 | 70.09% | 2 | 0 | 10.5 |  |  |  | No | R-454B | 2 | Residential & Commercial | Ducted CEE Tier 1
215667732 | Central HP <5.4 tons | HEIL | HRCU-A-CB (Split System: Heat Pump with Remote Outdoor Unit-Air-Source) | H5H0V24*K*AAA* |  |  | EA*5X37M17A*+WALLCON | *80CSU0601716A* | 23800 | 17 | 9 | 23400 | 16500 | 70.51% | 2 | 0 | 10 |  |  |  | No | R-454B | 1.9833 | Residential & Commercial | Ducted CEE Tier 1
215667129 | Central HP <5.4 tons | HEIL | HRCU-A-CB (Split System: Heat Pump with Remote Outdoor Unit-Air-Source) | H5H0V24*K*AAA* |  |  | EA*5X24M17A*+WALLCON | *96CTN0601714B* | 22800 | 16.5 | 9 | 24000 | 16900 | 70.42% | 1.94 | 0 | 10 |  |  |  | No | R-454B | 1.9 | Residential & Commercial | Ducted CEE Tier 1
215667748 | Central HP <5.4 tons | HEIL | HRCU-A-CB (Split System: Heat Pump with Remote Outdoor Unit-Air-Source) | H5H0V24*K*AAA* |  |  | EA*5X37M17A*+WALLCON | *80CTL0701412B* | 23800 | 17.5 | 9 | 23400 | 16500 | 70.51% | 2 | 0 | 10.5 |  |  |  | No | R-454B | 1.9833 | Residential & Commercial | Ducted CEE Tier 1
215678276 | Central HP <5.4 tons | AIRQUEST | HRCU-A-CB (Split System: Heat Pump with Remote Outdoor Unit-Air-Source) | H5H0V24*K*AAA* |  |  | EA*5X30M17A*+WALLCON | *80CSU0601716B* | 23200 | 17 | 8.5 | 23600 | 16600 | 70.34% | 1.98 | 0 | 10 |  |  |  | No | R-454B | 1.9333 | Residential & Commercial | Ducted CEE Tier 1
215934719 | Central HP <5.4 tons | COMFORTMAKER | HRCU-A-CB (Split System: Heat Pump with Remote Outdoor Unit-Air-Source) | C5H3V36*K*AAA* |  |  | EVM5X36M17A*+WALLCON | *97CMN0601714B* | 34000 | 20 | 8.1 | 38000 | 27200 | 71.58% | 2 | 0 | 11 |  |  |  | No | R-454B | 2.8333 | Residential & Commercial | Ducted CEE Tier 1
215934799 | Central HP <5.4 tons | COMFORTMAKER | HRCU-A-CB (Split System: Heat Pump with Remote Outdoor Unit-Air-Source) | C5H3V36*K*AAA* |  |  | EVM5X44M21A*+WALLCON | *80CSU1002120A* | 35600 | 21.5 | 8.5 | 38000 | 28800 | 75.79% | 2.02 | 0 | 12 |  |  |  | No | R-454B | 2.9667 | Residential & Commercial | Ducted CEE Tier 1
215932599 | Central HP <5.4 tons | COMFORTMAKER | HRCU-A-CB (Split System: Heat Pump with Remote Outdoor Unit-Air-Source) | C5H3V36*K*AAA* |  |  | EA*5X60M24A*+WALLCON | *97CMN0602120B* | 33800 | 20 | 9 | 34600 | 26400 | 76.3% | 1.92 | 0 | 11.5 |  |  |  | No | R-454B | 2.8167 | Residential & Commercial | Ducted CEE Tier 1
215932899 | Central HP <5.4 tons | COMFORTMAKER | HRCU-A-CB (Split System: Heat Pump with Remote Outdoor Unit-Air-Source) | C5H3V36*K*AAA* |  |  | EA*5X61M24A*+WALLCON | *95CSU1002122B* | 34600 | 20.5 | 9.5 | 34200 | 25800 | 75.44% | 2.06 | 0 | 12 |  |  |  | No | R-454B | 2.8833 | Residential & Commercial | Ducted CEE Tier 1
215933099 | Central HP <5.4 tons | COMFORTMAKER | HRCU-A-CB (Split System: Heat Pump with Remote Outdoor Unit-Air-Source) | C5H3V36*K*AAA* |  |  | ESH5X36M12A*+WALLCON | *80CTL0901716B* | 33200 | 19 | 9 | 35000 | 26800 | 76.57% | 1.92 | 0 | 11 |  |  |  | No | R-454B | 2.7667 | Residential & Commercial | Ducted CEE Tier 1
215933669 | Central HP <5.4 tons | COMFORTMAKER | HRCU-A-CB (Split System: Heat Pump with Remote Outdoor Unit-Air-Source) | C5H3V36*K*AAA* |  |  | ESH5X48M12A*+WALLCON | *97CMN0802120B* | 33800 | 19.5 | 9 | 34800 | 26600 | 76.44% | 1.94 | 0 | 11.5 |  |  |  | No | R-454B | 2.8167 | Residential & Commercial | Ducted CEE Tier 1
215933129 | Central HP <5.4 tons | COMFORTMAKER | HRCU-A-CB (Split System: Heat Pump with Remote Outdoor Unit-Air-Source) | C5H3V36*K*AAA* |  |  | ESH5X36M12A*+WALLCON | *80CTL1352422B* | 33400 | 19 | 9 | 34800 | 26600 | 76.44% | 1.92 | 0 | 11.5 |  |  |  | No | R-454B | 2.7833 | Residential & Commercial | Ducted CEE Tier 1
215934049 | Central HP <5.4 tons | COMFORTMAKER | HRCU-A-CB (Split System: Heat Pump with Remote Outdoor Unit-Air-Source) | C5H3V48*K*AAA* |  |  | EA*5X48M21A*+WALLCON | *97CMN0602120B* | 43000 | 20 | 9.5 | 48500 | 37200 | 76.7% | 1.88 | 0 | 10 |  |  |  | No | R-454B | 3.5833 | Residential & Commercial | Ducted CEE Tier 1
210596558 | Central HP <5.4 tons | BRYANT HEATING AND COOLING SYSTEMS | HRCU-A-CB (Split System: Heat Pump with Remote Outdoor Unit-Air-Source) | 288BNV037*0**A* |  |  | CAP**6124AL*+UI | 986TC66120C24*** | 33200 | 18 | 8.5 | 32000 | 24800 | 77.5% | 2 | 0 | 12 |  |  |  | No | R-410A | 2.7667 | Residential & Commercial | Ducted CEE Tier 1
210596610 | Central HP <5.4 tons | BRYANT HEATING AND COOLING SYSTEMS | HRCU-A-CB (Split System: Heat Pump with Remote Outdoor Unit-Air-Source) | 288BNV037*0**A* |  |  | CSPH*6012AL*+UI | 987MB60060C21*** | 32800 | 16.5 | 8.1 | 32400 | 25200 | 77.78% | 1.98 | 0 | 11 |  |  |  | No | R-410A | 2.7333 | Residential & Commercial | Ducted CEE Tier 1
215683603 | Central HP <5.4 tons | CARRIER | HRCU-A-CB (Split System: Heat Pump with Remote Outdoor Unit-Air-Source) | 27VNA024A*030* |  |  | CAA**2517AM*+UI | 58TN*B070C17**16 | 24000 | 17.5 | 9 | 23200 | 16400 | 70.69% | 2 | 0 | 10.5 |  |  |  | No | R-454B | 2 | Residential & Commercial | Ducted CEE Tier 1
215683671 | Central HP <5.4 tons | CARRIER | HRCU-A-CB (Split System: Heat Pump with Remote Outdoor Unit-Air-Source) | 27VNA024A*030* |  |  | CAA**3717AM*+UI | 58TN*B070C14**12 | 23800 | 17.5 | 9 | 23400 | 16500 | 70.51% | 2 | 0 | 10.5 |  |  |  | No | R-454B | 1.9833 | Residential & Commercial | Ducted CEE Tier 1
215683923 | Central HP <5.4 tons | CARRIER | HRCU-A-CB (Split System: Heat Pump with Remote Outdoor Unit-Air-Source) | 27VNA036A*030* |  |  | CAA**3721AM*+UI | 59MN7C100C21**22 | 34600 | 18 | 9 | 35200 | 25000 | 71.02% | 1.9 | 0 | 10 |  |  |  | No | R-454B | 2.8833 | Residential & Commercial | Ducted CEE Tier 1
215933329 | Central HP <5.4 tons | COMFORTMAKER | HRCU-A-CB (Split System: Heat Pump with Remote Outdoor Unit-Air-Source) | C5H3V36*K*AAA* |  |  | ESH5X42M12A*+WALLCON | *80CTL0702120B* | 33600 | 19 | 9 | 34800 | 26600 | 76.44% | 1.92 | 0 | 11 |  |  |  | No | R-454B | 2.8 | Residential & Commercial | Ducted CEE Tier 1
215933429 | Central HP <5.4 tons | COMFORTMAKER | HRCU-A-CB (Split System: Heat Pump with Remote Outdoor Unit-Air-Source) | C5H3V36*K*AAA* |  |  | ESH5X42M12A*+WALLCON | *97CMN0802120B* | 33600 | 19 | 9 | 34800 | 26600 | 76.44% | 1.94 | 0 | 11.5 |  |  |  | No | R-454B | 2.8 | Residential & Commercial | Ducted CEE Tier 1
215933749 | Central HP <5.4 tons | COMFORTMAKER | HRCU-A-CB (Split System: Heat Pump with Remote Outdoor Unit-Air-Source) | C5H3V36*K*AAA* |  |  | ESH5X60M12A*+WALLCON | *80CTL0451712B* | 33800 | 19 | 9 | 35200 | 26800 | 76.14% | 1.92 | 0 | 11 |  |  |  | No | R-454B | 2.8167 | Residential & Commercial | Ducted CEE Tier 1
215933319 | Central HP <5.4 tons | COMFORTMAKER | HRCU-A-CB (Split System: Heat Pump with Remote Outdoor Unit-Air-Source) | C5H3V36*K*AAA* |  |  | ESH5X42M12A*+WALLCON | *80CTL0701716B* | 33400 | 19 | 9 | 35200 | 26800 | 76.14% | 1.9 | 0 | 11 |  |  |  | No | R-454B | 2.7833 | Residential & Commercial | Ducted CEE Tier 1
215933419 | Central HP <5.4 tons | COMFORTMAKER | HRCU-A-CB (Split System: Heat Pump with Remote Outdoor Unit-Air-Source) | C5H3V36*K*AAA* |  |  | ESH5X42M12A*+WALLCON | *97CMN0801714B* | 33400 | 18.5 | 9 | 35400 | 27000 | 76.27% | 1.92 | 0 | 11 |  |  |  | No | R-454B | 2.7833 | Residential & Commercial | Ducted CEE Tier 1
215933919 | Central HP <5.4 tons | COMFORTMAKER | HRCU-A-CB (Split System: Heat Pump with Remote Outdoor Unit-Air-Source) | C5H3V36*K*AAA* |  |  | ESH5X60M12A*+WALLCON | *96CTN0601714B* | 33800 | 19 | 9 | 33800 | 25600 | 75.74% | 1.94 | 0 | 11 |  |  |  | No | R-454B | 2.8167 | Residential & Commercial | Ducted CEE Tier 1
215933969 | Central HP <5.4 tons | COMFORTMAKER | HRCU-A-CB (Split System: Heat Pump with Remote Outdoor Unit-Air-Source) | C5H3V36*K*AAA* |  |  | FCMA5B60L0D*+WALLCON |  | 35000 | 22 | 9.5 | 33400 | 25200 | 75.45% | 2.08 | 0 | 13 |  |  |  | No | R-454B | 2.9167 | Residential & Commercial | Ducted CEE Tier 1
215940946 | Central HP <5.4 tons | HEIL | HRCU-A-CB (Split System: Heat Pump with Remote Outdoor Unit-Air-Source) | H5H3V48*K*AAA* |  |  | EA*5X48M21A*+WALLCON | *80CSU0401712B* | 43500 | 21 | 9.5 | 48000 | 36400 | 75.83% | 1.92 | 0 | 11 |  |  |  | No | R-454B | 3.625 | Residential & Commercial | Ducted CEE Tier 1
215934129 | Central HP <5.4 tons | COMFORTMAKER | HRCU-A-CB (Split System: Heat Pump with Remote Outdoor Unit-Air-Source) | C5H3V48*K*AAA* |  |  | EA*5X60M24A*+WALLCON | *95CSU0802120B* | 44500 | 21 | 9.5 | 48500 | 36600 | 75.46% | 2 | 0 | 11 |  |  |  | No | R-454B | 3.7083 | Residential & Commercial | Ducted CEE Tier 1
215933999 | Central HP <5.4 tons | COMFORTMAKER | HRCU-A-CB (Split System: Heat Pump with Remote Outdoor Unit-Air-Source) | C5H3V48*K*AAA* |  |  | EA*5X48M21A*+WALLCON | *80CTL0702120B* | 43500 | 20.5 | 9.5 | 48000 | 36600 | 76.25% | 2 | 0 | 10.5 |  |  |  | No | R-454B | 3.625 | Residential & Commercial | Ducted CEE Tier 1
215934099 | Central HP <5.4 tons | COMFORTMAKER | HRCU-A-CB (Split System: Heat Pump with Remote Outdoor Unit-Air-Source) | C5H3V48*K*AAA* |  |  | EA*5X60M24A*+WALLCON | *80CTL0702120B* | 44500 | 21 | 9.5 | 48500 | 36600 | 75.46% | 2 | 0 | 11 |  |  |  | No | R-454B | 3.7083 | Residential & Commercial | Ducted CEE Tier 1
215934249 | Central HP <5.4 tons | COMFORTMAKER | HRCU-A-CB (Split System: Heat Pump with Remote Outdoor Unit-Air-Source) | C5H3V48*K*AAA* |  |  | EA*5X61M21A*+WALLCON | *97CMN0801714B* | 44500 | 20.5 | 9.5 | 49000 | 36600 | 74.69% | 2 | 0 | 11 |  |  |  | No | R-454B | 3.7083 | Residential & Commercial | Ducted CEE Tier 1
215934499 | Central HP <5.4 tons | COMFORTMAKER | HRCU-A-CB (Split System: Heat Pump with Remote Outdoor Unit-Air-Source) | C5H3V48*K*AAA* |  |  | ESH5X48M12A*+WALLCON | *97CMN1002122B* | 44000 | 20 | 9 | 48500 | 36400 | 75.05% | 1.82 | 0 | 10.5 |  |  |  | No | R-454B | 3.6667 | Residential & Commercial | Ducted CEE Tier 1
215667916 | Central HP <5.4 tons | HEIL | HRCU-A-CB (Split System: Heat Pump with Remote Outdoor Unit-Air-Source) | H5H0V24*K*AAA* |  |  | EA*5X37M21A*+WALLCON | *96CTN0601714B* | 24000 | 17.5 | 9 | 23400 | 16400 | 70.09% | 2 | 0 | 10.5 |  |  |  | No | R-454B | 2 | Residential & Commercial | Ducted CEE Tier 1
215667647 | Central HP <5.4 tons | HEIL | HRCU-A-CB (Split System: Heat Pump with Remote Outdoor Unit-Air-Source) | H5H0V24*K*AAA* |  |  | EA*5X36M17A*+WALLCON | *80CTL0901716B* | 23200 | 17 | 9 | 23600 | 16600 | 70.34% | 1.98 | 0 | 10.5 |  |  |  | No | R-454B | 1.9333 | Residential & Commercial | Ducted CEE Tier 1
215667812 | Central HP <5.4 tons | HEIL | HRCU-A-CB (Split System: Heat Pump with Remote Outdoor Unit-Air-Source) | H5H0V24*K*AAA* |  |  | EA*5X37M21A*+WALLCON | *80CSU0401712A* | 24000 | 18 | 9 | 23200 | 16300 | 70.26% | 2.02 | 0 | 10.5 |  |  |  | No | R-454B | 2 | Residential & Commercial | Ducted CEE Tier 1
215667844 | Central HP <5.4 tons | HEIL | HRCU-A-CB (Split System: Heat Pump with Remote Outdoor Unit-Air-Source) | H5H0V24*K*AAA* |  |  | EA*5X37M21A*+WALLCON | *80CTL0702120B* | 24000 | 17.5 | 9 | 23200 | 16300 | 70.26% | 2.02 | 0 | 10.5 |  |  |  | No | R-454B | 2 | Residential & Commercial | Ducted CEE Tier 1
215668829 | Central HP <5.4 tons | AIRQUEST | HRCU-A-CB (Split System: Heat Pump with Remote Outdoor Unit-Air-Source) | H5H0V36*K*AAA* |  |  | EA*5X42M21A*+WALLCON | *80CTL0702120B* | 33000 | 17.5 | 9 | 35800 | 25600 | 71.51% | 1.86 | 0 | 10 |  |  |  | No | R-454B | 2.75 | Residential & Commercial | Ducted CEE Tier 1
215679536 | Central HP <5.4 tons | AIRQUEST | HRCU-A-CB (Split System: Heat Pump with Remote Outdoor Unit-Air-Source) | H5H0V36*K*AAA* |  |  | EA*5X48M21A*+WALLCON | *97CTN0802120A* | 33800 | 18 | 9 | 35000 | 25000 | 71.43% | 1.88 | 0 | 10 |  |  |  | No | R-454B | 2.8167 | Residential & Commercial | Ducted CEE Tier 1
215679586 | Central HP <5.4 tons | AIRQUEST | HRCU-A-CB (Split System: Heat Pump with Remote Outdoor Unit-Air-Source) | H5H0V36*K*AAA* |  |  | EA*5X60M24A*+WALLCON | *97CTN1202422A* | 34400 | 18.5 | 9 | 34200 | 24800 | 72.51% | 1.9 | 0 | 10.5 |  |  |  | No | R-454B | 2.8667 | Residential & Commercial | Ducted CEE Tier 1
215679686 | Central HP <5.4 tons | AIRQUEST | HRCU-A-CB (Split System: Heat Pump with Remote Outdoor Unit-Air-Source) | H5H0V36*K*AAA* |  |  | EA*5X61M24A*+WALLCON | *97CTN1002122A* | 35000 | 18.5 | 9 | 34400 | 24800 | 72.09% | 1.92 | 0 | 10.5 |  |  |  | No | R-454B | 2.9167 | Residential & Commercial | Ducted CEE Tier 1
215669332 | Central HP <5.4 tons | CARRIER | HRCU-A-CB (Split System: Heat Pump with Remote Outdoor Unit-Air-Source) | 27VNA036A*030* |  |  | CAA**6024AM*+UI | 58TN*B135C24**22 | 34400 | 18.5 | 9 | 34200 | 24600 | 71.93% | 1.92 | 0 | 10.5 |  |  |  | No | R-454B | 2.8667 | Residential & Commercial | Ducted CEE Tier 1
215669732 | Central HP <5.4 tons | CARRIER | HRCU-A-CB (Split System: Heat Pump with Remote Outdoor Unit-Air-Source) | 27VNA036A*030* |  |  | CAA**6124AM*+UI | 59TN6C120C24**22 | 35000 | 18.5 | 9 | 34400 | 24800 | 72.09% | 1.92 | 0 | 10.5 |  |  |  | No | R-454B | 2.9167 | Residential & Commercial | Ducted CEE Tier 1
215669242 | Central HP <5.4 tons | CARRIER | HRCU-A-CB (Split System: Heat Pump with Remote Outdoor Unit-Air-Source) | 27VNA036A*030* |  |  | CAA**4821AM*+UI | 59MN7C080C21**20 | 33800 | 18 | 9 | 35000 | 25000 | 71.43% | 1.88 | 0 | 10 |  |  |  | No | R-454B | 2.8167 | Residential & Commercial | Ducted CEE Tier 1
215941616 | Central HP <5.4 tons | HEIL | HRCU-A-CB (Split System: Heat Pump with Remote Outdoor Unit-Air-Source) | H5H3V48*K*AAA* |  |  | EVD5X48M24A*+WALLCON | *97CTN1202422A* | 45000 | 20.5 | 8.1 | 52000 | 38000 | 73.08% | 1.9 | 0 | 11 |  |  |  | No | R-454B | 3.75 | Residential & Commercial | Ducted CEE Tier 1
215941466 | Central HP <5.4 tons | HEIL | HRCU-A-CB (Split System: Heat Pump with Remote Outdoor Unit-Air-Source) | H5H3V48*K*AAA* |  |  | EVM5X60M24A*+WALLCON | *97CTN1002122A* | 45500 | 20.5 | 8.1 | 52500 | 38000 | 72.38% | 1.9 | 0 | 11.5 |  |  |  | No | R-454B | 3.7917 | Residential & Commercial | Ducted CEE Tier 1
215934179 | Central HP <5.4 tons | COMFORTMAKER | HRCU-A-CB (Split System: Heat Pump with Remote Outdoor Unit-Air-Source) | C5H3V48*K*AAA* |  |  | EA*5X61M21A*+WALLCON | *80CTL0901716B* | 44500 | 21 | 9.5 | 48500 | 36000 | 74.23% | 2 | 0 | 11.5 |  |  |  | No | R-454B | 3.7083 | Residential & Commercial | Ducted CEE Tier 1
215934449 | Central HP <5.4 tons | COMFORTMAKER | HRCU-A-CB (Split System: Heat Pump with Remote Outdoor Unit-Air-Source) | C5H3V48*K*AAA* |  |  | ESH5X48M12A*+WALLCON | *80CTL0901716B* | 43500 | 20 | 9 | 48500 | 35800 | 73.81% | 1.86 | 0 | 11 |  |  |  | No | R-454B | 3.625 | Residential & Commercial | Ducted CEE Tier 1
215679946 | Central HP <5.4 tons | AIRQUEST | HRCU-A-CB (Split System: Heat Pump with Remote Outdoor Unit-Air-Source) | H5H0V36*K*AAA* |  |  | ESH5X60M12A*+WALLCON | *80CSU0401712B* | 34600 | 17 | 8.5 | 34600 | 24800 | 71.68% | 1.92 | 0 | 10 |  |  |  | No | R-454B | 2.8833 | Residential & Commercial | Ducted CEE Tier 1
215668628 | Central HP <5.4 tons | HEIL | HRCU-A-CB (Split System: Heat Pump with Remote Outdoor Unit-Air-Source) | H5H0V36*K*AAA* |  |  | EA*5X37M21A*+WALLCON | *80CSU0401712A* | 34400 | 18 | 9 | 35200 | 25200 | 71.59% | 1.88 | 0 | 10 |  |  |  | No | R-454B | 2.8667 | Residential & Commercial | Ducted CEE Tier 1
215667884 | Central HP <5.4 tons | HEIL | HRCU-A-CB (Split System: Heat Pump with Remote Outdoor Unit-Air-Source) | H5H0V24*K*AAA* |  |  | EA*5X37M21A*+WALLCON | *97CMN0601714B* | 24000 | 17 | 9 | 23400 | 16400 | 70.09% | 2.02 | 0 | 10.5 |  |  |  | No | R-454B | 2 | Residential & Commercial | Ducted CEE Tier 1
215667900 | Central HP <5.4 tons | HEIL | HRCU-A-CB (Split System: Heat Pump with Remote Outdoor Unit-Air-Source) | H5H0V24*K*AAA* |  |  | EA*5X37M21A*+WALLCON | *97CMN0801714B* | 24000 | 17.5 | 9 | 23400 | 16400 | 70.09% | 2 | 0 | 10.5 |  |  |  | No | R-454B | 2 | Residential & Commercial | Ducted CEE Tier 1
215933269 | Central HP <5.4 tons | COMFORTMAKER | HRCU-A-CB (Split System: Heat Pump with Remote Outdoor Unit-Air-Source) | C5H3V36*K*AAA* |  |  | ESH5X36M12A*+WALLCON | *96CTN1202422B* | 33400 | 19 | 9 | 34800 | 26600 | 76.44% | 1.92 | 0 | 11 |  |  |  | No | R-454B | 2.7833 | Residential & Commercial | Ducted CEE Tier 1
215933389 | Central HP <5.4 tons | COMFORTMAKER | HRCU-A-CB (Split System: Heat Pump with Remote Outdoor Unit-Air-Source) | C5H3V36*K*AAA* |  |  | ESH5X42M12A*+WALLCON | *95CSU1002122B* | 33600 | 19.5 | 9 | 34600 | 26400 | 76.3% | 1.92 | 0 | 11.7 |  |  |  | No | R-454B | 2.8 | Residential & Commercial | Ducted CEE Tier 1
215933739 | Central HP <5.4 tons | COMFORTMAKER | HRCU-A-CB (Split System: Heat Pump with Remote Outdoor Unit-Air-Source) | C5H3V36*K*AAA* |  |  | ESH5X60M12A*+WALLCON | *80CSU1002120A* | 34200 | 19.5 | 9 | 34400 | 26200 | 76.16% | 1.96 | 0 | 11.7 |  |  |  | No | R-454B | 2.85 | Residential & Commercial | Ducted CEE Tier 1
215933839 | Central HP <5.4 tons | COMFORTMAKER | HRCU-A-CB (Split System: Heat Pump with Remote Outdoor Unit-Air-Source) | C5H3V36*K*AAA* |  |  | ESH5X60M12A*+WALLCON | *95CSU0802120B* | 34200 | 19.5 | 9 | 34400 | 26000 | 75.58% | 1.96 | 0 | 11.7 |  |  |  | No | R-454B | 2.85 | Residential & Commercial | Ducted CEE Tier 1
215934859 | Central HP <5.4 tons | COMFORTMAKER | HRCU-A-CB (Split System: Heat Pump with Remote Outdoor Unit-Air-Source) | C5H3V36*K*AAA* |  |  | EVM5X44M21A*+WALLCON | *80CTL1102120B* | 35600 | 22 | 8.5 | 38000 | 28400 | 74.74% | 2.02 | 0 | 12.5 |  |  |  | No | R-454B | 2.9667 | Residential & Commercial | Ducted CEE Tier 1
214626251 | Central HP <5.4 tons | LENNOX | HRCU-A-CB (Split System: Heat Pump with Remote Outdoor Unit-Air-Source) | SL25XPV-048-230A** |  |  | CK40CT-49C-0*+TDR | SLP99UH090XV60C* | 45500 | 20 | 8.9 | 44000 | 36000 | 81.82% | 1.78 | 0 | 12 |  |  |  | No | R-410A | 3.7917 | Residential & Commercial | Ducted CEE Tier 1
215676146 | Central HP <5.4 tons | AIRQUEST | HRCU-A-CB (Split System: Heat Pump with Remote Outdoor Unit-Air-Source) | H5H0V48*K*AAA* |  |  | EVD5X48M21A*+WALLCON | *97CMN1002122B* | 47000 | 18.5 | 9 | 50000 | 36400 | 72.8% | 2 | 0 | 10 |  |  |  | No | R-454B | 3.9167 | Residential & Commercial | Ducted CEE Tier 1
215676296 | Central HP <5.4 tons | AIRQUEST | HRCU-A-CB (Split System: Heat Pump with Remote Outdoor Unit-Air-Source) | H5H0V48*K*AAA* |  |  | EVD5X49M24A*+WALLCON | *80CTL0702120B* | 47500 | 19 | 9 | 50000 | 36800 | 73.6% | 2 | 0 | 10 |  |  |  | No | R-454B | 3.9583 | Residential & Commercial | Ducted CEE Tier 1
214626241 | Central HP <5.4 tons | LENNOX | HRCU-A-CB (Split System: Heat Pump with Remote Outdoor Unit-Air-Source) | SL25XPV-048-230A** |  |  | CK40CT-49C-0*+TDR | EL297UH110XV60C* | 45500 | 20 | 8.9 | 44000 | 35800 | 81.36% | 1.78 | 0 | 12 |  |  |  | No | R-410A | 3.7917 | Residential & Commercial | Ducted CEE Tier 1
213779020 | Central HP <5.4 tons | COMFORTMAKER | HRCU-A-CB (Split System: Heat Pump with Remote Outdoor Unit-Air-Source) | CVH837GKA** |  |  | EA*4X37L21A*+WALLCON | *97CMN1002122B* | 33000 | 17 | 8.5 | 32600 | 25000 | 76.69% | 1.98 | 0 | 11.5 |  |  |  | No | R-410A | 2.75 | Residential & Commercial | Ducted CEE Tier 1
213779050 | Central HP <5.4 tons | COMFORTMAKER | HRCU-A-CB (Split System: Heat Pump with Remote Outdoor Unit-Air-Source) | CVH837GKA** |  |  | EA*4X37L21A*+WALLCON | *96CTN1002122B* | 33000 | 17 | 8.5 | 32600 | 25000 | 76.69% | 1.98 | 0 | 11.5 |  |  |  | No | R-410A | 2.75 | Residential & Commercial | Ducted CEE Tier 1
212978684 | Central HP <5.4 tons | TEMPSTAR | HRCU-A-CB (Split System: Heat Pump with Remote Outdoor Unit-Air-Source) | DLCURAH24ABK |  |  | EA*4X37L17A* | *80MS(N,L)0701712A* | 24200 | 17.5 | 8.5 | 25200 | 22000 | 87.3% | 1.84 | 0 | 10 |  |  |  | No | R-410A | 2.0167 | Residential & Commercial | Ducted CEE Tier 1
210597417 | Central HP <5.4 tons | DAY & NIGHT | HRCU-A-CB (Split System: Heat Pump with Remote Outdoor Unit-Air-Source) | CVH837GKA** |  |  | EA*4X61L21A*+WALLCON | *80CTL0701716A* | 33200 | 17.5 | 8.5 | 32200 | 25000 | 77.64% | 1.98 | 0 | 11.7 |  |  |  | No | R-410A | 2.7667 | Residential & Commercial | Ducted CEE Tier 1
215935159 | Central HP <5.4 tons | COMFORTMAKER | HRCU-A-CB (Split System: Heat Pump with Remote Outdoor Unit-Air-Source) | C5H3V36*K*AAA* |  |  | EVM5X60M21A*+WALLCON | *80CSU0601716A* | 35600 | 22 | 8.5 | 38000 | 28600 | 75.26% | 2.02 | 0 | 12 |  |  |  | No | R-454B | 2.9667 | Residential & Commercial | Ducted CEE Tier 1
215935209 | Central HP <5.4 tons | COMFORTMAKER | HRCU-A-CB (Split System: Heat Pump with Remote Outdoor Unit-Air-Source) | C5H3V36*K*AAA* |  |  | EVM5X60M21A*+WALLCON | *80CTL0901716B* | 35600 | 22 | 8.5 | 38000 | 28600 | 75.26% | 2.02 | 0 | 12 |  |  |  | No | R-454B | 2.9667 | Residential & Commercial | Ducted CEE Tier 1
215935329 | Central HP <5.4 tons | COMFORTMAKER | HRCU-A-CB (Split System: Heat Pump with Remote Outdoor Unit-Air-Source) | C5H3V36*K*AAA* |  |  | EVM5X60M24A*+WALLCON | *80CSU1002120A* | 35400 | 21.5 | 8.5 | 38000 | 28600 | 75.26% | 2.02 | 0 | 12 |  |  |  | No | R-454B | 2.95 | Residential & Commercial | Ducted CEE Tier 1
215935359 | Central HP <5.4 tons | COMFORTMAKER | HRCU-A-CB (Split System: Heat Pump with Remote Outdoor Unit-Air-Source) | C5H3V36*K*AAA* |  |  | EVM5X60M24A*+WALLCON | *80CTL1102120B* | 35600 | 22 | 8.5 | 38000 | 28400 | 74.74% | 2.04 | 0 | 12.5 |  |  |  | No | R-454B | 2.9667 | Residential & Commercial | Ducted CEE Tier 1
215933879 | Central HP <5.4 tons | COMFORTMAKER | HRCU-A-CB (Split System: Heat Pump with Remote Outdoor Unit-Air-Source) | C5H3V36*K*AAA* |  |  | ESH5X60M12A*+WALLCON | *97CMN0801714B* | 34000 | 19 | 9 | 34800 | 26400 | 75.86% | 1.94 | 0 | 11 |  |  |  | No | R-454B | 2.8333 | Residential & Commercial | Ducted CEE Tier 1
215934779 | Central HP <5.4 tons | COMFORTMAKER | HRCU-A-CB (Split System: Heat Pump with Remote Outdoor Unit-Air-Source) | C5H3V36*K*AAA* |  |  | EVM5X44M21A*+WALLCON | *80CSU0401712A* | 35600 | 22 | 8.5 | 38000 | 28800 | 75.79% | 2.02 | 0 | 12 |  |  |  | No | R-454B | 2.9667 | Residential & Commercial | Ducted CEE Tier 1
215934849 | Central HP <5.4 tons | COMFORTMAKER | HRCU-A-CB (Split System: Heat Pump with Remote Outdoor Unit-Air-Source) | C5H3V36*K*AAA* |  |  | EVM5X44M21A*+WALLCON | *80CTL0902120B* | 35600 | 22 | 8.5 | 38000 | 28400 | 74.74% | 2.02 | 0 | 12.5 |  |  |  | No | R-454B | 2.9667 | Residential & Commercial | Ducted CEE Tier 1
215934979 | Central HP <5.4 tons | COMFORTMAKER | HRCU-A-CB (Split System: Heat Pump with Remote Outdoor Unit-Air-Source) | C5H3V36*K*AAA* |  |  | EVM5X49M21A*+WALLCON | *80CSU0401712A* | 35600 | 22 | 8.5 | 38000 | 28800 | 75.79% | 2.02 | 0 | 12 |  |  |  | No | R-454B | 2.9667 | Residential & Commercial | Ducted CEE Tier 1
215933369 | Central HP <5.4 tons | COMFORTMAKER | HRCU-A-CB (Split System: Heat Pump with Remote Outdoor Unit-Air-Source) | C5H3V36*K*AAA* |  |  | ESH5X42M12A*+WALLCON | *95CSU0601716B* | 33400 | 18.5 | 9 | 35200 | 27000 | 76.7% | 1.92 | 0 | 11 |  |  |  | No | R-454B | 2.7833 | Residential & Commercial | Ducted CEE Tier 1
215933519 | Central HP <5.4 tons | COMFORTMAKER | HRCU-A-CB (Split System: Heat Pump with Remote Outdoor Unit-Air-Source) | C5H3V36*K*AAA* |  |  | ESH5X48M12A*+WALLCON | *80CSU0601716A* | 33600 | 19.5 | 9 | 34800 | 26600 | 76.44% | 1.92 | 0 | 11 |  |  |  | No | R-454B | 2.8 | Residential & Commercial | Ducted CEE Tier 1
215933569 | Central HP <5.4 tons | COMFORTMAKER | HRCU-A-CB (Split System: Heat Pump with Remote Outdoor Unit-Air-Source) | C5H3V36*K*AAA* |  |  | ESH5X48M12A*+WALLCON | *80CTL0702120B* | 33600 | 19.5 | 9 | 34800 | 26600 | 76.44% | 1.94 | 0 | 11.5 |  |  |  | No | R-454B | 2.8 | Residential & Commercial | Ducted CEE Tier 1
215933619 | Central HP <5.4 tons | COMFORTMAKER | HRCU-A-CB (Split System: Heat Pump with Remote Outdoor Unit-Air-Source) | C5H3V36*K*AAA* |  |  | ESH5X48M12A*+WALLCON | *95CSU0802120B* | 33600 | 19 | 9 | 34800 | 26600 | 76.44% | 1.94 | 0 | 11.5 |  |  |  | No | R-454B | 2.8 | Residential & Commercial | Ducted CEE Tier 1
215933509 | Central HP <5.4 tons | COMFORTMAKER | HRCU-A-CB (Split System: Heat Pump with Remote Outdoor Unit-Air-Source) | C5H3V36*K*AAA* |  |  | ESH5X48M12A*+WALLCON | *80CSU0401712A* | 33600 | 19.5 | 9 | 35000 | 26600 | 76% | 1.92 | 0 | 11.5 |  |  |  | No | R-454B | 2.8 | Residential & Commercial | Ducted CEE Tier 1
215933829 | Central HP <5.4 tons | COMFORTMAKER | HRCU-A-CB (Split System: Heat Pump with Remote Outdoor Unit-Air-Source) | C5H3V36*K*AAA* |  |  | ESH5X60M12A*+WALLCON | *95CSU0601716B* | 34000 | 19 | 9 | 34800 | 26400 | 75.86% | 1.92 | 0 | 11 |  |  |  | No | R-454B | 2.8333 | Residential & Commercial | Ducted CEE Tier 1
212976313 | Central HP <5.4 tons | TEMPSTAR | HRCU-A-CB (Split System: Heat Pump with Remote Outdoor Unit-Air-Source) | DLCURAH36ABK |  |  | EA*4X48L21A* | *96VTN0801716B* | 35400 | 16 | 8.1 | 37800 | 34800 | 92.06% | 2 | 0 | 10 |  |  |  | No | R-410A | 2.95 | Residential & Commercial | Ducted CEE Tier 1
213780810 | Central HP <5.4 tons | COMFORTMAKER | HRCU-A-CB (Split System: Heat Pump with Remote Outdoor Unit-Air-Source) | CVH837GKA2* |  |  | EA*4X36L21A*+WALLCON | *97CMN1002122B* | 31600 | 17 | 8.1 | 32800 | 24200 | 73.78% | 1.86 | 0 | 11 |  |  |  | No | R-410A | 2.6333 | Residential & Commercial | Ducted CEE Tier 1
211377840 | Central HP <5.4 tons | YORK | HRCU-A-CB (Split System: Heat Pump with Remote Outdoor Unit-Air-Source) | HMH72B341 |  |  | XAHC36DBCN1 | TM9E100C20MP12 | 34000 | 15.5 | 8.1 | 33200 | 23600 | 71.08% | 2.06 | 0 | 10 |  |  |  | No | R-410A | 2.8333 | Residential & Commercial | Ducted CEE Tier 1
211377673 | Central HP <5.4 tons | YORK | HRCU-A-CB (Split System: Heat Pump with Remote Outdoor Unit-Air-Source) | HMH72B341 |  |  | XAUB36DXXN1+TXV | TP9C080B12MP13 | 33600 | 17.5 | 8.5 | 33400 | 23400 | 70.06% | 2.04 | 0 | 10 |  |  |  | No | R-410A | 2.8 | Residential & Commercial | Ducted CEE Tier 1
214626265 | Central HP <5.4 tons | LENNOX | HRCU-A-CB (Split System: Heat Pump with Remote Outdoor Unit-Air-Source) | SL25XPV-048-230A** |  |  | CK40CT-60C-0*+TDR | SL280UH110V60C* | 46000 | 20 | 9.5 | 44000 | 36200 | 82.27% | 1.92 | 0 | 12.5 |  |  |  | No | R-410A | 3.8333 | Residential & Commercial | Ducted CEE Tier 1
214626267 | Central HP <5.4 tons | LENNOX | HRCU-A-CB (Split System: Heat Pump with Remote Outdoor Unit-Air-Source) | SL25XPV-048-230A** |  |  | CK40CT-60C-0*+TDR | SL297UH080NV48C* | 45500 | 20 | 9.5 | 44000 | 36400 | 82.73% | 1.92 | 0 | 12.2 |  |  |  | No | R-410A | 3.7917 | Residential & Commercial | Ducted CEE Tier 1
206790507 | Central HP <5.4 tons | BRYANT HEATING AND COOLING SYSTEMS | HRCU-A-CB (Split System: Heat Pump with Remote Outdoor Unit-Air-Source) | 284ANV036*0**B* |  |  | CAP**4821AL*+UI | 83*CA36040C17*** | 33400 | 19.5 | 9.5 | 34800 | 25800 | 74.14% | 2.02 | 12.5 | 12 |  |  |  | No | R-410A | 2.7833 | Residential & Commercial | Ducted CEE Tier 1
206790532 | Central HP <5.4 tons | BRYANT HEATING AND COOLING SYSTEMS | HRCU-A-CB (Split System: Heat Pump with Remote Outdoor Unit-Air-Source) | 284ANV036*0**B* |  |  | CAP**3721AL*+UI | 935CA60080C21*** | 34400 | 19.5 | 9.5 | 35000 | 25600 | 73.14% | 2.06 | 12.5 | 12.5 |  |  |  | No | R-410A | 2.8667 | Residential & Commercial | Ducted CEE Tier 1
215667200 | Central HP <5.4 tons | AIRQUEST | HRCU-A-CB (Split System: Heat Pump with Remote Outdoor Unit-Air-Source) | H5H0V24*K*AAA* |  |  | EA*5X25M17A*+WALLCON | *80CTL0701716B* | 24000 | 17.5 | 9 | 23200 | 16400 | 70.69% | 2 | 0 | 10.5 |  |  |  | No | R-454B | 2 | Residential & Commercial | Ducted CEE Tier 1
215667311 | Central HP <5.4 tons | AIRQUEST | HRCU-A-CB (Split System: Heat Pump with Remote Outdoor Unit-Air-Source) | H5H0V24*K*AAA* |  |  | EA*5X25M17A*+WALLCON | *96CTN0801714B* | 24000 | 17.5 | 9 | 23400 | 16400 | 70.09% | 2 | 0 | 10.5 |  |  |  | No | R-454B | 2 | Residential & Commercial | Ducted CEE Tier 1
215667813 | Central HP <5.4 tons | AIRQUEST | HRCU-A-CB (Split System: Heat Pump with Remote Outdoor Unit-Air-Source) | H5H0V24*K*AAA* |  |  | EA*5X37M21A*+WALLCON | *80CSU0401712A* | 24000 | 18 | 9 | 23200 | 16300 | 70.26% | 2.02 | 0 | 10.5 |  |  |  | No | R-454B | 2 | Residential & Commercial | Ducted CEE Tier 1
215667804 | Central HP <5.4 tons | HEIL | HRCU-A-CB (Split System: Heat Pump with Remote Outdoor Unit-Air-Source) | H5H0V24*K*AAA* |  |  | EA*5X37M17A*+WALLCON | *96CTN0801714B* | 23800 | 17 | 9 | 23400 | 16500 | 70.51% | 2 | 0 | 10.5 |  |  |  | No | R-454B | 1.9833 | Residential & Commercial | Ducted CEE Tier 1
215934899 | Central HP <5.4 tons | COMFORTMAKER | HRCU-A-CB (Split System: Heat Pump with Remote Outdoor Unit-Air-Source) | C5H3V36*K*AAA* |  |  | EVM5X44M21A*+WALLCON | *97CMN0602120B* | 35400 | 21 | 8.5 | 38500 | 29000 | 75.32% | 2.02 | 0 | 12 |  |  |  | No | R-454B | 2.95 | Residential & Commercial | Ducted CEE Tier 1
215935029 | Central HP <5.4 tons | COMFORTMAKER | HRCU-A-CB (Split System: Heat Pump with Remote Outdoor Unit-Air-Source) | C5H3V36*K*AAA* |  |  | EVM5X49M21A*+WALLCON | *80CTL0901716B* | 35600 | 22 | 8.5 | 38000 | 28600 | 75.26% | 2.02 | 0 | 12 |  |  |  | No | R-454B | 2.9667 | Residential & Commercial | Ducted CEE Tier 1
215933349 | Central HP <5.4 tons | COMFORTMAKER | HRCU-A-CB (Split System: Heat Pump with Remote Outdoor Unit-Air-Source) | C5H3V36*K*AAA* |  |  | ESH5X42M12A*+WALLCON | *80CTL0902120B* | 33600 | 19 | 9 | 34600 | 26400 | 76.3% | 1.92 | 0 | 11.7 |  |  |  | No | R-454B | 2.8 | Residential & Commercial | Ducted CEE Tier 1
215933479 | Central HP <5.4 tons | COMFORTMAKER | HRCU-A-CB (Split System: Heat Pump with Remote Outdoor Unit-Air-Source) | C5H3V36*K*AAA* |  |  | ESH5X42M12A*+WALLCON | *96CTN0801714B* | 33400 | 19 | 9 | 35000 | 26800 | 76.57% | 1.9 | 0 | 11 |  |  |  | No | R-454B | 2.7833 | Residential & Commercial | Ducted CEE Tier 1
215933649 | Central HP <5.4 tons | COMFORTMAKER | HRCU-A-CB (Split System: Heat Pump with Remote Outdoor Unit-Air-Source) | C5H3V36*K*AAA* |  |  | ESH5X48M12A*+WALLCON | *97CMN0602120B* | 33600 | 19 | 9 | 35200 | 27000 | 76.7% | 1.92 | 0 | 11 |  |  |  | No | R-454B | 2.8 | Residential & Commercial | Ducted CEE Tier 1
215935169 | Central HP <5.4 tons | COMFORTMAKER | HRCU-A-CB (Split System: Heat Pump with Remote Outdoor Unit-Air-Source) | C5H3V36*K*AAA* |  |  | EVM5X60M21A*+WALLCON | *80CSU1002120A* | 35600 | 21.5 | 8.5 | 38000 | 28800 | 75.79% | 2.02 | 0 | 12 |  |  |  | No | R-454B | 2.9667 | Residential & Commercial | Ducted CEE Tier 1
215934749 | Central HP <5.4 tons | COMFORTMAKER | HRCU-A-CB (Split System: Heat Pump with Remote Outdoor Unit-Air-Source) | C5H3V36*K*AAA* |  |  | EVM5X42M21A*+WALLCON | *96CTN0601714B* | 34000 | 20.5 | 8.1 | 38000 | 27000 | 71.05% | 1.95 | 0 | 11 |  |  |  | No | R-454B | 2.8333 | Residential & Commercial | Ducted CEE Tier 1
215667868 | Central HP <5.4 tons | HEIL | HRCU-A-CB (Split System: Heat Pump with Remote Outdoor Unit-Air-Source) | H5H0V24*K*AAA* |  |  | EA*5X37M21A*+WALLCON | *80CTL1102120B* | 24000 | 17.5 | 9 | 23200 | 16300 | 70.26% | 2.02 | 0 | 10.5 |  |  |  | No | R-454B | 2 | Residential & Commercial | Ducted CEE Tier 1
215667578 | Central HP <5.4 tons | HEIL | HRCU-A-CB (Split System: Heat Pump with Remote Outdoor Unit-Air-Source) | H5H0V24*K*AAA* |  |  | EA*5X36M17A*+WALLCON | *80CSU0601716A* | 23200 | 17 | 9 | 23600 | 16600 | 70.34% | 1.98 | 0 | 10 |  |  |  | No | R-454B | 1.9333 | Residential & Commercial | Ducted CEE Tier 1
215667796 | Central HP <5.4 tons | HEIL | HRCU-A-CB (Split System: Heat Pump with Remote Outdoor Unit-Air-Source) | H5H0V24*K*AAA* |  |  | EA*5X37M17A*+WALLCON | *96CTN0601714B* | 23800 | 17 | 9 | 23600 | 16600 | 70.34% | 2 | 0 | 10 |  |  |  | No | R-454B | 1.9833 | Residential & Commercial | Ducted CEE Tier 1
215934619 | Central HP <5.4 tons | COMFORTMAKER | HRCU-A-CB (Split System: Heat Pump with Remote Outdoor Unit-Air-Source) | C5H3V48*K*AAA* |  |  | FCMA5B48L0C*+WALLCON |  | 45500 | 22 | 9.5 | 48500 | 36000 | 74.23% | 1.96 | 0 | 12 |  |  |  | No | R-454B | 3.7917 | Residential & Commercial | Ducted CEE Tier 1
215941206 | Central HP <5.4 tons | HEIL | HRCU-A-CB (Split System: Heat Pump with Remote Outdoor Unit-Air-Source) | H5H3V48*K*AAA* |  |  | ESH5X60M12A*+WALLCON | *96CTN0802120B* | 45000 | 20 | 9 | 48500 | 36600 | 75.46% | 1.82 | 0 | 11 |  |  |  | No | R-454B | 3.75 | Residential & Commercial | Ducted CEE Tier 1
215941606 | Central HP <5.4 tons | HEIL | HRCU-A-CB (Split System: Heat Pump with Remote Outdoor Unit-Air-Source) | H5H3V48*K*AAA* |  |  | EVD5X48M24A*+WALLCON | *97CTN1002122A* | 44500 | 20 | 8.1 | 52000 | 38000 | 73.08% | 1.9 | 0 | 11 |  |  |  | No | R-454B | 3.7083 | Residential & Commercial | Ducted CEE Tier 1
215934489 | Central HP <5.4 tons | COMFORTMAKER | HRCU-A-CB (Split System: Heat Pump with Remote Outdoor Unit-Air-Source) | C5H3V48*K*AAA* |  |  | ESH5X48M12A*+WALLCON | *97CMN0802120B* | 44000 | 20 | 9 | 48500 | 36600 | 75.46% | 1.8 | 0 | 10.5 |  |  |  | No | R-454B | 3.6667 | Residential & Commercial | Ducted CEE Tier 1
215934539 | Central HP <5.4 tons | COMFORTMAKER | HRCU-A-CB (Split System: Heat Pump with Remote Outdoor Unit-Air-Source) | C5H3V48*K*AAA* |  |  | ESH5X48M12A*+WALLCON | *96CTN1202422B* | 44500 | 20 | 9 | 48500 | 36400 | 75.05% | 1.82 | 0 | 10.5 |  |  |  | No | R-454B | 3.7083 | Residential & Commercial | Ducted CEE Tier 1
215941757 | Central HP <5.4 tons | AIRQUEST | HRCU-A-CB (Split System: Heat Pump with Remote Outdoor Unit-Air-Source) | H5H3V48*K*AAA* |  |  | EVD5X60M24A*+WALLCON | *97CTN1202422A* | 45500 | 20.5 | 8.1 | 52500 | 38000 | 72.38% | 1.95 | 0 | 11.5 |  |  |  | No | R-454B | 3.7917 | Residential & Commercial | Ducted CEE Tier 1
214626175 | Central HP <5.4 tons | LENNOX | HRCU-A-CB (Split System: Heat Pump with Remote Outdoor Unit-Air-Source) | SL25XPV-036-230A** |  |  | CK40CT-48C-0*+TDR | EL297UH110XV48C* | 34000 | 21.8 | 8.8 | 35400 | 27600 | 77.97% | 1.82 | 0 | 13.4 |  |  |  | No | R-410A | 2.8333 | Residential & Commercial | Ducted CEE Tier 1
214626182 | Central HP <5.4 tons | LENNOX | HRCU-A-CB (Split System: Heat Pump with Remote Outdoor Unit-Air-Source) | SL25XPV-036-230A** |  |  | CK40CT-48C-0*+TDR | SL280UH110XV60C* | 34000 | 21 | 8.8 | 35400 | 27400 | 77.4% | 1.84 | 0 | 13.5 |  |  |  | No | R-410A | 2.8333 | Residential & Commercial | Ducted CEE Tier 1
215942593 | Central HP <5.4 tons | AIRQUEST | HRCU-A-CB (Split System: Heat Pump with Remote Outdoor Unit-Air-Source) | H5H3V48*K*AAA* |  |  | EVD5X61M21A*+WALLCON | *96CTN0801714B* | 44500 | 20 | 8.1 | 54000 | 37800 | 70% | 1.95 | 0 | 11.5 |  |  |  | No | R-454B | 3.7083 | Residential & Commercial | Ducted CEE Tier 1
215934219 | Central HP <5.4 tons | COMFORTMAKER | HRCU-A-CB (Split System: Heat Pump with Remote Outdoor Unit-Air-Source) | C5H3V48*K*AAA* |  |  | EA*5X61M21A*+WALLCON | *95CSU0802120B* | 45000 | 21 | 9.5 | 48500 | 37000 | 76.29% | 2 | 0 | 11 |  |  |  | No | R-454B | 3.75 | Residential & Commercial | Ducted CEE Tier 1
215941386 | Central HP <5.4 tons | HEIL | HRCU-A-CB (Split System: Heat Pump with Remote Outdoor Unit-Air-Source) | H5H3V48*K*AAA* |  |  | EVM5X60M21A*+WALLCON | *96CTN0802120B* | 45500 | 20.5 | 8.1 | 53000 | 38500 | 72.64% | 1.95 | 0 | 11 |  |  |  | No | R-454B | 3.7917 | Residential & Commercial | Ducted CEE Tier 1
215942602 | Central HP <5.4 tons | HEIL | HRCU-A-CB (Split System: Heat Pump with Remote Outdoor Unit-Air-Source) | H5H3V36*K*AAA* |  |  | EVM5X61M24A*+WALLCON | *96CTN0802120B* | 36000 | 22 | 8.5 | 37400 | 28200 | 75.4% | 2.04 | 0 | 12.5 |  |  |  | No | R-454B | 3 | Residential & Commercial | Ducted CEE Tier 1
215678225 | Central HP <5.4 tons | HEIL | HRCU-A-CB (Split System: Heat Pump with Remote Outdoor Unit-Air-Source) | H5H0V24*K*AAA* |  |  | EA*5X25M17A*+WALLCON | *80CSU0401712B* | 24000 | 17 | 9 | 23200 | 16300 | 70.26% | 2.02 | 0 | 10.5 |  |  |  | No | R-454B | 2 | Residential & Commercial | Ducted CEE Tier 1
215678295 | Central HP <5.4 tons | HEIL | HRCU-A-CB (Split System: Heat Pump with Remote Outdoor Unit-Air-Source) | H5H0V24*K*AAA* |  |  | EA*5X30M17A*+WALLCON | *97CTN0801716A* | 23000 | 16.5 | 9 | 23800 | 16700 | 70.17% | 1.86 | 0 | 10 |  |  |  | No | R-454B | 1.9167 | Residential & Commercial | Ducted CEE Tier 1
215679416 | Central HP <5.4 tons | AIRQUEST | HRCU-A-CB (Split System: Heat Pump with Remote Outdoor Unit-Air-Source) | H5H0V36*K*AAA* |  |  | EA*5X43M21A*+WALLCON | *96CTN0802120B* | 34400 | 18 | 9 | 35400 | 25200 | 71.19% | 1.88 | 0 | 10 |  |  |  | No | R-454B | 2.8667 | Residential & Commercial | Ducted CEE Tier 1
215936613 | Central HP <5.4 tons | TEMPSTAR | HRCU-A-CB (Split System: Heat Pump with Remote Outdoor Unit-Air-Source) | T5H3V36*K*AAA* |  |  | EVD5X60M21A*+WALLCON | *80CTL0702120B* | 35600 | 21.5 | 8.5 | 38000 | 28600 | 75.26% | 2.04 | 0 | 12 |  |  |  | No | R-454B | 2.9667 | Residential & Commercial | Ducted CEE Tier 1
215936683 | Central HP <5.4 tons | TEMPSTAR | HRCU-A-CB (Split System: Heat Pump with Remote Outdoor Unit-Air-Source) | T5H3V36*K*AAA* |  |  | EVD5X60M21A*+WALLCON | *97CMN0602120B* | 35400 | 21 | 8.5 | 38500 | 29000 | 75.32% | 2 | 0 | 12 |  |  |  | No | R-454B | 2.95 | Residential & Commercial | Ducted CEE Tier 1
215936763 | Central HP <5.4 tons | TEMPSTAR | HRCU-A-CB (Split System: Heat Pump with Remote Outdoor Unit-Air-Source) | T5H3V36*K*AAA* |  |  | EVD5X60M24A*+WALLCON | *80CTL0902120B* | 35600 | 22 | 8.5 | 38000 | 28400 | 74.74% | 2.04 | 0 | 12.5 |  |  |  | No | R-454B | 2.9667 | Residential & Commercial | Ducted CEE Tier 1
215669362 | Central HP <5.4 tons | CARRIER | HRCU-A-CB (Split System: Heat Pump with Remote Outdoor Unit-Air-Source) | 27VNA036A*030* |  |  | CAA**6024AM*+UI | 59MN7C060C21**20 | 34200 | 18 | 9 | 34400 | 25000 | 72.67% | 1.9 | 0 | 10 |  |  |  | No | R-454B | 2.85 | Residential & Commercial | Ducted CEE Tier 1
215669412 | Central HP <5.4 tons | CARRIER | HRCU-A-CB (Split System: Heat Pump with Remote Outdoor Unit-Air-Source) | 27VNA036A*030* |  |  | CAA**6024AM*+UI | 59TN6C120C24**22 | 34400 | 18.5 | 9 | 34200 | 24800 | 72.51% | 1.9 | 0 | 10.5 |  |  |  | No | R-454B | 2.8667 | Residential & Commercial | Ducted CEE Tier 1
215934819 | Central HP <5.4 tons | COMFORTMAKER | HRCU-A-CB (Split System: Heat Pump with Remote Outdoor Unit-Air-Source) | C5H3V36*K*AAA* |  |  | EVM5X44M21A*+WALLCON | *80CTL0701716B* | 35400 | 21.5 | 8.5 | 38500 | 29000 | 75.32% | 2.02 | 0 | 12 |  |  |  | No | R-454B | 2.95 | Residential & Commercial | Ducted CEE Tier 1
215935019 | Central HP <5.4 tons | COMFORTMAKER | HRCU-A-CB (Split System: Heat Pump with Remote Outdoor Unit-Air-Source) | C5H3V36*K*AAA* |  |  | EVM5X49M21A*+WALLCON | *80CTL0702120B* | 35600 | 21.5 | 8.5 | 38000 | 28600 | 75.26% | 2.02 | 0 | 12 |  |  |  | No | R-454B | 2.9667 | Residential & Commercial | Ducted CEE Tier 1
215935119 | Central HP <5.4 tons | COMFORTMAKER | HRCU-A-CB (Split System: Heat Pump with Remote Outdoor Unit-Air-Source) | C5H3V36*K*AAA* |  |  | EVM5X49M21A*+WALLCON | *97CMN1002122B* | 35600 | 22 | 8.5 | 38000 | 28600 | 75.26% | 2.02 | 0 | 12.5 |  |  |  | No | R-454B | 2.9667 | Residential & Commercial | Ducted CEE Tier 1
215933719 | Central HP <5.4 tons | COMFORTMAKER | HRCU-A-CB (Split System: Heat Pump with Remote Outdoor Unit-Air-Source) | C5H3V36*K*AAA* |  |  | ESH5X60M12A*+WALLCON | *80CSU0401712A* | 34200 | 20 | 9 | 34400 | 26200 | 76.16% | 1.94 | 0 | 11.7 |  |  |  | No | R-454B | 2.85 | Residential & Commercial | Ducted CEE Tier 1
215934639 | Central HP <5.4 tons | COMFORTMAKER | HRCU-A-CB (Split System: Heat Pump with Remote Outdoor Unit-Air-Source) | C5H3V36*K*AAA* |  |  | EVM5X25M17A*+WALLCON | *96CTN0601714B* | 34000 | 20 | 8.1 | 38000 | 27200 | 71.58% | 2 | 0 | 11 |  |  |  | No | R-454B | 2.8333 | Residential & Commercial | Ducted CEE Tier 1
215934689 | Central HP <5.4 tons | COMFORTMAKER | HRCU-A-CB (Split System: Heat Pump with Remote Outdoor Unit-Air-Source) | C5H3V36*K*AAA* |  |  | EVM5X32M17A*+WALLCON | *97CMN0601714B* | 35000 | 21 | 8.5 | 38000 | 28000 | 73.68% | 2.06 | 0 | 11.5 |  |  |  | No | R-454B | 2.9167 | Residential & Commercial | Ducted CEE Tier 1
215934889 | Central HP <5.4 tons | COMFORTMAKER | HRCU-A-CB (Split System: Heat Pump with Remote Outdoor Unit-Air-Source) | C5H3V36*K*AAA* |  |  | EVM5X44M21A*+WALLCON | *95CSU1002122B* | 35600 | 22 | 8.5 | 38000 | 28400 | 74.74% | 2.02 | 0 | 12.5 |  |  |  | No | R-454B | 2.9667 | Residential & Commercial | Ducted CEE Tier 1
215934189 | Central HP <5.4 tons | COMFORTMAKER | HRCU-A-CB (Split System: Heat Pump with Remote Outdoor Unit-Air-Source) | C5H3V48*K*AAA* |  |  | EA*5X61M21A*+WALLCON | *80CTL0902120B* | 45500 | 21.5 | 9.5 | 48500 | 36600 | 75.46% | 2 | 0 | 11.5 |  |  |  | No | R-454B | 3.7917 | Residential & Commercial | Ducted CEE Tier 1
215934259 | Central HP <5.4 tons | COMFORTMAKER | HRCU-A-CB (Split System: Heat Pump with Remote Outdoor Unit-Air-Source) | C5H3V48*K*AAA* |  |  | EA*5X61M21A*+WALLCON | *97CMN0802120B* | 45000 | 21 | 9.5 | 48500 | 37000 | 76.29% | 2 | 0 | 11 |  |  |  | No | R-454B | 3.75 | Residential & Commercial | Ducted CEE Tier 1
215934509 | Central HP <5.4 tons | COMFORTMAKER | HRCU-A-CB (Split System: Heat Pump with Remote Outdoor Unit-Air-Source) | C5H3V48*K*AAA* |  |  | ESH5X48M12A*+WALLCON | *97CMN1202422B* | 44000 | 20 | 9 | 48500 | 36600 | 75.46% | 1.82 | 0 | 10.5 |  |  |  | No | R-454B | 3.6667 | Residential & Commercial | Ducted CEE Tier 1
215940956 | Central HP <5.4 tons | HEIL | HRCU-A-CB (Split System: Heat Pump with Remote Outdoor Unit-Air-Source) | H5H3V48*K*AAA* |  |  | EA*5X48M21A*+WALLCON | *80CSU0601716B* | 43500 | 21 | 9.5 | 48000 | 36600 | 76.25% | 1.9 | 0 | 11 |  |  |  | No | R-454B | 3.625 | Residential & Commercial | Ducted CEE Tier 1
215934119 | Central HP <5.4 tons | COMFORTMAKER | HRCU-A-CB (Split System: Heat Pump with Remote Outdoor Unit-Air-Source) | C5H3V48*K*AAA* |  |  | EA*5X60M24A*+WALLCON | *80CTL1352422B* | 45000 | 21.5 | 9.5 | 48000 | 36200 | 75.42% | 2 | 0 | 11.5 |  |  |  | No | R-454B | 3.75 | Residential & Commercial | Ducted CEE Tier 1
215934239 | Central HP <5.4 tons | COMFORTMAKER | HRCU-A-CB (Split System: Heat Pump with Remote Outdoor Unit-Air-Source) | C5H3V48*K*AAA* |  |  | EA*5X61M21A*+WALLCON | *97CMN0602120B* | 44500 | 20.5 | 9.4 | 49000 | 37400 | 76.33% | 2 | 0 | 10 |  |  |  | No | R-454B | 3.7083 | Residential & Commercial | Ducted CEE Tier 1
215668948 | Central HP <5.4 tons | HEIL | HRCU-A-CB (Split System: Heat Pump with Remote Outdoor Unit-Air-Source) | H5H0V36*K*AAA* |  |  | EA*5X43M21A*+WALLCON | *80CSU0401712A* | 34400 | 18 | 9 | 35200 | 25200 | 71.59% | 1.88 | 0 | 10 |  |  |  | No | R-454B | 2.8667 | Residential & Commercial | Ducted CEE Tier 1
215679666 | Central HP <5.4 tons | AIRQUEST | HRCU-A-CB (Split System: Heat Pump with Remote Outdoor Unit-Air-Source) | H5H0V36*K*AAA* |  |  | EA*5X61M24A*+WALLCON | *96CTN0802120B* | 34800 | 18 | 9 | 34400 | 24800 | 72.09% | 1.92 | 0 | 10.5 |  |  |  | No | R-454B | 2.9 | Residential & Commercial | Ducted CEE Tier 1
211378110 | Central HP <5.4 tons | YORK | HRCU-A-CB (Split System: Heat Pump with Remote Outdoor Unit-Air-Source) | HMH72B341 |  |  | XAUB30CXXN1+TXV | TM8Y060A12MP11 | 32600 | 17.5 | 8.1 | 33400 | 23400 | 70.06% | 2.02 | 0 | 10 |  |  |  | No | R-410A | 2.7167 | Residential & Commercial | Ducted CEE Tier 1
211378495 | Central HP <5.4 tons | YORK | HRCU-A-CB (Split System: Heat Pump with Remote Outdoor Unit-Air-Source) | HMH72B341 |  |  | XAHC36DXXN1+TXV | TMLE100C16MP11 | 33600 | 17.5 | 8.1 | 33000 | 23200 | 70.3% | 2.04 | 0 | 10 |  |  |  | No | R-410A | 2.8 | Residential & Commercial | Ducted CEE Tier 1
211378745 | Central HP <5.4 tons | YORK | HRCU-A-CB (Split System: Heat Pump with Remote Outdoor Unit-Air-Source) | HMH72B341 |  |  | XAFB36DBCN1 | TM8E060A12MP11 | 34000 | 18 | 8.1 | 33800 | 23800 | 70.41% | 2.06 | 0 | 10 |  |  |  | No | R-410A | 2.8333 | Residential & Commercial | Ducted CEE Tier 1
211378810 | Central HP <5.4 tons | YORK | HRCU-A-CB (Split System: Heat Pump with Remote Outdoor Unit-Air-Source) | HMH72B341 |  |  | XAUB30CXXN1+TXV | TMLE040A12MP11 | 32800 | 18 | 8.1 | 33400 | 23400 | 70.06% | 2.04 | 0 | 10 |  |  |  | No | R-410A | 2.7333 | Residential & Commercial | Ducted CEE Tier 1
210596295 | Central HP <5.4 tons | BRYANT HEATING AND COOLING SYSTEMS | HRCU-A-CB (Split System: Heat Pump with Remote Outdoor Unit-Air-Source) | 288BNV025*0**B* |  |  | CAP**4221AL*+UI | 83*CA48060C17*** | 23800 | 16.5 | 8.1 | 21400 | 16600 | 77.57% | 1.96 | 0 | 10.5 |  |  |  | No | R-410A | 1.9833 | Residential & Commercial | Ducted CEE Tier 1
210596329 | Central HP <5.4 tons | BRYANT HEATING AND COOLING SYSTEMS | HRCU-A-CB (Split System: Heat Pump with Remote Outdoor Unit-Air-Source) | 288BNV025*0**B* |  |  | CAP**4321AL*+UI | 986TC42080C17*** | 24400 | 16.5 | 8.1 | 21200 | 16700 | 78.77% | 2.02 | 0 | 11 |  |  |  | No | R-410A | 2.0333 | Residential & Commercial | Ducted CEE Tier 1
210596331 | Central HP <5.4 tons | BRYANT HEATING AND COOLING SYSTEMS | HRCU-A-CB (Split System: Heat Pump with Remote Outdoor Unit-Air-Source) | 288BNV025*0**B* |  |  | CAP**4321AL*+UI | 987MB42060C17*** | 24200 | 16.5 | 8.1 | 21200 | 16800 | 79.25% | 2 | 0 | 11 |  |  |  | No | R-410A | 2.0167 | Residential & Commercial | Ducted CEE Tier 1
210596388 | Central HP <5.4 tons | BRYANT HEATING AND COOLING SYSTEMS | HRCU-A-CB (Split System: Heat Pump with Remote Outdoor Unit-Air-Source) | 288BNV025*0**B* |  |  | CNPV*4821AL*+UI | 83*CA48060C17*** | 24200 | 17 | 8.1 | 21400 | 16600 | 77.57% | 2.02 | 0 | 11 |  |  |  | No | R-410A | 2.0167 | Residential & Commercial | Ducted CEE Tier 1
210596404 | Central HP <5.4 tons | BRYANT HEATING AND COOLING SYSTEMS | HRCU-A-CB (Split System: Heat Pump with Remote Outdoor Unit-Air-Source) | 288BNV025*0**B* |  |  | CNPV*4824AL*+UI | 88*TA66135C24*** | 24200 | 17 | 8.1 | 21400 | 16600 | 77.57% | 2.02 | 0 | 11.5 |  |  |  | No | R-410A | 2.0167 | Residential & Commercial | Ducted CEE Tier 1
210596422 | Central HP <5.4 tons | BRYANT HEATING AND COOLING SYSTEMS | HRCU-A-CB (Split System: Heat Pump with Remote Outdoor Unit-Air-Source) | 288BNV025*0**B* |  |  | CSPH*4212AL*+UI | 935CA66100C21*** | 24200 | 16 | 8.1 | 21400 | 16600 | 77.57% | 2 | 0 | 11 |  |  |  | No | R-410A | 2.0167 | Residential & Commercial | Ducted CEE Tier 1
210596445 | Central HP <5.4 tons | BRYANT HEATING AND COOLING SYSTEMS | HRCU-A-CB (Split System: Heat Pump with Remote Outdoor Unit-Air-Source) | 288BNV025*0**B* |  |  | CSPH*4812AL*+UI | 986TC66100C21*** | 24200 | 16 | 8.1 | 21200 | 16700 | 78.77% | 2.04 | 0 | 11 |  |  |  | No | R-410A | 2.0167 | Residential & Commercial | Ducted CEE Tier 1
210596545 | Central HP <5.4 tons | BRYANT HEATING AND COOLING SYSTEMS | HRCU-A-CB (Split System: Heat Pump with Remote Outdoor Unit-Air-Source) | 288BNV037*0**A* |  |  | CAP**6121AL*+UI | 935CA66100C21*** | 33200 | 18 | 8.5 | 32000 | 24800 | 77.5% | 2 | 0 | 11.5 |  |  |  | No | R-410A | 2.7667 | Residential & Commercial | Ducted CEE Tier 1
215936813 | Central HP <5.4 tons | TEMPSTAR | HRCU-A-CB (Split System: Heat Pump with Remote Outdoor Unit-Air-Source) | T5H3V36*K*AAA* |  |  | EVD5X60M24A*+WALLCON | *97CMN0602120B* | 35200 | 21 | 8.5 | 38500 | 28800 | 74.81% | 2.02 | 0 | 12 |  |  |  | No | R-454B | 2.9333 | Residential & Commercial | Ducted CEE Tier 1
215668684 | Central HP <5.4 tons | HEIL | HRCU-A-CB (Split System: Heat Pump with Remote Outdoor Unit-Air-Source) | H5H0V36*K*AAA* |  |  | EA*5X37M21A*+WALLCON | *80CTL0902120B* | 34600 | 18 | 9 | 35200 | 25000 | 71.02% | 1.9 | 0 | 10 |  |  |  | No | R-454B | 2.8833 | Residential & Commercial | Ducted CEE Tier 1
215942442 | Central HP <5.4 tons | HEIL | HRCU-A-CB (Split System: Heat Pump with Remote Outdoor Unit-Air-Source) | H5H3V36*K*AAA* |  |  | EVM5X61M24A*+WALLCON | *97CMN0802120B* | 36000 | 22 | 8.5 | 37400 | 28200 | 75.4% | 2.04 | 0 | 12.5 |  |  |  | No | R-454B | 3 | Residential & Commercial | Ducted CEE Tier 1
215942542 | Central HP <5.4 tons | HEIL | HRCU-A-CB (Split System: Heat Pump with Remote Outdoor Unit-Air-Source) | H5H3V36*K*AAA* |  |  | EVD5X61M21A*+WALLCON | *96CTN1002122B* | 36000 | 22 | 8.5 | 37400 | 28200 | 75.4% | 2.04 | 0 | 12.5 |  |  |  | No | R-454B | 3 | Residential & Commercial | Ducted CEE Tier 1
215933139 | Central HP <5.4 tons | COMFORTMAKER | HRCU-A-CB (Split System: Heat Pump with Remote Outdoor Unit-Air-Source) | C5H3V36*K*AAA* |  |  | ESH5X36M12A*+WALLCON | *95CSU0601716B* | 33000 | 18.5 | 9 | 35400 | 27200 | 76.84% | 1.92 | 0 | 11 |  |  |  | No | R-454B | 2.75 | Residential & Commercial | Ducted CEE Tier 1
215933639 | Central HP <5.4 tons | COMFORTMAKER | HRCU-A-CB (Split System: Heat Pump with Remote Outdoor Unit-Air-Source) | C5H3V36*K*AAA* |  |  | ESH5X48M12A*+WALLCON | *97CMN0601714B* | 33400 | 19 | 9 | 34200 | 26200 | 76.61% | 1.96 | 0 | 10.5 |  |  |  | No | R-454B | 2.7833 | Residential & Commercial | Ducted CEE Tier 1
215933889 | Central HP <5.4 tons | COMFORTMAKER | HRCU-A-CB (Split System: Heat Pump with Remote Outdoor Unit-Air-Source) | C5H3V36*K*AAA* |  |  | ESH5X60M12A*+WALLCON | *97CMN0802120B* | 34200 | 19.5 | 9 | 34400 | 26000 | 75.58% | 1.94 | 0 | 11.7 |  |  |  | No | R-454B | 2.85 | Residential & Commercial | Ducted CEE Tier 1
215935309 | Central HP <5.4 tons | COMFORTMAKER | HRCU-A-CB (Split System: Heat Pump with Remote Outdoor Unit-Air-Source) | C5H3V36*K*AAA* |  |  | EVM5X60M21A*+WALLCON | *96CTN0801714B* | 35400 | 21.5 | 8.5 | 38000 | 28800 | 75.79% | 2.02 | 0 | 12 |  |  |  | No | R-454B | 2.95 | Residential & Commercial | Ducted CEE Tier 1
215933229 | Central HP <5.4 tons | COMFORTMAKER | HRCU-A-CB (Split System: Heat Pump with Remote Outdoor Unit-Air-Source) | C5H3V36*K*AAA* |  |  | ESH5X36M12A*+WALLCON | *96CTN0401410B* | 31800 | 17 | 9 | 34000 | 26200 | 77.06% | 1.94 | 0 | 10.5 |  |  |  | No | R-454B | 2.65 | Residential & Commercial | Ducted CEE Tier 1
215933279 | Central HP <5.4 tons | COMFORTMAKER | HRCU-A-CB (Split System: Heat Pump with Remote Outdoor Unit-Air-Source) | C5H3V36*K*AAA* |  |  | ESH5X42M12A*+WALLCON | *80CSU0601716A* | 33400 | 19.5 | 9 | 34800 | 26600 | 76.44% | 1.94 | 0 | 11 |  |  |  | No | R-454B | 2.7833 | Residential & Commercial | Ducted CEE Tier 1
215933379 | Central HP <5.4 tons | COMFORTMAKER | HRCU-A-CB (Split System: Heat Pump with Remote Outdoor Unit-Air-Source) | C5H3V36*K*AAA* |  |  | ESH5X42M12A*+WALLCON | *95CSU0802120B* | 33600 | 19 | 9 | 34800 | 26600 | 76.44% | 1.92 | 0 | 11 |  |  |  | No | R-454B | 2.8 | Residential & Commercial | Ducted CEE Tier 1
215670466 | Central HP <5.4 tons | CARRIER | HRCU-A-CB (Split System: Heat Pump with Remote Outdoor Unit-Air-Source) | 27VNA036A*030* |  |  | CSAH*6012AM*+UI | 58TN*B135C24**22 | 34600 | 17 | 8.5 | 34600 | 24800 | 71.68% | 1.92 | 0 | 10 |  |  |  | No | R-454B | 2.8833 | Residential & Commercial | Ducted CEE Tier 1
215670546 | Central HP <5.4 tons | CARRIER | HRCU-A-CB (Split System: Heat Pump with Remote Outdoor Unit-Air-Source) | 27VNA036A*030* |  |  | CSAH*6012AM*+UI | 59MN7C120C24**22 | 34600 | 17 | 8.5 | 34600 | 24800 | 71.68% | 1.8 | 0 | 10 |  |  |  | No | R-454B | 2.8833 | Residential & Commercial | Ducted CEE Tier 1
215681996 | Central HP <5.4 tons | AIRQUEST | HRCU-A-CB (Split System: Heat Pump with Remote Outdoor Unit-Air-Source) | H5H0V48*K*AAA* |  |  | EVM5X60M24A*+WALLCON | *80CSU1002120B* | 48000 | 18.5 | 9 | 50000 | 36600 | 73.2% | 2 | 0 | 10 |  |  |  | No | R-454B | 4 | Residential & Commercial | Ducted CEE Tier 1
206790560 | Central HP <5.4 tons | BRYANT HEATING AND COOLING SYSTEMS | HRCU-A-CB (Split System: Heat Pump with Remote Outdoor Unit-Air-Source) | 284ANV036*0**B* |  |  | CSPH*4812AL*+UI | 935CA66100C21*** | 34200 | 19 | 9 | 35000 | 25800 | 73.71% | 2.06 | 12.5 | 12 |  |  |  | No | R-410A | 2.85 | Residential & Commercial | Ducted CEE Tier 1
206790583 | Central HP <5.4 tons | BRYANT HEATING AND COOLING SYSTEMS | HRCU-A-CB (Split System: Heat Pump with Remote Outdoor Unit-Air-Source) | 284ANV036*0**B* |  |  | CSPH*3612AL*+UI | 88*TA36070C14*** | 33600 | 19 | 9 | 35400 | 26200 | 74.01% | 2.02 | 12 | 11.7 |  |  |  | No | R-410A | 2.8 | Residential & Commercial | Ducted CEE Tier 1
214626248 | Central HP <5.4 tons | LENNOX | HRCU-A-CB (Split System: Heat Pump with Remote Outdoor Unit-Air-Source) | SL25XPV-048-230A** |  |  | CK40CT-49C-0*+TDR | SL297UH080NV48C* | 45500 | 20 | 8.9 | 44000 | 36000 | 81.82% | 1.76 | 0 | 12.2 |  |  |  | No | R-410A | 3.7917 | Residential & Commercial | Ducted CEE Tier 1
215681906 | Central HP <5.4 tons | AIRQUEST | HRCU-A-CB (Split System: Heat Pump with Remote Outdoor Unit-Air-Source) | H5H0V48*K*AAA* |  |  | EVM5X60M21A*+WALLCON | *80CSU0401712B* | 48000 | 18.5 | 9 | 50000 | 36600 | 73.2% | 2 | 0 | 10 |  |  |  | No | R-454B | 4 | Residential & Commercial | Ducted CEE Tier 1
213780860 | Central HP <5.4 tons | COMFORTMAKER | HRCU-A-CB (Split System: Heat Pump with Remote Outdoor Unit-Air-Source) | CVH837GKA2* |  |  | EA*4X37L21A*+WALLCON | *80CTL0701716B* | 32800 | 17 | 8.5 | 33000 | 25200 | 76.36% | 1.96 | 0 | 11 |  |  |  | No | R-410A | 2.7333 | Residential & Commercial | Ducted CEE Tier 1
206790654 | Central HP <5.4 tons | BRYANT HEATING AND COOLING SYSTEMS | HRCU-A-CB (Split System: Heat Pump with Remote Outdoor Unit-Air-Source) | 284ANV048*0**B* |  |  | CSPH*6012AL*+UI | 935CA60080C21*** | 45000 | 20.5 | 9 | 46000 | 36200 | 78.7% | 2.34 | 12 | 11.7 |  |  |  | No | R-410A | 3.75 | Residential & Commercial | Ducted CEE Tier 1
211226879 | Central HP <5.4 tons | TEMPSTAR | HRCU-A-CB (Split System: Heat Pump with Remote Outdoor Unit-Air-Source) | DLCURAH36ABK |  |  | EA*4X37L21A* | *80VSL0701716A* | 36600 | 15.5 | 8.5 | 38500 | 34800 | 90.39% | 2.08 | 0 | 10 |  |  |  | No | R-410A | 3.05 | Residential & Commercial | Ducted CEE Tier 1
211227445 | Central HP <5.4 tons | TEMPSTAR | HRCU-A-CB (Split System: Heat Pump with Remote Outdoor Unit-Air-Source) | DLCURAH36ABK |  |  | EA*4X42L21A* | *80ESU0802120A | 36800 | 15.5 | 8.5 | 40000 | 35200 | 88% | 1.96 | 0 | 10 |  |  |  | No | R-410A | 3.0667 | Residential & Commercial | Ducted CEE Tier 1
210596595 | Central HP <5.4 tons | BRYANT HEATING AND COOLING SYSTEMS | HRCU-A-CB (Split System: Heat Pump with Remote Outdoor Unit-Air-Source) | 288BNV037*0**A* |  |  | CSPH*6012AL*+UI | 83*CA48060C17*** | 33000 | 16.5 | 8.1 | 32400 | 24800 | 76.54% | 1.98 | 0 | 11 |  |  |  | No | R-410A | 2.75 | Residential & Commercial | Ducted CEE Tier 1
210596573 | Central HP <5.4 tons | BRYANT HEATING AND COOLING SYSTEMS | HRCU-A-CB (Split System: Heat Pump with Remote Outdoor Unit-Air-Source) | 288BNV037*0**A* |  |  | CNPV*4821AL*+UI | 83*CA36040C17*** | 32400 | 17.5 | 8.1 | 33000 | 24800 | 75.15% | 1.94 | 0 | 11.7 |  |  |  | No | R-410A | 2.7 | Residential & Commercial | Ducted CEE Tier 1
210596596 | Central HP <5.4 tons | BRYANT HEATING AND COOLING SYSTEMS | HRCU-A-CB (Split System: Heat Pump with Remote Outdoor Unit-Air-Source) | 288BNV037*0**A* |  |  | CSPH*6012AL*+UI | 83*CA60100C21*** | 32800 | 16.5 | 8.1 | 32200 | 24800 | 77.02% | 1.98 | 0 | 11 |  |  |  | No | R-410A | 2.7333 | Residential & Commercial | Ducted CEE Tier 1
215679296 | Central HP <5.4 tons | AIRQUEST | HRCU-A-CB (Split System: Heat Pump with Remote Outdoor Unit-Air-Source) | H5H0V36*K*AAA* |  |  | EA*5X37M21A*+WALLCON | *80CSU0601716B* | 34600 | 17.5 | 9 | 35200 | 25000 | 71.02% | 1.9 | 0 | 10 |  |  |  | No | R-454B | 2.8833 | Residential & Commercial | Ducted CEE Tier 1
215679696 | Central HP <5.4 tons | AIRQUEST | HRCU-A-CB (Split System: Heat Pump with Remote Outdoor Unit-Air-Source) | H5H0V36*K*AAA* |  |  | EA*5X61M24A*+WALLCON | *97CTN1202422A* | 35000 | 18.5 | 9 | 34400 | 24800 | 72.09% | 1.92 | 0 | 10.5 |  |  |  | No | R-454B | 2.9167 | Residential & Commercial | Ducted CEE Tier 1
211378870 | Central HP <5.4 tons | YORK | HRCU-A-CB (Split System: Heat Pump with Remote Outdoor Unit-Air-Source) | HMH72B341 |  |  | XAFB36DBCN1 | TL9E060B12UH11 | 33400 | 17.5 | 8.1 | 33000 | 23200 | 70.3% | 2.02 | 0 | 10 |  |  |  | No | R-410A | 2.7833 | Residential & Commercial | Ducted CEE Tier 1
211228147 | Central HP <5.4 tons | TEMPSTAR | HRCU-A-CB (Split System: Heat Pump with Remote Outdoor Unit-Air-Source) | DLCURAH36ABK |  |  | EA*4X42L24A* | *96VTN1202422A* | 35600 | 16 | 8.1 | 38500 | 35000 | 90.91% | 1.88 | 0 | 10 |  |  |  | No | R-410A | 2.9667 | Residential & Commercial | Ducted CEE Tier 1
211228232 | Central HP <5.4 tons | TEMPSTAR | HRCU-A-CB (Split System: Heat Pump with Remote Outdoor Unit-Air-Source) | DLCURAH36ABK |  |  | EA*4X43L21A* | *80ES(N,L)0701712A* | 36400 | 15.5 | 8.5 | 38500 | 34800 | 90.39% | 2.08 | 0 | 10 |  |  |  | No | R-410A | 3.0333 | Residential & Commercial | Ducted CEE Tier 1
211228518 | Central HP <5.4 tons | TEMPSTAR | HRCU-A-CB (Split System: Heat Pump with Remote Outdoor Unit-Air-Source) | DLCURAH36ABK |  |  | EA*4X43L21A* | *95ESN1002120A* | 37000 | 15.5 | 8.5 | 38500 | 34800 | 90.39% | 2.1 | 0 | 10 |  |  |  | No | R-410A | 3.0833 | Residential & Commercial | Ducted CEE Tier 1
211228818 | Central HP <5.4 tons | TEMPSTAR | HRCU-A-CB (Split System: Heat Pump with Remote Outdoor Unit-Air-Source) | DLCURAH36ABK |  |  | EA*4X48L21A* | *80ES(N,L)1102120A* | 35800 | 16.5 | 8.5 | 38500 | 34600 | 89.87% | 2.04 | 0 | 10 |  |  |  | No | R-410A | 2.9833 | Residential & Commercial | Ducted CEE Tier 1
211229267 | Central HP <5.4 tons | TEMPSTAR | HRCU-A-CB (Split System: Heat Pump with Remote Outdoor Unit-Air-Source) | DLCURAH36ABK |  |  | EA*4X48L24A* | *80ES(N,L)0902116A* | 36400 | 16 | 8.5 | 38500 | 34600 | 89.87% | 2.08 | 0 | 10 |  |  |  | No | R-410A | 3.0333 | Residential & Commercial | Ducted CEE Tier 1
211240854 | Central HP <5.4 tons | TEMPSTAR | HRCU-A-CB (Split System: Heat Pump with Remote Outdoor Unit-Air-Source) | DLCURAH24ABK |  |  | EA*4X25L17A* | *96VSN0601412A* | 24000 | 16.5 | 8.1 | 25200 | 21600 | 85.71% | 1.82 | 0 | 10 |  |  |  | No | R-410A | 2 | Residential & Commercial | Ducted CEE Tier 1
211241061 | Central HP <5.4 tons | TEMPSTAR | HRCU-A-CB (Split System: Heat Pump with Remote Outdoor Unit-Air-Source) | DLCURAH24ABK |  |  | EA*4X25L17A* | *96VTN0601714A* | 24600 | 16.5 | 8.5 | 25400 | 21400 | 84.25% | 1.78 | 0 | 10 |  |  |  | No | R-410A | 2.05 | Residential & Commercial | Ducted CEE Tier 1
211241095 | Central HP <5.4 tons | TEMPSTAR | HRCU-A-CB (Split System: Heat Pump with Remote Outdoor Unit-Air-Source) | DLCURAH24ABK |  |  | EA*4X25L17A* | *80ES(N,L)0701712A* | 25000 | 16.5 | 8.5 | 25800 | 21000 | 81.4% | 1.76 | 0 | 10.5 |  |  |  | No | R-410A | 2.0833 | Residential & Commercial | Ducted CEE Tier 1
211241922 | Central HP <5.4 tons | TEMPSTAR | HRCU-A-CB (Split System: Heat Pump with Remote Outdoor Unit-Air-Source) | DLCURAH24ABK |  |  | EA*4X36L17A* | *80VSL0451716A* | 24200 | 16.5 | 8.5 | 26200 | 22600 | 86.26% | 1.86 | 0 | 10 |  |  |  | No | R-410A | 2.0167 | Residential & Commercial | Ducted CEE Tier 1
211242081 | Central HP <5.4 tons | TEMPSTAR | HRCU-A-CB (Split System: Heat Pump with Remote Outdoor Unit-Air-Source) | DLCURAH24ABK |  |  | EA*4X36L17A* | *80ES(N,L)0451412A* | 24600 | 16 | 8.5 | 26600 | 22200 | 83.46% | 1.82 | 0 | 10 |  |  |  | No | R-410A | 2.05 | Residential & Commercial | Ducted CEE Tier 1
215682076 | Central HP <5.4 tons | AIRQUEST | HRCU-A-CB (Split System: Heat Pump with Remote Outdoor Unit-Air-Source) | H5H0V48*K*AAA* |  |  | EVM5X61M24A*+WALLCON | *97CTN1002122A* | 48500 | 19.5 | 9.5 | 50000 | 36600 | 73.2% | 2.12 | 0 | 10.5 |  |  |  | No | R-454B | 4.0417 | Residential & Commercial | Ducted CEE Tier 1
215682226 | Central HP <5.4 tons | AIRQUEST | HRCU-A-CB (Split System: Heat Pump with Remote Outdoor Unit-Air-Source) | H5H0V48*K*AAA* |  |  | EVD5X48M24A*+WALLCON | *97CTN1202422A* | 47000 | 18.5 | 9 | 50000 | 36400 | 72.8% | 2 | 0 | 10 |  |  |  | No | R-454B | 3.9167 | Residential & Commercial | Ducted CEE Tier 1
215676145 | Central HP <5.4 tons | HEIL | HRCU-A-CB (Split System: Heat Pump with Remote Outdoor Unit-Air-Source) | H5H0V48*K*AAA* |  |  | EVD5X48M21A*+WALLCON | *97CMN1002122B* | 47000 | 18.5 | 9 | 50000 | 36400 | 72.8% | 2 | 0 | 10 |  |  |  | No | R-454B | 3.9167 | Residential & Commercial | Ducted CEE Tier 1
215676165 | Central HP <5.4 tons | HEIL | HRCU-A-CB (Split System: Heat Pump with Remote Outdoor Unit-Air-Source) | H5H0V48*K*AAA* |  |  | EVD5X48M21A*+WALLCON | *96CTN1002122B* | 47000 | 18.5 | 9 | 50000 | 36400 | 72.8% | 2 | 0 | 10 |  |  |  | No | R-454B | 3.9167 | Residential & Commercial | Ducted CEE Tier 1
215676765 | Central HP <5.4 tons | HEIL | HRCU-A-CB (Split System: Heat Pump with Remote Outdoor Unit-Air-Source) | H5H0V48*K*AAA* |  |  | EVD5X61M21A*+WALLCON | *95CSU0601716B* | 48000 | 18.5 | 9 | 50000 | 37400 | 74.8% | 2 | 0 | 10 |  |  |  | No | R-454B | 4 | Residential & Commercial | Ducted CEE Tier 1
215674266 | Central HP <5.4 tons | HEIL | HRCU-A-CB (Split System: Heat Pump with Remote Outdoor Unit-Air-Source) | H5H0V48*K*AAA* |  |  | EA*5X60M24A*+WALLCON | *97CMN1202422B* | 45000 | 18 | 9 | 47500 | 33600 | 70.74% | 2.06 | 0 | 10 |  |  |  | No | R-454B | 3.75 | Residential & Commercial | Ducted CEE Tier 1
215676736 | Central HP <5.4 tons | AIRQUEST | HRCU-A-CB (Split System: Heat Pump with Remote Outdoor Unit-Air-Source) | H5H0V48*K*AAA* |  |  | EVD5X61M21A*+WALLCON | *80CTL0901716B* | 48500 | 19 | 9 | 50000 | 37000 | 74% | 2 | 0 | 10 |  |  |  | No | R-454B | 4.0417 | Residential & Commercial | Ducted CEE Tier 1
215676936 | Central HP <5.4 tons | AIRQUEST | HRCU-A-CB (Split System: Heat Pump with Remote Outdoor Unit-Air-Source) | H5H0V48*K*AAA* |  |  | EVD5X61M24A*+WALLCON | *97CMN1202422B* | 48500 | 19.5 | 9.5 | 50000 | 36800 | 73.6% | 2.12 | 0 | 10.5 |  |  |  | No | R-454B | 4.0417 | Residential & Commercial | Ducted CEE Tier 1
215678185 | Central HP <5.4 tons | HEIL | HRCU-A-CB (Split System: Heat Pump with Remote Outdoor Unit-Air-Source) | H5H0V24*K*AAA* |  |  | EA*5X24M17A*+WALLCON | *80CSU0401712B* | 23000 | 16.5 | 8.5 | 24000 | 16800 | 70% | 1.98 | 0 | 10 |  |  |  | No | R-454B | 1.9167 | Residential & Commercial | Ducted CEE Tier 1
215678336 | Central HP <5.4 tons | AIRQUEST | HRCU-A-CB (Split System: Heat Pump with Remote Outdoor Unit-Air-Source) | H5H0V24*K*AAA* |  |  | EA*5X36M17A*+WALLCON | *97CTN0801716A* | 23000 | 17 | 9 | 23800 | 16700 | 70.17% | 1.98 | 0 | 10 |  |  |  | No | R-454B | 1.9167 | Residential & Commercial | Ducted CEE Tier 1
215679405 | Central HP <5.4 tons | HEIL | HRCU-A-CB (Split System: Heat Pump with Remote Outdoor Unit-Air-Source) | H5H0V36*K*AAA* |  |  | EA*5X42M21A*+WALLCON | *97CTN1002122A* | 33200 | 17.5 | 9 | 35800 | 25600 | 71.51% | 1.84 | 0 | 10 |  |  |  | No | R-454B | 2.7667 | Residential & Commercial | Ducted CEE Tier 1
215668756 | Central HP <5.4 tons | HEIL | HRCU-A-CB (Split System: Heat Pump with Remote Outdoor Unit-Air-Source) | H5H0V36*K*AAA* |  |  | EA*5X37M21A*+WALLCON | *97CMN1002122B* | 34600 | 18 | 9 | 35200 | 25000 | 71.02% | 1.9 | 0 | 10 |  |  |  | No | R-454B | 2.8833 | Residential & Commercial | Ducted CEE Tier 1
211377999 | Central HP <5.4 tons | YORK | HRCU-A-CB (Split System: Heat Pump with Remote Outdoor Unit-Air-Source) | HMH72B341 |  |  | XAFC36DXXN1+TXV | TM8Y100C20MP11 | 34000 | 17.5 | 8.5 | 33800 | 23800 | 70.41% | 2.1 | 0 | 10 |  |  |  | No | R-410A | 2.8333 | Residential & Commercial | Ducted CEE Tier 1
211378002 | Central HP <5.4 tons | YORK | HRCU-A-CB (Split System: Heat Pump with Remote Outdoor Unit-Air-Source) | HMH72B341 |  |  | XAFC36DBCN1 | TM8Y120C20MP11 | 34000 | 17.5 | 8.5 | 33800 | 23800 | 70.41% | 2.1 | 0 | 10 |  |  |  | No | R-410A | 2.8333 | Residential & Commercial | Ducted CEE Tier 1
211378067 | Central HP <5.4 tons | YORK | HRCU-A-CB (Split System: Heat Pump with Remote Outdoor Unit-Air-Source) | HMH72B341 |  |  | XAFC36DXXN1+TXV | TM8Y080B12MP11 | 34000 | 18 | 8.1 | 33600 | 23600 | 70.24% | 2.06 | 0 | 10 |  |  |  | No | R-410A | 2.8333 | Residential & Commercial | Ducted CEE Tier 1
211378102 | Central HP <5.4 tons | YORK | HRCU-A-CB (Split System: Heat Pump with Remote Outdoor Unit-Air-Source) | HMH72B341 |  |  | XAFB36DBCN1 | TM8Y060A12MP11 | 33800 | 18 | 8.1 | 33400 | 23400 | 70.06% | 2.04 | 0 | 10 |  |  |  | No | R-410A | 2.8167 | Residential & Commercial | Ducted CEE Tier 1
211378203 | Central HP <5.4 tons | YORK | HRCU-A-CB (Split System: Heat Pump with Remote Outdoor Unit-Air-Source) | HMH72B341 |  |  | XAFC36DBCN1 | TPLC100C16MP13 | 34000 | 17.5 | 8.5 | 33800 | 23800 | 70.41% | 2.08 | 0 | 10 |  |  |  | No | R-410A | 2.8333 | Residential & Commercial | Ducted CEE Tier 1
215679325 | Central HP <5.4 tons | HEIL | HRCU-A-CB (Split System: Heat Pump with Remote Outdoor Unit-Air-Source) | H5H0V36*K*AAA* |  |  | EA*5X37M21A*+WALLCON | *97CTN0802120A* | 34400 | 18 | 9 | 35400 | 25200 | 71.19% | 1.88 | 0 | 10 |  |  |  | No | R-454B | 2.8667 | Residential & Commercial | Ducted CEE Tier 1
215676266 | Central HP <5.4 tons | AIRQUEST | HRCU-A-CB (Split System: Heat Pump with Remote Outdoor Unit-Air-Source) | H5H0V48*K*AAA* |  |  | EVD5X48M24A*+WALLCON | *97CMN1202422B* | 47000 | 18.5 | 9 | 50000 | 36400 | 72.8% | 2 | 0 | 10 |  |  |  | No | R-454B | 3.9167 | Residential & Commercial | Ducted CEE Tier 1
215676536 | Central HP <5.4 tons | AIRQUEST | HRCU-A-CB (Split System: Heat Pump with Remote Outdoor Unit-Air-Source) | H5H0V48*K*AAA* |  |  | EVD5X60M21A*+WALLCON | *97CMN0801714B* | 47500 | 18.5 | 9 | 50000 | 37400 | 74.8% | 1.98 | 0 | 10 |  |  |  | No | R-454B | 3.9583 | Residential & Commercial | Ducted CEE Tier 1
215674496 | Central HP <5.4 tons | HEIL | HRCU-A-CB (Split System: Heat Pump with Remote Outdoor Unit-Air-Source) | H5H0V48*K*AAA* |  |  | EA*5X61M24A*+WALLCON | *80CTL1102120B* | 46000 | 18.5 | 9 | 47500 | 33600 | 70.74% | 2.08 | 0 | 10 |  |  |  | No | R-454B | 3.8333 | Residential & Commercial | Ducted CEE Tier 1
215670596 | Central HP <5.4 tons | CARRIER | HRCU-A-CB (Split System: Heat Pump with Remote Outdoor Unit-Air-Source) | 27VNA036A*030* |  |  | CSAH*6012AM*+UI | 59TN6C120C24**22 | 34600 | 17 | 8.5 | 34600 | 24800 | 71.68% | 1.92 | 0 | 10 |  |  |  | No | R-454B | 2.8833 | Residential & Commercial | Ducted CEE Tier 1
211242808 | Central HP <5.4 tons | TEMPSTAR | HRCU-A-CB (Split System: Heat Pump with Remote Outdoor Unit-Air-Source) | DLCURAH24ABK |  |  | EA*4X37L17A* | *96VSN0601412A* | 24000 | 16.5 | 8.5 | 25200 | 22000 | 87.3% | 1.84 | 0 | 10 |  |  |  | No | R-410A | 2 | Residential & Commercial | Ducted CEE Tier 1
211243128 | Central HP <5.4 tons | TEMPSTAR | HRCU-A-CB (Split System: Heat Pump with Remote Outdoor Unit-Air-Source) | DLCURAH24ABK |  |  | EA*4X37L17A* | *92ESN0401410A* | 24600 | 15.2 | 8.5 | 26000 | 21600 | 83.08% | 1.78 | 0 | 10 |  |  |  | No | R-410A | 2.05 | Residential & Commercial | Ducted CEE Tier 1
211243162 | Central HP <5.4 tons | TEMPSTAR | HRCU-A-CB (Split System: Heat Pump with Remote Outdoor Unit-Air-Source) | DLCURAH24ABK |  |  | EA*4X37L17A* | *80ESU0601716A | 25400 | 16.5 | 8.5 | 26200 | 21000 | 80.15% | 1.76 | 0 | 10.5 |  |  |  | No | R-410A | 2.1167 | Residential & Commercial | Ducted CEE Tier 1
211243253 | Central HP <5.4 tons | TEMPSTAR | HRCU-A-CB (Split System: Heat Pump with Remote Outdoor Unit-Air-Source) | DLCURAH24ABK |  |  | EA*4X37L21A* | *96VSN0401712A* | 24000 | 16 | 8.1 | 25000 | 21600 | 86.4% | 1.8 | 0 | 10 |  |  |  | No | R-410A | 2 | Residential & Commercial | Ducted CEE Tier 1
211243262 | Central HP <5.4 tons | TEMPSTAR | HRCU-A-CB (Split System: Heat Pump with Remote Outdoor Unit-Air-Source) | DLCURAH24ABK |  |  | EA*4X37L21A* | *96VSN0801716A* | 24800 | 17 | 8.5 | 25600 | 21000 | 82.03% | 1.76 | 0 | 10.5 |  |  |  | No | R-410A | 2.0667 | Residential & Commercial | Ducted CEE Tier 1
211243735 | Central HP <5.4 tons | TEMPSTAR | HRCU-A-CB (Split System: Heat Pump with Remote Outdoor Unit-Air-Source) | DLCURAH24ABK |  |  | EN(A,D)4X24L14** | *80VTL0451412A* | 23800 | 16 | 8.5 | 26800 | 23200 | 86.57% | 1.92 | 0 | 10 |  |  |  | No | R-410A | 1.9833 | Residential & Commercial | Ducted CEE Tier 1
211244473 | Central HP <5.4 tons | TEMPSTAR | HRCU-A-CB (Split System: Heat Pump with Remote Outdoor Unit-Air-Source) | DLCURAH24ABK |  |  | EN(A,D)4X30L17** | *96VSN0801716A* | 24200 | 16.5 | 8.1 | 26200 | 23000 | 87.79% | 1.9 | 0 | 10.5 |  |  |  | No | R-410A | 2.0167 | Residential & Commercial | Ducted CEE Tier 1
215674579 | Central HP <5.4 tons | HEIL | HRCU-A-CB (Split System: Heat Pump with Remote Outdoor Unit-Air-Source) | H5H0V48*K*AAA* |  |  | EA*5X61M24A*+WALLCON | *97CMN0802120B* | 46000 | 18 | 9 | 48000 | 33800 | 70.42% | 2.08 | 0 | 10 |  |  |  | No | R-454B | 3.8333 | Residential & Commercial | Ducted CEE Tier 1
215674620 | Central HP <5.4 tons | HEIL | HRCU-A-CB (Split System: Heat Pump with Remote Outdoor Unit-Air-Source) | H5H0V48*K*AAA* |  |  | EA*5X61M24A*+WALLCON | *97CMN1202422B* | 46000 | 18 | 9 | 48000 | 33800 | 70.42% | 2.08 | 0 | 10 |  |  |  | No | R-454B | 3.8333 | Residential & Commercial | Ducted CEE Tier 1
215681436 | Central HP <5.4 tons | AIRQUEST | HRCU-A-CB (Split System: Heat Pump with Remote Outdoor Unit-Air-Source) | H5H0V48*K*AAA* |  |  | EA*5X61M21A*+WALLCON | *96CTN0802120B* | 46000 | 18 | 9 | 48000 | 33800 | 70.42% | 2.08 | 0 | 10 |  |  |  | No | R-454B | 3.8333 | Residential & Commercial | Ducted CEE Tier 1
210596605 | Central HP <5.4 tons | BRYANT HEATING AND COOLING SYSTEMS | HRCU-A-CB (Split System: Heat Pump with Remote Outdoor Unit-Air-Source) | 288BNV037*0**A* |  |  | CSPH*6012AL*+UI | 986TC42080C17*** | 32800 | 16.5 | 8.1 | 32600 | 25200 | 77.3% | 1.98 | 0 | 11 |  |  |  | No | R-410A | 2.7333 | Residential & Commercial | Ducted CEE Tier 1
211377527 | Central HP <5.4 tons | YORK | HRCU-A-CB (Split System: Heat Pump with Remote Outdoor Unit-Air-Source) | HMH72B341 |  |  | XAFC30CXXN1+TXV | TM9V100C16MP12 | 33200 | 17.5 | 8.5 | 33000 | 23200 | 70.3% | 2.06 | 0 | 10 |  |  |  | No | R-410A | 2.7667 | Residential & Commercial | Ducted CEE Tier 1
211229417 | Central HP <5.4 tons | TEMPSTAR | HRCU-A-CB (Split System: Heat Pump with Remote Outdoor Unit-Air-Source) | DLCURAH36ABK |  |  | EA*4X48L24A* | *80VTL1102122A* | 36800 | 16 | 8.5 | 38500 | 34800 | 90.39% | 2.1 | 0 | 10 |  |  |  | No | R-410A | 3.0667 | Residential & Commercial | Ducted CEE Tier 1
211230036 | Central HP <5.4 tons | TEMPSTAR | HRCU-A-CB (Split System: Heat Pump with Remote Outdoor Unit-Air-Source) | DLCURAH36ABK |  |  | EN(A,D,W)4X48L21** | *80ESU0601716A | 35600 | 16.5 | 8.1 | 38500 | 34800 | 90.39% | 2 | 0 | 10 |  |  |  | No | R-410A | 2.9667 | Residential & Commercial | Ducted CEE Tier 1
211230203 | Central HP <5.4 tons | TEMPSTAR | HRCU-A-CB (Split System: Heat Pump with Remote Outdoor Unit-Air-Source) | DLCURAH36ABK |  |  | EN(A,D,W)4X48L21** | *95ESN1002120A* | 36800 | 16 | 8.1 | 39500 | 35000 | 88.61% | 2.06 | 0 | 10.5 |  |  |  | No | R-410A | 3.0667 | Residential & Commercial | Ducted CEE Tier 1
211230787 | Central HP <5.4 tons | TEMPSTAR | HRCU-A-CB (Split System: Heat Pump with Remote Outdoor Unit-Air-Source) | DLCURAH36ABK |  |  | EN(A,D)4X48L24** | *96VTN1202422A* | 36200 | 16 | 8.1 | 38500 | 34800 | 90.39% | 2.02 | 0 | 10 |  |  |  | No | R-410A | 3.0167 | Residential & Commercial | Ducted CEE Tier 1
214574393 | Central HP <5.4 tons | COMFORTMAKER | HRCU-A-CB (Split System: Heat Pump with Remote Outdoor Unit-Air-Source) | CVH837GKA2* |  |  | EHD4X60AAL+WALLCON | *80CTL0702120B* | 33000 | 17 | 8.5 | 32200 | 25000 | 77.64% | 2 | 0 | 11 |  |  |  | No | R-410A | 2.75 | Residential & Commercial | Ducted CEE Tier 1
214574593 | Central HP <5.4 tons | COMFORTMAKER | HRCU-A-CB (Split System: Heat Pump with Remote Outdoor Unit-Air-Source) | CVH837GKA2* |  |  | EN(A,D,W)4X48L21**+WALLCON | *95CSU1002122B* | 32400 | 17.5 | 8.5 | 32600 | 24800 | 76.07% | 1.98 | 0 | 11.5 |  |  |  | No | R-410A | 2.7 | Residential & Commercial | Ducted CEE Tier 1
212970923 | Central HP <5.4 tons | COMFORTMAKER | HRCU-A-CB (Split System: Heat Pump with Remote Outdoor Unit-Air-Source) | DLCURAH18ABK |  |  | EN(A,D)4X24L14** | *80VTL0451412B* | 17700 | 16.5 | 8.5 | 18700 | 19100 | 102.1% | 2.3 | 0 | 11 |  |  |  | No | R-410A | 1.475 | Residential & Commercial | Ducted CEE Tier 1
214279877 | Central HP <5.4 tons | CARRIER | HRCU-A-CB (Split System: Heat Pump with Remote Outdoor Unit-Air-Source) | 38MURAQ24AB3* |  |  | CAP**2517AL* | 59SC6A060M17**16 | 24400 | 16.5 | 9 | 25400 | 21600 | 85.04% | 1.8 | 0 | 10 |  |  |  | No | R-410A | 2.0333 | Residential & Commercial | Ducted CEE Tier 1
211257343 | Central HP <5.4 tons | TEMPSTAR | HRCU-A-CB (Split System: Heat Pump with Remote Outdoor Unit-Air-Source) | DLCURAH18ABK |  |  | FJMA4*24L*B* |  | 18500 | 15.5 | 9 | 19300 | 18300 | 94.82% | 2.2 | 0 | 10.5 |  |  |  | No | R-410A | 1.5417 | Residential & Commercial | Ducted CEE Tier 1
215681466 | Central HP <5.4 tons | AIRQUEST | HRCU-A-CB (Split System: Heat Pump with Remote Outdoor Unit-Air-Source) | H5H0V48*K*AAA* |  |  | EA*5X61M21A*+WALLCON | *80CSU0802120B* | 46000 | 18 | 9 | 47500 | 33400 | 70.32% | 2.08 | 0 | 10 |  |  |  | No | R-454B | 3.8333 | Residential & Commercial | Ducted CEE Tier 1
215681866 | Central HP <5.4 tons | AIRQUEST | HRCU-A-CB (Split System: Heat Pump with Remote Outdoor Unit-Air-Source) | H5H0V48*K*AAA* |  |  | EVM5X49M21A*+WALLCON | *97CTN0801716A* | 47500 | 18.5 | 9 | 50000 | 37200 | 74.4% | 1.98 | 0 | 10 |  |  |  | No | R-454B | 3.9583 | Residential & Commercial | Ducted CEE Tier 1
215681966 | Central HP <5.4 tons | AIRQUEST | HRCU-A-CB (Split System: Heat Pump with Remote Outdoor Unit-Air-Source) | H5H0V48*K*AAA* |  |  | EVM5X60M21A*+WALLCON | *97CTN1002122A* | 48000 | 19 | 9 | 50000 | 36800 | 73.6% | 2 | 0 | 10.5 |  |  |  | No | R-454B | 4 | Residential & Commercial | Ducted CEE Tier 1
206790541 | Central HP <5.4 tons | BRYANT HEATING AND COOLING SYSTEMS | HRCU-A-CB (Split System: Heat Pump with Remote Outdoor Unit-Air-Source) | 284ANV036*0**B* |  |  | CAP**4321AL*+UI | 935CA66100C21*** | 34600 | 19.5 | 9.5 | 35000 | 25600 | 73.14% | 2.06 | 13 | 12.5 |  |  |  | No | R-410A | 2.8833 | Residential & Commercial | Ducted CEE Tier 1
206790182 | Central HP <5.4 tons | BRYANT HEATING AND COOLING SYSTEMS | HRCU-A-CB (Split System: Heat Pump with Remote Outdoor Unit-Air-Source) | 284ANV024*0**B* |  |  | CNPV*4217AL*+UI | 986TC42080C17*** | 23600 | 20 | 10 | 26600 | 19800 | 74.44% | 2.48 | 14 | 13 |  |  |  | No | R-410A | 1.9667 | Residential & Commercial | Ducted CEE Tier 1
206790216 | Central HP <5.4 tons | BRYANT HEATING AND COOLING SYSTEMS | HRCU-A-CB (Split System: Heat Pump with Remote Outdoor Unit-Air-Source) | 284ANV024*0**B* |  |  | CSPH*4212AL*+UI | 986TC42060C17*** | 23800 | 19 | 9 | 26600 | 19900 | 74.81% | 2.5 | 14 | 12.5 |  |  |  | No | R-410A | 1.9833 | Residential & Commercial | Ducted CEE Tier 1
206790257 | Central HP <5.4 tons | BRYANT HEATING AND COOLING SYSTEMS | HRCU-A-CB (Split System: Heat Pump with Remote Outdoor Unit-Air-Source) | 284ANV024*0**B* |  |  | CNPV*3621AL*+UI | 935CA60080C21*** | 23200 | 20.5 | 10 | 26600 | 19800 | 74.44% | 2.4 | 14 | 13 |  |  |  | No | R-410A | 1.9333 | Residential & Commercial | Ducted CEE Tier 1
214626171 | Central HP <5.4 tons | LENNOX | HRCU-A-CB (Split System: Heat Pump with Remote Outdoor Unit-Air-Source) | SL25XPV-036-230A** |  |  | CK40CT-48C-0*+TDR | EL296UH110XV60C* | 34000 | 21.2 | 8.8 | 35600 | 27400 | 76.97% | 1.82 | 0 | 13.5 |  |  |  | No | R-410A | 2.8333 | Residential & Commercial | Ducted CEE Tier 1
210596544 | Central HP <5.4 tons | BRYANT HEATING AND COOLING SYSTEMS | HRCU-A-CB (Split System: Heat Pump with Remote Outdoor Unit-Air-Source) | 288BNV037*0**A* |  |  | CAP**6121AL*+UI | 935CA60080C21*** | 33200 | 18 | 8.5 | 32000 | 24800 | 77.5% | 2 | 0 | 11.5 |  |  |  | No | R-410A | 2.7667 | Residential & Commercial | Ducted CEE Tier 1
215679555 | Central HP <5.4 tons | HEIL | HRCU-A-CB (Split System: Heat Pump with Remote Outdoor Unit-Air-Source) | H5H0V36*K*AAA* |  |  | EA*5X60M24A*+WALLCON | *96CTN0802120B* | 34400 | 18 | 9 | 34200 | 24800 | 72.51% | 1.9 | 0 | 10 |  |  |  | No | R-454B | 2.8667 | Residential & Commercial | Ducted CEE Tier 1
211244773 | Central HP <5.4 tons | TEMPSTAR | HRCU-A-CB (Split System: Heat Pump with Remote Outdoor Unit-Air-Source) | DLCURAH24ABK |  |  | EN(A,D)4X30L17** | *95ESN0801716A* | 24600 | 15.5 | 8.1 | 26800 | 22200 | 82.84% | 1.82 | 0 | 10 |  |  |  | No | R-410A | 2.05 | Residential & Commercial | Ducted CEE Tier 1
213780230 | Central HP <5.4 tons | COMFORTMAKER | HRCU-A-CB (Split System: Heat Pump with Remote Outdoor Unit-Air-Source) | CVH837GKA** |  |  | EHD4X48AAL+WALLCON | *97CMN0801714B* | 32400 | 16.5 | 8.1 | 33000 | 25000 | 75.76% | 1.94 | 0 | 11 |  |  |  | No | R-410A | 2.7 | Residential & Commercial | Ducted CEE Tier 1
213780330 | Central HP <5.4 tons | COMFORTMAKER | HRCU-A-CB (Split System: Heat Pump with Remote Outdoor Unit-Air-Source) | CVH837GKA** |  |  | EHD4X60AAL+WALLCON | *80CTL0901716B* | 33000 | 16.5 | 8.1 | 32200 | 24800 | 77.02% | 1.98 | 0 | 11 |  |  |  | No | R-410A | 2.75 | Residential & Commercial | Ducted CEE Tier 1
213780380 | Central HP <5.4 tons | COMFORTMAKER | HRCU-A-CB (Split System: Heat Pump with Remote Outdoor Unit-Air-Source) | CVH837GKA** |  |  | EHD4X60AAL+WALLCON | *97CMN0601714B* | 32800 | 16 | 8.1 | 32400 | 25200 | 77.78% | 1.96 | 0 | 11 |  |  |  | No | R-410A | 2.7333 | Residential & Commercial | Ducted CEE Tier 1
211241715 | Central HP <5.4 tons | TEMPSTAR | HRCU-A-CB (Split System: Heat Pump with Remote Outdoor Unit-Air-Source) | DLCURAH24ABK |  |  | EA*4X30L17A* | *92ESN0801716A* | 24200 | 17 | 8.5 | 26400 | 22800 | 86.36% | 1.9 | 0 | 10 |  |  |  | No | R-410A | 2.0167 | Residential & Commercial | Ducted CEE Tier 1
213779640 | Central HP <5.4 tons | COMFORTMAKER | HRCU-A-CB (Split System: Heat Pump with Remote Outdoor Unit-Air-Source) | CVH837GKA** |  |  | EA*4X61L21A*+WALLCON | *80CTL0701716B* | 32800 | 17 | 8.1 | 32200 | 25000 | 77.64% | 1.96 | 0 | 11 |  |  |  | No | R-410A | 2.7333 | Residential & Commercial | Ducted CEE Tier 1
213780310 | Central HP <5.4 tons | COMFORTMAKER | HRCU-A-CB (Split System: Heat Pump with Remote Outdoor Unit-Air-Source) | CVH837GKA** |  |  | EHD4X60AAL+WALLCON | *80CTL0701412B* | 32800 | 16.5 | 8.1 | 32400 | 25600 | 79.01% | 2 | 0 | 11 |  |  |  | No | R-410A | 2.7333 | Residential & Commercial | Ducted CEE Tier 1
211242403 | Central HP <5.4 tons | TEMPSTAR | HRCU-A-CB (Split System: Heat Pump with Remote Outdoor Unit-Air-Source) | DLCURAH24ABK |  |  | EA*4X36L21A* | *80VSL0701716A* | 24000 | 17 | 8.5 | 26000 | 22800 | 87.69% | 1.9 | 0 | 10 |  |  |  | No | R-410A | 2 | Residential & Commercial | Ducted CEE Tier 1
211242640 | Central HP <5.4 tons | TEMPSTAR | HRCU-A-CB (Split System: Heat Pump with Remote Outdoor Unit-Air-Source) | DLCURAH24ABK |  |  | EA*4X36L21A* | *92ESN0801716A* | 24400 | 17 | 8.5 | 26200 | 22400 | 85.5% | 1.86 | 0 | 10 |  |  |  | No | R-410A | 2.0333 | Residential & Commercial | Ducted CEE Tier 1
213780180 | Central HP <5.4 tons | COMFORTMAKER | HRCU-A-CB (Split System: Heat Pump with Remote Outdoor Unit-Air-Source) | CVH837GKA** |  |  | EHD4X48AAL+WALLCON | *80CTL0902120B* | 32600 | 16.5 | 8.1 | 33000 | 24800 | 75.15% | 1.96 | 0 | 11 |  |  |  | No | R-410A | 2.7167 | Residential & Commercial | Ducted CEE Tier 1
213780430 | Central HP <5.4 tons | COMFORTMAKER | HRCU-A-CB (Split System: Heat Pump with Remote Outdoor Unit-Air-Source) | CVH837GKA** |  |  | EHD4X60AAL+WALLCON | *96CTN0801714B* | 32800 | 16.5 | 8.1 | 32200 | 25000 | 77.64% | 1.98 | 0 | 11 |  |  |  | No | R-410A | 2.7333 | Residential & Commercial | Ducted CEE Tier 1
214395025 | Central HP <5.4 tons | COMFORTMAKER | HRCU-A-CB (Split System: Heat Pump with Remote Outdoor Unit-Air-Source) | DLCURAH24ABK |  |  | EN(A,D)4X30L17** | *96MSN0601716A* | 23400 | 16.5 | 9 | 25800 | 24200 | 93.8% | 2 | 0 | 10 |  |  |  | No | R-410A | 1.95 | Residential & Commercial | Ducted CEE Tier 1
211242349 | Central HP <5.4 tons | TEMPSTAR | HRCU-A-CB (Split System: Heat Pump with Remote Outdoor Unit-Air-Source) | DLCURAH24ABK |  |  | EA*4X36L21A* | *96VTN1002122A* | 23800 | 17 | 8.5 | 25800 | 23200 | 89.92% | 1.92 | 0 | 10 |  |  |  | No | R-410A | 1.9833 | Residential & Commercial | Ducted CEE Tier 1
211242651 | Central HP <5.4 tons | TEMPSTAR | HRCU-A-CB (Split System: Heat Pump with Remote Outdoor Unit-Air-Source) | DLCURAH24ABK |  |  | EA*4X36L21A* | *92ESN0802120A* | 25000 | 17 | 8.5 | 26600 | 21800 | 81.95% | 1.82 | 0 | 10.5 |  |  |  | No | R-410A | 2.0833 | Residential & Commercial | Ducted CEE Tier 1
211242799 | Central HP <5.4 tons | TEMPSTAR | HRCU-A-CB (Split System: Heat Pump with Remote Outdoor Unit-Air-Source) | DLCURAH24ABK |  |  | EA*4X37L17A* | *96VSN0401712A* | 24600 | 15.5 | 8.5 | 25800 | 21600 | 83.72% | 1.78 | 0 | 10 |  |  |  | No | R-410A | 2.05 | Residential & Commercial | Ducted CEE Tier 1
211242817 | Central HP <5.4 tons | TEMPSTAR | HRCU-A-CB (Split System: Heat Pump with Remote Outdoor Unit-Air-Source) | DLCURAH24ABK |  |  | EA*4X37L17A* | *96VSN0801716A* | 24600 | 16.5 | 8.5 | 25600 | 21400 | 83.59% | 1.8 | 0 | 10 |  |  |  | No | R-410A | 2.05 | Residential & Commercial | Ducted CEE Tier 1
211242951 | Central HP <5.4 tons | TEMPSTAR | HRCU-A-CB (Split System: Heat Pump with Remote Outdoor Unit-Air-Source) | DLCURAH24ABK |  |  | EA*4X37L17A* | *95ESN0401410A* | 24800 | 15.2 | 8.5 | 26200 | 21200 | 80.92% | 1.76 | 0 | 10 |  |  |  | No | R-410A | 2.0667 | Residential & Commercial | Ducted CEE Tier 1
212977632 | Central HP <5.4 tons | TEMPSTAR | HRCU-A-CB (Split System: Heat Pump with Remote Outdoor Unit-Air-Source) | DLCURAH24ABK |  |  | EA*4X36L17A* | *80MS(N,L)0451412A* | 23800 | 17 | 8.5 | 26200 | 23800 | 90.84% | 1.96 | 0 | 10 |  |  |  | No | R-410A | 1.9833 | Residential & Commercial | Ducted CEE Tier 1
212981758 | Central HP <5.4 tons | TEMPSTAR | HRCU-A-CB (Split System: Heat Pump with Remote Outdoor Unit-Air-Source) | DLCURAH24ABK |  |  | EA*4X37L17A* | *80MSU1002120A* | 24200 | 16.5 | 8.5 | 25200 | 22000 | 87.3% | 1.84 | 0 | 10 |  |  |  | No | R-410A | 2.0167 | Residential & Commercial | Ducted CEE Tier 1
212989612 | Central HP <5.4 tons | AIRQUEST | HRCU-A-CB (Split System: Heat Pump with Remote Outdoor Unit-Air-Source) | DLCURAH24ABK |  |  | EA*4X37L21A* | *95MSU0802120A* | 24000 | 17.5 | 8.5 | 25200 | 21800 | 86.51% | 1.82 | 0 | 10 |  |  |  | No | R-410A | 2 | Residential & Commercial | Ducted CEE Tier 1
211242117 | Central HP <5.4 tons | TEMPSTAR | HRCU-A-CB (Split System: Heat Pump with Remote Outdoor Unit-Air-Source) | DLCURAH24ABK |  |  | EA*4X36L17A* | *80ES(N,L)0901714A* | 24600 | 17 | 8.5 | 26400 | 22200 | 84.09% | 1.84 | 0 | 10 |  |  |  | No | R-410A | 2.05 | Residential & Commercial | Ducted CEE Tier 1
212979201 | Central HP <5.4 tons | TEMPSTAR | HRCU-A-CB (Split System: Heat Pump with Remote Outdoor Unit-Air-Source) | DLCURAH24ABK |  |  | EA*4X37L21A* | *80MS(N,L)0701716A* | 24200 | 17.5 | 8.5 | 25200 | 21600 | 85.71% | 1.82 | 0 | 10.5 |  |  |  | No | R-410A | 2.0167 | Residential & Commercial | Ducted CEE Tier 1
213782360 | Central HP <5.4 tons | COMFORTMAKER | HRCU-A-CB (Split System: Heat Pump with Remote Outdoor Unit-Air-Source) | CVH837GKA2* |  |  | EHD4X60AAL+WALLCON | *96CTN1202422B* | 33000 | 16.5 | 8.1 | 32200 | 24800 | 77.02% | 2 | 0 | 11.5 |  |  |  | No | R-410A | 2.75 | Residential & Commercial | Ducted CEE Tier 1
213782310 | Central HP <5.4 tons | COMFORTMAKER | HRCU-A-CB (Split System: Heat Pump with Remote Outdoor Unit-Air-Source) | CVH837GKA2* |  |  | EHD4X60AAL+WALLCON | *97CMN1002122B* | 33000 | 16.5 | 8.1 | 32200 | 24800 | 77.02% | 2 | 0 | 11.5 |  |  |  | No | R-410A | 2.75 | Residential & Commercial | Ducted CEE Tier 1
212977261 | Central HP <5.4 tons | TEMPSTAR | HRCU-A-CB (Split System: Heat Pump with Remote Outdoor Unit-Air-Source) | DLCURAH36ABK |  |  | EA*4X48L24A* | *96VTN1202422B* | 35600 | 16.5 | 8.5 | 37800 | 35000 | 92.59% | 2 | 0 | 10 |  |  |  | No | R-410A | 2.9667 | Residential & Commercial | Ducted CEE Tier 1
206790568 | Central HP <5.4 tons | BRYANT HEATING AND COOLING SYSTEMS | HRCU-A-CB (Split System: Heat Pump with Remote Outdoor Unit-Air-Source) | 284ANV036*0**B* |  |  | CSPH*4212AL*+UI | 88*TA36045C17*** | 33600 | 18 | 9 | 35600 | 26200 | 73.6% | 2 | 12 | 11 |  |  |  | No | R-410A | 2.8 | Residential & Commercial | Ducted CEE Tier 1
215682216 | Central HP <5.4 tons | AIRQUEST | HRCU-A-CB (Split System: Heat Pump with Remote Outdoor Unit-Air-Source) | H5H0V48*K*AAA* |  |  | EVD5X48M24A*+WALLCON | *97CTN1002122A* | 47000 | 19 | 9 | 50000 | 36400 | 72.8% | 1.98 | 0 | 10 |  |  |  | No | R-454B | 3.9167 | Residential & Commercial | Ducted CEE Tier 1
215682386 | Central HP <5.4 tons | AIRQUEST | HRCU-A-CB (Split System: Heat Pump with Remote Outdoor Unit-Air-Source) | H5H0V48*K*AAA* |  |  | EVD5X60M24A*+WALLCON | *80CSU0802120B* | 48000 | 19 | 9 | 50000 | 36200 | 72.4% | 2.12 | 0 | 10 |  |  |  | No | R-454B | 4 | Residential & Commercial | Ducted CEE Tier 1
215682546 | Central HP <5.4 tons | AIRQUEST | HRCU-A-CB (Split System: Heat Pump with Remote Outdoor Unit-Air-Source) | H5H0V48*K*AAA* |  |  | EVD5X61M24A*+WALLCON | *97CTN0802120A* | 48500 | 19 | 9.5 | 50000 | 36800 | 73.6% | 2.1 | 0 | 10.5 |  |  |  | No | R-454B | 4.0417 | Residential & Commercial | Ducted CEE Tier 1
215682566 | Central HP <5.4 tons | AIRQUEST | HRCU-A-CB (Split System: Heat Pump with Remote Outdoor Unit-Air-Source) | H5H0V48*K*AAA* |  |  | EVD5X61M24A*+WALLCON | *97CTN1202422A* | 48500 | 19.5 | 9.5 | 50000 | 36600 | 73.2% | 2.12 | 0 | 10.5 |  |  |  | No | R-454B | 4.0417 | Residential & Commercial | Ducted CEE Tier 1
215667091 | Central HP <5.4 tons | HEIL | HRCU-A-CB (Split System: Heat Pump with Remote Outdoor Unit-Air-Source) | H5H0V24*K*AAA* |  |  | EA*5X24M17A*+WALLCON | *97CMN0801714B* | 22800 | 16.5 | 9 | 24000 | 16900 | 70.42% | 1.94 | 0 | 10 |  |  |  | No | R-454B | 1.9 | Residential & Commercial | Ducted CEE Tier 1
215936547 | Central HP <5.4 tons | AIRQUEST | HRCU-A-CB (Split System: Heat Pump with Remote Outdoor Unit-Air-Source) | H5H3V36*K*AAA* |  |  | EVD5X49M24A*+WALLCON | *96CTN1202422B* | 35600 | 22 | 8.5 | 38500 | 28400 | 73.77% | 2.04 | 0 | 12.5 |  |  |  | No | R-454B | 2.9667 | Residential & Commercial | Ducted CEE Tier 1
215681506 | Central HP <5.4 tons | AIRQUEST | HRCU-A-CB (Split System: Heat Pump with Remote Outdoor Unit-Air-Source) | H5H0V48*K*AAA* |  |  | EA*5X61M21A*+WALLCON | *97CTN1002122A* | 46000 | 18 | 9 | 47500 | 33800 | 71.16% | 2.08 | 0 | 10 |  |  |  | No | R-454B | 3.8333 | Residential & Commercial | Ducted CEE Tier 1
211242593 | Central HP <5.4 tons | TEMPSTAR | HRCU-A-CB (Split System: Heat Pump with Remote Outdoor Unit-Air-Source) | DLCURAH24ABK |  |  | EA*4X36L21A* | *80ES(N,L)0901714A* | 24800 | 17 | 8.5 | 26400 | 22000 | 83.33% | 1.84 | 0 | 10 |  |  |  | No | R-410A | 2.0667 | Residential & Commercial | Ducted CEE Tier 1
211242684 | Central HP <5.4 tons | TEMPSTAR | HRCU-A-CB (Split System: Heat Pump with Remote Outdoor Unit-Air-Source) | DLCURAH24ABK |  |  | EA*4X36L21A* | *95ESN0801716A* | 24800 | 15.5 | 8.5 | 26800 | 22000 | 82.09% | 1.8 | 0 | 10 |  |  |  | No | R-410A | 2.0667 | Residential & Commercial | Ducted CEE Tier 1
211244977 | Central HP <5.4 tons | TEMPSTAR | HRCU-A-CB (Split System: Heat Pump with Remote Outdoor Unit-Air-Source) | DLCURAH24ABK |  |  | EN(A,D,W)4X36L17** | *95ESU0601716A* | 24200 | 16.5 | 8.1 | 26200 | 22800 | 87.02% | 1.9 | 0 | 10.5 |  |  |  | No | R-410A | 2.0167 | Residential & Commercial | Ducted CEE Tier 1
211245096 | Central HP <5.4 tons | TEMPSTAR | HRCU-A-CB (Split System: Heat Pump with Remote Outdoor Unit-Air-Source) | DLCURAH24ABK |  |  | EN(A,D,W)4X36L17** | *95ESN0261410A* | 23400 | 16 | 8.1 | 25800 | 24200 | 93.8% | 2 | 0 | 10 |  |  |  | No | R-410A | 1.95 | Residential & Commercial | Ducted CEE Tier 1
212980584 | Central HP <5.4 tons | TEMPSTAR | HRCU-A-CB (Split System: Heat Pump with Remote Outdoor Unit-Air-Source) | DLCURAH24ABK |  |  | EA*4X36L21A* | *80MS(N,L)0902120A* | 23800 | 17.5 | 8.5 | 26200 | 21800 | 83.21% | 1.82 | 0 | 10 |  |  |  | No | R-410A | 1.9833 | Residential & Commercial | Ducted CEE Tier 1
211241019 | Central HP <5.4 tons | TEMPSTAR | HRCU-A-CB (Split System: Heat Pump with Remote Outdoor Unit-Air-Source) | DLCURAH24ABK |  |  | EA*4X25L17A* | *95ESN0601412A* | 25000 | 16 | 8.5 | 26000 | 21000 | 80.77% | 1.76 | 0 | 10 |  |  |  | No | R-410A | 2.0833 | Residential & Commercial | Ducted CEE Tier 1
212979510 | Central HP <5.4 tons | TEMPSTAR | HRCU-A-CB (Split System: Heat Pump with Remote Outdoor Unit-Air-Source) | DLCURAH24ABK |  |  | EA*4X37L21A* | *80MS(N,L)0702116A* | 24400 | 17 | 8.5 | 25200 | 24000 | 95.24% | 2 | 0 | 10.5 |  |  |  | No | R-410A | 2.0333 | Residential & Commercial | Ducted CEE Tier 1
216453248 | Central HP <5.4 tons | AMERICAN STANDARD | HRCU-A-CB (Split System: Heat Pump with Remote Outdoor Unit-Air-Source) | 5A6V0X60A1 |  |  | 5PX*DD10AS3 | S8V2C100M5PCB | 51500 | 18.2 | 9 | 53500 | 38000 | 71.03% | 2 | 0 | 10 |  |  |  | No | R-454B | 4.2917 | Residential & Commercial | Ducted CEE Tier 1
215682486 | Central HP <5.4 tons | AIRQUEST | HRCU-A-CB (Split System: Heat Pump with Remote Outdoor Unit-Air-Source) | H5H0V48*K*AAA* |  |  | EVD5X61M21A*+WALLCON | *97CTN0801716A* | 48000 | 18.5 | 9 | 50000 | 37400 | 74.8% | 2 | 0 | 10 |  |  |  | No | R-454B | 4 | Residential & Commercial | Ducted CEE Tier 1
215682536 | Central HP <5.4 tons | AIRQUEST | HRCU-A-CB (Split System: Heat Pump with Remote Outdoor Unit-Air-Source) | H5H0V48*K*AAA* |  |  | EVD5X61M24A*+WALLCON | *80CSU1002120B* | 48500 | 19 | 9 | 50000 | 36600 | 73.2% | 2.12 | 0 | 10 |  |  |  | No | R-454B | 4.0417 | Residential & Commercial | Ducted CEE Tier 1
214626266 | Central HP <5.4 tons | LENNOX | HRCU-A-CB (Split System: Heat Pump with Remote Outdoor Unit-Air-Source) | SL25XPV-048-230A** |  |  | CK40CT-60C-0*+TDR | SL280UH110XV60C* | 46000 | 20 | 9.5 | 44000 | 36200 | 82.27% | 1.92 | 0 | 12.5 |  |  |  | No | R-410A | 3.8333 | Residential & Commercial | Ducted CEE Tier 1
214626207 | Central HP <5.4 tons | LENNOX | HRCU-A-CB (Split System: Heat Pump with Remote Outdoor Unit-Air-Source) | SL25XPV-036-230A** |  |  | CK40CT-50/60C-0*+TDR | SLP99UH090XV36C* | 33600 | 22.2 | 8.7 | 34400 | 26800 | 77.91% | 1.8 | 0 | 13.3 |  |  |  | No | R-410A | 2.8 | Residential & Commercial | Ducted CEE Tier 1
215679495 | Central HP <5.4 tons | HEIL | HRCU-A-CB (Split System: Heat Pump with Remote Outdoor Unit-Air-Source) | H5H0V36*K*AAA* |  |  | EA*5X48M21A*+WALLCON | *80CSU0401712B* | 34000 | 18 | 9 | 35000 | 25000 | 71.43% | 1.9 | 0 | 10 |  |  |  | No | R-454B | 2.8333 | Residential & Commercial | Ducted CEE Tier 1
215679475 | Central HP <5.4 tons | HEIL | HRCU-A-CB (Split System: Heat Pump with Remote Outdoor Unit-Air-Source) | H5H0V36*K*AAA* |  |  | EA*5X43M21A*+WALLCON | *97CTN1002122A* | 34600 | 18 | 9 | 35200 | 25000 | 71.02% | 1.9 | 0 | 10 |  |  |  | No | R-454B | 2.8833 | Residential & Commercial | Ducted CEE Tier 1
212979855 | Central HP <5.4 tons | TEMPSTAR | HRCU-A-CB (Split System: Heat Pump with Remote Outdoor Unit-Air-Source) | DLCURAH24ABK |  |  | EA*4X36L17A* | *80MS(N,L)0901714A* | 23800 | 17 | 8.5 | 26200 | 23800 | 90.84% | 1.98 | 0 | 10 |  |  |  | No | R-410A | 1.9833 | Residential & Commercial | Ducted CEE Tier 1
211245979 | Central HP <5.4 tons | TEMPSTAR | HRCU-A-CB (Split System: Heat Pump with Remote Outdoor Unit-Air-Source) | DLCURAH24ABK |  |  | FVM4X24***L |  | 23800 | 17 | 8.5 | 25800 | 23000 | 89.15% | 1.92 | 0 | 10 |  |  |  | No | R-410A | 1.9833 | Residential & Commercial | Ducted CEE Tier 1
211240800 | Central HP <5.4 tons | TEMPSTAR | HRCU-A-CB (Split System: Heat Pump with Remote Outdoor Unit-Air-Source) | DLCURAH24ABK |  |  | EA*4X24L17A* | OMV112K14A | 23800 | 15.5 | 8.5 | 27000 | 24000 | 88.89% | 1.96 | 0 | 10 |  |  |  | No | R-410A | 1.9833 | Residential & Commercial | Ducted CEE Tier 1
211241236 | Central HP <5.4 tons | TEMPSTAR | HRCU-A-CB (Split System: Heat Pump with Remote Outdoor Unit-Air-Source) | DLCURAH24ABK |  |  | EA*4X25L17A* | OMV112K14A | 24800 | 16 | 8.5 | 25800 | 21200 | 82.17% | 1.76 | 0 | 10 |  |  |  | No | R-410A | 2.0667 | Residential & Commercial | Ducted CEE Tier 1
211243235 | Central HP <5.4 tons | TEMPSTAR | HRCU-A-CB (Split System: Heat Pump with Remote Outdoor Unit-Air-Source) | DLCURAH24ABK |  |  | EA*4X37L21A* | *96VSN0802120A* | 24600 | 17 | 8.5 | 25200 | 21000 | 83.33% | 1.78 | 0 | 10.5 |  |  |  | No | R-410A | 2.05 | Residential & Commercial | Ducted CEE Tier 1
214807376 | Central HP <5.4 tons | YORK | HRCU-A-CB (Split System: Heat Pump with Remote Outdoor Unit-Air-Source) | HH836E2S11 |  |  | CTU36B5XDS1+TXV | Y81E100B12SMPS1 | 33400 | 18 | 8.5 | 30800 | 25000 | 81.17% | 2 | 0 | 11.7 |  |  |  | No | R-454B | 2.7833 | Residential & Commercial | Ducted CEE Tier 1
211377572 | Central HP <5.4 tons | YORK | HRCU-A-CB (Split System: Heat Pump with Remote Outdoor Unit-Air-Source) | HMH72B341 |  |  | XAFC36DBCN1 | TM9V080C16MP12 | 34000 | 17.5 | 8.1 | 33800 | 23800 | 70.41% | 2.08 | 0 | 10 |  |  |  | No | R-410A | 2.8333 | Residential & Commercial | Ducted CEE Tier 1
211243244 | Central HP <5.4 tons | TEMPSTAR | HRCU-A-CB (Split System: Heat Pump with Remote Outdoor Unit-Air-Source) | DLCURAH24ABK |  |  | EA*4X37L21A* | *96VSN1002120A* | 24400 | 17 | 8.5 | 25200 | 21200 | 84.13% | 1.78 | 0 | 10.5 |  |  |  | No | R-410A | 2.0333 | Residential & Commercial | Ducted CEE Tier 1
211243501 | Central HP <5.4 tons | TEMPSTAR | HRCU-A-CB (Split System: Heat Pump with Remote Outdoor Unit-Air-Source) | DLCURAH24ABK |  |  | EA*4X37L21A* | *80ES(N,L)0451712A* | 24800 | 17 | 8.5 | 25400 | 21000 | 82.68% | 1.76 | 0 | 10.5 |  |  |  | No | R-410A | 2.0667 | Residential & Commercial | Ducted CEE Tier 1
212979141 | Central HP <5.4 tons | TEMPSTAR | HRCU-A-CB (Split System: Heat Pump with Remote Outdoor Unit-Air-Source) | DLCURAH24ABK |  |  | EA*4X25L17A* | *80MS(N,L)0701716A* | 24200 | 17.5 | 8.5 | 25200 | 21800 | 86.51% | 1.82 | 0 | 10 |  |  |  | No | R-410A | 2.0167 | Residential & Commercial | Ducted CEE Tier 1
211243095 | Central HP <5.4 tons | TEMPSTAR | HRCU-A-CB (Split System: Heat Pump with Remote Outdoor Unit-Air-Source) | DLCURAH24ABK |  |  | EA*4X37L17A* | *92ESN0801716A* | 24800 | 17 | 8.5 | 25600 | 21400 | 83.59% | 1.8 | 0 | 10.5 |  |  |  | No | R-410A | 2.0667 | Residential & Commercial | Ducted CEE Tier 1
211243409 | Central HP <5.4 tons | TEMPSTAR | HRCU-A-CB (Split System: Heat Pump with Remote Outdoor Unit-Air-Source) | DLCURAH24ABK |  |  | EA*4X37L21A* | *96VTN0401712A* | 24000 | 16 | 8.1 | 25000 | 21600 | 86.4% | 1.8 | 0 | 10 |  |  |  | No | R-410A | 2 | Residential & Commercial | Ducted CEE Tier 1
211241505 | Central HP <5.4 tons | TEMPSTAR | HRCU-A-CB (Split System: Heat Pump with Remote Outdoor Unit-Air-Source) | DLCURAH24ABK |  |  | EA*4X30L17A* | *95ESU0601716A* | 24200 | 16.5 | 8.5 | 26400 | 23000 | 87.12% | 1.9 | 0 | 10 |  |  |  | No | R-410A | 2.0167 | Residential & Commercial | Ducted CEE Tier 1
212979177 | Central HP <5.4 tons | TEMPSTAR | HRCU-A-CB (Split System: Heat Pump with Remote Outdoor Unit-Air-Source) | DLCURAH24ABK |  |  | EA*4X36L21A* | *80MS(N,L)0701716A* | 23800 | 17.5 | 8.5 | 26200 | 23600 | 90.08% | 1.98 | 0 | 10 |  |  |  | No | R-410A | 1.9833 | Residential & Commercial | Ducted CEE Tier 1
215681886 | Central HP <5.4 tons | AIRQUEST | HRCU-A-CB (Split System: Heat Pump with Remote Outdoor Unit-Air-Source) | H5H0V48*K*AAA* |  |  | EVM5X49M21A*+WALLCON | *97CTN1002122A* | 48000 | 19 | 9 | 50000 | 36800 | 73.6% | 2 | 0 | 10.5 |  |  |  | No | R-454B | 4 | Residential & Commercial | Ducted CEE Tier 1
215676205 | Central HP <5.4 tons | HEIL | HRCU-A-CB (Split System: Heat Pump with Remote Outdoor Unit-Air-Source) | H5H0V48*K*AAA* |  |  | EVD5X48M24A*+WALLCON | *80CTL0902120B* | 47000 | 19 | 9 | 50000 | 36200 | 72.4% | 2 | 0 | 10 |  |  |  | No | R-454B | 3.9167 | Residential & Commercial | Ducted CEE Tier 1
215675475 | Central HP <5.4 tons | HEIL | HRCU-A-CB (Split System: Heat Pump with Remote Outdoor Unit-Air-Source) | H5H0V48*K*AAA* |  |  | EVM5X48M21A*+WALLCON | *96CTN0802120B* | 47000 | 18.5 | 9 | 50000 | 36400 | 72.8% | 2 | 0 | 10 |  |  |  | No | R-454B | 3.9167 | Residential & Commercial | Ducted CEE Tier 1
211241624 | Central HP <5.4 tons | TEMPSTAR | HRCU-A-CB (Split System: Heat Pump with Remote Outdoor Unit-Air-Source) | DLCURAH24ABK |  |  | EA*4X30L17A* | *95ESN0261410A* | 23200 | 16.5 | 8.5 | 25800 | 24400 | 94.57% | 2.02 | 0 | 10 |  |  |  | No | R-410A | 1.9333 | Residential & Commercial | Ducted CEE Tier 1
211241931 | Central HP <5.4 tons | TEMPSTAR | HRCU-A-CB (Split System: Heat Pump with Remote Outdoor Unit-Air-Source) | DLCURAH24ABK |  |  | EA*4X36L17A* | *80VSL0701716A* | 24000 | 16.5 | 8.5 | 26000 | 22800 | 87.69% | 1.9 | 0 | 10 |  |  |  | No | R-410A | 2 | Residential & Commercial | Ducted CEE Tier 1
211242040 | Central HP <5.4 tons | TEMPSTAR | HRCU-A-CB (Split System: Heat Pump with Remote Outdoor Unit-Air-Source) | DLCURAH24ABK |  |  | EA*4X36L17A* | *96VTN0401410A* | 23400 | 16 | 8.5 | 25600 | 23800 | 92.97% | 1.96 | 0 | 10 |  |  |  | No | R-410A | 1.95 | Residential & Commercial | Ducted CEE Tier 1
211241516 | Central HP <5.4 tons | TEMPSTAR | HRCU-A-CB (Split System: Heat Pump with Remote Outdoor Unit-Air-Source) | DLCURAH24ABK |  |  | EA*4X30L17A* | *80ESU0401712A* | 24000 | 17 | 8.5 | 26000 | 23200 | 89.23% | 1.94 | 0 | 10 |  |  |  | No | R-410A | 2 | Residential & Commercial | Ducted CEE Tier 1
211241941 | Central HP <5.4 tons | TEMPSTAR | HRCU-A-CB (Split System: Heat Pump with Remote Outdoor Unit-Air-Source) | DLCURAH24ABK |  |  | EA*4X36L17A* | *95ESU0601716A* | 24400 | 17 | 8.5 | 26200 | 22400 | 85.5% | 1.86 | 0 | 10 |  |  |  | No | R-410A | 2.0333 | Residential & Commercial | Ducted CEE Tier 1
211242184 | Central HP <5.4 tons | TEMPSTAR | HRCU-A-CB (Split System: Heat Pump with Remote Outdoor Unit-Air-Source) | DLCURAH24ABK |  |  | EA*4X36L17A* | *92ESN0401410A* | 24200 | 15.2 | 8.5 | 26400 | 22600 | 85.61% | 1.84 | 0 | 10 |  |  |  | No | R-410A | 2.0167 | Residential & Commercial | Ducted CEE Tier 1
211242838 | Central HP <5.4 tons | TEMPSTAR | HRCU-A-CB (Split System: Heat Pump with Remote Outdoor Unit-Air-Source) | DLCURAH24ABK |  |  | EA*4X37L17A* | *80ES(N,L)0701716A* | 25400 | 16 | 8.5 | 26400 | 21000 | 79.55% | 1.76 | 0 | 10 |  |  |  | No | R-410A | 2.1167 | Residential & Commercial | Ducted CEE Tier 1
213774660 | Central HP <5.4 tons | COMFORTMAKER | HRCU-A-CB (Split System: Heat Pump with Remote Outdoor Unit-Air-Source) | CVH825GKA3* |  |  | EHD4X48AAL+WALLCON | *97CMN1002122B* | 24200 | 16 | 8.1 | 21200 | 16600 | 78.3% | 2.02 | 0 | 11 |  |  |  | No | R-410A | 2.0167 | Residential & Commercial | Ducted CEE Tier 1
213774710 | Central HP <5.4 tons | COMFORTMAKER | HRCU-A-CB (Split System: Heat Pump with Remote Outdoor Unit-Air-Source) | CVH825GKA3* |  |  | EHD4X48AAL+WALLCON | *96CTN1002122B* | 24200 | 16 | 8.1 | 21200 | 16600 | 78.3% | 2.02 | 0 | 11 |  |  |  | No | R-410A | 2.0167 | Residential & Commercial | Ducted CEE Tier 1
215674194 | Central HP <5.4 tons | CARRIER | HRCU-A-CB (Split System: Heat Pump with Remote Outdoor Unit-Air-Source) | 27VNA048A*030* |  |  | CAA**6024AM*+UI | 58TN*B110C21**20 | 45000 | 18 | 9 | 47500 | 33400 | 70.32% | 2.08 | 0 | 10 |  |  |  | No | R-454B | 3.75 | Residential & Commercial | Ducted CEE Tier 1
215674174 | Central HP <5.4 tons | CARRIER | HRCU-A-CB (Split System: Heat Pump with Remote Outdoor Unit-Air-Source) | 27VNA048A*030* |  |  | CAA**6024AM*+UI | 58TN*B070C21**20 | 45000 | 18 | 9 | 47500 | 33600 | 70.74% | 2.08 | 0 | 10 |  |  |  | No | R-454B | 3.75 | Residential & Commercial | Ducted CEE Tier 1
215674154 | Central HP <5.4 tons | CARRIER | HRCU-A-CB (Split System: Heat Pump with Remote Outdoor Unit-Air-Source) | 27VNA048A*030* |  |  | CAA**6024AM*+UI | 58CU*A080C21**20 | 45000 | 18 | 9 | 47000 | 33400 | 71.06% | 2.08 | 0 | 10 |  |  |  | No | R-454B | 3.75 | Residential & Commercial | Ducted CEE Tier 1
210474411 | Central HP <5.4 tons | DAY & NIGHT | HRCU-A-CB (Split System: Heat Pump with Remote Outdoor Unit-Air-Source) | CVH825GKA3* |  |  | EHD4X42AAL+WALLCON | *80CTL0701412A* | 24200 | 16.5 | 8.1 | 21200 | 16600 | 78.3% | 2.02 | 0 | 11 |  |  |  | No | R-410A | 2.0167 | Residential & Commercial | Ducted CEE Tier 1
210474488 | Central HP <5.4 tons | DAY & NIGHT | HRCU-A-CB (Split System: Heat Pump with Remote Outdoor Unit-Air-Source) | CVH825GKA3* |  |  | EHD4X48AAL+WALLCON | *80CSU0601716A* | 24200 | 16.5 | 8.1 | 21200 | 16600 | 78.3% | 2 | 0 | 10.5 |  |  |  | No | R-410A | 2.0167 | Residential & Commercial | Ducted CEE Tier 1
215674264 | Central HP <5.4 tons | CARRIER | HRCU-A-CB (Split System: Heat Pump with Remote Outdoor Unit-Air-Source) | 27VNA048A*030* |  |  | CAA**6024AM*+UI | 59MN7C120C24**22 | 45000 | 18 | 9 | 47500 | 33600 | 70.74% | 2.06 | 0 | 10 |  |  |  | No | R-454B | 3.75 | Residential & Commercial | Ducted CEE Tier 1
215674514 | Central HP <5.4 tons | CARRIER | HRCU-A-CB (Split System: Heat Pump with Remote Outdoor Unit-Air-Source) | 27VNA048A*030* |  |  | CAA**6124AM*+UI | 59CU5B080C21**20 | 46000 | 17.5 | 9 | 48000 | 33800 | 70.42% | 2.08 | 0 | 10 |  |  |  | No | R-454B | 3.8333 | Residential & Commercial | Ducted CEE Tier 1
215674637 | Central HP <5.4 tons | CARRIER | HRCU-A-CB (Split System: Heat Pump with Remote Outdoor Unit-Air-Source) | 27VNA048A*030* |  |  | CAA**6124AM*+UI | 59TN6C100C21**22 | 46000 | 18.5 | 9 | 47500 | 33600 | 70.74% | 2.06 | 0 | 10 |  |  |  | No | R-454B | 3.8333 | Residential & Commercial | Ducted CEE Tier 1
215674374 | Central HP <5.4 tons | CARRIER | HRCU-A-CB (Split System: Heat Pump with Remote Outdoor Unit-Air-Source) | 27VNA048A*030* |  |  | CAA**6121AM*+UI | 58TN*B110C21**20 | 46000 | 18.5 | 9 | 47500 | 33600 | 70.74% | 2.06 | 0 | 10 |  |  |  | No | R-454B | 3.8333 | Residential & Commercial | Ducted CEE Tier 1
215674424 | Central HP <5.4 tons | CARRIER | HRCU-A-CB (Split System: Heat Pump with Remote Outdoor Unit-Air-Source) | 27VNA048A*030* |  |  | CAA**6121AM*+UI | 59MN7C100C21**22 | 46000 | 18 | 9 | 47500 | 33800 | 71.16% | 2.08 | 0 | 10 |  |  |  | No | R-454B | 3.8333 | Residential & Commercial | Ducted CEE Tier 1
215662627 | Central HP <5.4 tons | CARRIER | HRCU-A-CB (Split System: Heat Pump with Remote Outdoor Unit-Air-Source) | 27VNA048A*030* |  |  | FE5BN(B,X)C48L*+UI |  | 45500 | 19 | 9 | 48000 | 33600 | 70% | 2.1 | 0 | 10.5 |  |  |  | No | R-454B | 3.7917 | Residential & Commercial | Ducted CEE Tier 1
215675423 | Central HP <5.4 tons | CARRIER | HRCU-A-CB (Split System: Heat Pump with Remote Outdoor Unit-Air-Source) | 27VNA048A*030* |  |  | CVAMA4821XMA*+UI | 59CU5B100C21**22 | 47000 | 18 | 9 | 50000 | 36400 | 72.8% | 2.02 | 0 | 10 |  |  |  | No | R-454B | 3.9167 | Residential & Commercial | Ducted CEE Tier 1
210473496 | Central HP <5.4 tons | COMFORTMAKER | HRCU-A-CB (Split System: Heat Pump with Remote Outdoor Unit-Air-Source) | CVH825GKA3* |  |  | EA*4X48L24A*+WALLCON | *97CMN1002122A* | 24200 | 16.5 | 8.1 | 21000 | 16500 | 78.57% | 2.02 | 0 | 11 |  |  |  | No | R-410A | 2.0167 | Residential & Commercial | Ducted CEE Tier 1
210473932 | Central HP <5.4 tons | COMFORTMAKER | HRCU-A-CB (Split System: Heat Pump with Remote Outdoor Unit-Air-Source) | CVH825GKA3* |  |  | EN(A,D,W)4X48L21**+WALLCON | *80CSU0601716A* | 24200 | 17 | 8.1 | 21400 | 16600 | 77.57% | 2 | 0 | 11 |  |  |  | No | R-410A | 2.0167 | Residential & Commercial | Ducted CEE Tier 1
210473965 | Central HP <5.4 tons | COMFORTMAKER | HRCU-A-CB (Split System: Heat Pump with Remote Outdoor Unit-Air-Source) | CVH825GKA3* |  |  | EN(A,D,W)4X48L21**+WALLCON | *80CTL0701716A* | 24200 | 17 | 8.1 | 21400 | 16600 | 77.57% | 2.02 | 0 | 11 |  |  |  | No | R-410A | 2.0167 | Residential & Commercial | Ducted CEE Tier 1
215675583 | Central HP <5.4 tons | CARRIER | HRCU-A-CB (Split System: Heat Pump with Remote Outdoor Unit-Air-Source) | 27VNA048A*030* |  |  | CVAMA4921XMA*+UI | 59CU5B060C17**16 | 47500 | 18 | 9 | 50000 | 37200 | 74.4% | 1.98 | 0 | 10 |  |  |  | No | R-454B | 3.9583 | Residential & Commercial | Ducted CEE Tier 1
215675883 | Central HP <5.4 tons | CARRIER | HRCU-A-CB (Split System: Heat Pump with Remote Outdoor Unit-Air-Source) | 27VNA048A*030* |  |  | CVAMA6024XMA*+UI | 58TN*B110C21**20 | 48000 | 19 | 9 | 50000 | 36400 | 72.8% | 2 | 0 | 10.5 |  |  |  | No | R-454B | 4 | Residential & Commercial | Ducted CEE Tier 1
215675723 | Central HP <5.4 tons | CARRIER | HRCU-A-CB (Split System: Heat Pump with Remote Outdoor Unit-Air-Source) | 27VNA048A*030* |  |  | CVAMA6021XMA*+UI | 58TN*B090C17**16 | 48000 | 19 | 9 | 50000 | 37000 | 74% | 1.98 | 0 | 10 |  |  |  | No | R-454B | 4 | Residential & Commercial | Ducted CEE Tier 1
215675793 | Central HP <5.4 tons | CARRIER | HRCU-A-CB (Split System: Heat Pump with Remote Outdoor Unit-Air-Source) | 27VNA048A*030* |  |  | CVAMA6021XMA*+UI | 59MN7C080C17**14 | 47500 | 18.5 | 9 | 50000 | 37400 | 74.8% | 1.98 | 0 | 10 |  |  |  | No | R-454B | 3.9583 | Residential & Commercial | Ducted CEE Tier 1
215675893 | Central HP <5.4 tons | CARRIER | HRCU-A-CB (Split System: Heat Pump with Remote Outdoor Unit-Air-Source) | 27VNA048A*030* |  |  | CVAMA6024XMA*+UI | 58TN*B135C24**22 | 48000 | 19 | 9 | 50000 | 36400 | 72.8% | 2 | 0 | 10.5 |  |  |  | No | R-454B | 4 | Residential & Commercial | Ducted CEE Tier 1
215675923 | Central HP <5.4 tons | CARRIER | HRCU-A-CB (Split System: Heat Pump with Remote Outdoor Unit-Air-Source) | 27VNA048A*030* |  |  | CVAMA6024XMA*+UI | 59MN7C100C21**22 | 48000 | 19 | 9 | 50000 | 36600 | 73.2% | 2 | 0 | 10.5 |  |  |  | No | R-454B | 4 | Residential & Commercial | Ducted CEE Tier 1
215675383 | Central HP <5.4 tons | CARRIER | HRCU-A-CB (Split System: Heat Pump with Remote Outdoor Unit-Air-Source) | 27VNA048A*030* |  |  | CVAMA4821XMA*+UI | 58TN*B090C21**20 | 47000 | 18.5 | 9 | 50000 | 36400 | 72.8% | 2 | 0 | 10 |  |  |  | No | R-454B | 3.9167 | Residential & Commercial | Ducted CEE Tier 1
215675683 | Central HP <5.4 tons | CARRIER | HRCU-A-CB (Split System: Heat Pump with Remote Outdoor Unit-Air-Source) | 27VNA048A*030* |  |  | CVAMA6021XMA*+UI | 58CU*A100C21**20 | 48000 | 18.5 | 9 | 50000 | 36800 | 73.6% | 2 | 0 | 10 |  |  |  | No | R-454B | 4 | Residential & Commercial | Ducted CEE Tier 1
215675783 | Central HP <5.4 tons | CARRIER | HRCU-A-CB (Split System: Heat Pump with Remote Outdoor Unit-Air-Source) | 27VNA048A*030* |  |  | CVAMA6021XMA*+UI | 59MN7C060C21**20 | 47500 | 18.5 | 9 | 50000 | 37200 | 74.4% | 1.98 | 0 | 10 |  |  |  | No | R-454B | 3.9583 | Residential & Commercial | Ducted CEE Tier 1
215675833 | Central HP <5.4 tons | CARRIER | HRCU-A-CB (Split System: Heat Pump with Remote Outdoor Unit-Air-Source) | 27VNA048A*030* |  |  | CVAMA6021XMA*+UI | 59TN6C100C21**22 | 48000 | 19 | 9 | 50000 | 36800 | 73.6% | 2 | 0 | 10 |  |  |  | No | R-454B | 4 | Residential & Commercial | Ducted CEE Tier 1
215675343 | Central HP <5.4 tons | CARRIER | HRCU-A-CB (Split System: Heat Pump with Remote Outdoor Unit-Air-Source) | 27VNA048A*030* |  |  | FE5BNBD60L*+UI |  | 46500 | 19.5 | 9.5 | 47000 | 33000 | 70.21% | 2.2 | 0 | 10.5 |  |  |  | No | R-454B | 3.875 | Residential & Commercial | Ducted CEE Tier 1
215674344 | Central HP <5.4 tons | CARRIER | HRCU-A-CB (Split System: Heat Pump with Remote Outdoor Unit-Air-Source) | 27VNA048A*030* |  |  | CAA**6121AM*+UI | 58TN*B070C21**20 | 46000 | 18 | 9 | 48000 | 33800 | 70.42% | 2.06 | 0 | 10 |  |  |  | No | R-454B | 3.8333 | Residential & Commercial | Ducted CEE Tier 1
215674364 | Central HP <5.4 tons | CARRIER | HRCU-A-CB (Split System: Heat Pump with Remote Outdoor Unit-Air-Source) | 27VNA048A*030* |  |  | CAA**6121AM*+UI | 58TN*B090C21**20 | 46000 | 18.5 | 9 | 47500 | 33600 | 70.74% | 2.06 | 0 | 10 |  |  |  | No | R-454B | 3.8333 | Residential & Commercial | Ducted CEE Tier 1
215674444 | Central HP <5.4 tons | CARRIER | HRCU-A-CB (Split System: Heat Pump with Remote Outdoor Unit-Air-Source) | 27VNA048A*030* |  |  | CAA**6121AM*+UI | 59TN6C100C21**22 | 46000 | 18 | 9 | 47500 | 33800 | 71.16% | 2.08 | 0 | 10 |  |  |  | No | R-454B | 3.8333 | Residential & Commercial | Ducted CEE Tier 1
215934369 | Central HP <5.4 tons | COMFORTMAKER | HRCU-A-CB (Split System: Heat Pump with Remote Outdoor Unit-Air-Source) | C5H3V48*K*AAA* |  |  | EA*5X61M24A*+WALLCON | *97CMN0602120B* | 44500 | 20.5 | 9.5 | 48500 | 37400 | 77.11% | 2 | 0 | 10.5 |  |  |  | No | R-454B | 3.7083 | Residential & Commercial | Ducted CEE Tier 1
215934469 | Central HP <5.4 tons | COMFORTMAKER | HRCU-A-CB (Split System: Heat Pump with Remote Outdoor Unit-Air-Source) | C5H3V48*K*AAA* |  |  | ESH5X48M12A*+WALLCON | *80CTL1102120B* | 44500 | 20.5 | 9 | 48500 | 36400 | 75.05% | 1.82 | 0 | 11 |  |  |  | No | R-454B | 3.7083 | Residential & Commercial | Ducted CEE Tier 1
215941106 | Central HP <5.4 tons | HEIL | HRCU-A-CB (Split System: Heat Pump with Remote Outdoor Unit-Air-Source) | H5H3V48*K*AAA* |  |  | EA*5X61M24A*+WALLCON | *97CTN0802120A* | 45500 | 21 | 9.5 | 48500 | 37000 | 76.29% | 2 | 0 | 11 |  |  |  | No | R-454B | 3.7917 | Residential & Commercial | Ducted CEE Tier 1
215937017 | Central HP <5.4 tons | AIRQUEST | HRCU-A-CB (Split System: Heat Pump with Remote Outdoor Unit-Air-Source) | H5H3V48*K*AAA* |  |  | EVM5X48M21A*+WALLCON | *80CTL0902120B* | 44500 | 20 | 8.1 | 52000 | 38000 | 73.08% | 1.9 | 0 | 11 |  |  |  | No | R-454B | 3.7083 | Residential & Commercial | Ducted CEE Tier 1
215937567 | Central HP <5.4 tons | AIRQUEST | HRCU-A-CB (Split System: Heat Pump with Remote Outdoor Unit-Air-Source) | H5H3V48*K*AAA* |  |  | EVM5X60M24A*+WALLCON | *96CTN1202422B* | 45500 | 20.5 | 8.1 | 52500 | 38000 | 72.38% | 1.95 | 0 | 11.5 |  |  |  | No | R-454B | 3.7917 | Residential & Commercial | Ducted CEE Tier 1
212383435 | Central HP <5.4 tons | BRYANT HEATING AND COOLING SYSTEMS | HRCU-A-CB (Split System: Heat Pump with Remote Outdoor Unit-Air-Source) | 38MURAQ36AB3* |  |  | CAP**3721AL* | 912SD60100E21*** | 37200 | 16 | 8.5 | 39000 | 34800 | 89.23% | 2.12 | 0 | 10 |  |  |  | No | R-410A | 3.1 | Residential & Commercial | Ducted CEE Tier 1
212384246 | Central HP <5.4 tons | BRYANT HEATING AND COOLING SYSTEMS | HRCU-A-CB (Split System: Heat Pump with Remote Outdoor Unit-Air-Source) | 38MURAQ36AB3* |  |  | CNPV*4217AL* | 82*TA48090V17*** | 35800 | 16 | 8.1 | 39000 | 35000 | 89.74% | 1.96 | 0 | 10 |  |  |  | No | R-410A | 2.9833 | Residential & Commercial | Ducted CEE Tier 1
215679645 | Central HP <5.4 tons | HEIL | HRCU-A-CB (Split System: Heat Pump with Remote Outdoor Unit-Air-Source) | H5H0V36*K*AAA* |  |  | EA*5X61M21A*+WALLCON | *97CTN0802120A* | 34800 | 18 | 9 | 34400 | 24800 | 72.09% | 1.92 | 0 | 10.5 |  |  |  | No | R-454B | 2.9 | Residential & Commercial | Ducted CEE Tier 1
215668780 | Central HP <5.4 tons | HEIL | HRCU-A-CB (Split System: Heat Pump with Remote Outdoor Unit-Air-Source) | H5H0V36*K*AAA* |  |  | EA*5X37M21A*+WALLCON | *96CTN1002122B* | 34600 | 18 | 9 | 35200 | 25000 | 71.02% | 1.9 | 0 | 10 |  |  |  | No | R-454B | 2.8833 | Residential & Commercial | Ducted CEE Tier 1
215668877 | Central HP <5.4 tons | AIRQUEST | HRCU-A-CB (Split System: Heat Pump with Remote Outdoor Unit-Air-Source) | H5H0V36*K*AAA* |  |  | EA*5X42M21A*+WALLCON | *95CSU1002122B* | 33200 | 17.5 | 9 | 35800 | 25600 | 71.51% | 1.84 | 0 | 10 |  |  |  | No | R-454B | 2.7667 | Residential & Commercial | Ducted CEE Tier 1
211260251 | Central HP <5.4 tons | TEMPSTAR | HRCU-A-CB (Split System: Heat Pump with Remote Outdoor Unit-Air-Source) | DLCURAH18ABK |  |  | EA*4X24L17A* | *80VSL0451412A* | 17700 | 16 | 8.5 | 18600 | 19100 | 102.7% | 2.28 | 0 | 10.5 |  |  |  | No | R-410A | 1.475 | Residential & Commercial | Ducted CEE Tier 1
211260838 | Central HP <5.4 tons | TEMPSTAR | HRCU-A-CB (Split System: Heat Pump with Remote Outdoor Unit-Air-Source) | DLCURAH18ABK |  |  | EA*4X25L17A* | *80VTL0451412A* | 18200 | 16.5 | 8.5 | 18000 | 17500 | 97.22% | 2.12 | 0 | 11 |  |  |  | No | R-410A | 1.5167 | Residential & Commercial | Ducted CEE Tier 1
211260921 | Central HP <5.4 tons | TEMPSTAR | HRCU-A-CB (Split System: Heat Pump with Remote Outdoor Unit-Air-Source) | DLCURAH18ABK |  |  | EA*4X25L17A* | *95ESN0601412A* | 18400 | 16.5 | 8.5 | 18200 | 17500 | 96.15% | 2.12 | 0 | 11 |  |  |  | No | R-410A | 1.5333 | Residential & Commercial | Ducted CEE Tier 1
211261239 | Central HP <5.4 tons | TEMPSTAR | HRCU-A-CB (Split System: Heat Pump with Remote Outdoor Unit-Air-Source) | DLCURAH18ABK |  |  | EA*4X25L17A* | OMV112K14A | 18700 | 15.5 | 8.5 | 18700 | 17400 | 93.05% | 2.12 | 0 | 11 |  |  |  | No | R-410A | 1.5583 | Residential & Commercial | Ducted CEE Tier 1
211261823 | Central HP <5.4 tons | TEMPSTAR | HRCU-A-CB (Split System: Heat Pump with Remote Outdoor Unit-Air-Source) | DLCURAH18ABK |  |  | EA*4X30L17A* | *96VTN0801716A* | 17600 | 16 | 8.5 | 18100 | 18600 | 102.8% | 2.24 | 0 | 10.5 |  |  |  | No | R-410A | 1.4667 | Residential & Commercial | Ducted CEE Tier 1
212978772 | Central HP <5.4 tons | TEMPSTAR | HRCU-A-CB (Split System: Heat Pump with Remote Outdoor Unit-Air-Source) | DLCURAH18ABK |  |  | EA*4X25L17A* | *80MS(N,L)0701712A* | 18000 | 17 | 8.5 | 17800 | 17700 | 99.44% | 2.14 | 0 | 11 |  |  |  | No | R-410A | 1.5 | Residential & Commercial | Ducted CEE Tier 1
212973071 | Central HP <5.4 tons | TEMPSTAR | HRCU-A-CB (Split System: Heat Pump with Remote Outdoor Unit-Air-Source) | DLCURAH18ABK |  |  | EN(A,D)4X30L17** | *96VSN0401712B* | 17300 | 16 | 8.1 | 17900 | 16300 | 91.06% | 1.84 | 0 | 10.5 |  |  |  | No | R-410A | 1.4417 | Residential & Commercial | Ducted CEE Tier 1
212973371 | Central HP <5.4 tons | TEMPSTAR | HRCU-A-CB (Split System: Heat Pump with Remote Outdoor Unit-Air-Source) | DLCURAH18ABK |  |  | EN(A,D)4X24L14** | *96VSN0601412B* | 17500 | 16 | 8.5 | 18500 | 19200 | 103.8% | 2.3 | 0 | 10.5 |  |  |  | No | R-410A | 1.4583 | Residential & Commercial | Ducted CEE Tier 1
215936597 | Central HP <5.4 tons | AIRQUEST | HRCU-A-CB (Split System: Heat Pump with Remote Outdoor Unit-Air-Source) | H5H3V36*K*AAA* |  |  | EVD5X60M21A*+WALLCON | *80CTL0701716B* | 35400 | 21.5 | 8.5 | 38000 | 28800 | 75.79% | 2.02 | 0 | 12 |  |  |  | No | R-454B | 2.95 | Residential & Commercial | Ducted CEE Tier 1
215936847 | Central HP <5.4 tons | AIRQUEST | HRCU-A-CB (Split System: Heat Pump with Remote Outdoor Unit-Air-Source) | H5H3V36*K*AAA* |  |  | EVD5X60M24A*+WALLCON | *96CTN1002122B* | 35600 | 22 | 8.5 | 38000 | 28400 | 74.74% | 2.04 | 0 | 12.5 |  |  |  | No | R-454B | 2.9667 | Residential & Commercial | Ducted CEE Tier 1
215667892 | Central HP <5.4 tons | HEIL | HRCU-A-CB (Split System: Heat Pump with Remote Outdoor Unit-Air-Source) | H5H0V24*K*AAA* |  |  | EA*5X37M21A*+WALLCON | *97CMN0602120B* | 24000 | 17 | 9 | 23400 | 16400 | 70.09% | 2.02 | 0 | 10.5 |  |  |  | No | R-454B | 2 | Residential & Commercial | Ducted CEE Tier 1
211242907 | Central HP <5.4 tons | TEMPSTAR | HRCU-A-CB (Split System: Heat Pump with Remote Outdoor Unit-Air-Source) | DLCURAH24ABK |  |  | EA*4X37L17A* | *80VTL0451412A* | 24800 | 16.5 | 8.5 | 25600 | 21400 | 83.59% | 1.8 | 0 | 10 |  |  |  | No | R-410A | 2.0667 | Residential & Commercial | Ducted CEE Tier 1
211242921 | Central HP <5.4 tons | TEMPSTAR | HRCU-A-CB (Split System: Heat Pump with Remote Outdoor Unit-Air-Source) | DLCURAH24ABK |  |  | EA*4X37L17A* | *96VTN0401712A* | 24600 | 15.5 | 8.5 | 25800 | 21600 | 83.72% | 1.78 | 0 | 10 |  |  |  | No | R-410A | 2.05 | Residential & Commercial | Ducted CEE Tier 1
211243272 | Central HP <5.4 tons | TEMPSTAR | HRCU-A-CB (Split System: Heat Pump with Remote Outdoor Unit-Air-Source) | DLCURAH24ABK |  |  | EA*4X37L21A* | *95ESU0401712A* | 24400 | 17 | 8.5 | 25200 | 21200 | 84.13% | 1.78 | 0 | 10 |  |  |  | No | R-410A | 2.0333 | Residential & Commercial | Ducted CEE Tier 1
212971719 | Central HP <5.4 tons | TEMPSTAR | HRCU-A-CB (Split System: Heat Pump with Remote Outdoor Unit-Air-Source) | DLCURAH24ABK |  |  | EN(A,D)4X30L17** | *80VTL0701716B* | 23600 | 17 | 8.5 | 26400 | 24200 | 91.67% | 2.02 | 0 | 10.5 |  |  |  | No | R-410A | 1.9667 | Residential & Commercial | Ducted CEE Tier 1
212988664 | Central HP <5.4 tons | AIRQUEST | HRCU-A-CB (Split System: Heat Pump with Remote Outdoor Unit-Air-Source) | DLCURAH24ABK |  |  | EA*4X30L17A* | *95MSU0401712A* | 23600 | 16.5 | 8.5 | 26400 | 24400 | 92.42% | 2.02 | 0 | 10 |  |  |  | No | R-410A | 1.9667 | Residential & Commercial | Ducted CEE Tier 1
212988748 | Central HP <5.4 tons | AIRQUEST | HRCU-A-CB (Split System: Heat Pump with Remote Outdoor Unit-Air-Source) | DLCURAH24ABK |  |  | EN(A,D,W)4X36L17** | *95MSU0401712A* | 23600 | 16.5 | 8.1 | 26400 | 24200 | 91.67% | 2.02 | 0 | 10 |  |  |  | No | R-410A | 1.9667 | Residential & Commercial | Ducted CEE Tier 1
211242060 | Central HP <5.4 tons | TEMPSTAR | HRCU-A-CB (Split System: Heat Pump with Remote Outdoor Unit-Air-Source) | DLCURAH24ABK |  |  | EA*4X36L17A* | *95ESN0261410A* | 23400 | 16.5 | 8.5 | 25600 | 23600 | 92.19% | 1.96 | 0 | 10 |  |  |  | No | R-410A | 1.95 | Residential & Commercial | Ducted CEE Tier 1
211242093 | Central HP <5.4 tons | TEMPSTAR | HRCU-A-CB (Split System: Heat Pump with Remote Outdoor Unit-Air-Source) | DLCURAH24ABK |  |  | EA*4X36L17A* | *80ES(N,L)0451712A* | 24200 | 16.5 | 8.5 | 26200 | 22600 | 86.26% | 1.88 | 0 | 10 |  |  |  | No | R-410A | 2.0167 | Residential & Commercial | Ducted CEE Tier 1
215935857 | Central HP <5.4 tons | AIRQUEST | HRCU-A-CB (Split System: Heat Pump with Remote Outdoor Unit-Air-Source) | H5H3V36*K*AAA* |  |  | EVD5X38M17A*+WALLCON | *80CTL0901716B* | 35400 | 21.5 | 8.5 | 38000 | 28800 | 75.79% | 2.02 | 0 | 12 |  |  |  | No | R-454B | 2.95 | Residential & Commercial | Ducted CEE Tier 1
215935957 | Central HP <5.4 tons | AIRQUEST | HRCU-A-CB (Split System: Heat Pump with Remote Outdoor Unit-Air-Source) | H5H3V36*K*AAA* |  |  | EVD5X42M21A*+WALLCON | *80CSU0601716A* | 34400 | 21 | 8.5 | 38500 | 28200 | 73.25% | 2.04 | 0 | 11.7 |  |  |  | No | R-454B | 2.8667 | Residential & Commercial | Ducted CEE Tier 1
215936027 | Central HP <5.4 tons | AIRQUEST | HRCU-A-CB (Split System: Heat Pump with Remote Outdoor Unit-Air-Source) | H5H3V36*K*AAA* |  |  | EVD5X42M21A*+WALLCON | *80CTL1102120B* | 34400 | 21 | 8.5 | 38500 | 28000 | 72.73% | 2.04 | 0 | 12 |  |  |  | No | R-454B | 2.8667 | Residential & Commercial | Ducted CEE Tier 1
215936057 | Central HP <5.4 tons | AIRQUEST | HRCU-A-CB (Split System: Heat Pump with Remote Outdoor Unit-Air-Source) | H5H3V36*K*AAA* |  |  | EVD5X42M21A*+WALLCON | *95CSU1002122B* | 34600 | 21 | 8.5 | 38500 | 28000 | 72.73% | 2.04 | 0 | 12 |  |  |  | No | R-454B | 2.8833 | Residential & Commercial | Ducted CEE Tier 1
215936077 | Central HP <5.4 tons | AIRQUEST | HRCU-A-CB (Split System: Heat Pump with Remote Outdoor Unit-Air-Source) | H5H3V36*K*AAA* |  |  | EVD5X42M21A*+WALLCON | *97CMN0602120B* | 34200 | 20.5 | 8.5 | 39000 | 28600 | 73.33% | 2.04 | 0 | 11.5 |  |  |  | No | R-454B | 2.85 | Residential & Commercial | Ducted CEE Tier 1
215936107 | Central HP <5.4 tons | AIRQUEST | HRCU-A-CB (Split System: Heat Pump with Remote Outdoor Unit-Air-Source) | H5H3V36*K*AAA* |  |  | EVD5X42M21A*+WALLCON | *97CMN1002122B* | 34400 | 21 | 8.5 | 38500 | 28000 | 72.73% | 2.06 | 0 | 12 |  |  |  | No | R-454B | 2.8667 | Residential & Commercial | Ducted CEE Tier 1
215935807 | Central HP <5.4 tons | AIRQUEST | HRCU-A-CB (Split System: Heat Pump with Remote Outdoor Unit-Air-Source) | H5H3V36*K*AAA* |  |  | EVD5X38M17A*+WALLCON | *80CSU0401712A* | 35400 | 22 | 8.5 | 38500 | 28800 | 74.81% | 2.04 | 0 | 12 |  |  |  | No | R-454B | 2.95 | Residential & Commercial | Ducted CEE Tier 1
215674658 | Central HP <5.4 tons | CARRIER | HRCU-A-CB (Split System: Heat Pump with Remote Outdoor Unit-Air-Source) | 27VNA048A*030* |  |  | CAA**6124AM*+UI | 59TN6C120C24**22 | 46000 | 18.5 | 9 | 47500 | 33600 | 70.74% | 2.06 | 0 | 10 |  |  |  | No | R-454B | 3.8333 | Residential & Commercial | Ducted CEE Tier 1
211242629 | Central HP <5.4 tons | TEMPSTAR | HRCU-A-CB (Split System: Heat Pump with Remote Outdoor Unit-Air-Source) | DLCURAH24ABK |  |  | EA*4X36L21A* | *92ESN0601714A* | 24600 | 17 | 8.5 | 26200 | 22200 | 84.73% | 1.86 | 0 | 10 |  |  |  | No | R-410A | 2.05 | Residential & Commercial | Ducted CEE Tier 1
211242896 | Central HP <5.4 tons | TEMPSTAR | HRCU-A-CB (Split System: Heat Pump with Remote Outdoor Unit-Air-Source) | DLCURAH24ABK |  |  | EA*4X37L17A* | *80ESU0401712A* | 24400 | 17.5 | 8.5 | 25400 | 21800 | 85.83% | 1.82 | 0 | 10.5 |  |  |  | No | R-410A | 2.0333 | Residential & Commercial | Ducted CEE Tier 1
211243049 | Central HP <5.4 tons | TEMPSTAR | HRCU-A-CB (Split System: Heat Pump with Remote Outdoor Unit-Air-Source) | DLCURAH24ABK |  |  | EA*4X37L17A* | *80ES(N,L)0701712A* | 24800 | 16.5 | 8.5 | 25800 | 21400 | 82.95% | 1.78 | 0 | 10 |  |  |  | No | R-410A | 2.0667 | Residential & Commercial | Ducted CEE Tier 1
211243537 | Central HP <5.4 tons | TEMPSTAR | HRCU-A-CB (Split System: Heat Pump with Remote Outdoor Unit-Air-Source) | DLCURAH24ABK |  |  | EA*4X37L21A* | *80ES(N,L)0901714A* | 25400 | 17 | 8.5 | 25800 | 20600 | 79.84% | 1.76 | 0 | 10.5 |  |  |  | No | R-410A | 2.1167 | Residential & Commercial | Ducted CEE Tier 1
211243680 | Central HP <5.4 tons | TEMPSTAR | HRCU-A-CB (Split System: Heat Pump with Remote Outdoor Unit-Air-Source) | DLCURAH24ABK |  |  | EA*4X37L21A* | OLV098A12* | 24000 | 16.5 | 8.1 | 25000 | 21600 | 86.4% | 1.8 | 0 | 10 |  |  |  | No | R-410A | 2 | Residential & Commercial | Ducted CEE Tier 1
211242140 | Central HP <5.4 tons | TEMPSTAR | HRCU-A-CB (Split System: Heat Pump with Remote Outdoor Unit-Air-Source) | DLCURAH24ABK |  |  | EA*4X36L17A* | *92ESN0601714A* | 24400 | 17 | 8.5 | 26200 | 22400 | 85.5% | 1.86 | 0 | 10 |  |  |  | No | R-410A | 2.0333 | Residential & Commercial | Ducted CEE Tier 1
211242465 | Central HP <5.4 tons | TEMPSTAR | HRCU-A-CB (Split System: Heat Pump with Remote Outdoor Unit-Air-Source) | DLCURAH24ABK |  |  | EA*4X36L21A* | *96VTN0401712A* | 23400 | 16 | 8.5 | 25800 | 23600 | 91.47% | 1.94 | 0 | 10 |  |  |  | No | R-410A | 1.95 | Residential & Commercial | Ducted CEE Tier 1
211242206 | Central HP <5.4 tons | TEMPSTAR | HRCU-A-CB (Split System: Heat Pump with Remote Outdoor Unit-Air-Source) | DLCURAH24ABK |  |  | EA*4X36L17A* | *80ES(N,L)0701412A* | 24400 | 17 | 8.5 | 26200 | 22400 | 85.5% | 1.86 | 0 | 10 |  |  |  | No | R-410A | 2.0333 | Residential & Commercial | Ducted CEE Tier 1
215676566 | Central HP <5.4 tons | AIRQUEST | HRCU-A-CB (Split System: Heat Pump with Remote Outdoor Unit-Air-Source) | H5H0V48*K*AAA* |  |  | EVD5X60M21A*+WALLCON | *96CTN0801714B* | 47500 | 18.5 | 9 | 50000 | 36200 | 72.4% | 2.02 | 0 | 10 |  |  |  | No | R-454B | 3.9583 | Residential & Commercial | Ducted CEE Tier 1
215676616 | Central HP <5.4 tons | AIRQUEST | HRCU-A-CB (Split System: Heat Pump with Remote Outdoor Unit-Air-Source) | H5H0V48*K*AAA* |  |  | EVD5X60M24A*+WALLCON | *80CTL0902120B* | 48000 | 19 | 9 | 50000 | 36400 | 72.8% | 2 | 0 | 10.5 |  |  |  | No | R-454B | 4 | Residential & Commercial | Ducted CEE Tier 1
215676916 | Central HP <5.4 tons | AIRQUEST | HRCU-A-CB (Split System: Heat Pump with Remote Outdoor Unit-Air-Source) | H5H0V48*K*AAA* |  |  | EVD5X61M24A*+WALLCON | *97CMN0802120B* | 48500 | 19 | 9.5 | 50000 | 36800 | 73.6% | 2.1 | 0 | 10.5 |  |  |  | No | R-454B | 4.0417 | Residential & Commercial | Ducted CEE Tier 1
215676915 | Central HP <5.4 tons | HEIL | HRCU-A-CB (Split System: Heat Pump with Remote Outdoor Unit-Air-Source) | H5H0V48*K*AAA* |  |  | EVD5X61M24A*+WALLCON | *97CMN0802120B* | 48500 | 19 | 9.5 | 50000 | 36800 | 73.6% | 2.1 | 0 | 10.5 |  |  |  | No | R-454B | 4.0417 | Residential & Commercial | Ducted CEE Tier 1
215668708 | Central HP <5.4 tons | HEIL | HRCU-A-CB (Split System: Heat Pump with Remote Outdoor Unit-Air-Source) | H5H0V36*K*AAA* |  |  | EA*5X37M21A*+WALLCON | *95CSU0802120B* | 34400 | 17.5 | 9 | 35400 | 25200 | 71.19% | 1.9 | 0 | 10 |  |  |  | No | R-454B | 2.8667 | Residential & Commercial | Ducted CEE Tier 1
215680005 | Central HP <5.4 tons | HEIL | HRCU-A-CB (Split System: Heat Pump with Remote Outdoor Unit-Air-Source) | H5H0V36*K*AAA* |  |  | ESH5X60M12A*+WALLCON | *97CTN1202422A* | 34600 | 16.5 | 8.5 | 34600 | 24800 | 71.68% | 1.92 | 0 | 10 |  |  |  | No | R-454B | 2.8833 | Residential & Commercial | Ducted CEE Tier 1
215675485 | Central HP <5.4 tons | HEIL | HRCU-A-CB (Split System: Heat Pump with Remote Outdoor Unit-Air-Source) | H5H0V48*K*AAA* |  |  | EVM5X48M21A*+WALLCON | *96CTN1002122B* | 47000 | 18.5 | 9 | 50000 | 36400 | 72.8% | 2 | 0 | 10 |  |  |  | No | R-454B | 3.9167 | Residential & Commercial | Ducted CEE Tier 1
215675555 | Central HP <5.4 tons | HEIL | HRCU-A-CB (Split System: Heat Pump with Remote Outdoor Unit-Air-Source) | H5H0V48*K*AAA* |  |  | EVM5X49M21A*+WALLCON | *80CTL0901716B* | 48000 | 19 | 9 | 50000 | 37000 | 74% | 1.98 | 0 | 10 |  |  |  | No | R-454B | 4 | Residential & Commercial | Ducted CEE Tier 1
215675685 | Central HP <5.4 tons | HEIL | HRCU-A-CB (Split System: Heat Pump with Remote Outdoor Unit-Air-Source) | H5H0V48*K*AAA* |  |  | EVM5X60M21A*+WALLCON | *80CSU1002120A* | 48000 | 18.5 | 9 | 50000 | 36800 | 73.6% | 2 | 0 | 10 |  |  |  | No | R-454B | 4 | Residential & Commercial | Ducted CEE Tier 1
215679675 | Central HP <5.4 tons | HEIL | HRCU-A-CB (Split System: Heat Pump with Remote Outdoor Unit-Air-Source) | H5H0V36*K*AAA* |  |  | EA*5X61M24A*+WALLCON | *97CTN0802120A* | 34800 | 18 | 9 | 34400 | 24800 | 72.09% | 1.92 | 0 | 10.5 |  |  |  | No | R-454B | 2.9 | Residential & Commercial | Ducted CEE Tier 1
215679695 | Central HP <5.4 tons | HEIL | HRCU-A-CB (Split System: Heat Pump with Remote Outdoor Unit-Air-Source) | H5H0V36*K*AAA* |  |  | EA*5X61M24A*+WALLCON | *97CTN1202422A* | 35000 | 18.5 | 9 | 34400 | 24800 | 72.09% | 1.92 | 0 | 10.5 |  |  |  | No | R-454B | 2.9167 | Residential & Commercial | Ducted CEE Tier 1
215679995 | Central HP <5.4 tons | HEIL | HRCU-A-CB (Split System: Heat Pump with Remote Outdoor Unit-Air-Source) | H5H0V36*K*AAA* |  |  | ESH5X60M12A*+WALLCON | *97CTN1002122A* | 34600 | 17 | 8.5 | 34600 | 24800 | 71.68% | 1.82 | 0 | 10 |  |  |  | No | R-454B | 2.8833 | Residential & Commercial | Ducted CEE Tier 1
213296553 | Central HP <5.4 tons | YORK | HRCU-A-CB (Split System: Heat Pump with Remote Outdoor Unit-Air-Source) | HMH72B341 |  |  | XAHC36DBCN1 | Y81E080B12SMPS1 | 33400 | 17.5 | 8.1 | 32800 | 23000 | 70.12% | 2.02 | 0 | 10 |  |  |  | No | R-410A | 2.7833 | Residential & Commercial | Ducted CEE Tier 1
213296703 | Central HP <5.4 tons | YORK | HRCU-A-CB (Split System: Heat Pump with Remote Outdoor Unit-Air-Source) | HMH72B341 |  |  | XAFC36DBCN1 | Y91E080B12SMPS1 | 33200 | 17 | 8.5 | 32200 | 22600 | 70.19% | 1.8 | 0 | 10 |  |  |  | No | R-410A | 2.7667 | Residential & Commercial | Ducted CEE Tier 1
211242717 | Central HP <5.4 tons | TEMPSTAR | HRCU-A-CB (Split System: Heat Pump with Remote Outdoor Unit-Air-Source) | DLCURAH24ABK |  |  | EA*4X36L21A* | *80ESU0601716A | 25000 | 17 | 8.5 | 26600 | 21800 | 81.95% | 1.82 | 0 | 10.5 |  |  |  | No | R-410A | 2.0833 | Residential & Commercial | Ducted CEE Tier 1
211242994 | Central HP <5.4 tons | TEMPSTAR | HRCU-A-CB (Split System: Heat Pump with Remote Outdoor Unit-Air-Source) | DLCURAH24ABK |  |  | EA*4X37L17A* | *96VTN0601412A* | 24000 | 16.5 | 8.5 | 25200 | 22000 | 87.3% | 1.84 | 0 | 10 |  |  |  | No | R-410A | 2 | Residential & Commercial | Ducted CEE Tier 1
211243037 | Central HP <5.4 tons | TEMPSTAR | HRCU-A-CB (Split System: Heat Pump with Remote Outdoor Unit-Air-Source) | DLCURAH24ABK |  |  | EA*4X37L17A* | *80ES(N,L)0451712A* | 24600 | 16.5 | 8.5 | 25600 | 21600 | 84.38% | 1.8 | 0 | 10 |  |  |  | No | R-410A | 2.05 | Residential & Commercial | Ducted CEE Tier 1
211242218 | Central HP <5.4 tons | TEMPSTAR | HRCU-A-CB (Split System: Heat Pump with Remote Outdoor Unit-Air-Source) | DLCURAH24ABK |  |  | EA*4X36L17A* | *80ESU0601716A | 25000 | 16.5 | 8.5 | 26600 | 21800 | 81.95% | 1.82 | 0 | 10 |  |  |  | No | R-410A | 2.0833 | Residential & Commercial | Ducted CEE Tier 1
211242300 | Central HP <5.4 tons | TEMPSTAR | HRCU-A-CB (Split System: Heat Pump with Remote Outdoor Unit-Air-Source) | DLCURAH24ABK |  |  | EA*4X36L21A* | *96VSN1002120A* | 24000 | 17 | 8.5 | 26000 | 22800 | 87.69% | 1.9 | 0 | 10 |  |  |  | No | R-410A | 2 | Residential & Commercial | Ducted CEE Tier 1
211242475 | Central HP <5.4 tons | TEMPSTAR | HRCU-A-CB (Split System: Heat Pump with Remote Outdoor Unit-Air-Source) | DLCURAH24ABK |  |  | EA*4X36L21A* | *95ESN0802120A* | 24800 | 16.5 | 8.5 | 26600 | 22000 | 82.71% | 1.82 | 0 | 10 |  |  |  | No | R-410A | 2.0667 | Residential & Commercial | Ducted CEE Tier 1
211242527 | Central HP <5.4 tons | TEMPSTAR | HRCU-A-CB (Split System: Heat Pump with Remote Outdoor Unit-Air-Source) | DLCURAH24ABK |  |  | EA*4X36L21A* | *96VTN0802120A* | 23800 | 17 | 8.5 | 25800 | 23200 | 89.92% | 1.94 | 0 | 10 |  |  |  | No | R-410A | 1.9833 | Residential & Commercial | Ducted CEE Tier 1
211241997 | Central HP <5.4 tons | TEMPSTAR | HRCU-A-CB (Split System: Heat Pump with Remote Outdoor Unit-Air-Source) | DLCURAH24ABK |  |  | EA*4X36L17A* | *80VTL0701716A* | 24200 | 17 | 8.5 | 26000 | 22600 | 86.92% | 1.88 | 0 | 10 |  |  |  | No | R-410A | 2.0167 | Residential & Commercial | Ducted CEE Tier 1
215675425 | Central HP <5.4 tons | HEIL | HRCU-A-CB (Split System: Heat Pump with Remote Outdoor Unit-Air-Source) | H5H0V48*K*AAA* |  |  | EVM5X48M21A*+WALLCON | *95CSU1002122B* | 47000 | 18 | 9 | 50000 | 36400 | 72.8% | 2.02 | 0 | 10 |  |  |  | No | R-454B | 3.9167 | Residential & Commercial | Ducted CEE Tier 1
215676355 | Central HP <5.4 tons | HEIL | HRCU-A-CB (Split System: Heat Pump with Remote Outdoor Unit-Air-Source) | H5H0V48*K*AAA* |  |  | EVD5X49M24A*+WALLCON | *97CMN0802120B* | 48000 | 19 | 9 | 50000 | 36600 | 73.2% | 2 | 0 | 10 |  |  |  | No | R-454B | 4 | Residential & Commercial | Ducted CEE Tier 1
215676505 | Central HP <5.4 tons | HEIL | HRCU-A-CB (Split System: Heat Pump with Remote Outdoor Unit-Air-Source) | H5H0V48*K*AAA* |  |  | EVD5X60M21A*+WALLCON | *95CSU0802120B* | 48000 | 18.5 | 9 | 50000 | 36800 | 73.6% | 2 | 0 | 10 |  |  |  | No | R-454B | 4 | Residential & Commercial | Ducted CEE Tier 1
215669162 | Central HP <5.4 tons | CARRIER | HRCU-A-CB (Split System: Heat Pump with Remote Outdoor Unit-Air-Source) | 27VNA036A*030* |  |  | CAA**4821AM*+UI | 58TN*B090C21**20 | 33800 | 18 | 9 | 35000 | 25000 | 71.43% | 1.9 | 0 | 10 |  |  |  | No | R-454B | 2.8167 | Residential & Commercial | Ducted CEE Tier 1
215669562 | Central HP <5.4 tons | CARRIER | HRCU-A-CB (Split System: Heat Pump with Remote Outdoor Unit-Air-Source) | 27VNA036A*030* |  |  | CAA**6121AM*+UI | 59MN7C080C21**20 | 34800 | 18 | 9 | 34400 | 24800 | 72.09% | 1.92 | 0 | 10 |  |  |  | No | R-454B | 2.9 | Residential & Commercial | Ducted CEE Tier 1
215937767 | Central HP <5.4 tons | AIRQUEST | HRCU-A-CB (Split System: Heat Pump with Remote Outdoor Unit-Air-Source) | H5H3V48*K*AAA* |  |  | EVD5X48M21A*+WALLCON | *80CTL1102120B* | 44500 | 20 | 8.1 | 52000 | 38000 | 73.08% | 1.9 | 0 | 11 |  |  |  | No | R-454B | 3.7083 | Residential & Commercial | Ducted CEE Tier 1
215937489 | Central HP <5.4 tons | COMFORTMAKER | HRCU-A-CB (Split System: Heat Pump with Remote Outdoor Unit-Air-Source) | C5H3V48*K*AAA* |  |  | EVM5X60M24A*+WALLCON | *80CTL1352422B* | 45500 | 21 | 8.1 | 52500 | 38000 | 72.38% | 1.95 | 0 | 11.5 |  |  |  | No | R-454B | 3.7917 | Residential & Commercial | Ducted CEE Tier 1
215937539 | Central HP <5.4 tons | COMFORTMAKER | HRCU-A-CB (Split System: Heat Pump with Remote Outdoor Unit-Air-Source) | C5H3V48*K*AAA* |  |  | EVM5X60M24A*+WALLCON | *97CMN1002122B* | 45500 | 20.5 | 8.1 | 52500 | 38000 | 72.38% | 1.9 | 0 | 11.5 |  |  |  | No | R-454B | 3.7917 | Residential & Commercial | Ducted CEE Tier 1
215934439 | Central HP <5.4 tons | COMFORTMAKER | HRCU-A-CB (Split System: Heat Pump with Remote Outdoor Unit-Air-Source) | C5H3V48*K*AAA* |  |  | ESH5X48M12A*+WALLCON | *80CTL0701412B* | 43000 | 19.5 | 8.5 | 49000 | 35400 | 72.24% | 1.8 | 0 | 11 |  |  |  | No | R-454B | 3.5833 | Residential & Commercial | Ducted CEE Tier 1
215934519 | Central HP <5.4 tons | COMFORTMAKER | HRCU-A-CB (Split System: Heat Pump with Remote Outdoor Unit-Air-Source) | C5H3V48*K*AAA* |  |  | ESH5X48M12A*+WALLCON | *96CTN0801714B* | 43000 | 19.5 | 8.5 | 49000 | 35400 | 72.24% | 1.8 | 0 | 11 |  |  |  | No | R-454B | 3.5833 | Residential & Commercial | Ducted CEE Tier 1
215676605 | Central HP <5.4 tons | HEIL | HRCU-A-CB (Split System: Heat Pump with Remote Outdoor Unit-Air-Source) | H5H0V48*K*AAA* |  |  | EVD5X60M24A*+WALLCON | *80CTL0702120B* | 47500 | 19 | 9 | 50000 | 36800 | 73.6% | 2 | 0 | 10 |  |  |  | No | R-454B | 3.9583 | Residential & Commercial | Ducted CEE Tier 1
215676775 | Central HP <5.4 tons | HEIL | HRCU-A-CB (Split System: Heat Pump with Remote Outdoor Unit-Air-Source) | H5H0V48*K*AAA* |  |  | EVD5X61M21A*+WALLCON | *95CSU0802120B* | 48500 | 18.5 | 9 | 50000 | 37000 | 74% | 2 | 0 | 10 |  |  |  | No | R-454B | 4.0417 | Residential & Commercial | Ducted CEE Tier 1
215675715 | Central HP <5.4 tons | HEIL | HRCU-A-CB (Split System: Heat Pump with Remote Outdoor Unit-Air-Source) | H5H0V48*K*AAA* |  |  | EVM5X60M21A*+WALLCON | *80CTL0702120B* | 48000 | 19 | 9 | 50000 | 36800 | 73.6% | 2 | 0 | 10 |  |  |  | No | R-454B | 4 | Residential & Commercial | Ducted CEE Tier 1
215676035 | Central HP <5.4 tons | HEIL | HRCU-A-CB (Split System: Heat Pump with Remote Outdoor Unit-Air-Source) | H5H0V48*K*AAA* |  |  | EVM5X61M24A*+WALLCON | *97CMN0602120B* | 48500 | 19 | 9 | 50000 | 37200 | 74.4% | 1.98 | 0 | 10 |  |  |  | No | R-454B | 4.0417 | Residential & Commercial | Ducted CEE Tier 1
211242442 | Central HP <5.4 tons | TEMPSTAR | HRCU-A-CB (Split System: Heat Pump with Remote Outdoor Unit-Air-Source) | DLCURAH24ABK |  |  | EA*4X36L21A* | *80ESU0401712A* | 24200 | 17.5 | 8.5 | 26000 | 22800 | 87.69% | 1.9 | 0 | 10 |  |  |  | No | R-410A | 2.0167 | Residential & Commercial | Ducted CEE Tier 1
211242569 | Central HP <5.4 tons | TEMPSTAR | HRCU-A-CB (Split System: Heat Pump with Remote Outdoor Unit-Air-Source) | DLCURAH24ABK |  |  | EA*4X36L21A* | *80ES(N,L)0701712A* | 23400 | 17 | 8.5 | 25600 | 23600 | 92.19% | 1.98 | 0 | 10 |  |  |  | No | R-410A | 1.95 | Residential & Commercial | Ducted CEE Tier 1
211243769 | Central HP <5.4 tons | TEMPSTAR | HRCU-A-CB (Split System: Heat Pump with Remote Outdoor Unit-Air-Source) | DLCURAH24ABK |  |  | EN(A,D)4X24L14** | *96VTN0401410A* | 23400 | 15.5 | 8.5 | 26600 | 24000 | 90.23% | 1.96 | 0 | 10 |  |  |  | No | R-410A | 1.95 | Residential & Commercial | Ducted CEE Tier 1
211243863 | Central HP <5.4 tons | TEMPSTAR | HRCU-A-CB (Split System: Heat Pump with Remote Outdoor Unit-Air-Source) | DLCURAH24ABK |  |  | EN(A,D)4X24L17** | *96VSN0601714A* | 23600 | 16 | 8.5 | 26800 | 23400 | 87.31% | 1.92 | 0 | 10 |  |  |  | No | R-410A | 1.9667 | Residential & Commercial | Ducted CEE Tier 1
211244188 | Central HP <5.4 tons | TEMPSTAR | HRCU-A-CB (Split System: Heat Pump with Remote Outdoor Unit-Air-Source) | DLCURAH24ABK |  |  | EN(A,D)4X24L17** | *95ESN0601714A* | 24200 | 15.5 | 8.5 | 27200 | 22800 | 83.82% | 1.86 | 0 | 10 |  |  |  | No | R-410A | 2.0167 | Residential & Commercial | Ducted CEE Tier 1
211244254 | Central HP <5.4 tons | TEMPSTAR | HRCU-A-CB (Split System: Heat Pump with Remote Outdoor Unit-Air-Source) | DLCURAH24ABK |  |  | EN(A,D)4X24L17** | OMV098J12* | 23400 | 16 | 8.5 | 26600 | 24000 | 90.23% | 1.98 | 0 | 10 |  |  |  | No | R-410A | 1.95 | Residential & Commercial | Ducted CEE Tier 1
211244263 | Central HP <5.4 tons | TEMPSTAR | HRCU-A-CB (Split System: Heat Pump with Remote Outdoor Unit-Air-Source) | DLCURAH24ABK |  |  | EN(A,D)4X24L17** | OLV098A12* | 23000 | 16 | 8.5 | 26400 | 24600 | 93.18% | 2.04 | 0 | 10 |  |  |  | No | R-410A | 1.9167 | Residential & Commercial | Ducted CEE Tier 1
215675925 | Central HP <5.4 tons | HEIL | HRCU-A-CB (Split System: Heat Pump with Remote Outdoor Unit-Air-Source) | H5H0V48*K*AAA* |  |  | EVM5X60M24A*+WALLCON | *97CMN1002122B* | 48000 | 19 | 9 | 50000 | 36600 | 73.2% | 2 | 0 | 10.5 |  |  |  | No | R-454B | 4 | Residential & Commercial | Ducted CEE Tier 1
215676025 | Central HP <5.4 tons | HEIL | HRCU-A-CB (Split System: Heat Pump with Remote Outdoor Unit-Air-Source) | H5H0V48*K*AAA* |  |  | EVM5X61M24A*+WALLCON | *95CSU1002122B* | 48500 | 19 | 9 | 50000 | 36600 | 73.2% | 2.1 | 0 | 10.5 |  |  |  | No | R-454B | 4.0417 | Residential & Commercial | Ducted CEE Tier 1
215676875 | Central HP <5.4 tons | HEIL | HRCU-A-CB (Split System: Heat Pump with Remote Outdoor Unit-Air-Source) | H5H0V48*K*AAA* |  |  | EVD5X61M24A*+WALLCON | *80CTL0902120B* | 48500 | 19.5 | 9.5 | 50000 | 36600 | 73.2% | 2.1 | 0 | 10.5 |  |  |  | No | R-454B | 4.0417 | Residential & Commercial | Ducted CEE Tier 1
215676955 | Central HP <5.4 tons | HEIL | HRCU-A-CB (Split System: Heat Pump with Remote Outdoor Unit-Air-Source) | H5H0V48*K*AAA* |  |  | EVD5X61M24A*+WALLCON | *96CTN1202422B* | 48500 | 19.5 | 9.5 | 50000 | 36600 | 73.2% | 2.12 | 0 | 10.5 |  |  |  | No | R-454B | 4.0417 | Residential & Commercial | Ducted CEE Tier 1
211242517 | Central HP <5.4 tons | TEMPSTAR | HRCU-A-CB (Split System: Heat Pump with Remote Outdoor Unit-Air-Source) | DLCURAH24ABK |  |  | EA*4X36L21A* | *96VTN0601714A* | 24000 | 16.5 | 8.5 | 26000 | 22800 | 87.69% | 1.88 | 0 | 10 |  |  |  | No | R-410A | 2 | Residential & Commercial | Ducted CEE Tier 1
211242617 | Central HP <5.4 tons | TEMPSTAR | HRCU-A-CB (Split System: Heat Pump with Remote Outdoor Unit-Air-Source) | DLCURAH24ABK |  |  | EA*4X36L21A* | *80ES(N,L)1102120A* | 25200 | 16.5 | 8.5 | 26800 | 21800 | 81.34% | 1.8 | 0 | 10 |  |  |  | No | R-410A | 2.1 | Residential & Commercial | Ducted CEE Tier 1
211242885 | Central HP <5.4 tons | TEMPSTAR | HRCU-A-CB (Split System: Heat Pump with Remote Outdoor Unit-Air-Source) | DLCURAH24ABK |  |  | EA*4X37L17A* | *95ESU0601716A* | 24800 | 17 | 8.5 | 25600 | 21400 | 83.59% | 1.8 | 0 | 10.5 |  |  |  | No | R-410A | 2.0667 | Residential & Commercial | Ducted CEE Tier 1
211241614 | Central HP <5.4 tons | TEMPSTAR | HRCU-A-CB (Split System: Heat Pump with Remote Outdoor Unit-Air-Source) | DLCURAH24ABK |  |  | EA*4X30L17A* | *96VTN0601412A* | 23400 | 16.5 | 8.5 | 26000 | 24000 | 92.31% | 1.98 | 0 | 10 |  |  |  | No | R-410A | 1.95 | Residential & Commercial | Ducted CEE Tier 1
211241782 | Central HP <5.4 tons | TEMPSTAR | HRCU-A-CB (Split System: Heat Pump with Remote Outdoor Unit-Air-Source) | DLCURAH24ABK |  |  | EA*4X30L17A* | *80ESU0601716A | 24800 | 16.5 | 8.5 | 26800 | 22200 | 82.84% | 1.84 | 0 | 10 |  |  |  | No | R-410A | 2.0667 | Residential & Commercial | Ducted CEE Tier 1
211241864 | Central HP <5.4 tons | TEMPSTAR | HRCU-A-CB (Split System: Heat Pump with Remote Outdoor Unit-Air-Source) | DLCURAH24ABK |  |  | EA*4X36L17A* | *96VSN0601412A* | 23600 | 16.5 | 8.5 | 25800 | 23400 | 90.7% | 1.94 | 0 | 10 |  |  |  | No | R-410A | 1.9667 | Residential & Commercial | Ducted CEE Tier 1
211242318 | Central HP <5.4 tons | TEMPSTAR | HRCU-A-CB (Split System: Heat Pump with Remote Outdoor Unit-Air-Source) | DLCURAH24ABK |  |  | EA*4X36L21A* | *96VSN0801716A* | 24400 | 16.5 | 8.5 | 26200 | 22400 | 85.5% | 1.86 | 0 | 10 |  |  |  | No | R-410A | 2.0333 | Residential & Commercial | Ducted CEE Tier 1
215676886 | Central HP <5.4 tons | AIRQUEST | HRCU-A-CB (Split System: Heat Pump with Remote Outdoor Unit-Air-Source) | H5H0V48*K*AAA* |  |  | EVD5X61M24A*+WALLCON | *80CTL1352422B* | 48500 | 19.5 | 9.5 | 50000 | 36600 | 73.2% | 2.1 | 0 | 10.5 |  |  |  | No | R-454B | 4.0417 | Residential & Commercial | Ducted CEE Tier 1
215675625 | Central HP <5.4 tons | HEIL | HRCU-A-CB (Split System: Heat Pump with Remote Outdoor Unit-Air-Source) | H5H0V48*K*AAA* |  |  | EVM5X49M21A*+WALLCON | *97CMN0802120B* | 48000 | 19 | 9 | 50000 | 36800 | 73.6% | 2 | 0 | 10 |  |  |  | No | R-454B | 4 | Residential & Commercial | Ducted CEE Tier 1
215675675 | Central HP <5.4 tons | HEIL | HRCU-A-CB (Split System: Heat Pump with Remote Outdoor Unit-Air-Source) | H5H0V48*K*AAA* |  |  | EVM5X60M21A*+WALLCON | *80CSU0802120A* | 48000 | 19 | 9 | 50000 | 36600 | 73.2% | 2.12 | 0 | 10 |  |  |  | No | R-454B | 4 | Residential & Commercial | Ducted CEE Tier 1
215675775 | Central HP <5.4 tons | HEIL | HRCU-A-CB (Split System: Heat Pump with Remote Outdoor Unit-Air-Source) | H5H0V48*K*AAA* |  |  | EVM5X60M21A*+WALLCON | *95CSU1002122B* | 48000 | 19 | 9 | 50000 | 36600 | 73.2% | 2.12 | 0 | 10 |  |  |  | No | R-454B | 4 | Residential & Commercial | Ducted CEE Tier 1
215675975 | Central HP <5.4 tons | HEIL | HRCU-A-CB (Split System: Heat Pump with Remote Outdoor Unit-Air-Source) | H5H0V48*K*AAA* |  |  | EVM5X61M24A*+WALLCON | *80CTL0702120B* | 48500 | 19 | 9.5 | 50000 | 36800 | 73.6% | 2.1 | 0 | 10.5 |  |  |  | No | R-454B | 4.0417 | Residential & Commercial | Ducted CEE Tier 1
215681845 | Central HP <5.4 tons | HEIL | HRCU-A-CB (Split System: Heat Pump with Remote Outdoor Unit-Air-Source) | H5H0V48*K*AAA* |  |  | EVM5X49M21A*+WALLCON | *80CSU0802120B* | 48500 | 19 | 9 | 50000 | 36400 | 72.8% | 2.12 | 0 | 10 |  |  |  | No | R-454B | 4.0417 | Residential & Commercial | Ducted CEE Tier 1
213780200 | Central HP <5.4 tons | COMFORTMAKER | HRCU-A-CB (Split System: Heat Pump with Remote Outdoor Unit-Air-Source) | CVH837GKA** |  |  | EHD4X48AAL+WALLCON | *80CTL1352422B* | 32600 | 16.5 | 8.1 | 32600 | 24800 | 76.07% | 1.96 | 0 | 11 |  |  |  | No | R-410A | 2.7167 | Residential & Commercial | Ducted CEE Tier 1
213780250 | Central HP <5.4 tons | COMFORTMAKER | HRCU-A-CB (Split System: Heat Pump with Remote Outdoor Unit-Air-Source) | CVH837GKA** |  |  | EHD4X48AAL+WALLCON | *97CMN1202422B* | 32600 | 16.5 | 8.1 | 33000 | 24800 | 75.15% | 1.96 | 0 | 11 |  |  |  | No | R-410A | 2.7167 | Residential & Commercial | Ducted CEE Tier 1
211242547 | Central HP <5.4 tons | TEMPSTAR | HRCU-A-CB (Split System: Heat Pump with Remote Outdoor Unit-Air-Source) | DLCURAH24ABK |  |  | EA*4X36L21A* | *80VTL1102122A* | 24000 | 17 | 8.5 | 25800 | 23000 | 89.15% | 1.9 | 0 | 10 |  |  |  | No | R-410A | 2 | Residential & Commercial | Ducted CEE Tier 1
211242662 | Central HP <5.4 tons | TEMPSTAR | HRCU-A-CB (Split System: Heat Pump with Remote Outdoor Unit-Air-Source) | DLCURAH24ABK |  |  | EA*4X36L21A* | *92ESN1002120A* | 25000 | 17 | 8.5 | 26600 | 21800 | 81.95% | 1.82 | 0 | 10.5 |  |  |  | No | R-410A | 2.0833 | Residential & Commercial | Ducted CEE Tier 1
211242557 | Central HP <5.4 tons | TEMPSTAR | HRCU-A-CB (Split System: Heat Pump with Remote Outdoor Unit-Air-Source) | DLCURAH24ABK |  |  | EA*4X36L21A* | *80ES(N,L)0451712A* | 24200 | 17 | 8.5 | 26200 | 22600 | 86.26% | 1.86 | 0 | 10 |  |  |  | No | R-410A | 2.0167 | Residential & Commercial | Ducted CEE Tier 1
211242736 | Central HP <5.4 tons | TEMPSTAR | HRCU-A-CB (Split System: Heat Pump with Remote Outdoor Unit-Air-Source) | DLCURAH24ABK |  |  | EA*4X36L21A* | OLV098A12* | 23400 | 16.5 | 8.5 | 25600 | 23800 | 92.97% | 1.98 | 0 | 10 |  |  |  | No | R-410A | 1.95 | Residential & Commercial | Ducted CEE Tier 1
211242941 | Central HP <5.4 tons | TEMPSTAR | HRCU-A-CB (Split System: Heat Pump with Remote Outdoor Unit-Air-Source) | DLCURAH24ABK |  |  | EA*4X37L17A* | *80VTL0701716A* | 24600 | 17 | 8.5 | 25600 | 21600 | 84.38% | 1.8 | 0 | 10.5 |  |  |  | No | R-410A | 2.05 | Residential & Commercial | Ducted CEE Tier 1
212391307 | Central HP <5.4 tons | TRANE | HRCU-A-CB (Split System: Heat Pump with Remote Outdoor Unit-Air-Source) | 4TWV7X60A1 |  |  | TAMXA0C60V51 |  | 53000 | 17 | 8.2 | 54000 | 39000 | 72.22% | 1.82 | 0 | 12 |  |  |  | No | R-410A | 4.4167 | Residential & Commercial | Ducted CEE Tier 1
213076449 | Central HP <5.4 tons | DAY & NIGHT | HRCU-A-CB (Split System: Heat Pump with Remote Outdoor Unit-Air-Source) | DLCURAH36ABK |  |  | END4X42L17** | *80VTL0451412B* | 35400 | 16 | 8.1 | 38500 | 35000 | 90.91% | 1.94 | 0 | 10 |  |  |  | No | R-410A | 2.95 | Residential & Commercial | Ducted CEE Tier 1
214574113 | Central HP <5.4 tons | COMFORTMAKER | HRCU-A-CB (Split System: Heat Pump with Remote Outdoor Unit-Air-Source) | CVH837GKA2* |  |  | EA*4X61L21A*+WALLCON | *95CSU1002122B* | 33200 | 18.5 | 8.5 | 31800 | 24800 | 77.99% | 2 | 0 | 11.5 |  |  |  | No | R-410A | 2.7667 | Residential & Commercial | Ducted CEE Tier 1
214574333 | Central HP <5.4 tons | COMFORTMAKER | HRCU-A-CB (Split System: Heat Pump with Remote Outdoor Unit-Air-Source) | CVH837GKA2* |  |  | EHD4X48AAL+WALLCON | *80CTL0702120B* | 32600 | 17.5 | 8.5 | 32800 | 25000 | 76.22% | 1.98 | 0 | 11 |  |  |  | No | R-410A | 2.7167 | Residential & Commercial | Ducted CEE Tier 1
214574433 | Central HP <5.4 tons | COMFORTMAKER | HRCU-A-CB (Split System: Heat Pump with Remote Outdoor Unit-Air-Source) | CVH837GKA2* |  |  | EHD4X60AAL+WALLCON | *97CMN0802120B* | 33000 | 17 | 8.5 | 32200 | 24800 | 77.02% | 2 | 0 | 11.5 |  |  |  | No | R-410A | 2.75 | Residential & Commercial | Ducted CEE Tier 1
211227961 | Central HP <5.4 tons | DAY & NIGHT | HRCU-A-CB (Split System: Heat Pump with Remote Outdoor Unit-Air-Source) | DLCURAH36ABK |  |  | EA*4X42L24A* | *92ESN0802120A* | 35200 | 16.5 | 8.1 | 38500 | 35000 | 90.91% | 1.88 | 0 | 10 |  |  |  | No | R-410A | 2.9333 | Residential & Commercial | Ducted CEE Tier 1
211226811 | Central HP <5.4 tons | TEMPSTAR | HRCU-A-CB (Split System: Heat Pump with Remote Outdoor Unit-Air-Source) | DLCURAH36ABK |  |  | EA*4X37L21A* | *80ES(N,L)0702116A* | 37200 | 15.5 | 8.5 | 38500 | 35000 | 90.91% | 2.12 | 0 | 10 |  |  |  | No | R-410A | 3.1 | Residential & Commercial | Ducted CEE Tier 1
211378088 | Central HP <5.4 tons | YORK | HRCU-A-CB (Split System: Heat Pump with Remote Outdoor Unit-Air-Source) | HMH72B341 |  |  | XAUB30CXXN1+TXV | TM8Y080B12MP11 | 32800 | 17.5 | 8.1 | 33000 | 23200 | 70.3% | 2.02 | 0 | 10 |  |  |  | No | R-410A | 2.7333 | Residential & Commercial | Ducted CEE Tier 1
211227513 | Central HP <5.4 tons | DAY & NIGHT | HRCU-A-CB (Split System: Heat Pump with Remote Outdoor Unit-Air-Source) | DLCURAH36ABK |  |  | EA*4X42L21A* | *92ESN0601714A* | 35400 | 16 | 8.1 | 38500 | 35000 | 90.91% | 1.88 | 0 | 10 |  |  |  | No | R-410A | 2.95 | Residential & Commercial | Ducted CEE Tier 1
211227714 | Central HP <5.4 tons | DAY & NIGHT | HRCU-A-CB (Split System: Heat Pump with Remote Outdoor Unit-Air-Source) | DLCURAH36ABK |  |  | EA*4X42L21A* | *96VTN1002122A* | 35400 | 16.5 | 8.1 | 38500 | 35000 | 90.91% | 1.88 | 0 | 10 |  |  |  | No | R-410A | 2.95 | Residential & Commercial | Ducted CEE Tier 1
211226893 | Central HP <5.4 tons | DAY & NIGHT | HRCU-A-CB (Split System: Heat Pump with Remote Outdoor Unit-Air-Source) | DLCURAH36ABK |  |  | EA*4X37L21A* | *80VSL0902120A* | 36200 | 16 | 8.5 | 38500 | 34800 | 90.39% | 2.06 | 0 | 10 |  |  |  | No | R-410A | 3.0167 | Residential & Commercial | Ducted CEE Tier 1
213782290 | Central HP <5.4 tons | COMFORTMAKER | HRCU-A-CB (Split System: Heat Pump with Remote Outdoor Unit-Air-Source) | CVH837GKA2* |  |  | EHD4X60AAL+WALLCON | *97CMN0601714B* | 32800 | 16 | 8.1 | 32400 | 25200 | 77.78% | 1.96 | 0 | 11 |  |  |  | No | R-410A | 2.7333 | Residential & Commercial | Ducted CEE Tier 1
213781120 | Central HP <5.4 tons | COMFORTMAKER | HRCU-A-CB (Split System: Heat Pump with Remote Outdoor Unit-Air-Source) | CVH837GKA2* |  |  | EA*4X42L24A*+WALLCON | *97CMN1002122B* | 31800 | 17 | 8.1 | 33000 | 24200 | 73.33% | 1.88 | 0 | 11 |  |  |  | No | R-410A | 2.65 | Residential & Commercial | Ducted CEE Tier 1
211227071 | Central HP <5.4 tons | DAY & NIGHT | HRCU-A-CB (Split System: Heat Pump with Remote Outdoor Unit-Air-Source) | DLCURAH36ABK |  |  | EA*4X37L21A* | *95ESN1002120A* | 37000 | 15.5 | 8.5 | 38500 | 34800 | 90.39% | 2.1 | 0 | 10 |  |  |  | No | R-410A | 3.0833 | Residential & Commercial | Ducted CEE Tier 1
215676235 | Central HP <5.4 tons | HEIL | HRCU-A-CB (Split System: Heat Pump with Remote Outdoor Unit-Air-Source) | H5H0V48*K*AAA* |  |  | EVD5X48M24A*+WALLCON | *95CSU0802120B* | 47000 | 18 | 9 | 50000 | 36600 | 73.2% | 2.02 | 0 | 10 |  |  |  | No | R-454B | 3.9167 | Residential & Commercial | Ducted CEE Tier 1
215675965 | Central HP <5.4 tons | HEIL | HRCU-A-CB (Split System: Heat Pump with Remote Outdoor Unit-Air-Source) | H5H0V48*K*AAA* |  |  | EVM5X61M24A*+WALLCON | *80CSU1002120A* | 48500 | 19 | 9 | 50000 | 36800 | 73.6% | 2.1 | 0 | 10 |  |  |  | No | R-454B | 4.0417 | Residential & Commercial | Ducted CEE Tier 1
215676485 | Central HP <5.4 tons | HEIL | HRCU-A-CB (Split System: Heat Pump with Remote Outdoor Unit-Air-Source) | H5H0V48*K*AAA* |  |  | EVD5X60M21A*+WALLCON | *80CTL1102120B* | 48000 | 19 | 9.5 | 50000 | 36600 | 73.2% | 2.1 | 0 | 10.5 |  |  |  | No | R-454B | 4 | Residential & Commercial | Ducted CEE Tier 1
215679435 | Central HP <5.4 tons | HEIL | HRCU-A-CB (Split System: Heat Pump with Remote Outdoor Unit-Air-Source) | H5H0V36*K*AAA* |  |  | EA*5X43M21A*+WALLCON | *80CSU0601716B* | 34600 | 18 | 9 | 35200 | 25000 | 71.02% | 1.9 | 0 | 10 |  |  |  | No | R-454B | 2.8833 | Residential & Commercial | Ducted CEE Tier 1
212985353 | Central HP <5.4 tons | DAY & NIGHT | HRCU-A-CB (Split System: Heat Pump with Remote Outdoor Unit-Air-Source) | DLCURAH24ABK |  |  | EA*4X37L21A* | *92MSN1002120A* | 24200 | 17.5 | 8.5 | 25200 | 21600 | 85.71% | 1.82 | 0 | 10.5 |  |  |  | No | R-410A | 2.0167 | Residential & Commercial | Ducted CEE Tier 1
211243073 | Central HP <5.4 tons | TEMPSTAR | HRCU-A-CB (Split System: Heat Pump with Remote Outdoor Unit-Air-Source) | DLCURAH24ABK |  |  | EA*4X37L17A* | *92ESN0601412A* | 25200 | 16.5 | 8.5 | 26200 | 21000 | 80.15% | 1.76 | 0 | 10 |  |  |  | No | R-410A | 2.1 | Residential & Commercial | Ducted CEE Tier 1
211243375 | Central HP <5.4 tons | TEMPSTAR | HRCU-A-CB (Split System: Heat Pump with Remote Outdoor Unit-Air-Source) | DLCURAH24ABK |  |  | EA*4X37L21A* | *95ESU0601716A* | 25000 | 17 | 8.5 | 25600 | 20800 | 81.25% | 1.76 | 0 | 10.5 |  |  |  | No | R-410A | 2.0833 | Residential & Commercial | Ducted CEE Tier 1
213780020 | Central HP <5.4 tons | COMFORTMAKER | HRCU-A-CB (Split System: Heat Pump with Remote Outdoor Unit-Air-Source) | CVH837GKA** |  |  | EHD4X42AAL+WALLCON | *80CTL0902120B* | 32400 | 16.5 | 8.1 | 32800 | 24600 | 75% | 1.94 | 0 | 11 |  |  |  | No | R-410A | 2.7 | Residential & Commercial | Ducted CEE Tier 1
213780270 | Central HP <5.4 tons | COMFORTMAKER | HRCU-A-CB (Split System: Heat Pump with Remote Outdoor Unit-Air-Source) | CVH837GKA** |  |  | EHD4X48AAL+WALLCON | *96CTN0801714B* | 32600 | 16.5 | 8.1 | 33000 | 25000 | 75.76% | 1.94 | 0 | 11 |  |  |  | No | R-410A | 2.7167 | Residential & Commercial | Ducted CEE Tier 1
213780390 | Central HP <5.4 tons | COMFORTMAKER | HRCU-A-CB (Split System: Heat Pump with Remote Outdoor Unit-Air-Source) | CVH837GKA** |  |  | EHD4X60AAL+WALLCON | *97CMN0801714B* | 32800 | 16.5 | 8.1 | 32600 | 25000 | 76.69% | 1.96 | 0 | 11 |  |  |  | No | R-410A | 2.7333 | Residential & Commercial | Ducted CEE Tier 1
211378522 | Central HP <5.4 tons | YORK | HRCU-A-CB (Split System: Heat Pump with Remote Outdoor Unit-Air-Source) | HMH72B341 |  |  | XAFC30CXXN1+TXV | TM8E100C16MP11 | 33000 | 18 | 8.5 | 33000 | 23200 | 70.3% | 2.04 | 0 | 10 |  |  |  | No | R-410A | 2.75 | Residential & Commercial | Ducted CEE Tier 1
211378613 | Central HP <5.4 tons | YORK | HRCU-A-CB (Split System: Heat Pump with Remote Outdoor Unit-Air-Source) | HMH72B341 |  |  | XAHC36DXXN1+TXV | TMLE080C16MP11 | 33600 | 17.5 | 8.1 | 32800 | 23200 | 70.73% | 2.04 | 0 | 10 |  |  |  | No | R-410A | 2.8 | Residential & Commercial | Ducted CEE Tier 1
211378797 | Central HP <5.4 tons | YORK | HRCU-A-CB (Split System: Heat Pump with Remote Outdoor Unit-Air-Source) | HMH72B341 |  |  | XAFB36DBCN1 | TMLE040A12MP11 | 34000 | 18 | 8.1 | 33600 | 23800 | 70.83% | 2.06 | 0 | 10 |  |  |  | No | R-410A | 2.8333 | Residential & Commercial | Ducted CEE Tier 1
211378926 | Central HP <5.4 tons | YORK | HRCU-A-CB (Split System: Heat Pump with Remote Outdoor Unit-Air-Source) | HMH72B341 |  |  | XAUB36DXXN1+TXV | TL8E060A12UH11 | 34000 | 18 | 8.1 | 33800 | 23800 | 70.41% | 2.06 | 0 | 10 |  |  |  | No | R-410A | 2.8333 | Residential & Commercial | Ducted CEE Tier 1
213296771 | Central HP <5.4 tons | YORK | HRCU-A-CB (Split System: Heat Pump with Remote Outdoor Unit-Air-Source) | HMH72B341 |  |  | XAFC36DBCN1 | Y81E080B12LMPS1 | 34000 | 18 | 8.1 | 33400 | 24000 | 71.86% | 2.08 | 0 | 10 |  |  |  | No | R-410A | 2.8333 | Residential & Commercial | Ducted CEE Tier 1
211378206 | Central HP <5.4 tons | YORK | HRCU-A-CB (Split System: Heat Pump with Remote Outdoor Unit-Air-Source) | HMH72B341 |  |  | XAFC36DBCN1 | YPLC080C16MP13 | 34000 | 17.5 | 8.5 | 33800 | 23800 | 70.41% | 2.08 | 0 | 10 |  |  |  | No | R-410A | 2.8333 | Residential & Commercial | Ducted CEE Tier 1
215678263 | Central HP <5.4 tons | CARRIER | HRCU-A-CB (Split System: Heat Pump with Remote Outdoor Unit-Air-Source) | 27VNA024A*030* |  |  | CAA**3017AM*+UI | 58CU*B040C17**12 | 23200 | 17 | 8.5 | 23600 | 16600 | 70.34% | 1.98 | 0 | 10 |  |  |  | No | R-454B | 1.9333 | Residential & Commercial | Ducted CEE Tier 1
215678283 | Central HP <5.4 tons | CARRIER | HRCU-A-CB (Split System: Heat Pump with Remote Outdoor Unit-Air-Source) | 27VNA024A*030* |  |  | CAA**3017AM*+UI | 59TN7A060C17**16 | 23000 | 16.5 | 9 | 24000 | 16800 | 70% | 1.86 | 0 | 10 |  |  |  | No | R-454B | 1.9167 | Residential & Commercial | Ducted CEE Tier 1
211378456 | Central HP <5.4 tons | YORK | HRCU-A-CB (Split System: Heat Pump with Remote Outdoor Unit-Air-Source) | HMH72B341 |  |  | XAHC36DXXN1+TXV | TM8E120C16MP11 | 33600 | 17.5 | 8.1 | 33000 | 23200 | 70.3% | 2.04 | 0 | 10 |  |  |  | No | R-410A | 2.8 | Residential & Commercial | Ducted CEE Tier 1
211378474 | Central HP <5.4 tons | YORK | HRCU-A-CB (Split System: Heat Pump with Remote Outdoor Unit-Air-Source) | HMH72B341 |  |  | XAFC36DXXN1+TXV | TM8E120C16MP11 | 34000 | 18 | 8.5 | 33600 | 23800 | 70.83% | 2.08 | 0 | 10 |  |  |  | No | R-410A | 2.8333 | Residential & Commercial | Ducted CEE Tier 1
211377512 | Central HP <5.4 tons | YORK | HRCU-A-CB (Split System: Heat Pump with Remote Outdoor Unit-Air-Source) | HMH72B341 |  |  | XAFC36DXXN1+TXV | TP9C100C16MP13 | 34000 | 17.5 | 8.5 | 34000 | 24000 | 70.59% | 2.1 | 0 | 10 |  |  |  | No | R-410A | 2.8333 | Residential & Commercial | Ducted CEE Tier 1
211377518 | Central HP <5.4 tons | YORK | HRCU-A-CB (Split System: Heat Pump with Remote Outdoor Unit-Air-Source) | HMH72B341 |  |  | XAFC36DBCN1 | TM9V100C16MP12 | 34000 | 17.5 | 8.5 | 34000 | 24000 | 70.59% | 2.1 | 0 | 10 |  |  |  | No | R-410A | 2.8333 | Residential & Commercial | Ducted CEE Tier 1
211228104 | Central HP <5.4 tons | DAY & NIGHT | HRCU-A-CB (Split System: Heat Pump with Remote Outdoor Unit-Air-Source) | DLCURAH36ABK |  |  | EA*4X42L24A* | *95ESU1002122A* | 36600 | 15.2 | 8.1 | 40000 | 35200 | 88% | 1.94 | 0 | 10 |  |  |  | No | R-410A | 3.05 | Residential & Commercial | Ducted CEE Tier 1
211228170 | Central HP <5.4 tons | DAY & NIGHT | HRCU-A-CB (Split System: Heat Pump with Remote Outdoor Unit-Air-Source) | DLCURAH36ABK |  |  | EA*4X42L24A* | OMV154L20A | 36200 | 16 | 8.1 | 39500 | 35200 | 89.11% | 1.92 | 0 | 10 |  |  |  | No | R-410A | 3.0167 | Residential & Commercial | Ducted CEE Tier 1
211227157 | Central HP <5.4 tons | DAY & NIGHT | HRCU-A-CB (Split System: Heat Pump with Remote Outdoor Unit-Air-Source) | DLCURAH36ABK |  |  | EA*4X37L21A* | *95ESU1002122A* | 37600 | 15.5 | 8.5 | 39500 | 35000 | 88.61% | 2.14 | 0 | 10 |  |  |  | No | R-410A | 3.1333 | Residential & Commercial | Ducted CEE Tier 1
213781440 | Central HP <5.4 tons | COMFORTMAKER | HRCU-A-CB (Split System: Heat Pump with Remote Outdoor Unit-Air-Source) | CVH837GKA2* |  |  | EA*4X48L24A*+WALLCON | *97CMN1202422B* | 32200 | 17 | 8.1 | 32600 | 24800 | 76.07% | 1.98 | 0 | 11 |  |  |  | No | R-410A | 2.6833 | Residential & Commercial | Ducted CEE Tier 1
213781540 | Central HP <5.4 tons | COMFORTMAKER | HRCU-A-CB (Split System: Heat Pump with Remote Outdoor Unit-Air-Source) | CVH837GKA2* |  |  | EA*4X61L21A*+WALLCON | *80CTL0451712B* | 33000 | 17 | 8.1 | 32400 | 25200 | 77.78% | 1.94 | 0 | 11 |  |  |  | No | R-410A | 2.75 | Residential & Commercial | Ducted CEE Tier 1
212984115 | Central HP <5.4 tons | DAY & NIGHT | HRCU-A-CB (Split System: Heat Pump with Remote Outdoor Unit-Air-Source) | DLCURAH24ABK |  |  | EN(A,D)4X24L17** | *92MSN0601714A* | 23200 | 16.5 | 8.5 | 26800 | 25400 | 94.78% | 2.14 | 0 | 10 |  |  |  | No | R-410A | 1.9333 | Residential & Commercial | Ducted CEE Tier 1
211245832 | Central HP <5.4 tons | DAY & NIGHT | HRCU-A-CB (Split System: Heat Pump with Remote Outdoor Unit-Air-Source) | DLCURAH24ABK |  |  | FXM4X24**AL |  | 24000 | 17 | 8.5 | 26200 | 23400 | 89.31% | 1.94 | 0 | 10 |  |  |  | No | R-410A | 2 | Residential & Commercial | Ducted CEE Tier 1
211245444 | Central HP <5.4 tons | DAY & NIGHT | HRCU-A-CB (Split System: Heat Pump with Remote Outdoor Unit-Air-Source) | DLCURAH24ABK |  |  | EN(A,D)4X36L21** | *80VSL0702120A* | 24600 | 16 | 8.1 | 26600 | 22400 | 84.21% | 1.84 | 0 | 10.5 |  |  |  | No | R-410A | 2.05 | Residential & Commercial | Ducted CEE Tier 1
211245463 | Central HP <5.4 tons | DAY & NIGHT | HRCU-A-CB (Split System: Heat Pump with Remote Outdoor Unit-Air-Source) | DLCURAH24ABK |  |  | EN(A,D)4X36L21** | *95ESU0601716A* | 24200 | 16.5 | 8.1 | 26200 | 22800 | 87.02% | 1.9 | 0 | 10.5 |  |  |  | No | R-410A | 2.0167 | Residential & Commercial | Ducted CEE Tier 1
213779540 | Central HP <5.4 tons | COMFORTMAKER | HRCU-A-CB (Split System: Heat Pump with Remote Outdoor Unit-Air-Source) | CVH837GKA** |  |  | EA*4X48L24A*+WALLCON | *96CTN1002122B* | 32400 | 17 | 8.5 | 32200 | 24800 | 77.02% | 1.98 | 0 | 11 |  |  |  | No | R-410A | 2.7 | Residential & Commercial | Ducted CEE Tier 1
211243226 | Central HP <5.4 tons | TEMPSTAR | HRCU-A-CB (Split System: Heat Pump with Remote Outdoor Unit-Air-Source) | DLCURAH24ABK |  |  | EA*4X37L21A* | *96VSN0601714A* | 24800 | 16.5 | 8.5 | 25600 | 21000 | 82.03% | 1.76 | 0 | 10 |  |  |  | No | R-410A | 2.0667 | Residential & Commercial | Ducted CEE Tier 1
215679685 | Central HP <5.4 tons | HEIL | HRCU-A-CB (Split System: Heat Pump with Remote Outdoor Unit-Air-Source) | H5H0V36*K*AAA* |  |  | EA*5X61M24A*+WALLCON | *97CTN1002122A* | 35000 | 18.5 | 9 | 34400 | 24800 | 72.09% | 1.92 | 0 | 10.5 |  |  |  | No | R-454B | 2.9167 | Residential & Commercial | Ducted CEE Tier 1
215668836 | Central HP <5.4 tons | HEIL | HRCU-A-CB (Split System: Heat Pump with Remote Outdoor Unit-Air-Source) | H5H0V36*K*AAA* |  |  | EA*5X42M21A*+WALLCON | *80CTL0901716B* | 33200 | 18 | 9 | 35800 | 25600 | 71.51% | 1.86 | 0 | 10 |  |  |  | No | R-454B | 2.7667 | Residential & Commercial | Ducted CEE Tier 1
215668852 | Central HP <5.4 tons | HEIL | HRCU-A-CB (Split System: Heat Pump with Remote Outdoor Unit-Air-Source) | H5H0V36*K*AAA* |  |  | EA*5X42M21A*+WALLCON | *80CTL1102120B* | 33200 | 18 | 9 | 35800 | 25600 | 71.51% | 1.84 | 0 | 10 |  |  |  | No | R-454B | 2.7667 | Residential & Commercial | Ducted CEE Tier 1
215679545 | Central HP <5.4 tons | HEIL | HRCU-A-CB (Split System: Heat Pump with Remote Outdoor Unit-Air-Source) | H5H0V36*K*AAA* |  |  | EA*5X48M21A*+WALLCON | *97CTN1002122A* | 33800 | 18 | 9 | 35000 | 25000 | 71.43% | 1.9 | 0 | 10 |  |  |  | No | R-454B | 2.8167 | Residential & Commercial | Ducted CEE Tier 1
215676275 | Central HP <5.4 tons | HEIL | HRCU-A-CB (Split System: Heat Pump with Remote Outdoor Unit-Air-Source) | H5H0V48*K*AAA* |  |  | EVD5X48M24A*+WALLCON | *96CTN1202422B* | 47000 | 18.5 | 9 | 50000 | 36400 | 72.8% | 2 | 0 | 10 |  |  |  | No | R-454B | 3.9167 | Residential & Commercial | Ducted CEE Tier 1
215676375 | Central HP <5.4 tons | HEIL | HRCU-A-CB (Split System: Heat Pump with Remote Outdoor Unit-Air-Source) | H5H0V48*K*AAA* |  |  | EVD5X49M24A*+WALLCON | *97CMN1202422B* | 48000 | 19 | 9 | 50000 | 36600 | 73.2% | 2 | 0 | 10 |  |  |  | No | R-454B | 4 | Residential & Commercial | Ducted CEE Tier 1
206771082 | Central HP <5.4 tons | BRYANT HEATING AND COOLING SYSTEMS | HRCU-A-CB (Split System: Heat Pump with Remote Outdoor Unit-Air-Source) | 288BNV037*0**B* |  |  | CAP**3621AL*+UI | 986TC42080C17*** | 31400 | 17 | 8.1 | 33400 | 24400 | 73.05% | 1.84 | 11 | 11 |  |  |  | No | R-410A | 2.6167 | Residential & Commercial | Ducted CEE Tier 1
211378034 | Central HP <5.4 tons | YORK | HRCU-A-CB (Split System: Heat Pump with Remote Outdoor Unit-Air-Source) | HMH72B341 |  |  | XAFC36DXXN1+TXV | TM8Y080C16MP11 | 34000 | 18.5 | 8.5 | 34000 | 24000 | 70.59% | 2.1 | 0 | 10 |  |  |  | No | R-410A | 2.8333 | Residential & Commercial | Ducted CEE Tier 1
211377562 | Central HP <5.4 tons | YORK | HRCU-A-CB (Split System: Heat Pump with Remote Outdoor Unit-Air-Source) | HMH72B341 |  |  | XAFC36DXXN1+TXV | TM9V080C16MP12 | 34000 | 17.5 | 8.1 | 33800 | 23800 | 70.41% | 2.08 | 0 | 10 |  |  |  | No | R-410A | 2.8333 | Residential & Commercial | Ducted CEE Tier 1
211378742 | Central HP <5.4 tons | YORK | HRCU-A-CB (Split System: Heat Pump with Remote Outdoor Unit-Air-Source) | HMH72B341 |  |  | XAFB36DXXN1+TXV | TMLE060A12MP11 | 34000 | 18 | 8.1 | 33800 | 23800 | 70.41% | 2.06 | 0 | 10 |  |  |  | No | R-410A | 2.8333 | Residential & Commercial | Ducted CEE Tier 1
211378790 | Central HP <5.4 tons | YORK | HRCU-A-CB (Split System: Heat Pump with Remote Outdoor Unit-Air-Source) | HMH72B341 |  |  | XAFB36DBCN1 | TM8E040A12MP11 | 34000 | 18 | 8.1 | 33600 | 23800 | 70.83% | 2.06 | 0 | 10 |  |  |  | No | R-410A | 2.8333 | Residential & Commercial | Ducted CEE Tier 1
212988832 | Central HP <5.4 tons | AIRQUEST | HRCU-A-CB (Split System: Heat Pump with Remote Outdoor Unit-Air-Source) | DLCURAH18ABK |  |  | EN(A,D)4X30L17** | *95MSU0401712A* | 17500 | 16 | 8.1 | 18000 | 18700 | 103.9% | 2.24 | 0 | 11 |  |  |  | No | R-410A | 1.4583 | Residential & Commercial | Ducted CEE Tier 1
212986937 | Central HP <5.4 tons | CARRIER | HRCU-A-CB (Split System: Heat Pump with Remote Outdoor Unit-Air-Source) | 38MURAQ24AB3* |  |  | CNPV*2417AL* | 59SC6A060M14**12 | 23200 | 16.5 | 8.5 | 27000 | 25200 | 93.33% | 2.1 | 0 | 10 |  |  |  | No | R-410A | 1.9333 | Residential & Commercial | Ducted CEE Tier 1
212986967 | Central HP <5.4 tons | CARRIER | HRCU-A-CB (Split System: Heat Pump with Remote Outdoor Unit-Air-Source) | 38MURAQ24AB3* |  |  | CNPV*3617AL* | 59SC6A060M14**12 | 23600 | 16.5 | 8.1 | 26400 | 24200 | 91.67% | 2.02 | 0 | 10 |  |  |  | No | R-410A | 1.9667 | Residential & Commercial | Ducted CEE Tier 1
212987435 | Central HP <5.4 tons | CARRIER | HRCU-A-CB (Split System: Heat Pump with Remote Outdoor Unit-Air-Source) | 38MURAQ24AB3* |  |  | CAP**3721AL* | 59SC6A080M17**16 | 24400 | 18 | 9 | 29200 | 25200 | 86.3% | 2.1 | 0 | 10.5 |  |  |  | No | R-410A | 2.0333 | Residential & Commercial | Ducted CEE Tier 1
212989141 | Central HP <5.4 tons | CARRIER | HRCU-A-CB (Split System: Heat Pump with Remote Outdoor Unit-Air-Source) | 38MURAQ24AB3* |  |  | CAP**2517AL* | 59SU5B060M17**16 | 24200 | 17 | 8.5 | 25200 | 21800 | 86.51% | 1.82 | 0 | 10 |  |  |  | No | R-410A | 2.0167 | Residential & Commercial | Ducted CEE Tier 1
212972410 | Central HP <5.4 tons | CARRIER | HRCU-A-CB (Split System: Heat Pump with Remote Outdoor Unit-Air-Source) | 38MURAQ24AB3* |  |  | CAP**3721AL* | 58TP*B110V21**22 | 24400 | 17.5 | 8.5 | 25400 | 21600 | 85.04% | 1.8 | 0 | 10.5 |  |  |  | No | R-410A | 2.0333 | Residential & Commercial | Ducted CEE Tier 1
212972912 | Central HP <5.4 tons | CARRIER | HRCU-A-CB (Split System: Heat Pump with Remote Outdoor Unit-Air-Source) | 38MURAQ24AB3* |  |  | CAP**2517AL* | 59SP6B040V14**10 | 24000 | 16.5 | 8.1 | 25200 | 21800 | 86.51% | 1.82 | 0 | 10 |  |  |  | No | R-410A | 2 | Residential & Commercial | Ducted CEE Tier 1
212973282 | Central HP <5.4 tons | CARRIER | HRCU-A-CB (Split System: Heat Pump with Remote Outdoor Unit-Air-Source) | 38MURAQ24AB3* |  |  | CNPV*3621AL* | 59SP6B040V17**12 | 23200 | 16 | 8.1 | 26200 | 24800 | 94.66% | 2.06 | 0 | 10 |  |  |  | No | R-410A | 1.9333 | Residential & Commercial | Ducted CEE Tier 1
212973532 | Central HP <5.4 tons | CARRIER | HRCU-A-CB (Split System: Heat Pump with Remote Outdoor Unit-Air-Source) | 38MURAQ24AB3* |  |  | CAP**2417AL* | 59SP6B060V14**12 | 23200 | 16.5 | 8.5 | 26800 | 26800 | 100% | 2.28 | 0 | 10 |  |  |  | No | R-410A | 1.9333 | Residential & Commercial | Ducted CEE Tier 1
212973632 | Central HP <5.4 tons | CARRIER | HRCU-A-CB (Split System: Heat Pump with Remote Outdoor Unit-Air-Source) | 38MURAQ24AB3* |  |  | CNPV*3617AL* | 59SP6B060V14**12 | 23400 | 16.5 | 8.1 | 26200 | 24600 | 93.89% | 2.04 | 0 | 10 |  |  |  | No | R-410A | 1.95 | Residential & Commercial | Ducted CEE Tier 1
212975320 | Central HP <5.4 tons | CARRIER | HRCU-A-CB (Split System: Heat Pump with Remote Outdoor Unit-Air-Source) | 38MURAQ24AB3* |  |  | CAP**3721AL* | 59TP6C040V17**12 | 24200 | 16.5 | 8.5 | 25400 | 21600 | 85.04% | 1.8 | 0 | 10 |  |  |  | No | R-410A | 2.0167 | Residential & Commercial | Ducted CEE Tier 1
212975639 | Central HP <5.4 tons | CARRIER | HRCU-A-CB (Split System: Heat Pump with Remote Outdoor Unit-Air-Source) | 38MURAQ24AB3* |  |  | CAP**2417AL* | 59TP6C060V14**12 | 23200 | 16.5 | 8.5 | 26800 | 26800 | 100% | 2.28 | 0 | 10 |  |  |  | No | R-410A | 1.9333 | Residential & Commercial | Ducted CEE Tier 1
212972762 | Central HP <5.4 tons | CARRIER | HRCU-A-CB (Split System: Heat Pump with Remote Outdoor Unit-Air-Source) | 38MURAQ18AB3* |  |  | CNPV*3017AL* | 59SP6B040V14**10 | 17400 | 16 | 8.1 | 18000 | 18700 | 103.9% | 2.24 | 0 | 10.5 |  |  |  | No | R-410A | 1.45 | Residential & Commercial | Ducted CEE Tier 1
212973332 | Central HP <5.4 tons | CARRIER | HRCU-A-CB (Split System: Heat Pump with Remote Outdoor Unit-Air-Source) | 38MURAQ18AB3* |  |  | CAP**3014AL* | 59SP6B060V14**12 | 17400 | 16.5 | 8.5 | 18000 | 18900 | 105% | 2.28 | 0 | 10.5 |  |  |  | No | R-410A | 1.45 | Residential & Commercial | Ducted CEE Tier 1
212975452 | Central HP <5.4 tons | CARRIER | HRCU-A-CB (Split System: Heat Pump with Remote Outdoor Unit-Air-Source) | 38MURAQ18AB3* |  |  | CNPV*2414AL* | 59TP6C060V14**12 | 17500 | 16 | 8.5 | 18500 | 19200 | 103.8% | 2.3 | 0 | 10.5 |  |  |  | No | R-410A | 1.4583 | Residential & Commercial | Ducted CEE Tier 1
212975485 | Central HP <5.4 tons | CARRIER | HRCU-A-CB (Split System: Heat Pump with Remote Outdoor Unit-Air-Source) | 38MURAQ18AB3* |  |  | CNPV*3017AL* | 59TP6C060V14**12 | 17500 | 16.5 | 8.1 | 18000 | 18700 | 103.9% | 2.24 | 0 | 11 |  |  |  | No | R-410A | 1.4583 | Residential & Commercial | Ducted CEE Tier 1
215934869 | Central HP <5.4 tons | COMFORTMAKER | HRCU-A-CB (Split System: Heat Pump with Remote Outdoor Unit-Air-Source) | C5H3V36*K*AAA* |  |  | EVM5X44M21A*+WALLCON | *95CSU0601716B* | 35400 | 21.5 | 8.5 | 38500 | 29000 | 75.32% | 2.02 | 0 | 12 |  |  |  | No | R-454B | 2.95 | Residential & Commercial | Ducted CEE Tier 1
215935379 | Central HP <5.4 tons | COMFORTMAKER | HRCU-A-CB (Split System: Heat Pump with Remote Outdoor Unit-Air-Source) | C5H3V36*K*AAA* |  |  | EVM5X60M24A*+WALLCON | *95CSU0802120B* | 35400 | 21.5 | 8.5 | 38000 | 28600 | 75.26% | 2.04 | 0 | 12 |  |  |  | No | R-454B | 2.95 | Residential & Commercial | Ducted CEE Tier 1
215935059 | Central HP <5.4 tons | COMFORTMAKER | HRCU-A-CB (Split System: Heat Pump with Remote Outdoor Unit-Air-Source) | C5H3V36*K*AAA* |  |  | EVM5X49M21A*+WALLCON | *95CSU0601716B* | 35400 | 21.5 | 8.5 | 38500 | 29000 | 75.32% | 2.02 | 0 | 12 |  |  |  | No | R-454B | 2.95 | Residential & Commercial | Ducted CEE Tier 1
215935179 | Central HP <5.4 tons | COMFORTMAKER | HRCU-A-CB (Split System: Heat Pump with Remote Outdoor Unit-Air-Source) | C5H3V36*K*AAA* |  |  | EVM5X60M21A*+WALLCON | *80CTL0451712B* | 35200 | 21 | 8.5 | 39000 | 29400 | 75.38% | 2 | 0 | 11.7 |  |  |  | No | R-454B | 2.9333 | Residential & Commercial | Ducted CEE Tier 1
215935259 | Central HP <5.4 tons | COMFORTMAKER | HRCU-A-CB (Split System: Heat Pump with Remote Outdoor Unit-Air-Source) | C5H3V36*K*AAA* |  |  | EVM5X60M21A*+WALLCON | *95CSU1002122B* | 35600 | 22 | 8.5 | 38000 | 28400 | 74.74% | 2.02 | 0 | 12.5 |  |  |  | No | R-454B | 2.9667 | Residential & Commercial | Ducted CEE Tier 1
215934839 | Central HP <5.4 tons | COMFORTMAKER | HRCU-A-CB (Split System: Heat Pump with Remote Outdoor Unit-Air-Source) | C5H3V36*K*AAA* |  |  | EVM5X44M21A*+WALLCON | *80CTL0901716B* | 35600 | 22 | 8.5 | 38000 | 28600 | 75.26% | 2.02 | 0 | 12 |  |  |  | No | R-454B | 2.9667 | Residential & Commercial | Ducted CEE Tier 1
215932499 | Central HP <5.4 tons | COMFORTMAKER | HRCU-A-CB (Split System: Heat Pump with Remote Outdoor Unit-Air-Source) | C5H3V36*K*AAA* |  |  | EA*5X48M21A*+WALLCON | *97CMN0802120B* | 33400 | 20 | 9.5 | 34600 | 26400 | 76.3% | 2.02 | 0 | 11.5 |  |  |  | No | R-454B | 2.7833 | Residential & Commercial | Ducted CEE Tier 1
215932649 | Central HP <5.4 tons | COMFORTMAKER | HRCU-A-CB (Split System: Heat Pump with Remote Outdoor Unit-Air-Source) | C5H3V36*K*AAA* |  |  | EA*5X60M24A*+WALLCON | *96CTN1202422B* | 34000 | 20.5 | 9.5 | 34000 | 26000 | 76.47% | 2.06 | 0 | 12 |  |  |  | No | R-454B | 2.8333 | Residential & Commercial | Ducted CEE Tier 1
215932699 | Central HP <5.4 tons | COMFORTMAKER | HRCU-A-CB (Split System: Heat Pump with Remote Outdoor Unit-Air-Source) | C5H3V36*K*AAA* |  |  | EA*5X61M21A*+WALLCON | *80CTL0701716B* | 34200 | 20 | 9 | 34800 | 26400 | 75.86% | 1.94 | 0 | 11.7 |  |  |  | No | R-454B | 2.85 | Residential & Commercial | Ducted CEE Tier 1
215935349 | Central HP <5.4 tons | COMFORTMAKER | HRCU-A-CB (Split System: Heat Pump with Remote Outdoor Unit-Air-Source) | C5H3V36*K*AAA* |  |  | EVM5X60M24A*+WALLCON | *80CTL0902120B* | 35600 | 22 | 8.5 | 38000 | 28400 | 74.74% | 2.04 | 0 | 12.5 |  |  |  | No | R-454B | 2.9667 | Residential & Commercial | Ducted CEE Tier 1
215932689 | Central HP <5.4 tons | COMFORTMAKER | HRCU-A-CB (Split System: Heat Pump with Remote Outdoor Unit-Air-Source) | C5H3V36*K*AAA* |  |  | EA*5X61M21A*+WALLCON | *80CTL0451712B* | 34000 | 19.5 | 9 | 35200 | 26800 | 76.14% | 1.92 | 0 | 11 |  |  |  | No | R-454B | 2.8333 | Residential & Commercial | Ducted CEE Tier 1
215676545 | Central HP <5.4 tons | HEIL | HRCU-A-CB (Split System: Heat Pump with Remote Outdoor Unit-Air-Source) | H5H0V48*K*AAA* |  |  | EVD5X60M21A*+WALLCON | *97CMN0802120B* | 48000 | 19 | 9 | 50000 | 36800 | 73.6% | 2 | 0 | 10 |  |  |  | No | R-454B | 4 | Residential & Commercial | Ducted CEE Tier 1
215675705 | Central HP <5.4 tons | HEIL | HRCU-A-CB (Split System: Heat Pump with Remote Outdoor Unit-Air-Source) | H5H0V48*K*AAA* |  |  | EVM5X60M21A*+WALLCON | *80CTL0701716B* | 48000 | 18.5 | 9 | 50000 | 37200 | 74.4% | 2 | 0 | 10 |  |  |  | No | R-454B | 4 | Residential & Commercial | Ducted CEE Tier 1
215675805 | Central HP <5.4 tons | HEIL | HRCU-A-CB (Split System: Heat Pump with Remote Outdoor Unit-Air-Source) | H5H0V48*K*AAA* |  |  | EVM5X60M21A*+WALLCON | *97CMN0802120B* | 48000 | 19 | 9 | 50000 | 36800 | 73.6% | 2 | 0 | 10 |  |  |  | No | R-454B | 4 | Residential & Commercial | Ducted CEE Tier 1
215676805 | Central HP <5.4 tons | HEIL | HRCU-A-CB (Split System: Heat Pump with Remote Outdoor Unit-Air-Source) | H5H0V48*K*AAA* |  |  | EVD5X61M21A*+WALLCON | *97CMN0801714B* | 48000 | 18.5 | 9 | 50000 | 37400 | 74.8% | 1.98 | 0 | 10 |  |  |  | No | R-454B | 4 | Residential & Commercial | Ducted CEE Tier 1
215676495 | Central HP <5.4 tons | HEIL | HRCU-A-CB (Split System: Heat Pump with Remote Outdoor Unit-Air-Source) | H5H0V48*K*AAA* |  |  | EVD5X60M21A*+WALLCON | *95CSU0601716B* | 47500 | 18 | 9 | 50000 | 37200 | 74.4% | 1.98 | 0 | 10 |  |  |  | No | R-454B | 3.9583 | Residential & Commercial | Ducted CEE Tier 1
215676595 | Central HP <5.4 tons | HEIL | HRCU-A-CB (Split System: Heat Pump with Remote Outdoor Unit-Air-Source) | H5H0V48*K*AAA* |  |  | EVD5X60M24A*+WALLCON | *80CSU1002120A* | 48000 | 18.5 | 9 | 50000 | 36600 | 73.2% | 2 | 0 | 10 |  |  |  | No | R-454B | 4 | Residential & Commercial | Ducted CEE Tier 1
215676645 | Central HP <5.4 tons | HEIL | HRCU-A-CB (Split System: Heat Pump with Remote Outdoor Unit-Air-Source) | H5H0V48*K*AAA* |  |  | EVD5X60M24A*+WALLCON | *95CSU1002122B* | 48000 | 19 | 9 | 50000 | 36400 | 72.8% | 2.02 | 0 | 10 |  |  |  | No | R-454B | 4 | Residential & Commercial | Ducted CEE Tier 1
215682315 | Central HP <5.4 tons | HEIL | HRCU-A-CB (Split System: Heat Pump with Remote Outdoor Unit-Air-Source) | H5H0V48*K*AAA* |  |  | EVD5X60M21A*+WALLCON | *80CSU0601716B* | 48000 | 18.5 | 9 | 50000 | 36800 | 73.6% | 2 | 0 | 10 |  |  |  | No | R-454B | 4 | Residential & Commercial | Ducted CEE Tier 1
212976675 | Central HP <5.4 tons | CARRIER | HRCU-A-CB (Split System: Heat Pump with Remote Outdoor Unit-Air-Source) | 38MURAQ24AB3* |  |  | CAP**3721AL* | 59TP6C100V21**20 | 24000 | 17.5 | 8.5 | 25200 | 21800 | 86.51% | 1.82 | 0 | 10 |  |  |  | No | R-410A | 2 | Residential & Commercial | Ducted CEE Tier 1
212978280 | Central HP <5.4 tons | TEMPSTAR | HRCU-A-CB (Split System: Heat Pump with Remote Outdoor Unit-Air-Source) | DLCURAH18ABK |  |  | EA*4X30L14A* | *80MS(N,L)0701412A* | 17700 | 16.5 | 8.5 | 18200 | 18700 | 102.7% | 2.24 | 0 | 10.5 |  |  |  | No | R-410A | 1.475 | Residential & Commercial | Ducted CEE Tier 1
212978256 | Central HP <5.4 tons | TEMPSTAR | HRCU-A-CB (Split System: Heat Pump with Remote Outdoor Unit-Air-Source) | DLCURAH18ABK |  |  | EA*4X24L17A* | *80MS(N,L)0701412A* | 17600 | 16.5 | 8.5 | 18500 | 19400 | 104.9% | 2.34 | 0 | 10.5 |  |  |  | No | R-410A | 1.4667 | Residential & Commercial | Ducted CEE Tier 1
212969975 | Central HP <5.4 tons | TEMPSTAR | HRCU-A-CB (Split System: Heat Pump with Remote Outdoor Unit-Air-Source) | DLCURAH18ABK |  |  | EA*4X19L17A* | *80VSL0701716B* | 17800 | 16.5 | 8.1 | 17800 | 19400 | 109% | 2.34 | 0 | 10.5 |  |  |  | No | R-410A | 1.4833 | Residential & Commercial | Ducted CEE Tier 1
215932709 | Central HP <5.4 tons | COMFORTMAKER | HRCU-A-CB (Split System: Heat Pump with Remote Outdoor Unit-Air-Source) | C5H3V36*K*AAA* |  |  | EA*5X61M21A*+WALLCON | *80CTL0702120B* | 34400 | 20.5 | 9 | 34400 | 26200 | 76.16% | 1.96 | 0 | 11.7 |  |  |  | No | R-454B | 2.8667 | Residential & Commercial | Ducted CEE Tier 1
215932469 | Central HP <5.4 tons | COMFORTMAKER | HRCU-A-CB (Split System: Heat Pump with Remote Outdoor Unit-Air-Source) | C5H3V36*K*AAA* |  |  | EA*5X48M21A*+WALLCON | *97CMN0601714B* | 33000 | 19.5 | 9.5 | 34000 | 26000 | 76.47% | 2.04 | 0 | 11 |  |  |  | No | R-454B | 2.75 | Residential & Commercial | Ducted CEE Tier 1
215932769 | Central HP <5.4 tons | COMFORTMAKER | HRCU-A-CB (Split System: Heat Pump with Remote Outdoor Unit-Air-Source) | C5H3V36*K*AAA* |  |  | EA*5X61M21A*+WALLCON | *95CSU1002122B* | 34400 | 20.5 | 9.5 | 34200 | 26000 | 76.02% | 2.08 | 0 | 12 |  |  |  | No | R-454B | 2.8667 | Residential & Commercial | Ducted CEE Tier 1
215932889 | Central HP <5.4 tons | COMFORTMAKER | HRCU-A-CB (Split System: Heat Pump with Remote Outdoor Unit-Air-Source) | C5H3V36*K*AAA* |  |  | EA*5X61M24A*+WALLCON | *95CSU0802120B* | 34400 | 20.5 | 9.5 | 34400 | 26000 | 75.58% | 2.06 | 0 | 12 |  |  |  | No | R-454B | 2.8667 | Residential & Commercial | Ducted CEE Tier 1
215932919 | Central HP <5.4 tons | COMFORTMAKER | HRCU-A-CB (Split System: Heat Pump with Remote Outdoor Unit-Air-Source) | C5H3V36*K*AAA* |  |  | EA*5X61M24A*+WALLCON | *97CMN0802120B* | 34400 | 20.5 | 9.5 | 34400 | 26000 | 75.58% | 2.06 | 0 | 12 |  |  |  | No | R-454B | 2.8667 | Residential & Commercial | Ducted CEE Tier 1
215934919 | Central HP <5.4 tons | COMFORTMAKER | HRCU-A-CB (Split System: Heat Pump with Remote Outdoor Unit-Air-Source) | C5H3V36*K*AAA* |  |  | EVM5X44M21A*+WALLCON | *97CMN0802120B* | 35600 | 21.5 | 8.5 | 38000 | 28600 | 75.26% | 2.02 | 0 | 12 |  |  |  | No | R-454B | 2.9667 | Residential & Commercial | Ducted CEE Tier 1
215935269 | Central HP <5.4 tons | COMFORTMAKER | HRCU-A-CB (Split System: Heat Pump with Remote Outdoor Unit-Air-Source) | C5H3V36*K*AAA* |  |  | EVM5X60M21A*+WALLCON | *97CMN0602120B* | 35400 | 21 | 8.5 | 38500 | 29000 | 75.32% | 2.02 | 0 | 12 |  |  |  | No | R-454B | 2.95 | Residential & Commercial | Ducted CEE Tier 1
215683987 | Central HP <5.4 tons | CARRIER | HRCU-A-CB (Split System: Heat Pump with Remote Outdoor Unit-Air-Source) | 27VNA036A*030* |  |  | CAA**4321AM*+UI | 58TN*B110C21**20 | 34600 | 18 | 9 | 35200 | 25000 | 71.02% | 1.9 | 0 | 10 |  |  |  | No | R-454B | 2.8833 | Residential & Commercial | Ducted CEE Tier 1
214626030 | Central HP <5.4 tons | LENNOX | HRCU-A-CB (Split System: Heat Pump with Remote Outdoor Unit-Air-Source) | SL25XPV-024-230A** |  |  | CK40HT-42B-0*+TDR | SL297UH060NV36B* | 22800 | 22.6 | 9.5 | 21200 | 20000 | 94.34% | 1.96 | 0 | 14.5 |  |  |  | No | R-410A | 1.9 | Residential & Commercial | Ducted CEE Tier 1
214626032 | Central HP <5.4 tons | LENNOX | HRCU-A-CB (Split System: Heat Pump with Remote Outdoor Unit-Air-Source) | SL25XPV-024-230A** |  |  | CK40HT-42C-0*+TDR | EL296UH090XV36C* | 22200 | 22.4 | 9.3 | 21400 | 20200 | 94.39% | 1.9 | 0 | 14.5 |  |  |  | No | R-410A | 1.85 | Residential & Commercial | Ducted CEE Tier 1
214626039 | Central HP <5.4 tons | LENNOX | HRCU-A-CB (Split System: Heat Pump with Remote Outdoor Unit-Air-Source) | SL25XPV-024-230A** |  |  | CK40HT-42C-0*+TDR | SL297UH080NV48C* | 22200 | 21.4 | 9.3 | 21400 | 20200 | 94.39% | 1.9 | 0 | 14.4 |  |  |  | No | R-410A | 1.85 | Residential & Commercial | Ducted CEE Tier 1
213772101 | Central HP <5.4 tons | DAY & NIGHT | HRCU-A-CB (Split System: Heat Pump with Remote Outdoor Unit-Air-Source) | CVH825GKA2* |  |  | EHD4X36AAL+WALLCON | *80CTL0701412B* | 24000 | 16.5 | 8.1 | 21400 | 16600 | 77.57% | 1.98 | 0 | 10.5 |  |  |  | No | R-410A | 2 | Residential & Commercial | Ducted CEE Tier 1
211378799 | Central HP <5.4 tons | YORK | HRCU-A-CB (Split System: Heat Pump with Remote Outdoor Unit-Air-Source) | HMH72B341 |  |  | XAUB36DXXN1+TXV | TMLE040A12MP11 | 34000 | 18 | 8.1 | 33600 | 23800 | 70.83% | 2.06 | 0 | 10 |  |  |  | No | R-410A | 2.8333 | Residential & Commercial | Ducted CEE Tier 1
211378806 | Central HP <5.4 tons | YORK | HRCU-A-CB (Split System: Heat Pump with Remote Outdoor Unit-Air-Source) | HMH72B341 |  |  | XAFB30CXXN1+TXV | TMLE040A12MP11 | 32800 | 18 | 8.1 | 33400 | 23400 | 70.06% | 2.04 | 0 | 10 |  |  |  | No | R-410A | 2.7333 | Residential & Commercial | Ducted CEE Tier 1
213076279 | Central HP <5.4 tons | CARRIER | HRCU-A-CB (Split System: Heat Pump with Remote Outdoor Unit-Air-Source) | 38MURAQ36AB3* |  |  | CAP**4321AL* | 59SU5B100M21**22 | 36400 | 16.5 | 8.5 | 38000 | 34800 | 91.58% | 2.06 | 0 | 10 |  |  |  | No | R-410A | 3.0333 | Residential & Commercial | Ducted CEE Tier 1
213076799 | Central HP <5.4 tons | CARRIER | HRCU-A-CB (Split System: Heat Pump with Remote Outdoor Unit-Air-Source) | 38MURAQ36AB3* |  |  | CAP**4824AL* | 58TP*B110V21**22 | 36200 | 16.5 | 8.5 | 38000 | 34800 | 91.58% | 2.04 | 0 | 10 |  |  |  | No | R-410A | 3.0167 | Residential & Commercial | Ducted CEE Tier 1
213077215 | Central HP <5.4 tons | CARRIER | HRCU-A-CB (Split System: Heat Pump with Remote Outdoor Unit-Air-Source) | 38MURAQ36AB3* |  |  | CNPV*4821AL* | 59SP6B100V21**20 | 36000 | 16.5 | 8.1 | 38500 | 35000 | 90.91% | 2 | 0 | 10 |  |  |  | No | R-410A | 3 | Residential & Commercial | Ducted CEE Tier 1
213077584 | Central HP <5.4 tons | CARRIER | HRCU-A-CB (Split System: Heat Pump with Remote Outdoor Unit-Air-Source) | 38MURAQ36AB3* |  |  | CAP**3621AL* | 59TP6C100V21**20 | 35200 | 16 | 8.1 | 38500 | 35200 | 91.43% | 1.82 | 0 | 10 |  |  |  | No | R-410A | 2.9333 | Residential & Commercial | Ducted CEE Tier 1
213077934 | Central HP <5.4 tons | CARRIER | HRCU-A-CB (Split System: Heat Pump with Remote Outdoor Unit-Air-Source) | 38MURAQ36AB3* |  |  | CAP**3717AL* | 58S(B,C)*B070M17**12 | 36200 | 15.5 | 8.5 | 38500 | 35000 | 90.91% | 2.02 | 0 | 10 |  |  |  | No | R-410A | 3.0167 | Residential & Commercial | Ducted CEE Tier 1
211378200 | Central HP <5.4 tons | YORK | HRCU-A-CB (Split System: Heat Pump with Remote Outdoor Unit-Air-Source) | HMH72B341 |  |  | XAFC36DBCN1 | TPLC080C16MP13 | 34000 | 17.5 | 8.5 | 33800 | 23800 | 70.41% | 2.08 | 0 | 10 |  |  |  | No | R-410A | 2.8333 | Residential & Commercial | Ducted CEE Tier 1
215940296 | Central HP <5.4 tons | HEIL | HRCU-A-CB (Split System: Heat Pump with Remote Outdoor Unit-Air-Source) | H5H3V36*K*AAA* |  |  | EVM5X44M21A*+WALLCON | *97CTN0801716A* | 35400 | 21 | 8.5 | 38500 | 29000 | 75.32% | 2.02 | 0 | 12 |  |  |  | No | R-454B | 2.95 | Residential & Commercial | Ducted CEE Tier 1
215940496 | Central HP <5.4 tons | HEIL | HRCU-A-CB (Split System: Heat Pump with Remote Outdoor Unit-Air-Source) | H5H3V36*K*AAA* |  |  | EVM5X60M24A*+WALLCON | *97CTN1202422A* | 35600 | 22 | 8.5 | 38000 | 28400 | 74.74% | 2.04 | 0 | 12.5 |  |  |  | No | R-454B | 2.9667 | Residential & Commercial | Ducted CEE Tier 1
215940746 | Central HP <5.4 tons | HEIL | HRCU-A-CB (Split System: Heat Pump with Remote Outdoor Unit-Air-Source) | H5H3V36*K*AAA* |  |  | EVD5X48M24A*+WALLCON | *97CTN1002122A* | 35000 | 21.5 | 8.5 | 38000 | 28200 | 74.21% | 2.02 | 0 | 12 |  |  |  | No | R-454B | 2.9167 | Residential & Commercial | Ducted CEE Tier 1
215678195 | Central HP <5.4 tons | HEIL | HRCU-A-CB (Split System: Heat Pump with Remote Outdoor Unit-Air-Source) | H5H0V24*K*AAA* |  |  | EA*5X24M17A*+WALLCON | *80CSU0601716B* | 22800 | 16.5 | 8.5 | 24000 | 16800 | 70% | 1.96 | 0 | 10 |  |  |  | No | R-454B | 1.9 | Residential & Commercial | Ducted CEE Tier 1
215678345 | Central HP <5.4 tons | HEIL | HRCU-A-CB (Split System: Heat Pump with Remote Outdoor Unit-Air-Source) | H5H0V24*K*AAA* |  |  | EA*5X37M17A*+WALLCON | *80CSU0401712B* | 23800 | 17 | 9 | 23400 | 16400 | 70.09% | 2 | 0 | 10 |  |  |  | No | R-454B | 1.9833 | Residential & Commercial | Ducted CEE Tier 1
211378501 | Central HP <5.4 tons | YORK | HRCU-A-CB (Split System: Heat Pump with Remote Outdoor Unit-Air-Source) | HMH72B341 |  |  | XAHC36DBCN1 | TMLE100C16MP11 | 33600 | 17.5 | 8.1 | 33000 | 23200 | 70.3% | 2.04 | 0 | 10 |  |  |  | No | R-410A | 2.8 | Residential & Commercial | Ducted CEE Tier 1
211378570 | Central HP <5.4 tons | YORK | HRCU-A-CB (Split System: Heat Pump with Remote Outdoor Unit-Air-Source) | HMH72B341 |  |  | XAFC36DBCN1 | TM8E100B12MP11 | 34000 | 18 | 8.1 | 33800 | 23800 | 70.41% | 2.06 | 0 | 10 |  |  |  | No | R-410A | 2.8333 | Residential & Commercial | Ducted CEE Tier 1
215676425 | Central HP <5.4 tons | HEIL | HRCU-A-CB (Split System: Heat Pump with Remote Outdoor Unit-Air-Source) | H5H0V48*K*AAA* |  |  | EVD5X60M21A*+WALLCON | *80CSU1002120A* | 48000 | 18.5 | 9 | 50000 | 36800 | 73.6% | 2 | 0 | 10 |  |  |  | No | R-454B | 4 | Residential & Commercial | Ducted CEE Tier 1
215681935 | Central HP <5.4 tons | HEIL | HRCU-A-CB (Split System: Heat Pump with Remote Outdoor Unit-Air-Source) | H5H0V48*K*AAA* |  |  | EVM5X60M21A*+WALLCON | *80CSU1002120B* | 48000 | 18.5 | 9 | 50000 | 36600 | 73.2% | 2 | 0 | 10 |  |  |  | No | R-454B | 4 | Residential & Commercial | Ducted CEE Tier 1
213077967 | Central HP <5.4 tons | CARRIER | HRCU-A-CB (Split System: Heat Pump with Remote Outdoor Unit-Air-Source) | 38MURAQ36AB3* |  |  | CAP**4321AL* | 58S(B,C)*B070M17**12 | 36200 | 16 | 8.5 | 38000 | 34800 | 91.58% | 2.04 | 0 | 10 |  |  |  | No | R-410A | 3.0167 | Residential & Commercial | Ducted CEE Tier 1
213078000 | Central HP <5.4 tons | CARRIER | HRCU-A-CB (Split System: Heat Pump with Remote Outdoor Unit-Air-Source) | 38MURAQ36AB3* |  |  | CNPV*4217AL* | 58S(B,C)*B070M17**12 | 35600 | 16 | 8.1 | 38500 | 35000 | 90.91% | 1.94 | 0 | 10 |  |  |  | No | R-410A | 2.9667 | Residential & Commercial | Ducted CEE Tier 1
213078069 | Central HP <5.4 tons | CARRIER | HRCU-A-CB (Split System: Heat Pump with Remote Outdoor Unit-Air-Source) | 38MURAQ36AB3* |  |  | CAP**3721AL* | 58S(B,C)*B070M17**16 | 36600 | 16 | 8.5 | 38500 | 35000 | 90.91% | 2.06 | 0 | 10 |  |  |  | No | R-410A | 3.05 | Residential & Commercial | Ducted CEE Tier 1
215682165 | Central HP <5.4 tons | HEIL | HRCU-A-CB (Split System: Heat Pump with Remote Outdoor Unit-Air-Source) | H5H0V48*K*AAA* |  |  | EVD5X48M21A*+WALLCON | *97CTN1002122A* | 47000 | 18.5 | 9 | 50000 | 36400 | 72.8% | 2 | 0 | 10 |  |  |  | No | R-454B | 3.9167 | Residential & Commercial | Ducted CEE Tier 1
215931604 | Central HP <5.4 tons | CARRIER | HRCU-A-CB (Split System: Heat Pump with Remote Outdoor Unit-Air-Source) | 27VNA360A*030* |  |  | CAA**6024AM*+UI | 59MN7C080C21**20 | 55500 | 18 | 8.1 | 60500 | 46000 | 76.03% | 1.95 | 0 | 11 |  |  |  | No | R-454B | 4.625 | Residential & Commercial | Ducted CEE Tier 1
215931804 | Central HP <5.4 tons | CARRIER | HRCU-A-CB (Split System: Heat Pump with Remote Outdoor Unit-Air-Source) | 27VNA360A*030* |  |  | CSAH*6012AM*+UI | 58CU*A100C21**20 | 56000 | 18 | 8.1 | 61000 | 46000 | 75.41% | 1.95 | 0 | 11 |  |  |  | No | R-454B | 4.6667 | Residential & Commercial | Ducted CEE Tier 1
215682276 | Central HP <5.4 tons | AIRQUEST | HRCU-A-CB (Split System: Heat Pump with Remote Outdoor Unit-Air-Source) | H5H0V48*K*AAA* |  |  | EVD5X49M24A*+WALLCON | *97CTN1002122A* | 48000 | 19 | 9 | 50000 | 36600 | 73.2% | 2 | 0 | 10.5 |  |  |  | No | R-454B | 4 | Residential & Commercial | Ducted CEE Tier 1
215682326 | Central HP <5.4 tons | AIRQUEST | HRCU-A-CB (Split System: Heat Pump with Remote Outdoor Unit-Air-Source) | H5H0V48*K*AAA* |  |  | EVD5X60M21A*+WALLCON | *80CSU0802120B* | 48500 | 19 | 9 | 50000 | 36400 | 72.8% | 2.12 | 0 | 10 |  |  |  | No | R-454B | 4.0417 | Residential & Commercial | Ducted CEE Tier 1
211378619 | Central HP <5.4 tons | YORK | HRCU-A-CB (Split System: Heat Pump with Remote Outdoor Unit-Air-Source) | HMH72B341 |  |  | XAHC36DBCN1 | TMLE080C16MP11 | 33600 | 17.5 | 8.1 | 32800 | 23200 | 70.73% | 2.04 | 0 | 10 |  |  |  | No | R-410A | 2.8 | Residential & Commercial | Ducted CEE Tier 1
215682376 | Central HP <5.4 tons | AIRQUEST | HRCU-A-CB (Split System: Heat Pump with Remote Outdoor Unit-Air-Source) | H5H0V48*K*AAA* |  |  | EVD5X60M24A*+WALLCON | *96CTN0802120B* | 48000 | 19 | 9 | 50000 | 36600 | 73.2% | 2 | 0 | 10 |  |  |  | No | R-454B | 4 | Residential & Commercial | Ducted CEE Tier 1
215931854 | Central HP <5.4 tons | CARRIER | HRCU-A-CB (Split System: Heat Pump with Remote Outdoor Unit-Air-Source) | 27VNA360A*030* |  |  | CSAH*6012AM*+UI | 59CU5B100C21**22 | 56500 | 18 | 8.1 | 61000 | 45500 | 74.59% | 2 | 0 | 11.5 |  |  |  | No | R-454B | 4.7083 | Residential & Commercial | Ducted CEE Tier 1
212979975 | Central HP <5.4 tons | TEMPSTAR | HRCU-A-CB (Split System: Heat Pump with Remote Outdoor Unit-Air-Source) | DLCURAH18ABK |  |  | EA*4X25L17A* | *80MS(N,L)0901714A* | 18100 | 16.5 | 8.5 | 17900 | 17700 | 98.88% | 2.14 | 0 | 11 |  |  |  | No | R-410A | 1.5083 | Residential & Commercial | Ducted CEE Tier 1
213353732 | Central HP <5.4 tons | DAY & NIGHT | HRCU-A-CB (Split System: Heat Pump with Remote Outdoor Unit-Air-Source) | DLCURAH18ABK |  |  | F5MA4*18L*A* |  | 18200 | 16 | 9 | 19200 | 19100 | 99.48% | 2.3 | 0 | 10.5 |  |  |  | No | R-410A | 1.5167 | Residential & Commercial | Ducted CEE Tier 1
212978162 | Central HP <5.4 tons | CARRIER | HRCU-A-CB (Split System: Heat Pump with Remote Outdoor Unit-Air-Source) | 38MURAQ24AB3* |  |  | CNPV*2414AL* | 58S(B,C)*B070M14**12 | 23200 | 17 | 8.5 | 26800 | 25400 | 94.78% | 2.14 | 0 | 10 |  |  |  | No | R-410A | 1.9333 | Residential & Commercial | Ducted CEE Tier 1
212978697 | Central HP <5.4 tons | CARRIER | HRCU-A-CB (Split System: Heat Pump with Remote Outdoor Unit-Air-Source) | 38MURAQ24AB3* |  |  | CNPV*2417AL* | 58S(B,C)*B070M17**12 | 23400 | 17 | 8.5 | 27000 | 24800 | 91.85% | 2.08 | 0 | 10 |  |  |  | No | R-410A | 1.95 | Residential & Commercial | Ducted CEE Tier 1
212978730 | Central HP <5.4 tons | CARRIER | HRCU-A-CB (Split System: Heat Pump with Remote Outdoor Unit-Air-Source) | 38MURAQ24AB3* |  |  | CNPV*3621AL* | 58S(B,C)*B070M17**12 | 23400 | 17.5 | 8.5 | 26200 | 24600 | 93.89% | 2.06 | 0 | 10.5 |  |  |  | No | R-410A | 1.95 | Residential & Commercial | Ducted CEE Tier 1
215681555 | Central HP <5.4 tons | HEIL | HRCU-A-CB (Split System: Heat Pump with Remote Outdoor Unit-Air-Source) | H5H0V48*K*AAA* |  |  | EA*5X61M24A*+WALLCON | *97CTN1002122A* | 46000 | 18.5 | 9 | 47500 | 33600 | 70.74% | 2.06 | 0 | 10 |  |  |  | No | R-454B | 3.8333 | Residential & Commercial | Ducted CEE Tier 1
215676525 | Central HP <5.4 tons | HEIL | HRCU-A-CB (Split System: Heat Pump with Remote Outdoor Unit-Air-Source) | H5H0V48*K*AAA* |  |  | EVD5X60M21A*+WALLCON | *97CMN0602120B* | 47500 | 18.5 | 9 | 50000 | 37200 | 74.4% | 1.98 | 0 | 10 |  |  |  | No | R-454B | 3.9583 | Residential & Commercial | Ducted CEE Tier 1
212975771 | Central HP <5.4 tons | CARRIER | HRCU-A-CB (Split System: Heat Pump with Remote Outdoor Unit-Air-Source) | 38MURAQ18AB3* |  |  | CAP**1917AL* | 59TP6C080V17**16 | 17700 | 16.5 | 8.1 | 17700 | 17900 | 101.1% | 2.16 | 0 | 10.5 |  |  |  | No | R-410A | 1.475 | Residential & Commercial | Ducted CEE Tier 1
212975823 | Central HP <5.4 tons | CARRIER | HRCU-A-CB (Split System: Heat Pump with Remote Outdoor Unit-Air-Source) | 38MURAQ18AB3* |  |  | CNPV*2417AL* | 59TP6C080V17**16 | 17700 | 16 | 8.5 | 18700 | 19100 | 102.1% | 2.3 | 0 | 11 |  |  |  | No | R-410A | 1.475 | Residential & Commercial | Ducted CEE Tier 1
212977778 | Central HP <5.4 tons | CARRIER | HRCU-A-CB (Split System: Heat Pump with Remote Outdoor Unit-Air-Source) | 38MURAQ18AB3* |  |  | CNPV*1814AL* | 58S(B,C)*B045M14**12 | 17200 | 16 | 8.5 | 18400 | 19800 | 107.6% | 2.4 | 0 | 10.5 |  |  |  | No | R-410A | 1.4333 | Residential & Commercial | Ducted CEE Tier 1
212981820 | Central HP <5.4 tons | CARRIER | HRCU-A-CB (Split System: Heat Pump with Remote Outdoor Unit-Air-Source) | 38MURAQ18AB3* |  |  | CAP**1917AL* | 58SU*B040M17**12 | 17800 | 16 | 8.1 | 17900 | 17700 | 98.88% | 2.14 | 0 | 10.5 |  |  |  | No | R-410A | 1.4833 | Residential & Commercial | Ducted CEE Tier 1
215676695 | Central HP <5.4 tons | HEIL | HRCU-A-CB (Split System: Heat Pump with Remote Outdoor Unit-Air-Source) | H5H0V48*K*AAA* |  |  | EVD5X61M21A*+WALLCON | *80CSU1002120A* | 48500 | 19 | 9 | 50000 | 37000 | 74% | 2 | 0 | 10 |  |  |  | No | R-454B | 4.0417 | Residential & Commercial | Ducted CEE Tier 1
215676725 | Central HP <5.4 tons | HEIL | HRCU-A-CB (Split System: Heat Pump with Remote Outdoor Unit-Air-Source) | H5H0V48*K*AAA* |  |  | EVD5X61M21A*+WALLCON | *80CTL0702120B* | 48500 | 19 | 9 | 50000 | 37000 | 74% | 2 | 0 | 10.5 |  |  |  | No | R-454B | 4.0417 | Residential & Commercial | Ducted CEE Tier 1
211377862 | Central HP <5.4 tons | YORK | HRCU-A-CB (Split System: Heat Pump with Remote Outdoor Unit-Air-Source) | HMH72B341 |  |  | XAFC36DBCN1 | TM9E080C16MP12 | 34000 | 18 | 8.1 | 33600 | 23800 | 70.83% | 2.08 | 0 | 10 |  |  |  | No | R-410A | 2.8333 | Residential & Commercial | Ducted CEE Tier 1
211378005 | Central HP <5.4 tons | YORK | HRCU-A-CB (Split System: Heat Pump with Remote Outdoor Unit-Air-Source) | HMH72B341 |  |  | XAFC36DBCN1 | TM8Y100C20MP11 | 34000 | 17.5 | 8.5 | 33800 | 23800 | 70.41% | 2.1 | 0 | 10 |  |  |  | No | R-410A | 2.8333 | Residential & Commercial | Ducted CEE Tier 1
211378107 | Central HP <5.4 tons | YORK | HRCU-A-CB (Split System: Heat Pump with Remote Outdoor Unit-Air-Source) | HMH72B341 |  |  | XAFB30CXXN1+TXV | TM8Y060A12MP11 | 32600 | 17.5 | 8.1 | 33400 | 23400 | 70.06% | 2.02 | 0 | 10 |  |  |  | No | R-410A | 2.7167 | Residential & Commercial | Ducted CEE Tier 1
213078519 | Central HP <5.4 tons | CARRIER | HRCU-A-CB (Split System: Heat Pump with Remote Outdoor Unit-Air-Source) | 38MURAQ36AB3* |  |  | CAP**4224AL* | 58S(B,C)*B090M21**20 | 35400 | 16.5 | 8.1 | 38500 | 35000 | 90.91% | 1.9 | 0 | 10 |  |  |  | No | R-410A | 2.95 | Residential & Commercial | Ducted CEE Tier 1
213078787 | Central HP <5.4 tons | CARRIER | HRCU-A-CB (Split System: Heat Pump with Remote Outdoor Unit-Air-Source) | 38MURAQ36AB3* |  |  | CAP**4224AL* | 58S(B,C)*B155M24**20 | 35600 | 16.5 | 8.1 | 38500 | 35000 | 90.91% | 1.9 | 0 | 10 |  |  |  | No | R-410A | 2.9667 | Residential & Commercial | Ducted CEE Tier 1
213078853 | Central HP <5.4 tons | CARRIER | HRCU-A-CB (Split System: Heat Pump with Remote Outdoor Unit-Air-Source) | 38MURAQ36AB3* |  |  | CAP**3721AL* | 58SU*B040M17**12 | 36600 | 16 | 8.5 | 38500 | 34800 | 90.39% | 2.08 | 0 | 10 |  |  |  | No | R-410A | 3.05 | Residential & Commercial | Ducted CEE Tier 1
213079321 | Central HP <5.4 tons | CARRIER | HRCU-A-CB (Split System: Heat Pump with Remote Outdoor Unit-Air-Source) | 38MURAQ36AB3* |  |  | CNPV*4824AL* | 58SU*B100M21**20 | 35800 | 16.5 | 8.5 | 38500 | 34800 | 90.39% | 2 | 0 | 10 |  |  |  | No | R-410A | 2.9833 | Residential & Commercial | Ducted CEE Tier 1
211243471 | Central HP <5.4 tons | TEMPSTAR | HRCU-A-CB (Split System: Heat Pump with Remote Outdoor Unit-Air-Source) | DLCURAH24ABK |  |  | EA*4X37L21A* | *96VTN0802120A* | 24200 | 17 | 8.1 | 25000 | 21400 | 85.6% | 1.8 | 0 | 10 |  |  |  | No | R-410A | 2.0167 | Residential & Commercial | Ducted CEE Tier 1
213779051 | Central HP <5.4 tons | DAY & NIGHT | HRCU-A-CB (Split System: Heat Pump with Remote Outdoor Unit-Air-Source) | CVH837GKA** |  |  | EA*4X37L21A*+WALLCON | *96CTN1002122B* | 33000 | 17 | 8.5 | 32600 | 25000 | 76.69% | 1.98 | 0 | 11.5 |  |  |  | No | R-410A | 2.75 | Residential & Commercial | Ducted CEE Tier 1
213778951 | Central HP <5.4 tons | DAY & NIGHT | HRCU-A-CB (Split System: Heat Pump with Remote Outdoor Unit-Air-Source) | CVH837GKA** |  |  | EA*4X37L21A*+WALLCON | *80CTL0701716B* | 32800 | 17 | 8.5 | 33000 | 25200 | 76.36% | 1.96 | 0 | 11 |  |  |  | No | R-410A | 2.7333 | Residential & Commercial | Ducted CEE Tier 1
213779421 | Central HP <5.4 tons | DAY & NIGHT | HRCU-A-CB (Split System: Heat Pump with Remote Outdoor Unit-Air-Source) | CVH837GKA** |  |  | EA*4X48L21A*+WALLCON | *95CSU0601716B* | 32200 | 17 | 8.1 | 32600 | 25000 | 76.69% | 1.94 | 0 | 11 |  |  |  | No | R-410A | 2.6833 | Residential & Commercial | Ducted CEE Tier 1
213779471 | Central HP <5.4 tons | DAY & NIGHT | HRCU-A-CB (Split System: Heat Pump with Remote Outdoor Unit-Air-Source) | CVH837GKA** |  |  | EA*4X48L21A*+WALLCON | *96CTN0801714B* | 32200 | 17 | 8.1 | 32800 | 25000 | 76.22% | 1.96 | 0 | 11 |  |  |  | No | R-410A | 2.6833 | Residential & Commercial | Ducted CEE Tier 1
213779571 | Central HP <5.4 tons | DAY & NIGHT | HRCU-A-CB (Split System: Heat Pump with Remote Outdoor Unit-Air-Source) | CVH837GKA** |  |  | EA*4X60L24A*+WALLCON | *80CTL1102120B* | 32800 | 17.5 | 8.1 | 31800 | 24600 | 77.36% | 1.98 | 0 | 11.5 |  |  |  | No | R-410A | 2.7333 | Residential & Commercial | Ducted CEE Tier 1
213779301 | Central HP <5.4 tons | DAY & NIGHT | HRCU-A-CB (Split System: Heat Pump with Remote Outdoor Unit-Air-Source) | CVH837GKA** |  |  | EA*4X43L21A*+WALLCON | *95CSU0601716B* | 32800 | 17 | 8.5 | 33000 | 25200 | 76.36% | 1.96 | 0 | 11 |  |  |  | No | R-410A | 2.7333 | Residential & Commercial | Ducted CEE Tier 1
211378171 | Central HP <5.4 tons | YORK | HRCU-A-CB (Split System: Heat Pump with Remote Outdoor Unit-Air-Source) | HMH72B341 |  |  | XAFC36DXXN1+TXV | TM8V100C16MP12 | 34000 | 17.5 | 8.5 | 33800 | 23800 | 70.41% | 2.08 | 0 | 10 |  |  |  | No | R-410A | 2.8333 | Residential & Commercial | Ducted CEE Tier 1
211378480 | Central HP <5.4 tons | YORK | HRCU-A-CB (Split System: Heat Pump with Remote Outdoor Unit-Air-Source) | HMH72B341 |  |  | XAFC36DBCN1 | TM8E120C16MP11 | 34000 | 18 | 8.5 | 33600 | 23800 | 70.83% | 2.08 | 0 | 10 |  |  |  | No | R-410A | 2.8333 | Residential & Commercial | Ducted CEE Tier 1
211378498 | Central HP <5.4 tons | YORK | HRCU-A-CB (Split System: Heat Pump with Remote Outdoor Unit-Air-Source) | HMH72B341 |  |  | XAHC36DBCN1 | TM8E100C16MP11 | 33600 | 17.5 | 8.1 | 33000 | 23200 | 70.3% | 2.04 | 0 | 10 |  |  |  | No | R-410A | 2.8 | Residential & Commercial | Ducted CEE Tier 1
212978963 | Central HP <5.4 tons | CARRIER | HRCU-A-CB (Split System: Heat Pump with Remote Outdoor Unit-Air-Source) | 38MURAQ36AB3* |  |  | CAP**4821AL* | 58S(B,C)*B070M17**16 | 35600 | 16 | 8.1 | 37800 | 34600 | 91.53% | 2 | 0 | 10 |  |  |  | No | R-410A | 2.9667 | Residential & Commercial | Ducted CEE Tier 1
211225710 | Central HP <5.4 tons | CARRIER | HRCU-A-CB (Split System: Heat Pump with Remote Outdoor Unit-Air-Source) | 38MURAQ36AB3* |  |  | CAP**3717AL* | 59SC2D060E14**12 | 36200 | 15.2 | 8.5 | 38500 | 35000 | 90.91% | 2.02 | 0 | 10 |  |  |  | No | R-410A | 3.0167 | Residential & Commercial | Ducted CEE Tier 1
211225740 | Central HP <5.4 tons | CARRIER | HRCU-A-CB (Split System: Heat Pump with Remote Outdoor Unit-Air-Source) | 38MURAQ36AB3* |  |  | CAP**3721AL* | 58SU*A100E21**20 | 36200 | 16 | 8.5 | 38500 | 34800 | 90.39% | 2.08 | 0 | 10 |  |  |  | No | R-410A | 3.0167 | Residential & Commercial | Ducted CEE Tier 1
211225741 | Central HP <5.4 tons | CARRIER | HRCU-A-CB (Split System: Heat Pump with Remote Outdoor Unit-Air-Source) | 38MURAQ36AB3* |  |  | CAP**3721AL* | 58TP*A070V17**16 | 36200 | 16 | 8.5 | 38500 | 34800 | 90.39% | 2.08 | 0 | 10 |  |  |  | No | R-410A | 3.0167 | Residential & Commercial | Ducted CEE Tier 1
212391376 | Central HP <5.4 tons | AMERICAN STANDARD | HRCU-A-CB (Split System: Heat Pump with Remote Outdoor Unit-Air-Source) | 4A6V7X48A1 |  |  | TAMXB0C48V41 |  | 45500 | 17.1 | 8.5 | 40000 | 28000 | 70% | 1.8 | 0 | 11.7 |  |  |  | No | R-410A | 3.7917 | Residential & Commercial | Ducted CEE Tier 1
213779401 | Central HP <5.4 tons | DAY & NIGHT | HRCU-A-CB (Split System: Heat Pump with Remote Outdoor Unit-Air-Source) | CVH837GKA** |  |  | EA*4X48L21A*+WALLCON | *80CTL0902120B* | 32200 | 17 | 8.1 | 32600 | 24800 | 76.07% | 1.98 | 0 | 11 |  |  |  | No | R-410A | 2.6833 | Residential & Commercial | Ducted CEE Tier 1
213779451 | Central HP <5.4 tons | DAY & NIGHT | HRCU-A-CB (Split System: Heat Pump with Remote Outdoor Unit-Air-Source) | CVH837GKA** |  |  | EA*4X48L21A*+WALLCON | *97CMN1002122B* | 32400 | 17 | 8.1 | 32600 | 24800 | 76.07% | 1.98 | 0 | 11 |  |  |  | No | R-410A | 2.7 | Residential & Commercial | Ducted CEE Tier 1
213779501 | Central HP <5.4 tons | DAY & NIGHT | HRCU-A-CB (Split System: Heat Pump with Remote Outdoor Unit-Air-Source) | CVH837GKA** |  |  | EA*4X48L24A*+WALLCON | *80CTL1102120B* | 32400 | 17.5 | 8.5 | 32200 | 24800 | 77.02% | 1.98 | 0 | 11.5 |  |  |  | No | R-410A | 2.7 | Residential & Commercial | Ducted CEE Tier 1
211242727 | Central HP <5.4 tons | TEMPSTAR | HRCU-A-CB (Split System: Heat Pump with Remote Outdoor Unit-Air-Source) | DLCURAH24ABK |  |  | EA*4X36L21A* | OMV098J12* | 23600 | 16.5 | 8.5 | 25800 | 23200 | 89.92% | 1.94 | 0 | 10 |  |  |  | No | R-410A | 1.9667 | Residential & Commercial | Ducted CEE Tier 1
213778741 | Central HP <5.4 tons | DAY & NIGHT | HRCU-A-CB (Split System: Heat Pump with Remote Outdoor Unit-Air-Source) | CVH837GKA** |  |  | EA*4X36L17A*+WALLCON | *80CTL0701412B* | 31400 | 16.5 | 8.1 | 33400 | 24400 | 73.05% | 1.82 | 0 | 10.5 |  |  |  | No | R-410A | 2.6167 | Residential & Commercial | Ducted CEE Tier 1
213778841 | Central HP <5.4 tons | DAY & NIGHT | HRCU-A-CB (Split System: Heat Pump with Remote Outdoor Unit-Air-Source) | CVH837GKA** |  |  | EA*4X36L21A*+WALLCON | *80CTL0901716B* | 31600 | 17 | 8.1 | 33000 | 24200 | 73.33% | 1.84 | 0 | 11 |  |  |  | No | R-410A | 2.6333 | Residential & Commercial | Ducted CEE Tier 1
213778941 | Central HP <5.4 tons | DAY & NIGHT | HRCU-A-CB (Split System: Heat Pump with Remote Outdoor Unit-Air-Source) | CVH837GKA** |  |  | EA*4X37L21A*+WALLCON | *80CTL0451712B* | 32600 | 16.5 | 8.1 | 33200 | 25400 | 76.51% | 1.94 | 0 | 10.5 |  |  |  | No | R-410A | 2.7167 | Residential & Commercial | Ducted CEE Tier 1
215682026 | Central HP <5.4 tons | AIRQUEST | HRCU-A-CB (Split System: Heat Pump with Remote Outdoor Unit-Air-Source) | H5H0V48*K*AAA* |  |  | EVM5X60M24A*+WALLCON | *97CTN1202422A* | 48000 | 19 | 9 | 50000 | 36600 | 73.2% | 2 | 0 | 10.5 |  |  |  | No | R-454B | 4 | Residential & Commercial | Ducted CEE Tier 1
215682526 | Central HP <5.4 tons | AIRQUEST | HRCU-A-CB (Split System: Heat Pump with Remote Outdoor Unit-Air-Source) | H5H0V48*K*AAA* |  |  | EVD5X61M24A*+WALLCON | *80CSU0802120B* | 49000 | 19 | 9 | 50000 | 36400 | 72.8% | 2.12 | 0 | 10.5 |  |  |  | No | R-454B | 4.0833 | Residential & Commercial | Ducted CEE Tier 1
215681965 | Central HP <5.4 tons | HEIL | HRCU-A-CB (Split System: Heat Pump with Remote Outdoor Unit-Air-Source) | H5H0V48*K*AAA* |  |  | EVM5X60M21A*+WALLCON | *97CTN1002122A* | 48000 | 19 | 9 | 50000 | 36800 | 73.6% | 2 | 0 | 10.5 |  |  |  | No | R-454B | 4 | Residential & Commercial | Ducted CEE Tier 1
212391562 | Central HP <5.4 tons | TRANE | HRCU-A-CB (Split System: Heat Pump with Remote Outdoor Unit-Air-Source) | 4TWV7X60A1 |  |  | 4TXCD010DS3 | S8V2D120M5PCA | 54000 | 17.1 | 8.2 | 52000 | 39500 | 75.96% | 1.8 | 0 | 11.7 |  |  |  | No | R-410A | 4.5 | Residential & Commercial | Ducted CEE Tier 1
211225810 | Central HP <5.4 tons | CARRIER | HRCU-A-CB (Split System: Heat Pump with Remote Outdoor Unit-Air-Source) | 38MURAQ36AB3* |  |  | CAP**4221AL* | 59SU5A100E21**20 | 35800 | 16 | 8.1 | 38500 | 35000 | 90.91% | 1.9 | 0 | 10 |  |  |  | No | R-410A | 2.9833 | Residential & Commercial | Ducted CEE Tier 1
211225842 | Central HP <5.4 tons | CARRIER | HRCU-A-CB (Split System: Heat Pump with Remote Outdoor Unit-Air-Source) | 38MURAQ36AB3* |  |  | CAP**4224AL* | 59SC2D100E21**20 | 35200 | 16.5 | 8.1 | 38500 | 35000 | 90.91% | 1.88 | 0 | 10 |  |  |  | No | R-410A | 2.9333 | Residential & Commercial | Ducted CEE Tier 1
211225843 | Central HP <5.4 tons | CARRIER | HRCU-A-CB (Split System: Heat Pump with Remote Outdoor Unit-Air-Source) | 38MURAQ36AB3* |  |  | CAP**4224AL* | 59SC2D100E21**22 | 36800 | 15.2 | 8.5 | 40000 | 35200 | 88% | 1.94 | 0 | 10 |  |  |  | No | R-410A | 3.0667 | Residential & Commercial | Ducted CEE Tier 1
211225874 | Central HP <5.4 tons | CARRIER | HRCU-A-CB (Split System: Heat Pump with Remote Outdoor Unit-Air-Source) | 38MURAQ36AB3* |  |  | CAP**4321AL* | 58SP*A045V17**16 | 36200 | 15.5 | 8.5 | 38500 | 34800 | 90.39% | 2.06 | 0 | 10 |  |  |  | No | R-410A | 3.0167 | Residential & Commercial | Ducted CEE Tier 1
211225875 | Central HP <5.4 tons | CARRIER | HRCU-A-CB (Split System: Heat Pump with Remote Outdoor Unit-Air-Source) | 38MURAQ36AB3* |  |  | CAP**4321AL* | 58SP*A070V17**16 | 36600 | 15.5 | 8.5 | 38500 | 34800 | 90.39% | 2.1 | 0 | 10 |  |  |  | No | R-410A | 3.05 | Residential & Commercial | Ducted CEE Tier 1
211225942 | Central HP <5.4 tons | CARRIER | HRCU-A-CB (Split System: Heat Pump with Remote Outdoor Unit-Air-Source) | 38MURAQ36AB3* |  |  | CAP**4821AL* | 59SC2D100E21**22 | 37400 | 15.2 | 8.5 | 38500 | 35000 | 90.91% | 2.12 | 0 | 10 |  |  |  | No | R-410A | 3.1167 | Residential & Commercial | Ducted CEE Tier 1
211225976 | Central HP <5.4 tons | CARRIER | HRCU-A-CB (Split System: Heat Pump with Remote Outdoor Unit-Air-Source) | 38MURAQ36AB3* |  |  | CAP**4824AL* | 58SP*A090V21**20 | 35600 | 16.5 | 8.1 | 37800 | 34600 | 91.53% | 2.04 | 0 | 10 |  |  |  | No | R-410A | 2.9667 | Residential & Commercial | Ducted CEE Tier 1
210473500 | Central HP <5.4 tons | TEMPSTAR | HRCU-A-CB (Split System: Heat Pump with Remote Outdoor Unit-Air-Source) | TVH825GKA3* |  |  | EA*4X48L24A*+WALLCON | *97CMN1002122A* | 24200 | 16.5 | 8.1 | 21000 | 16500 | 78.57% | 2.02 | 0 | 11 |  |  |  | No | R-410A | 2.0167 | Residential & Commercial | Ducted CEE Tier 1
210473936 | Central HP <5.4 tons | TEMPSTAR | HRCU-A-CB (Split System: Heat Pump with Remote Outdoor Unit-Air-Source) | TVH825GKA3* |  |  | EN(A,D,W)4X48L21**+WALLCON | *80CSU0601716A* | 24200 | 17 | 8.1 | 21400 | 16600 | 77.57% | 2 | 0 | 11 |  |  |  | No | R-410A | 2.0167 | Residential & Commercial | Ducted CEE Tier 1
210474304 | Central HP <5.4 tons | TEMPSTAR | HRCU-A-CB (Split System: Heat Pump with Remote Outdoor Unit-Air-Source) | TVH825GKA3* |  |  | EHD4X42AAL+WALLCON | *80CTL0701716A* | 24200 | 16 | 8.1 | 21400 | 16600 | 77.57% | 2 | 0 | 10.5 |  |  |  | No | R-410A | 2.0167 | Residential & Commercial | Ducted CEE Tier 1
213780851 | Central HP <5.4 tons | DAY & NIGHT | HRCU-A-CB (Split System: Heat Pump with Remote Outdoor Unit-Air-Source) | CVH837GKA2* |  |  | EA*4X37L21A*+WALLCON | *80CTL0451712B* | 32600 | 16.5 | 8.1 | 33200 | 25400 | 76.51% | 1.94 | 0 | 10.5 |  |  |  | No | R-410A | 2.7167 | Residential & Commercial | Ducted CEE Tier 1
213781171 | Central HP <5.4 tons | DAY & NIGHT | HRCU-A-CB (Split System: Heat Pump with Remote Outdoor Unit-Air-Source) | CVH837GKA2* |  |  | EA*4X43L21A*+WALLCON | *80CTL0701716B* | 32800 | 17 | 8.5 | 33000 | 25200 | 76.36% | 1.96 | 0 | 11 |  |  |  | No | R-410A | 2.7333 | Residential & Commercial | Ducted CEE Tier 1
211227359 | Central HP <5.4 tons | DAY & NIGHT | HRCU-A-CB (Split System: Heat Pump with Remote Outdoor Unit-Air-Source) | DLCURAH36ABK |  |  | EA*4X42L21A* | *80ES(N,L)0902120A* | 36000 | 16 | 8.1 | 39500 | 35000 | 88.61% | 1.9 | 0 | 10 |  |  |  | No | R-410A | 3 | Residential & Commercial | Ducted CEE Tier 1
213780691 | Central HP <5.4 tons | DAY & NIGHT | HRCU-A-CB (Split System: Heat Pump with Remote Outdoor Unit-Air-Source) | CVH837GKA2* |  |  | EA*4X36L17A*+WALLCON | *97CMN0601714B* | 31200 | 16.5 | 8.1 | 33400 | 24600 | 73.65% | 1.82 | 0 | 10.5 |  |  |  | No | R-410A | 2.6 | Residential & Commercial | Ducted CEE Tier 1
213779601 | Central HP <5.4 tons | DAY & NIGHT | HRCU-A-CB (Split System: Heat Pump with Remote Outdoor Unit-Air-Source) | CVH837GKA** |  |  | EA*4X60L24A*+WALLCON | *97CMN1202422B* | 32800 | 17.5 | 8.1 | 31600 | 24600 | 77.85% | 1.98 | 0 | 11.5 |  |  |  | No | R-410A | 2.7333 | Residential & Commercial | Ducted CEE Tier 1
213779621 | Central HP <5.4 tons | DAY & NIGHT | HRCU-A-CB (Split System: Heat Pump with Remote Outdoor Unit-Air-Source) | CVH837GKA** |  |  | EA*4X60L24A*+WALLCON | *96CTN1202422B* | 32800 | 17.5 | 8.1 | 31800 | 24600 | 77.36% | 1.98 | 0 | 11.5 |  |  |  | No | R-410A | 2.7333 | Residential & Commercial | Ducted CEE Tier 1
213779671 | Central HP <5.4 tons | DAY & NIGHT | HRCU-A-CB (Split System: Heat Pump with Remote Outdoor Unit-Air-Source) | CVH837GKA** |  |  | EA*4X61L21A*+WALLCON | *80CTL1102120B* | 33200 | 17.5 | 8.5 | 32000 | 24800 | 77.5% | 1.98 | 0 | 11.5 |  |  |  | No | R-410A | 2.7667 | Residential & Commercial | Ducted CEE Tier 1
213780121 | Central HP <5.4 tons | DAY & NIGHT | HRCU-A-CB (Split System: Heat Pump with Remote Outdoor Unit-Air-Source) | CVH837GKA** |  |  | EHD4X42AAL+WALLCON | *96CTN1002122B* | 32600 | 16.5 | 8.1 | 33000 | 24600 | 74.55% | 1.94 | 0 | 11 |  |  |  | No | R-410A | 2.7167 | Residential & Commercial | Ducted CEE Tier 1
211378525 | Central HP <5.4 tons | YORK | HRCU-A-CB (Split System: Heat Pump with Remote Outdoor Unit-Air-Source) | HMH72B341 |  |  | XAFC30CXXN1+TXV | TMLE100C16MP11 | 33000 | 18 | 8.5 | 33000 | 23200 | 70.3% | 2.04 | 0 | 10 |  |  |  | No | R-410A | 2.75 | Residential & Commercial | Ducted CEE Tier 1
213779721 | Central HP <5.4 tons | DAY & NIGHT | HRCU-A-CB (Split System: Heat Pump with Remote Outdoor Unit-Air-Source) | CVH837GKA** |  |  | EA*4X61L21A*+WALLCON | *96CTN0601714B* | 33000 | 17 | 8.1 | 32200 | 25000 | 77.64% | 1.96 | 0 | 11 |  |  |  | No | R-410A | 2.75 | Residential & Commercial | Ducted CEE Tier 1
213779771 | Central HP <5.4 tons | DAY & NIGHT | HRCU-A-CB (Split System: Heat Pump with Remote Outdoor Unit-Air-Source) | CVH837GKA** |  |  | EA*4X61L24A*+WALLCON | *80CTL1352422B* | 33200 | 17.5 | 8.5 | 32000 | 24800 | 77.5% | 2 | 0 | 11.7 |  |  |  | No | R-410A | 2.7667 | Residential & Commercial | Ducted CEE Tier 1
211243671 | Central HP <5.4 tons | TEMPSTAR | HRCU-A-CB (Split System: Heat Pump with Remote Outdoor Unit-Air-Source) | DLCURAH24ABK |  |  | EA*4X37L21A* | OMV098J12* | 24400 | 17 | 8.5 | 25200 | 21200 | 84.13% | 1.78 | 0 | 10 |  |  |  | No | R-410A | 2.0333 | Residential & Commercial | Ducted CEE Tier 1
211244023 | Central HP <5.4 tons | TEMPSTAR | HRCU-A-CB (Split System: Heat Pump with Remote Outdoor Unit-Air-Source) | DLCURAH24ABK |  |  | EN(A,D)4X24L17** | *80VTL0701716A* | 23600 | 16.5 | 8.5 | 26600 | 23400 | 87.97% | 1.94 | 0 | 10 |  |  |  | No | R-410A | 1.9667 | Residential & Commercial | Ducted CEE Tier 1
211243430 | Central HP <5.4 tons | TEMPSTAR | HRCU-A-CB (Split System: Heat Pump with Remote Outdoor Unit-Air-Source) | DLCURAH24ABK |  |  | EA*4X37L21A* | *96VTN0801716A* | 24800 | 17 | 8.5 | 25600 | 21000 | 82.03% | 1.76 | 0 | 10.5 |  |  |  | No | R-410A | 2.0667 | Residential & Commercial | Ducted CEE Tier 1
211241410 | Central HP <5.4 tons | TEMPSTAR | HRCU-A-CB (Split System: Heat Pump with Remote Outdoor Unit-Air-Source) | DLCURAH24ABK |  |  | EA*4X30L17A* | *96VSN0401410A* | 23200 | 16 | 8.5 | 25800 | 24200 | 93.8% | 2.02 | 0 | 10 |  |  |  | No | R-410A | 1.9333 | Residential & Commercial | Ducted CEE Tier 1
215681825 | Central HP <5.4 tons | HEIL | HRCU-A-CB (Split System: Heat Pump with Remote Outdoor Unit-Air-Source) | H5H0V48*K*AAA* |  |  | EVM5X49M21A*+WALLCON | *80CSU0401712B* | 48000 | 18.5 | 9 | 50000 | 36600 | 73.2% | 2 | 0 | 10 |  |  |  | No | R-454B | 4 | Residential & Commercial | Ducted CEE Tier 1
215675395 | Central HP <5.4 tons | HEIL | HRCU-A-CB (Split System: Heat Pump with Remote Outdoor Unit-Air-Source) | H5H0V48*K*AAA* |  |  | EVM5X48M21A*+WALLCON | *80CTL1102120B* | 47000 | 18.5 | 9 | 50000 | 36400 | 72.8% | 2 | 0 | 10 |  |  |  | No | R-454B | 3.9167 | Residential & Commercial | Ducted CEE Tier 1
215675545 | Central HP <5.4 tons | HEIL | HRCU-A-CB (Split System: Heat Pump with Remote Outdoor Unit-Air-Source) | H5H0V48*K*AAA* |  |  | EVM5X49M21A*+WALLCON | *80CTL0702120B* | 48000 | 19 | 9 | 50000 | 36800 | 73.6% | 2 | 0 | 10 |  |  |  | No | R-454B | 4 | Residential & Commercial | Ducted CEE Tier 1
215675543 | Central HP <5.4 tons | CARRIER | HRCU-A-CB (Split System: Heat Pump with Remote Outdoor Unit-Air-Source) | 27VNA048A*030* |  |  | CVAMA4921XMA*+UI | 58TN*B070C21**20 | 48000 | 19 | 9 | 50000 | 36800 | 73.6% | 2 | 0 | 10 |  |  |  | No | R-454B | 4 | Residential & Commercial | Ducted CEE Tier 1
215675613 | Central HP <5.4 tons | CARRIER | HRCU-A-CB (Split System: Heat Pump with Remote Outdoor Unit-Air-Source) | 27VNA048A*030* |  |  | CVAMA4921XMA*+UI | 59MN7C080C17**14 | 47500 | 18.5 | 9 | 50000 | 37400 | 74.8% | 1.98 | 0 | 10 |  |  |  | No | R-454B | 3.9583 | Residential & Commercial | Ducted CEE Tier 1
215674224 | Central HP <5.4 tons | CARRIER | HRCU-A-CB (Split System: Heat Pump with Remote Outdoor Unit-Air-Source) | 27VNA048A*030* |  |  | CAA**6024AM*+UI | 59CU5B100C21**22 | 45000 | 18 | 9 | 47500 | 33400 | 70.32% | 2.08 | 0 | 10 |  |  |  | No | R-454B | 3.75 | Residential & Commercial | Ducted CEE Tier 1
215674274 | Central HP <5.4 tons | CARRIER | HRCU-A-CB (Split System: Heat Pump with Remote Outdoor Unit-Air-Source) | 27VNA048A*030* |  |  | CAA**6024AM*+UI | 59TN6C100C21**22 | 45000 | 18 | 9 | 47500 | 33600 | 70.74% | 2.06 | 0 | 10 |  |  |  | No | R-454B | 3.75 | Residential & Commercial | Ducted CEE Tier 1
215675573 | Central HP <5.4 tons | CARRIER | HRCU-A-CB (Split System: Heat Pump with Remote Outdoor Unit-Air-Source) | 27VNA048A*030* |  |  | CVAMA4921XMA*+UI | 58TN*B110C21**20 | 48000 | 19 | 9 | 50000 | 36600 | 73.2% | 2 | 0 | 10.5 |  |  |  | No | R-454B | 4 | Residential & Commercial | Ducted CEE Tier 1
215675493 | Central HP <5.4 tons | CARRIER | HRCU-A-CB (Split System: Heat Pump with Remote Outdoor Unit-Air-Source) | 27VNA048A*030* |  |  | CVAMA4921XMA*+UI | 58CU*A060C17**16 | 48000 | 19 | 9 | 50000 | 36800 | 73.6% | 2 | 0 | 10 |  |  |  | No | R-454B | 4 | Residential & Commercial | Ducted CEE Tier 1
215675763 | Central HP <5.4 tons | CARRIER | HRCU-A-CB (Split System: Heat Pump with Remote Outdoor Unit-Air-Source) | 27VNA048A*030* |  |  | CVAMA6021XMA*+UI | 59CU5B080C21**20 | 48000 | 18.5 | 9 | 50000 | 36800 | 73.6% | 2 | 0 | 10 |  |  |  | No | R-454B | 4 | Residential & Commercial | Ducted CEE Tier 1
215675813 | Central HP <5.4 tons | CARRIER | HRCU-A-CB (Split System: Heat Pump with Remote Outdoor Unit-Air-Source) | 27VNA048A*030* |  |  | CVAMA6021XMA*+UI | 59MN7C100C21**22 | 48000 | 19 | 9 | 50000 | 36800 | 73.6% | 2 | 0 | 10 |  |  |  | No | R-454B | 4 | Residential & Commercial | Ducted CEE Tier 1
215676363 | Central HP <5.4 tons | CARRIER | HRCU-A-CB (Split System: Heat Pump with Remote Outdoor Unit-Air-Source) | 27VNA048A*030* |  |  | CVAVA4924XMA*+UI | 59MN7C100C21**22 | 48000 | 19 | 9 | 50000 | 36600 | 73.2% | 2 | 0 | 10 |  |  |  | No | R-454B | 4 | Residential & Commercial | Ducted CEE Tier 1
215676033 | Central HP <5.4 tons | CARRIER | HRCU-A-CB (Split System: Heat Pump with Remote Outdoor Unit-Air-Source) | 27VNA048A*030* |  |  | CVAMA6124XMA*+UI | 59MN7C060C21**20 | 48500 | 19 | 9 | 50000 | 37200 | 74.4% | 1.98 | 0 | 10 |  |  |  | No | R-454B | 4.0417 | Residential & Commercial | Ducted CEE Tier 1
215676333 | Central HP <5.4 tons | CARRIER | HRCU-A-CB (Split System: Heat Pump with Remote Outdoor Unit-Air-Source) | 27VNA048A*030* |  |  | CVAVA4924XMA*+UI | 59CU5B100C21**22 | 48000 | 19 | 9 | 50000 | 36400 | 72.8% | 2.02 | 0 | 10 |  |  |  | No | R-454B | 4 | Residential & Commercial | Ducted CEE Tier 1
215676383 | Central HP <5.4 tons | CARRIER | HRCU-A-CB (Split System: Heat Pump with Remote Outdoor Unit-Air-Source) | 27VNA048A*030* |  |  | CVAVA4924XMA*+UI | 59TN6C100C21**22 | 48000 | 19 | 9 | 50000 | 36600 | 73.2% | 2 | 0 | 10 |  |  |  | No | R-454B | 4 | Residential & Commercial | Ducted CEE Tier 1
215676553 | Central HP <5.4 tons | CARRIER | HRCU-A-CB (Split System: Heat Pump with Remote Outdoor Unit-Air-Source) | 27VNA048A*030* |  |  | CVAVA6021XMA*+UI | 59MN7C100C21**22 | 48000 | 19 | 9 | 50000 | 36600 | 73.2% | 2 | 0 | 10 |  |  |  | No | R-454B | 4 | Residential & Commercial | Ducted CEE Tier 1
215676233 | Central HP <5.4 tons | CARRIER | HRCU-A-CB (Split System: Heat Pump with Remote Outdoor Unit-Air-Source) | 27VNA048A*030* |  |  | CVAVA4824XMA*+UI | 59CU5B080C21**20 | 47000 | 18 | 9 | 50000 | 36600 | 73.2% | 2.02 | 0 | 10 |  |  |  | No | R-454B | 3.9167 | Residential & Commercial | Ducted CEE Tier 1
215676353 | Central HP <5.4 tons | CARRIER | HRCU-A-CB (Split System: Heat Pump with Remote Outdoor Unit-Air-Source) | 27VNA048A*030* |  |  | CVAVA4924XMA*+UI | 59MN7C080C21**20 | 48000 | 19 | 9 | 50000 | 36600 | 73.2% | 2 | 0 | 10 |  |  |  | No | R-454B | 4 | Residential & Commercial | Ducted CEE Tier 1
215676453 | Central HP <5.4 tons | CARRIER | HRCU-A-CB (Split System: Heat Pump with Remote Outdoor Unit-Air-Source) | 27VNA048A*030* |  |  | CVAVA6021XMA*+UI | 58TN*B070C21**20 | 48000 | 19 | 9 | 50000 | 36800 | 73.6% | 2 | 0 | 10 |  |  |  | No | R-454B | 4 | Residential & Commercial | Ducted CEE Tier 1
215676583 | Central HP <5.4 tons | CARRIER | HRCU-A-CB (Split System: Heat Pump with Remote Outdoor Unit-Air-Source) | 27VNA048A*030* |  |  | CVAVA6024XMA*+UI | 58CU*A080C21**20 | 48000 | 19 | 9 | 50000 | 36400 | 72.8% | 2.12 | 0 | 10 |  |  |  | No | R-454B | 4 | Residential & Commercial | Ducted CEE Tier 1
215674354 | Central HP <5.4 tons | CARRIER | HRCU-A-CB (Split System: Heat Pump with Remote Outdoor Unit-Air-Source) | 27VNA048A*030* |  |  | CAA**6121AM*+UI | 58TN*B090C17**16 | 46000 | 18 | 9 | 48000 | 33800 | 70.42% | 2.06 | 0 | 10 |  |  |  | No | R-454B | 3.8333 | Residential & Commercial | Ducted CEE Tier 1
215674504 | Central HP <5.4 tons | CARRIER | HRCU-A-CB (Split System: Heat Pump with Remote Outdoor Unit-Air-Source) | 27VNA048A*030* |  |  | CAA**6124AM*+UI | 58TN*B135C24**22 | 46000 | 18.5 | 9 | 47500 | 33600 | 70.74% | 2.08 | 0 | 10 |  |  |  | No | R-454B | 3.8333 | Residential & Commercial | Ducted CEE Tier 1
215675743 | Central HP <5.4 tons | CARRIER | HRCU-A-CB (Split System: Heat Pump with Remote Outdoor Unit-Air-Source) | 27VNA048A*030* |  |  | CVAMA6021XMA*+UI | 58TN*B110C21**20 | 48000 | 19 | 9 | 50000 | 36600 | 73.2% | 2 | 0 | 10.5 |  |  |  | No | R-454B | 4 | Residential & Commercial | Ducted CEE Tier 1
215675873 | Central HP <5.4 tons | CARRIER | HRCU-A-CB (Split System: Heat Pump with Remote Outdoor Unit-Air-Source) | 27VNA048A*030* |  |  | CVAMA6024XMA*+UI | 58TN*B090C21**20 | 48000 | 19 | 9 | 50000 | 36400 | 72.8% | 2 | 0 | 10.5 |  |  |  | No | R-454B | 4 | Residential & Commercial | Ducted CEE Tier 1
215675943 | Central HP <5.4 tons | CARRIER | HRCU-A-CB (Split System: Heat Pump with Remote Outdoor Unit-Air-Source) | 27VNA048A*030* |  |  | CVAMA6024XMA*+UI | 59TN6C100C21**22 | 48000 | 19 | 9 | 50000 | 36600 | 73.2% | 2 | 0 | 10.5 |  |  |  | No | R-454B | 4 | Residential & Commercial | Ducted CEE Tier 1
215675993 | Central HP <5.4 tons | CARRIER | HRCU-A-CB (Split System: Heat Pump with Remote Outdoor Unit-Air-Source) | 27VNA048A*030* |  |  | CVAMA6124XMA*+UI | 58TN*B110C21**20 | 48500 | 19.5 | 9.5 | 50000 | 36600 | 73.2% | 2.1 | 0 | 10.5 |  |  |  | No | R-454B | 4.0417 | Residential & Commercial | Ducted CEE Tier 1
215676603 | Central HP <5.4 tons | CARRIER | HRCU-A-CB (Split System: Heat Pump with Remote Outdoor Unit-Air-Source) | 27VNA048A*030* |  |  | CVAVA6024XMA*+UI | 58TN*B070C21**20 | 47500 | 19 | 9 | 50000 | 36800 | 73.6% | 2 | 0 | 10 |  |  |  | No | R-454B | 3.9583 | Residential & Commercial | Ducted CEE Tier 1
215676653 | Central HP <5.4 tons | CARRIER | HRCU-A-CB (Split System: Heat Pump with Remote Outdoor Unit-Air-Source) | 27VNA048A*030* |  |  | CVAVA6024XMA*+UI | 59MN7C060C21**20 | 47500 | 18.5 | 9 | 50000 | 37000 | 74% | 1.98 | 0 | 10 |  |  |  | No | R-454B | 3.9583 | Residential & Commercial | Ducted CEE Tier 1
215676853 | Central HP <5.4 tons | CARRIER | HRCU-A-CB (Split System: Heat Pump with Remote Outdoor Unit-Air-Source) | 27VNA048A*030* |  |  | CVAVA6124XMA*+UI | 58CU*A100C21**20 | 48500 | 19 | 9 | 50000 | 36800 | 73.6% | 2.1 | 0 | 10 |  |  |  | No | R-454B | 4.0417 | Residential & Commercial | Ducted CEE Tier 1
215676903 | Central HP <5.4 tons | CARRIER | HRCU-A-CB (Split System: Heat Pump with Remote Outdoor Unit-Air-Source) | 27VNA048A*030* |  |  | CVAVA6124XMA*+UI | 59MN7C060C21**20 | 48000 | 19 | 9 | 50000 | 37200 | 74.4% | 1.98 | 0 | 10 |  |  |  | No | R-454B | 4 | Residential & Commercial | Ducted CEE Tier 1
215674531 | Central HP <5.4 tons | CARRIER | HRCU-A-CB (Split System: Heat Pump with Remote Outdoor Unit-Air-Source) | 27VNA048A*030* |  |  | CAA**6124AM*+UI | 59CU5B100C21**22 | 46000 | 18 | 9 | 47500 | 33600 | 70.74% | 2.08 | 0 | 10 |  |  |  | No | R-454B | 3.8333 | Residential & Commercial | Ducted CEE Tier 1
215675363 | Central HP <5.4 tons | CARRIER | HRCU-A-CB (Split System: Heat Pump with Remote Outdoor Unit-Air-Source) | 27VNA048A*030* |  |  | CVAMA4821XMA*+UI | 58CU*A080C21**20 | 47000 | 18.5 | 9 | 50000 | 36400 | 72.8% | 2 | 0 | 10 |  |  |  | No | R-454B | 3.9167 | Residential & Commercial | Ducted CEE Tier 1
215675483 | Central HP <5.4 tons | CARRIER | HRCU-A-CB (Split System: Heat Pump with Remote Outdoor Unit-Air-Source) | 27VNA048A*030* |  |  | CVAMA4821XMA*+UI | 59TN6C100C21**22 | 47000 | 18.5 | 9 | 50000 | 36400 | 72.8% | 2 | 0 | 10 |  |  |  | No | R-454B | 3.9167 | Residential & Commercial | Ducted CEE Tier 1
215675633 | Central HP <5.4 tons | CARRIER | HRCU-A-CB (Split System: Heat Pump with Remote Outdoor Unit-Air-Source) | 27VNA048A*030* |  |  | CVAMA4921XMA*+UI | 59MN7C100C21**22 | 48000 | 19 | 9 | 50000 | 36800 | 73.6% | 2 | 0 | 10.5 |  |  |  | No | R-454B | 4 | Residential & Commercial | Ducted CEE Tier 1
215675933 | Central HP <5.4 tons | CARRIER | HRCU-A-CB (Split System: Heat Pump with Remote Outdoor Unit-Air-Source) | 27VNA048A*030* |  |  | CVAMA6024XMA*+UI | 59MN7C120C24**22 | 48000 | 19 | 9 | 50000 | 36600 | 73.2% | 2 | 0 | 10 |  |  |  | No | R-454B | 4 | Residential & Commercial | Ducted CEE Tier 1
215676283 | Central HP <5.4 tons | CARRIER | HRCU-A-CB (Split System: Heat Pump with Remote Outdoor Unit-Air-Source) | 27VNA048A*030* |  |  | CVAVA4924XMA*+UI | 58CU*A080C21**20 | 48000 | 19 | 9 | 50000 | 36400 | 72.8% | 2.12 | 0 | 10 |  |  |  | No | R-454B | 4 | Residential & Commercial | Ducted CEE Tier 1
215676343 | Central HP <5.4 tons | CARRIER | HRCU-A-CB (Split System: Heat Pump with Remote Outdoor Unit-Air-Source) | 27VNA048A*030* |  |  | CVAVA4924XMA*+UI | 59MN7C060C21**20 | 47500 | 18.5 | 9 | 50000 | 37000 | 74% | 1.98 | 0 | 10 |  |  |  | No | R-454B | 3.9583 | Residential & Commercial | Ducted CEE Tier 1
215676393 | Central HP <5.4 tons | CARRIER | HRCU-A-CB (Split System: Heat Pump with Remote Outdoor Unit-Air-Source) | 27VNA048A*030* |  |  | CVAVA4924XMA*+UI | 59TN6C120C24**22 | 48000 | 19 | 9 | 50000 | 36600 | 73.2% | 2 | 0 | 10.5 |  |  |  | No | R-454B | 4 | Residential & Commercial | Ducted CEE Tier 1
215676443 | Central HP <5.4 tons | CARRIER | HRCU-A-CB (Split System: Heat Pump with Remote Outdoor Unit-Air-Source) | 27VNA048A*030* |  |  | CVAVA6021XMA*+UI | 58TN*B070C17**16 | 48000 | 18.5 | 9 | 50000 | 37200 | 74.4% | 2 | 0 | 10 |  |  |  | No | R-454B | 4 | Residential & Commercial | Ducted CEE Tier 1
215675953 | Central HP <5.4 tons | CARRIER | HRCU-A-CB (Split System: Heat Pump with Remote Outdoor Unit-Air-Source) | 27VNA048A*030* |  |  | CVAMA6124XMA*+UI | 58CU*A080C21**20 | 49000 | 19.5 | 9 | 50000 | 36600 | 73.2% | 2.1 | 0 | 10.5 |  |  |  | No | R-454B | 4.0833 | Residential & Commercial | Ducted CEE Tier 1
215676053 | Central HP <5.4 tons | CARRIER | HRCU-A-CB (Split System: Heat Pump with Remote Outdoor Unit-Air-Source) | 27VNA048A*030* |  |  | CVAMA6124XMA*+UI | 59MN7C100C21**22 | 48500 | 19.5 | 9.5 | 50000 | 36600 | 73.2% | 2.12 | 0 | 10.5 |  |  |  | No | R-454B | 4.0417 | Residential & Commercial | Ducted CEE Tier 1
215676573 | Central HP <5.4 tons | CARRIER | HRCU-A-CB (Split System: Heat Pump with Remote Outdoor Unit-Air-Source) | 27VNA048A*030* |  |  | CVAVA6021XMA*+UI | 59TN6C100C21**22 | 48000 | 19 | 9 | 50000 | 36600 | 73.2% | 2 | 0 | 10 |  |  |  | No | R-454B | 4 | Residential & Commercial | Ducted CEE Tier 1
215676773 | Central HP <5.4 tons | CARRIER | HRCU-A-CB (Split System: Heat Pump with Remote Outdoor Unit-Air-Source) | 27VNA048A*030* |  |  | CVAVA6121XMA*+UI | 59CU5B080C21**20 | 48500 | 18.5 | 9 | 50000 | 37000 | 74% | 2 | 0 | 10 |  |  |  | No | R-454B | 4.0417 | Residential & Commercial | Ducted CEE Tier 1
215676823 | Central HP <5.4 tons | CARRIER | HRCU-A-CB (Split System: Heat Pump with Remote Outdoor Unit-Air-Source) | 27VNA048A*030* |  |  | CVAVA6121XMA*+UI | 59TN6C080C17**14 | 48000 | 19 | 9 | 50000 | 36400 | 72.8% | 2.02 | 0 | 10 |  |  |  | No | R-454B | 4 | Residential & Commercial | Ducted CEE Tier 1
215676923 | Central HP <5.4 tons | CARRIER | HRCU-A-CB (Split System: Heat Pump with Remote Outdoor Unit-Air-Source) | 27VNA048A*030* |  |  | CVAVA6124XMA*+UI | 59MN7C100C21**22 | 48500 | 19.5 | 9.5 | 50000 | 36800 | 73.6% | 2.12 | 0 | 10.5 |  |  |  | No | R-454B | 4.0417 | Residential & Commercial | Ducted CEE Tier 1
213773491 | Central HP <5.4 tons | DAY & NIGHT | HRCU-A-CB (Split System: Heat Pump with Remote Outdoor Unit-Air-Source) | CVH825GKA3* |  |  | EA*4X42L21A*+WALLCON | *96CTN1002122B* | 23800 | 16.5 | 8.1 | 21400 | 16600 | 77.57% | 1.96 | 0 | 11 |  |  |  | No | R-410A | 1.9833 | Residential & Commercial | Ducted CEE Tier 1
213773541 | Central HP <5.4 tons | DAY & NIGHT | HRCU-A-CB (Split System: Heat Pump with Remote Outdoor Unit-Air-Source) | CVH825GKA3* |  |  | EA*4X42L24A*+WALLCON | *97CMN1202422B* | 23800 | 16.5 | 8.1 | 21400 | 16600 | 77.57% | 1.96 | 0 | 10.5 |  |  |  | No | R-410A | 1.9833 | Residential & Commercial | Ducted CEE Tier 1
215674576 | Central HP <5.4 tons | CARRIER | HRCU-A-CB (Split System: Heat Pump with Remote Outdoor Unit-Air-Source) | 27VNA048A*030* |  |  | CAA**6124AM*+UI | 59MN7C080C21**20 | 46000 | 18 | 9 | 48000 | 33800 | 70.42% | 2.08 | 0 | 10 |  |  |  | No | R-454B | 3.8333 | Residential & Commercial | Ducted CEE Tier 1
215676913 | Central HP <5.4 tons | CARRIER | HRCU-A-CB (Split System: Heat Pump with Remote Outdoor Unit-Air-Source) | 27VNA048A*030* |  |  | CVAVA6124XMA*+UI | 59MN7C080C21**20 | 48500 | 19 | 9.5 | 50000 | 36800 | 73.6% | 2.1 | 0 | 10.5 |  |  |  | No | R-454B | 4.0417 | Residential & Commercial | Ducted CEE Tier 1
213773661 | Central HP <5.4 tons | DAY & NIGHT | HRCU-A-CB (Split System: Heat Pump with Remote Outdoor Unit-Air-Source) | CVH825GKA3* |  |  | EA*4X43L21A*+WALLCON | *96CTN0601714B* | 24400 | 16.5 | 8.1 | 21200 | 16700 | 78.77% | 2 | 0 | 10.5 |  |  |  | No | R-410A | 2.0333 | Residential & Commercial | Ducted CEE Tier 1
213773711 | Central HP <5.4 tons | DAY & NIGHT | HRCU-A-CB (Split System: Heat Pump with Remote Outdoor Unit-Air-Source) | CVH825GKA3* |  |  | EA*4X48L21A*+WALLCON | *80CTL0901716B* | 24200 | 17 | 8.1 | 20800 | 16600 | 79.81% | 2.02 | 0 | 11 |  |  |  | No | R-410A | 2.0167 | Residential & Commercial | Ducted CEE Tier 1
213773811 | Central HP <5.4 tons | DAY & NIGHT | HRCU-A-CB (Split System: Heat Pump with Remote Outdoor Unit-Air-Source) | CVH825GKA3* |  |  | EA*4X48L24A*+WALLCON | *80CTL0902120B* | 24200 | 17 | 8.1 | 21000 | 16500 | 78.57% | 2.02 | 0 | 11 |  |  |  | No | R-410A | 2.0167 | Residential & Commercial | Ducted CEE Tier 1
213772781 | Central HP <5.4 tons | DAY & NIGHT | HRCU-A-CB (Split System: Heat Pump with Remote Outdoor Unit-Air-Source) | CVH825GKA3* |  |  | EA*4X25L17A*+WALLCON | *97CMN0801714B* | 24200 | 16.5 | 8.1 | 21400 | 16700 | 78.04% | 2 | 0 | 10.5 |  |  |  | No | R-410A | 2.0167 | Residential & Commercial | Ducted CEE Tier 1
215675443 | Central HP <5.4 tons | CARRIER | HRCU-A-CB (Split System: Heat Pump with Remote Outdoor Unit-Air-Source) | 27VNA048A*030* |  |  | CVAMA4821XMA*+UI | 59MN7C080C21**20 | 47000 | 18.5 | 9 | 50000 | 36600 | 73.2% | 2 | 0 | 10 |  |  |  | No | R-454B | 3.9167 | Residential & Commercial | Ducted CEE Tier 1
215674314 | Central HP <5.4 tons | CARRIER | HRCU-A-CB (Split System: Heat Pump with Remote Outdoor Unit-Air-Source) | 27VNA048A*030* |  |  | CAA**6121AM*+UI | 58CU*A100C21**20 | 46000 | 17.5 | 9 | 48000 | 33800 | 70.42% | 2.06 | 0 | 10 |  |  |  | No | R-454B | 3.8333 | Residential & Commercial | Ducted CEE Tier 1
213772761 | Central HP <5.4 tons | DAY & NIGHT | HRCU-A-CB (Split System: Heat Pump with Remote Outdoor Unit-Air-Source) | CVH825GKA3* |  |  | EA*4X25L17A*+WALLCON | *95CSU0601716B* | 24200 | 16.5 | 8.1 | 21400 | 16700 | 78.04% | 2 | 0 | 10.5 |  |  |  | No | R-410A | 2.0167 | Residential & Commercial | Ducted CEE Tier 1
215676753 | Central HP <5.4 tons | CARRIER | HRCU-A-CB (Split System: Heat Pump with Remote Outdoor Unit-Air-Source) | 27VNA048A*030* |  |  | CVAVA6121XMA*+UI | 58TN*B110C21**20 | 48500 | 19.5 | 9.5 | 50000 | 36600 | 73.2% | 2.12 | 0 | 10.5 |  |  |  | No | R-454B | 4.0417 | Residential & Commercial | Ducted CEE Tier 1
215676803 | Central HP <5.4 tons | CARRIER | HRCU-A-CB (Split System: Heat Pump with Remote Outdoor Unit-Air-Source) | 27VNA048A*030* |  |  | CVAVA6121XMA*+UI | 59MN7C080C17**14 | 48000 | 18.5 | 9 | 50000 | 37400 | 74.8% | 1.98 | 0 | 10 |  |  |  | No | R-454B | 4 | Residential & Commercial | Ducted CEE Tier 1
213772901 | Central HP <5.4 tons | DAY & NIGHT | HRCU-A-CB (Split System: Heat Pump with Remote Outdoor Unit-Air-Source) | CVH825GKA3* |  |  | EA*4X30L17A*+WALLCON | *97CMN0801714B* | 23400 | 16 | 8.1 | 21600 | 16700 | 77.31% | 1.9 | 0 | 10.5 |  |  |  | No | R-410A | 1.95 | Residential & Commercial | Ducted CEE Tier 1
213774621 | Central HP <5.4 tons | DAY & NIGHT | HRCU-A-CB (Split System: Heat Pump with Remote Outdoor Unit-Air-Source) | CVH825GKA3* |  |  | EHD4X48AAL+WALLCON | *80CTL1352422B* | 24200 | 16 | 8.1 | 21200 | 16600 | 78.3% | 2 | 0 | 10.5 |  |  |  | No | R-410A | 2.0167 | Residential & Commercial | Ducted CEE Tier 1
213774641 | Central HP <5.4 tons | DAY & NIGHT | HRCU-A-CB (Split System: Heat Pump with Remote Outdoor Unit-Air-Source) | CVH825GKA3* |  |  | EHD4X48AAL+WALLCON | *97CMN0601714B* | 24000 | 15.5 | 8.1 | 21400 | 16700 | 78.04% | 2 | 0 | 10.5 |  |  |  | No | R-410A | 2 | Residential & Commercial | Ducted CEE Tier 1
213774691 | Central HP <5.4 tons | DAY & NIGHT | HRCU-A-CB (Split System: Heat Pump with Remote Outdoor Unit-Air-Source) | CVH825GKA3* |  |  | EHD4X48AAL+WALLCON | *96CTN0601714B* | 24200 | 16 | 8.1 | 21400 | 16600 | 77.57% | 2 | 0 | 10.5 |  |  |  | No | R-410A | 2.0167 | Residential & Commercial | Ducted CEE Tier 1
213772961 | Central HP <5.4 tons | DAY & NIGHT | HRCU-A-CB (Split System: Heat Pump with Remote Outdoor Unit-Air-Source) | CVH825GKA3* |  |  | EA*4X36L17A*+WALLCON | *80CTL0701716B* | 23600 | 16.5 | 8.1 | 21400 | 16700 | 78.04% | 1.92 | 0 | 10.5 |  |  |  | No | R-410A | 1.9667 | Residential & Commercial | Ducted CEE Tier 1
213773511 | Central HP <5.4 tons | DAY & NIGHT | HRCU-A-CB (Split System: Heat Pump with Remote Outdoor Unit-Air-Source) | CVH825GKA3* |  |  | EA*4X42L24A*+WALLCON | *80CTL1102120B* | 23800 | 16.5 | 8.1 | 21400 | 16600 | 77.57% | 1.96 | 0 | 11 |  |  |  | No | R-410A | 1.9833 | Residential & Commercial | Ducted CEE Tier 1
213773561 | Central HP <5.4 tons | DAY & NIGHT | HRCU-A-CB (Split System: Heat Pump with Remote Outdoor Unit-Air-Source) | CVH825GKA3* |  |  | EA*4X42L24A*+WALLCON | *96CTN1202422B* | 23800 | 17 | 8.1 | 21400 | 16600 | 77.57% | 1.96 | 0 | 10.5 |  |  |  | No | R-410A | 1.9833 | Residential & Commercial | Ducted CEE Tier 1
213773861 | Central HP <5.4 tons | DAY & NIGHT | HRCU-A-CB (Split System: Heat Pump with Remote Outdoor Unit-Air-Source) | CVH825GKA3* |  |  | EA*4X48L24A*+WALLCON | *96CTN1002122B* | 24200 | 16.5 | 8.1 | 21000 | 16500 | 78.57% | 2.02 | 0 | 11 |  |  |  | No | R-410A | 2.0167 | Residential & Commercial | Ducted CEE Tier 1
213773151 | Central HP <5.4 tons | DAY & NIGHT | HRCU-A-CB (Split System: Heat Pump with Remote Outdoor Unit-Air-Source) | CVH825GKA3* |  |  | EA*4X36L21A*+WALLCON | *96CTN1002122B* | 23600 | 16.5 | 8.1 | 21400 | 16600 | 77.57% | 1.94 | 0 | 10.5 |  |  |  | No | R-410A | 1.9667 | Residential & Commercial | Ducted CEE Tier 1
213773501 | Central HP <5.4 tons | DAY & NIGHT | HRCU-A-CB (Split System: Heat Pump with Remote Outdoor Unit-Air-Source) | CVH825GKA3* |  |  | EA*4X42L24A*+WALLCON | *80CTL0902120B* | 23800 | 16.5 | 8.1 | 21400 | 16600 | 77.57% | 1.96 | 0 | 10.5 |  |  |  | No | R-410A | 1.9833 | Residential & Commercial | Ducted CEE Tier 1
213773521 | Central HP <5.4 tons | DAY & NIGHT | HRCU-A-CB (Split System: Heat Pump with Remote Outdoor Unit-Air-Source) | CVH825GKA3* |  |  | EA*4X42L24A*+WALLCON | *80CTL1352422B* | 23800 | 16.5 | 8.1 | 21400 | 16600 | 77.57% | 1.96 | 0 | 10.5 |  |  |  | No | R-410A | 1.9833 | Residential & Commercial | Ducted CEE Tier 1
213773571 | Central HP <5.4 tons | DAY & NIGHT | HRCU-A-CB (Split System: Heat Pump with Remote Outdoor Unit-Air-Source) | CVH825GKA3* |  |  | EA*4X43L21A*+WALLCON | *80CTL0451712B* | 24200 | 16.5 | 8.1 | 21200 | 16700 | 78.77% | 2 | 0 | 10.5 |  |  |  | No | R-410A | 2.0167 | Residential & Commercial | Ducted CEE Tier 1
213780771 | Central HP <5.4 tons | DAY & NIGHT | HRCU-A-CB (Split System: Heat Pump with Remote Outdoor Unit-Air-Source) | CVH837GKA2* |  |  | EA*4X36L21A*+WALLCON | *80CTL1102120B* | 31600 | 17 | 8.1 | 32800 | 24200 | 73.78% | 1.86 | 0 | 11 |  |  |  | No | R-410A | 2.6333 | Residential & Commercial | Ducted CEE Tier 1
213780701 | Central HP <5.4 tons | DAY & NIGHT | HRCU-A-CB (Split System: Heat Pump with Remote Outdoor Unit-Air-Source) | CVH837GKA2* |  |  | EA*4X36L17A*+WALLCON | *97CMN0801714B* | 31400 | 16.5 | 8.1 | 33200 | 24400 | 73.49% | 1.82 | 0 | 10.5 |  |  |  | No | R-410A | 2.6167 | Residential & Commercial | Ducted CEE Tier 1
213780971 | Central HP <5.4 tons | DAY & NIGHT | HRCU-A-CB (Split System: Heat Pump with Remote Outdoor Unit-Air-Source) | CVH837GKA2* |  |  | EA*4X42L21A*+WALLCON | *80CTL0451712B* | 31600 | 16.5 | 8.1 | 33400 | 24800 | 74.25% | 1.84 | 0 | 10.5 |  |  |  | No | R-410A | 2.6333 | Residential & Commercial | Ducted CEE Tier 1
213781001 | Central HP <5.4 tons | DAY & NIGHT | HRCU-A-CB (Split System: Heat Pump with Remote Outdoor Unit-Air-Source) | CVH837GKA2* |  |  | EA*4X42L21A*+WALLCON | *80CTL0902120B* | 31800 | 17 | 8.1 | 32800 | 24200 | 73.78% | 1.88 | 0 | 11 |  |  |  | No | R-410A | 2.65 | Residential & Commercial | Ducted CEE Tier 1
215678365 | Central HP <5.4 tons | HEIL | HRCU-A-CB (Split System: Heat Pump with Remote Outdoor Unit-Air-Source) | H5H0V24*K*AAA* |  |  | EA*5X37M17A*+WALLCON | *97CTN0601716A* | 23600 | 16.5 | 9 | 23600 | 16600 | 70.34% | 1.98 | 0 | 10 |  |  |  | No | R-454B | 1.9667 | Residential & Commercial | Ducted CEE Tier 1
215678275 | Central HP <5.4 tons | HEIL | HRCU-A-CB (Split System: Heat Pump with Remote Outdoor Unit-Air-Source) | H5H0V24*K*AAA* |  |  | EA*5X30M17A*+WALLCON | *80CSU0601716B* | 23200 | 17 | 8.5 | 23600 | 16600 | 70.34% | 1.98 | 0 | 10 |  |  |  | No | R-454B | 1.9333 | Residential & Commercial | Ducted CEE Tier 1
215678355 | Central HP <5.4 tons | HEIL | HRCU-A-CB (Split System: Heat Pump with Remote Outdoor Unit-Air-Source) | H5H0V24*K*AAA* |  |  | EA*5X37M17A*+WALLCON | *80CSU0601716B* | 23800 | 17 | 9 | 23400 | 16400 | 70.09% | 2 | 0 | 10 |  |  |  | No | R-454B | 1.9833 | Residential & Commercial | Ducted CEE Tier 1
211241645 | Central HP <5.4 tons | TEMPSTAR | HRCU-A-CB (Split System: Heat Pump with Remote Outdoor Unit-Air-Source) | DLCURAH24ABK |  |  | EA*4X30L17A* | *80ES(N,L)0451412A* | 24600 | 16 | 8.5 | 26600 | 22600 | 84.96% | 1.84 | 0 | 10 |  |  |  | No | R-410A | 2.05 | Residential & Commercial | Ducted CEE Tier 1
211243948 | Central HP <5.4 tons | TEMPSTAR | HRCU-A-CB (Split System: Heat Pump with Remote Outdoor Unit-Air-Source) | DLCURAH24ABK |  |  | EN(A,D)4X24L17** | *80VSL0451716A* | 23800 | 16 | 8.5 | 26800 | 23400 | 87.31% | 1.92 | 0 | 10 |  |  |  | No | R-410A | 1.9833 | Residential & Commercial | Ducted CEE Tier 1
211244119 | Central HP <5.4 tons | TEMPSTAR | HRCU-A-CB (Split System: Heat Pump with Remote Outdoor Unit-Air-Source) | DLCURAH24ABK |  |  | EN(A,D)4X24L17** | *80ES(N,L)0451712A* | 23600 | 16 | 8.5 | 26800 | 23600 | 88.06% | 1.94 | 0 | 10 |  |  |  | No | R-410A | 1.9667 | Residential & Commercial | Ducted CEE Tier 1
213779801 | Central HP <5.4 tons | DAY & NIGHT | HRCU-A-CB (Split System: Heat Pump with Remote Outdoor Unit-Air-Source) | CVH837GKA** |  |  | EA*4X61L24A*+WALLCON | *96CTN1002122B* | 33200 | 17.5 | 8.5 | 32000 | 24800 | 77.5% | 2 | 0 | 11.7 |  |  |  | No | R-410A | 2.7667 | Residential & Commercial | Ducted CEE Tier 1
211378616 | Central HP <5.4 tons | YORK | HRCU-A-CB (Split System: Heat Pump with Remote Outdoor Unit-Air-Source) | HMH72B341 |  |  | XAHC36DBCN1 | TM8E080C16MP11 | 33600 | 17.5 | 8.1 | 32800 | 23200 | 70.73% | 2.04 | 0 | 10 |  |  |  | No | R-410A | 2.8 | Residential & Commercial | Ducted CEE Tier 1
215675995 | Central HP <5.4 tons | HEIL | HRCU-A-CB (Split System: Heat Pump with Remote Outdoor Unit-Air-Source) | H5H0V48*K*AAA* |  |  | EVM5X61M24A*+WALLCON | *80CTL1102120B* | 48500 | 19.5 | 9.5 | 50000 | 36600 | 73.2% | 2.1 | 0 | 10.5 |  |  |  | No | R-454B | 4.0417 | Residential & Commercial | Ducted CEE Tier 1
215676195 | Central HP <5.4 tons | HEIL | HRCU-A-CB (Split System: Heat Pump with Remote Outdoor Unit-Air-Source) | H5H0V48*K*AAA* |  |  | EVD5X48M24A*+WALLCON | *80CTL0702120B* | 47000 | 18.5 | 9 | 50000 | 36600 | 73.2% | 2.02 | 0 | 10 |  |  |  | No | R-454B | 3.9167 | Residential & Commercial | Ducted CEE Tier 1
215682396 | Central HP <5.4 tons | AIRQUEST | HRCU-A-CB (Split System: Heat Pump with Remote Outdoor Unit-Air-Source) | H5H0V48*K*AAA* |  |  | EVD5X60M24A*+WALLCON | *80CSU1002120B* | 48000 | 18.5 | 9 | 50000 | 36600 | 73.2% | 2 | 0 | 10 |  |  |  | No | R-454B | 4 | Residential & Commercial | Ducted CEE Tier 1
211245738 | Central HP <5.4 tons | DAY & NIGHT | HRCU-A-CB (Split System: Heat Pump with Remote Outdoor Unit-Air-Source) | DLCURAH24ABK |  |  | EN(A,D)4X36L21** | *80ESU0802120A | 24400 | 17 | 8.5 | 26200 | 22800 | 87.02% | 1.88 | 0 | 10.5 |  |  |  | No | R-410A | 2.0333 | Residential & Commercial | Ducted CEE Tier 1
211245821 | Central HP <5.4 tons | DAY & NIGHT | HRCU-A-CB (Split System: Heat Pump with Remote Outdoor Unit-Air-Source) | DLCURAH24ABK |  |  | FEM4X30**BL |  | 24000 | 17 | 8.5 | 26200 | 23400 | 89.31% | 1.94 | 0 | 10 |  |  |  | No | R-410A | 2 | Residential & Commercial | Ducted CEE Tier 1
211243481 | Central HP <5.4 tons | TEMPSTAR | HRCU-A-CB (Split System: Heat Pump with Remote Outdoor Unit-Air-Source) | DLCURAH24ABK |  |  | EA*4X37L21A* | *96VTN1002120A* | 24400 | 17 | 8.5 | 25200 | 21200 | 84.13% | 1.78 | 0 | 10.5 |  |  |  | No | R-410A | 2.0333 | Residential & Commercial | Ducted CEE Tier 1
215681545 | Central HP <5.4 tons | HEIL | HRCU-A-CB (Split System: Heat Pump with Remote Outdoor Unit-Air-Source) | H5H0V48*K*AAA* |  |  | EA*5X61M24A*+WALLCON | *97CTN0802120A* | 46000 | 18 | 9 | 48000 | 33800 | 70.42% | 2.08 | 0 | 10 |  |  |  | No | R-454B | 3.8333 | Residential & Commercial | Ducted CEE Tier 1
213079326 | Central HP <5.4 tons | COMFORTMAKER | HRCU-A-CB (Split System: Heat Pump with Remote Outdoor Unit-Air-Source) | DLCURAH36ABK |  |  | EN(A,D)4X48L24** | *80MSU0802120A* | 35800 | 17 | 8.1 | 38000 | 34800 | 91.58% | 2.04 | 0 | 10.5 |  |  |  | No | R-410A | 2.9833 | Residential & Commercial | Ducted CEE Tier 1
213781921 | Central HP <5.4 tons | DAY & NIGHT | HRCU-A-CB (Split System: Heat Pump with Remote Outdoor Unit-Air-Source) | CVH837GKA2* |  |  | EHD4X42AAL+WALLCON | *80CTL0901716B* | 32200 | 16.5 | 8.1 | 33000 | 24800 | 75.15% | 1.94 | 0 | 11 |  |  |  | No | R-410A | 2.6833 | Residential & Commercial | Ducted CEE Tier 1
213782071 | Central HP <5.4 tons | DAY & NIGHT | HRCU-A-CB (Split System: Heat Pump with Remote Outdoor Unit-Air-Source) | CVH837GKA2* |  |  | EHD4X48AAL+WALLCON | *80CTL0701716B* | 32600 | 16.5 | 8.1 | 33200 | 25000 | 75.3% | 1.94 | 0 | 11 |  |  |  | No | R-410A | 2.7167 | Residential & Commercial | Ducted CEE Tier 1
213782141 | Central HP <5.4 tons | DAY & NIGHT | HRCU-A-CB (Split System: Heat Pump with Remote Outdoor Unit-Air-Source) | CVH837GKA2* |  |  | EHD4X48AAL+WALLCON | *97CMN0801714B* | 32400 | 16.5 | 8.1 | 33000 | 25000 | 75.76% | 1.94 | 0 | 11 |  |  |  | No | R-410A | 2.7 | Residential & Commercial | Ducted CEE Tier 1
213782241 | Central HP <5.4 tons | DAY & NIGHT | HRCU-A-CB (Split System: Heat Pump with Remote Outdoor Unit-Air-Source) | CVH837GKA2* |  |  | EHD4X60AAL+WALLCON | *80CTL0901716B* | 33000 | 16.5 | 8.1 | 32200 | 24800 | 77.02% | 1.98 | 0 | 11 |  |  |  | No | R-410A | 2.75 | Residential & Commercial | Ducted CEE Tier 1
213079476 | Central HP <5.4 tons | COMFORTMAKER | HRCU-A-CB (Split System: Heat Pump with Remote Outdoor Unit-Air-Source) | DLCURAH36ABK |  |  | END4X42L17** | *92MSN0601714A* | 35400 | 16 | 8.1 | 38500 | 35000 | 90.91% | 1.94 | 0 | 10 |  |  |  | No | R-410A | 2.95 | Residential & Commercial | Ducted CEE Tier 1
213079608 | Central HP <5.4 tons | COMFORTMAKER | HRCU-A-CB (Split System: Heat Pump with Remote Outdoor Unit-Air-Source) | DLCURAH36ABK |  |  | END4X42L17** | *92MSN0801716A* | 35600 | 16 | 8.1 | 38500 | 35000 | 90.91% | 1.94 | 0 | 10 |  |  |  | No | R-410A | 2.9667 | Residential & Commercial | Ducted CEE Tier 1
211226632 | Central HP <5.4 tons | TEMPSTAR | HRCU-A-CB (Split System: Heat Pump with Remote Outdoor Unit-Air-Source) | DLCURAH36ABK |  |  | EA*4X37L17A* | *92ESN0601714A* | 35800 | 16 | 8.1 | 38500 | 34800 | 90.39% | 2 | 0 | 10 |  |  |  | No | R-410A | 2.9833 | Residential & Commercial | Ducted CEE Tier 1
212984415 | Central HP <5.4 tons | DAY & NIGHT | HRCU-A-CB (Split System: Heat Pump with Remote Outdoor Unit-Air-Source) | DLCURAH36ABK |  |  | EA*4X48L21A* | *92MSN0801716A* | 35800 | 16.5 | 8.5 | 37800 | 34600 | 91.53% | 2.02 | 0 | 10 |  |  |  | No | R-410A | 2.9833 | Residential & Commercial | Ducted CEE Tier 1
212985233 | Central HP <5.4 tons | DAY & NIGHT | HRCU-A-CB (Split System: Heat Pump with Remote Outdoor Unit-Air-Source) | DLCURAH36ABK |  |  | EA*4X48L21A* | *92MSN1002120A* | 35800 | 16.5 | 8.5 | 37800 | 34600 | 91.53% | 2.02 | 0 | 10 |  |  |  | No | R-410A | 2.9833 | Residential & Commercial | Ducted CEE Tier 1
210471227 | Central HP <5.4 tons | COMFORTMAKER | HRCU-A-CB (Split System: Heat Pump with Remote Outdoor Unit-Air-Source) | CVH837GKA2* |  |  | EHD4X60AAL+WALLCON | *97CMN0801714A* | 32800 | 16.5 | 8.1 | 32600 | 25200 | 77.3% | 1.98 | 0 | 11 |  |  |  | No | R-410A | 2.7333 | Residential & Commercial | Ducted CEE Tier 1
212979881 | Central HP <5.4 tons | CARRIER | HRCU-A-CB (Split System: Heat Pump with Remote Outdoor Unit-Air-Source) | 38MURAQ24AB3* |  |  | CAP**3721AL* | 58S(B,C)*B090M17**14 | 24200 | 17.5 | 8.5 | 25200 | 21800 | 86.51% | 1.82 | 0 | 10 |  |  |  | No | R-410A | 2.0167 | Residential & Commercial | Ducted CEE Tier 1
212981866 | Central HP <5.4 tons | TEMPSTAR | HRCU-A-CB (Split System: Heat Pump with Remote Outdoor Unit-Air-Source) | DLCURAH18ABK |  |  | EA*4X30L17A* | *80MSU1002120A* | 17500 | 16 | 8.5 | 18100 | 18700 | 103.3% | 2.24 | 0 | 10.5 |  |  |  | No | R-410A | 1.4583 | Residential & Commercial | Ducted CEE Tier 1
212984199 | Central HP <5.4 tons | DAY & NIGHT | HRCU-A-CB (Split System: Heat Pump with Remote Outdoor Unit-Air-Source) | DLCURAH18ABK |  |  | EA*4X30L17A* | *92MSN0601714A* | 17700 | 16.5 | 8.5 | 18300 | 18700 | 102.2% | 2.24 | 0 | 10.5 |  |  |  | No | R-410A | 1.475 | Residential & Commercial | Ducted CEE Tier 1
212984751 | Central HP <5.4 tons | DAY & NIGHT | HRCU-A-CB (Split System: Heat Pump with Remote Outdoor Unit-Air-Source) | DLCURAH18ABK |  |  | EN(A,D)4X24L17** | *92MSN0801716A* | 17700 | 16.5 | 8.5 | 18700 | 19100 | 102.1% | 2.3 | 0 | 11 |  |  |  | No | R-410A | 1.475 | Residential & Commercial | Ducted CEE Tier 1
211245449 | Central HP <5.4 tons | BRYANT HEATING AND COOLING SYSTEMS | HRCU-A-CB (Split System: Heat Pump with Remote Outdoor Unit-Air-Source) | 38MURAQ24AB3* |  |  | CNPV*3621AL* | 82*SA60090V21*** | 23800 | 16.5 | 8.1 | 26000 | 23200 | 89.23% | 1.92 | 0 | 10.5 |  |  |  | No | R-410A | 1.9833 | Residential & Commercial | Ducted CEE Tier 1
213296598 | Central HP <5.4 tons | YORK | HRCU-A-CB (Split System: Heat Pump with Remote Outdoor Unit-Air-Source) | HMH72B341 |  |  | XAFB30CXXN1+TXV | Y81E040A12SMPS1 | 33200 | 18 | 8.5 | 33000 | 23400 | 70.91% | 2.06 | 0 | 10 |  |  |  | No | R-410A | 2.7667 | Residential & Commercial | Ducted CEE Tier 1
213296605 | Central HP <5.4 tons | YORK | HRCU-A-CB (Split System: Heat Pump with Remote Outdoor Unit-Air-Source) | HMH72B341 |  |  | XAFB30CXXN1+JMET12BS2N1+TXV |  | 33200 | 18.5 | 8.5 | 33000 | 23200 | 70.3% | 2.06 | 0 | 10 |  |  |  | No | R-410A | 2.7667 | Residential & Commercial | Ducted CEE Tier 1
213296646 | Central HP <5.4 tons | YORK | HRCU-A-CB (Split System: Heat Pump with Remote Outdoor Unit-Air-Source) | HMH72B341 |  |  | XAHB30CXXN1+JMET12BS2N1+TXV |  | 32400 | 18 | 8.1 | 32400 | 22800 | 70.37% | 2.02 | 0 | 10 |  |  |  | No | R-410A | 2.7 | Residential & Commercial | Ducted CEE Tier 1
213296721 | Central HP <5.4 tons | YORK | HRCU-A-CB (Split System: Heat Pump with Remote Outdoor Unit-Air-Source) | HMH72B341 |  |  | XAFC30CXXN1+TXV | Y81E080C20LMPS1 | 33600 | 18 | 8.5 | 33000 | 23200 | 70.3% | 2.08 | 0 | 10 |  |  |  | No | R-410A | 2.8 | Residential & Commercial | Ducted CEE Tier 1
211225994 | Central HP <5.4 tons | CARRIER | HRCU-A-CB (Split System: Heat Pump with Remote Outdoor Unit-Air-Source) | 38MURAQ36AB3* |  |  | CAP**4824AL* | 59SC5B140E24**22 | 37400 | 15.2 | 8.5 | 39500 | 35000 | 88.61% | 2.12 | 0 | 10 |  |  |  | No | R-410A | 3.1167 | Residential & Commercial | Ducted CEE Tier 1
211226041 | Central HP <5.4 tons | CARRIER | HRCU-A-CB (Split System: Heat Pump with Remote Outdoor Unit-Air-Source) | 38MURAQ36AB3* |  |  | CNPV*4821AL* | 58SP*A070V21**20 | 36000 | 16 | 8.1 | 38500 | 34800 | 90.39% | 2.02 | 0 | 10 |  |  |  | No | R-410A | 3 | Residential & Commercial | Ducted CEE Tier 1
211226060 | Central HP <5.4 tons | CARRIER | HRCU-A-CB (Split System: Heat Pump with Remote Outdoor Unit-Air-Source) | 38MURAQ36AB3* |  |  | CNPV*4821AL* | 59SC5B100E21**20 | 36800 | 16 | 8.1 | 39500 | 35000 | 88.61% | 2.06 | 0 | 10.5 |  |  |  | No | R-410A | 3.0667 | Residential & Commercial | Ducted CEE Tier 1
213079471 | Central HP <5.4 tons | CARRIER | HRCU-A-CB (Split System: Heat Pump with Remote Outdoor Unit-Air-Source) | 38MURAQ36AB3* |  |  | CNPV*4217AL* | 59SC2E060M17**14 | 35400 | 16 | 8.1 | 38500 | 35000 | 90.91% | 1.94 | 0 | 10 |  |  |  | No | R-410A | 2.95 | Residential & Commercial | Ducted CEE Tier 1
213079741 | Central HP <5.4 tons | CARRIER | HRCU-A-CB (Split System: Heat Pump with Remote Outdoor Unit-Air-Source) | 38MURAQ36AB3* |  |  | CAP**3721AL* | 59SC2E100M21**20 | 36600 | 16.5 | 8.5 | 38000 | 34800 | 91.58% | 2.06 | 0 | 10 |  |  |  | No | R-410A | 3.05 | Residential & Commercial | Ducted CEE Tier 1
213079873 | Central HP <5.4 tons | CARRIER | HRCU-A-CB (Split System: Heat Pump with Remote Outdoor Unit-Air-Source) | 38MURAQ36AB3* |  |  | CAP**4321AL* | 59SC2E100M21**22 | 36200 | 16.5 | 8.5 | 38000 | 34800 | 91.58% | 2.04 | 0 | 10 |  |  |  | No | R-410A | 3.0167 | Residential & Commercial | Ducted CEE Tier 1
213782240 | Central HP <5.4 tons | COMFORTMAKER | HRCU-A-CB (Split System: Heat Pump with Remote Outdoor Unit-Air-Source) | CVH837GKA2* |  |  | EHD4X60AAL+WALLCON | *80CTL0901716B* | 33000 | 16.5 | 8.1 | 32200 | 24800 | 77.02% | 1.98 | 0 | 11 |  |  |  | No | R-410A | 2.75 | Residential & Commercial | Ducted CEE Tier 1
213782340 | Central HP <5.4 tons | COMFORTMAKER | HRCU-A-CB (Split System: Heat Pump with Remote Outdoor Unit-Air-Source) | CVH837GKA2* |  |  | EHD4X60AAL+WALLCON | *96CTN0801714B* | 32800 | 16.5 | 8.1 | 32200 | 25000 | 77.64% | 1.98 | 0 | 11 |  |  |  | No | R-410A | 2.7333 | Residential & Commercial | Ducted CEE Tier 1
210470815 | Central HP <5.4 tons | COMFORTMAKER | HRCU-A-CB (Split System: Heat Pump with Remote Outdoor Unit-Air-Source) | CVH837GKA2* |  |  | EN(A,D,W)4X48L21**+WALLCON | *80CSU0601716A* | 32400 | 17 | 8.1 | 33000 | 24800 | 75.15% | 1.94 | 0 | 11.7 |  |  |  | No | R-410A | 2.7 | Residential & Commercial | Ducted CEE Tier 1
210470849 | Central HP <5.4 tons | COMFORTMAKER | HRCU-A-CB (Split System: Heat Pump with Remote Outdoor Unit-Air-Source) | CVH837GKA2* |  |  | EN(A,D)4X48L24**+WALLCON | *95CSU1002122A* | 32400 | 17.5 | 8.1 | 32800 | 24600 | 75% | 1.98 | 0 | 11.7 |  |  |  | No | R-410A | 2.7 | Residential & Commercial | Ducted CEE Tier 1
213782200 | Central HP <5.4 tons | COMFORTMAKER | HRCU-A-CB (Split System: Heat Pump with Remote Outdoor Unit-Air-Source) | CVH837GKA2* |  |  | EHD4X48AAL+WALLCON | *96CTN1202422B* | 32600 | 16.5 | 8.1 | 33000 | 24800 | 75.15% | 1.96 | 0 | 11 |  |  |  | No | R-410A | 2.7167 | Residential & Commercial | Ducted CEE Tier 1
211243989 | Central HP <5.4 tons | TEMPSTAR | HRCU-A-CB (Split System: Heat Pump with Remote Outdoor Unit-Air-Source) | DLCURAH24ABK |  |  | EN(A,D)4X24L17** | *80VTL0451412A* | 23800 | 16 | 8.5 | 26800 | 23200 | 86.57% | 1.92 | 0 | 10 |  |  |  | No | R-410A | 1.9833 | Residential & Commercial | Ducted CEE Tier 1
211244455 | Central HP <5.4 tons | TEMPSTAR | HRCU-A-CB (Split System: Heat Pump with Remote Outdoor Unit-Air-Source) | DLCURAH24ABK |  |  | EN(A,D)4X30L17** | *96VSN0401712A* | 23400 | 16 | 8.1 | 25800 | 24000 | 93.02% | 1.98 | 0 | 10 |  |  |  | No | R-410A | 1.95 | Residential & Commercial | Ducted CEE Tier 1
211245023 | Central HP <5.4 tons | TEMPSTAR | HRCU-A-CB (Split System: Heat Pump with Remote Outdoor Unit-Air-Source) | DLCURAH24ABK |  |  | EN(A,D,W)4X36L17** | *96VTN0801716A* | 24200 | 16.5 | 8.1 | 26200 | 23000 | 87.79% | 1.9 | 0 | 10.5 |  |  |  | No | R-410A | 2.0167 | Residential & Commercial | Ducted CEE Tier 1
211245107 | Central HP <5.4 tons | TEMPSTAR | HRCU-A-CB (Split System: Heat Pump with Remote Outdoor Unit-Air-Source) | DLCURAH24ABK |  |  | EN(A,D,W)4X36L17** | *96VTN0601714A* | 24000 | 16.5 | 8.1 | 26200 | 23200 | 88.55% | 1.92 | 0 | 10 |  |  |  | No | R-410A | 2 | Residential & Commercial | Ducted CEE Tier 1
211244873 | Central HP <5.4 tons | TEMPSTAR | HRCU-A-CB (Split System: Heat Pump with Remote Outdoor Unit-Air-Source) | DLCURAH24ABK |  |  | EN(A,D,W)4X36L17** | *96VSN0601714A* | 23400 | 16.5 | 8.1 | 25800 | 24000 | 93.02% | 2 | 0 | 10 |  |  |  | No | R-410A | 1.95 | Residential & Commercial | Ducted CEE Tier 1
211245198 | Central HP <5.4 tons | TEMPSTAR | HRCU-A-CB (Split System: Heat Pump with Remote Outdoor Unit-Air-Source) | DLCURAH24ABK |  |  | EN(A,D,W)4X36L17** | *95ESN0601714A* | 24600 | 16 | 8.1 | 26600 | 22400 | 84.21% | 1.84 | 0 | 10 |  |  |  | No | R-410A | 2.05 | Residential & Commercial | Ducted CEE Tier 1
211245209 | Central HP <5.4 tons | TEMPSTAR | HRCU-A-CB (Split System: Heat Pump with Remote Outdoor Unit-Air-Source) | DLCURAH24ABK |  |  | EN(A,D,W)4X36L17** | *95ESN0801716A* | 24600 | 15.5 | 8.1 | 26800 | 22200 | 82.84% | 1.82 | 0 | 10 |  |  |  | No | R-410A | 2.05 | Residential & Commercial | Ducted CEE Tier 1
215667216 | Central HP <5.4 tons | HEIL | HRCU-A-CB (Split System: Heat Pump with Remote Outdoor Unit-Air-Source) | H5H0V24*K*AAA* |  |  | EA*5X25M17A*+WALLCON | *80CTL0901716B* | 24000 | 17.5 | 9 | 23200 | 16400 | 70.69% | 2 | 0 | 10.5 |  |  |  | No | R-454B | 2 | Residential & Commercial | Ducted CEE Tier 1
215679425 | Central HP <5.4 tons | HEIL | HRCU-A-CB (Split System: Heat Pump with Remote Outdoor Unit-Air-Source) | H5H0V36*K*AAA* |  |  | EA*5X43M21A*+WALLCON | *80CSU0401712B* | 34600 | 18 | 9 | 35200 | 25000 | 71.02% | 1.9 | 0 | 10 |  |  |  | No | R-454B | 2.8833 | Residential & Commercial | Ducted CEE Tier 1
215679945 | Central HP <5.4 tons | HEIL | HRCU-A-CB (Split System: Heat Pump with Remote Outdoor Unit-Air-Source) | H5H0V36*K*AAA* |  |  | ESH5X60M12A*+WALLCON | *80CSU0401712B* | 34600 | 17 | 8.5 | 34600 | 24800 | 71.68% | 1.92 | 0 | 10 |  |  |  | No | R-454B | 2.8833 | Residential & Commercial | Ducted CEE Tier 1
204456625 | Central HP <5.4 tons | BRYANT HEATING AND COOLING SYSTEMS | HRCU-A-CB (Split System: Heat Pump with Remote Outdoor Unit-Air-Source) | 288BNV025*0**B* |  |  | CAP**3617AL*+UI | 987MB42060C17*** | 23400 | 16 | 8.1 | 21600 | 16800 | 77.78% | 1.92 | 11 | 10.5 |  |  |  | No | R-410A | 1.95 | Residential & Commercial | Ducted CEE Tier 1
204456724 | Central HP <5.4 tons | BRYANT HEATING AND COOLING SYSTEMS | HRCU-A-CB (Split System: Heat Pump with Remote Outdoor Unit-Air-Source) | 288BNV025*0**B* |  |  | CAP**3621AL*+UI | 987MB42080C17*** | 23600 | 16.5 | 8.1 | 21600 | 16700 | 77.31% | 1.92 | 11.5 | 11 |  |  |  | No | R-410A | 1.9667 | Residential & Commercial | Ducted CEE Tier 1
210596302 | Central HP <5.4 tons | BRYANT HEATING AND COOLING SYSTEMS | HRCU-A-CB (Split System: Heat Pump with Remote Outdoor Unit-Air-Source) | 288BNV025*0**B* |  |  | CAP**4221AL*+UI | 935CA66100C21*** | 23800 | 16.5 | 8.1 | 21400 | 16600 | 77.57% | 1.96 | 0 | 11 |  |  |  | No | R-410A | 1.9833 | Residential & Commercial | Ducted CEE Tier 1
211377352 | Central HP <5.4 tons | YORK | HRCU-A-CB (Split System: Heat Pump with Remote Outdoor Unit-Air-Source) | HMH72B341 |  |  | XAFC30CXXN1+TXV | TM9Y100C16MP11 | 32800 | 18 | 8.1 | 33400 | 23400 | 70.06% | 2.04 | 0 | 10 |  |  |  | No | R-410A | 2.7333 | Residential & Commercial | Ducted CEE Tier 1
207436524 | Central HP <5.4 tons | LENNOX | HRCU-A-CB (Split System: Heat Pump with Remote Outdoor Unit-Air-Source) | SL25XPV-048-230A** |  |  | C35-49C+TDR+TXV | SLP99UH090XV60C* | 45500 | 20 | 8.9 | 44000 | 36000 | 81.82% | 1.78 | 12 | 12 |  |  |  | No | R-410A | 3.7917 | Residential & Commercial | Ducted CEE Tier 1
207436541 | Central HP <5.4 tons | LENNOX | HRCU-A-CB (Split System: Heat Pump with Remote Outdoor Unit-Air-Source) | SL25XPV-048-230A** |  |  | CBA38MV-048-230*+TDR |  | 46000 | 21.8 | 9.8 | 46000 | 37000 | 80.43% | 1.98 | 13 | 12.5 |  |  |  | No | R-410A | 3.8333 | Residential & Commercial | Ducted CEE Tier 1
207436590 | Central HP <5.4 tons | LENNOX | HRCU-A-CB (Split System: Heat Pump with Remote Outdoor Unit-Air-Source) | SL25XPV-048-230A** |  |  | CX35-49C+TDR | SL280UH080NV60C* | 45500 | 20.6 | 8.9 | 44000 | 35800 | 81.36% | 1.78 | 12.5 | 12.3 |  |  |  | No | R-410A | 3.7917 | Residential & Commercial | Ducted CEE Tier 1
215931954 | Central HP <5.4 tons | CARRIER | HRCU-A-CB (Split System: Heat Pump with Remote Outdoor Unit-Air-Source) | 27VNA336A*030* |  |  | CAA**2417AM*+UI | 59TN6C060C17**14 | 31400 | 18.5 | 9.5 | 35000 | 26800 | 76.57% | 2 | 0 | 10 |  |  |  | No | R-454B | 2.6167 | Residential & Commercial | Ducted CEE Tier 1
215932374 | Central HP <5.4 tons | CARRIER | HRCU-A-CB (Split System: Heat Pump with Remote Outdoor Unit-Air-Source) | 27VNA336A*030* |  |  | CAA**4321AM*+UI | 59TN6C060C17**14 | 33800 | 19.5 | 9.5 | 34200 | 26000 | 76.02% | 2.06 | 0 | 11 |  |  |  | No | R-454B | 2.8167 | Residential & Commercial | Ducted CEE Tier 1
215935387 | Central HP <5.4 tons | AIRQUEST | HRCU-A-CB (Split System: Heat Pump with Remote Outdoor Unit-Air-Source) | H5H3V36*K*AAA* |  |  | EVM5X60M24A*+WALLCON | *95CSU1002122B* | 35600 | 22 | 8.5 | 38000 | 28400 | 74.74% | 2.06 | 0 | 12.5 |  |  |  | No | R-454B | 2.9667 | Residential & Commercial | Ducted CEE Tier 1
215935369 | Central HP <5.4 tons | COMFORTMAKER | HRCU-A-CB (Split System: Heat Pump with Remote Outdoor Unit-Air-Source) | C5H3V36*K*AAA* |  |  | EVM5X60M24A*+WALLCON | *80CTL1352422B* | 35600 | 22 | 8.5 | 38000 | 28400 | 74.74% | 2.04 | 0 | 12.5 |  |  |  | No | R-454B | 2.9667 | Residential & Commercial | Ducted CEE Tier 1
215932479 | Central HP <5.4 tons | COMFORTMAKER | HRCU-A-CB (Split System: Heat Pump with Remote Outdoor Unit-Air-Source) | C5H3V36*K*AAA* |  |  | EA*5X48M21A*+WALLCON | *97CMN0602120B* | 33200 | 19.5 | 9.5 | 35000 | 26800 | 76.57% | 2.02 | 0 | 11 |  |  |  | No | R-454B | 2.7667 | Residential & Commercial | Ducted CEE Tier 1
215932519 | Central HP <5.4 tons | COMFORTMAKER | HRCU-A-CB (Split System: Heat Pump with Remote Outdoor Unit-Air-Source) | C5H3V36*K*AAA* |  |  | EA*5X48M21A*+WALLCON | *96CTN0801714B* | 33200 | 20 | 9.5 | 34800 | 26600 | 76.44% | 2.02 | 0 | 11 |  |  |  | No | R-454B | 2.7667 | Residential & Commercial | Ducted CEE Tier 1
215932569 | Central HP <5.4 tons | COMFORTMAKER | HRCU-A-CB (Split System: Heat Pump with Remote Outdoor Unit-Air-Source) | C5H3V36*K*AAA* |  |  | EA*5X60M24A*+WALLCON | *80CTL1352422B* | 34000 | 20.5 | 9.5 | 34000 | 25800 | 75.88% | 2.06 | 0 | 12 |  |  |  | No | R-454B | 2.8333 | Residential & Commercial | Ducted CEE Tier 1
215678363 | Central HP <5.4 tons | CARRIER | HRCU-A-CB (Split System: Heat Pump with Remote Outdoor Unit-Air-Source) | 27VNA024A*030* |  |  | CAA**3717AM*+UI | 59TN7A060C17**16 | 23600 | 16.5 | 9 | 23600 | 16600 | 70.34% | 1.98 | 0 | 10 |  |  |  | No | R-454B | 1.9667 | Residential & Commercial | Ducted CEE Tier 1
210596533 | Central HP <5.4 tons | BRYANT HEATING AND COOLING SYSTEMS | HRCU-A-CB (Split System: Heat Pump with Remote Outdoor Unit-Air-Source) | 288BNV037*0**A* |  |  | CAP**6024AL*+UI | 987MB60060C21*** | 32600 | 17 | 8.1 | 32200 | 25000 | 77.64% | 1.96 | 0 | 11.5 |  |  |  | No | R-410A | 2.7167 | Residential & Commercial | Ducted CEE Tier 1
210596551 | Central HP <5.4 tons | BRYANT HEATING AND COOLING SYSTEMS | HRCU-A-CB (Split System: Heat Pump with Remote Outdoor Unit-Air-Source) | 288BNV037*0**A* |  |  | CAP**6124AL*+UI | 88*TA60090C21*** | 33200 | 18 | 8.5 | 32000 | 24800 | 77.5% | 2 | 0 | 12 |  |  |  | No | R-410A | 2.7667 | Residential & Commercial | Ducted CEE Tier 1
215935737 | Central HP <5.4 tons | AIRQUEST | HRCU-A-CB (Split System: Heat Pump with Remote Outdoor Unit-Air-Source) | H5H3V36*K*AAA* |  |  | EVD5X36M21A*+WALLCON | *97CMN0802120B* | 34400 | 20.5 | 8.5 | 38500 | 28200 | 73.25% | 2.04 | 0 | 11.7 |  |  |  | No | R-454B | 2.8667 | Residential & Commercial | Ducted CEE Tier 1
215935937 | Central HP <5.4 tons | AIRQUEST | HRCU-A-CB (Split System: Heat Pump with Remote Outdoor Unit-Air-Source) | H5H3V36*K*AAA* |  |  | EVD5X42M17A*+WALLCON | *96CTN0601714B* | 34200 | 20.5 | 8.5 | 38000 | 27400 | 72.11% | 2 | 0 | 11 |  |  |  | No | R-454B | 2.85 | Residential & Commercial | Ducted CEE Tier 1
215942572 | Central HP <5.4 tons | HEIL | HRCU-A-CB (Split System: Heat Pump with Remote Outdoor Unit-Air-Source) | H5H3V36*K*AAA* |  |  | EVD5X61M24A*+WALLCON | *95CSU0802120B* | 36000 | 22 | 8.5 | 37400 | 28200 | 75.4% | 2.04 | 0 | 12.5 |  |  |  | No | R-454B | 3 | Residential & Commercial | Ducted CEE Tier 1
215936177 | Central HP <5.4 tons | AIRQUEST | HRCU-A-CB (Split System: Heat Pump with Remote Outdoor Unit-Air-Source) | H5H3V36*K*AAA* |  |  | EVD5X42M24A*+WALLCON | *80CTL1102120B* | 35600 | 22 | 8.5 | 38500 | 28400 | 73.77% | 2.04 | 0 | 12.5 |  |  |  | No | R-454B | 2.9667 | Residential & Commercial | Ducted CEE Tier 1
215936627 | Central HP <5.4 tons | AIRQUEST | HRCU-A-CB (Split System: Heat Pump with Remote Outdoor Unit-Air-Source) | H5H3V36*K*AAA* |  |  | EVD5X60M21A*+WALLCON | *80CTL0902120B* | 35600 | 22 | 8.5 | 38000 | 28400 | 74.74% | 2.02 | 0 | 12.5 |  |  |  | No | R-454B | 2.9667 | Residential & Commercial | Ducted CEE Tier 1
215679585 | Central HP <5.4 tons | HEIL | HRCU-A-CB (Split System: Heat Pump with Remote Outdoor Unit-Air-Source) | H5H0V36*K*AAA* |  |  | EA*5X60M24A*+WALLCON | *97CTN1202422A* | 34400 | 18.5 | 9 | 34200 | 24800 | 72.51% | 1.9 | 0 | 10.5 |  |  |  | No | R-454B | 2.8667 | Residential & Commercial | Ducted CEE Tier 1
213782291 | Central HP <5.4 tons | DAY & NIGHT | HRCU-A-CB (Split System: Heat Pump with Remote Outdoor Unit-Air-Source) | CVH837GKA2* |  |  | EHD4X60AAL+WALLCON | *97CMN0601714B* | 32800 | 16 | 8.1 | 32400 | 25200 | 77.78% | 1.96 | 0 | 11 |  |  |  | No | R-410A | 2.7333 | Residential & Commercial | Ducted CEE Tier 1
210470314 | Central HP <5.4 tons | COMFORTMAKER | HRCU-A-CB (Split System: Heat Pump with Remote Outdoor Unit-Air-Source) | CVH837GKA2* |  |  | EA*4X60L24A*+WALLCON | *97CMN1002122A* | 32800 | 17.5 | 8.5 | 31800 | 24800 | 77.99% | 2 | 0 | 11.7 |  |  |  | No | R-410A | 2.7333 | Residential & Commercial | Ducted CEE Tier 1
210470446 | Central HP <5.4 tons | COMFORTMAKER | HRCU-A-CB (Split System: Heat Pump with Remote Outdoor Unit-Air-Source) | CVH837GKA2* |  |  | EA*4X61L21A*+WALLCON | *80CTL0902120A* | 33200 | 18 | 8.5 | 32000 | 25000 | 78.12% | 2 | 0 | 11.7 |  |  |  | No | R-410A | 2.7667 | Residential & Commercial | Ducted CEE Tier 1
215936927 | Central HP <5.4 tons | AIRQUEST | HRCU-A-CB (Split System: Heat Pump with Remote Outdoor Unit-Air-Source) | H5H3V36*K*AAA* |  |  | EVD5X61M24A*+WALLCON | *80CTL0902120B* | 36000 | 22.5 | 8.5 | 37600 | 28200 | 75% | 2.06 | 0 | 12.5 |  |  |  | No | R-454B | 3 | Residential & Commercial | Ducted CEE Tier 1
215678285 | Central HP <5.4 tons | HEIL | HRCU-A-CB (Split System: Heat Pump with Remote Outdoor Unit-Air-Source) | H5H0V24*K*AAA* |  |  | EA*5X30M17A*+WALLCON | *97CTN0601716A* | 23000 | 16.5 | 9 | 24000 | 16800 | 70% | 1.86 | 0 | 10 |  |  |  | No | R-454B | 1.9167 | Residential & Commercial | Ducted CEE Tier 1
215678406 | Central HP <5.4 tons | AIRQUEST | HRCU-A-CB (Split System: Heat Pump with Remote Outdoor Unit-Air-Source) | H5H0V24*K*AAA* |  |  | EA*5X37M21A*+WALLCON | *97CTN0601716A* | 24000 | 17 | 9 | 23400 | 16400 | 70.09% | 2.02 | 0 | 10.5 |  |  |  | No | R-454B | 2 | Residential & Commercial | Ducted CEE Tier 1
215676575 | Central HP <5.4 tons | HEIL | HRCU-A-CB (Split System: Heat Pump with Remote Outdoor Unit-Air-Source) | H5H0V48*K*AAA* |  |  | EVD5X60M21A*+WALLCON | *96CTN1002122B* | 48000 | 19 | 9 | 50000 | 36600 | 73.2% | 2 | 0 | 10 |  |  |  | No | R-454B | 4 | Residential & Commercial | Ducted CEE Tier 1
213077402 | Central HP <5.4 tons | COMFORTMAKER | HRCU-A-CB (Split System: Heat Pump with Remote Outdoor Unit-Air-Source) | DLCURAH36ABK |  |  | EA*4X43L21A* | *96VTN0801716B* | 36600 | 15.5 | 8.5 | 38500 | 35000 | 90.91% | 2.06 | 0 | 10 |  |  |  | No | R-410A | 3.05 | Residential & Commercial | Ducted CEE Tier 1
213077629 | Central HP <5.4 tons | COMFORTMAKER | HRCU-A-CB (Split System: Heat Pump with Remote Outdoor Unit-Air-Source) | DLCURAH36ABK |  |  | EA*4X42L24A* | *96VTN1002120B* | 35400 | 16.5 | 8.1 | 38500 | 35000 | 90.91% | 1.88 | 0 | 10 |  |  |  | No | R-410A | 2.95 | Residential & Commercial | Ducted CEE Tier 1
213077681 | Central HP <5.4 tons | COMFORTMAKER | HRCU-A-CB (Split System: Heat Pump with Remote Outdoor Unit-Air-Source) | DLCURAH36ABK |  |  | EN(A,D,W)4X48L21** | *96VTN1002120B* | 36000 | 16.5 | 8.1 | 38500 | 35000 | 90.91% | 2 | 0 | 10 |  |  |  | No | R-410A | 3 | Residential & Commercial | Ducted CEE Tier 1
213077881 | Central HP <5.4 tons | COMFORTMAKER | HRCU-A-CB (Split System: Heat Pump with Remote Outdoor Unit-Air-Source) | DLCURAH36ABK |  |  | EA*4X37L17A* | *80MS(N,L)0701412A* | 36000 | 15.5 | 8.5 | 38500 | 35000 | 90.91% | 2 | 0 | 10 |  |  |  | No | R-410A | 3 | Residential & Commercial | Ducted CEE Tier 1
216453180 | Central HP <5.4 tons | AMERICAN STANDARD | HRCU-A-CB (Split System: Heat Pump with Remote Outdoor Unit-Air-Source) | 5A6V0X48A1 |  |  | 5PX*DD10AS3 | S8V2C100M5PDB | 44500 | 20 | 9.7 | 47000 | 33800 | 71.91% | 2.1 | 0 | 11.7 |  |  |  | No | R-454B | 3.7083 | Residential & Commercial | Ducted CEE Tier 1
207436475 | Central HP <5.4 tons | LENNOX | HRCU-A-CB (Split System: Heat Pump with Remote Outdoor Unit-Air-Source) | SL25XPV-036-230A** |  |  | CX35-48B+TDR | SL297UH060NV36B* | 33800 | 21.4 | 8.8 | 35800 | 27800 | 77.65% | 1.8 | 13.5 | 13 |  |  |  | No | R-410A | 2.8167 | Residential & Commercial | Ducted CEE Tier 1
207436491 | Central HP <5.4 tons | LENNOX | HRCU-A-CB (Split System: Heat Pump with Remote Outdoor Unit-Air-Source) | SL25XPV-036-230A** |  |  | CX35-48C+TDR | SLP99UH090XV48C* | 34000 | 22 | 8.8 | 35600 | 27400 | 76.97% | 1.82 | 14 | 13.4 |  |  |  | No | R-410A | 2.8333 | Residential & Commercial | Ducted CEE Tier 1
211244446 | Central HP <5.4 tons | TEMPSTAR | HRCU-A-CB (Split System: Heat Pump with Remote Outdoor Unit-Air-Source) | DLCURAH24ABK |  |  | EN(A,D)4X30L17** | *96VSN0401410A* | 23400 | 16 | 8.1 | 25800 | 24000 | 93.02% | 2 | 0 | 10 |  |  |  | No | R-410A | 1.95 | Residential & Commercial | Ducted CEE Tier 1
211244131 | Central HP <5.4 tons | TEMPSTAR | HRCU-A-CB (Split System: Heat Pump with Remote Outdoor Unit-Air-Source) | DLCURAH24ABK |  |  | EN(A,D)4X24L17** | *80ES(N,L)0701712A* | 23800 | 16 | 8.5 | 27000 | 23200 | 85.93% | 1.9 | 0 | 10 |  |  |  | No | R-410A | 1.9833 | Residential & Commercial | Ducted CEE Tier 1
211243779 | Central HP <5.4 tons | TEMPSTAR | HRCU-A-CB (Split System: Heat Pump with Remote Outdoor Unit-Air-Source) | DLCURAH24ABK |  |  | EN(A,D)4X24L14** | *96VTN0601412A* | 23200 | 16 | 8.5 | 26400 | 24600 | 93.18% | 2.04 | 0 | 10 |  |  |  | No | R-410A | 1.9333 | Residential & Commercial | Ducted CEE Tier 1
215935787 | Central HP <5.4 tons | AIRQUEST | HRCU-A-CB (Split System: Heat Pump with Remote Outdoor Unit-Air-Source) | H5H3V36*K*AAA* |  |  | EVD5X37M21A*+WALLCON | *97CMN0601714B* | 34400 | 20.5 | 8.5 | 38000 | 27600 | 72.63% | 2.08 | 0 | 11 |  |  |  | No | R-454B | 2.8667 | Residential & Commercial | Ducted CEE Tier 1
215936297 | Central HP <5.4 tons | AIRQUEST | HRCU-A-CB (Split System: Heat Pump with Remote Outdoor Unit-Air-Source) | H5H3V36*K*AAA* |  |  | EVD5X48M24A*+WALLCON | *80CSU1002120A* | 35000 | 21.5 | 8.5 | 38500 | 28400 | 73.77% | 2.04 | 0 | 12 |  |  |  | No | R-454B | 2.9167 | Residential & Commercial | Ducted CEE Tier 1
215936647 | Central HP <5.4 tons | AIRQUEST | HRCU-A-CB (Split System: Heat Pump with Remote Outdoor Unit-Air-Source) | H5H3V36*K*AAA* |  |  | EVD5X60M21A*+WALLCON | *95CSU0601716B* | 35400 | 21.5 | 8.5 | 38500 | 29000 | 75.32% | 2.02 | 0 | 12 |  |  |  | No | R-454B | 2.95 | Residential & Commercial | Ducted CEE Tier 1
215936897 | Central HP <5.4 tons | AIRQUEST | HRCU-A-CB (Split System: Heat Pump with Remote Outdoor Unit-Air-Source) | H5H3V36*K*AAA* |  |  | EVD5X61M21A*+WALLCON | *97CMN0602120B* | 35600 | 21.5 | 8.5 | 38000 | 28600 | 75.26% | 1.98 | 0 | 12 |  |  |  | No | R-454B | 2.9667 | Residential & Commercial | Ducted CEE Tier 1
215936917 | Central HP <5.4 tons | AIRQUEST | HRCU-A-CB (Split System: Heat Pump with Remote Outdoor Unit-Air-Source) | H5H3V36*K*AAA* |  |  | EVD5X61M21A*+WALLCON | *96CTN0601714B* | 35600 | 21.5 | 8.5 | 37600 | 28200 | 75% | 2 | 0 | 12 |  |  |  | No | R-454B | 2.9667 | Residential & Commercial | Ducted CEE Tier 1
215679295 | Central HP <5.4 tons | HEIL | HRCU-A-CB (Split System: Heat Pump with Remote Outdoor Unit-Air-Source) | H5H0V36*K*AAA* |  |  | EA*5X37M21A*+WALLCON | *80CSU0601716B* | 34600 | 17.5 | 9 | 35200 | 25000 | 71.02% | 1.9 | 0 | 10 |  |  |  | No | R-454B | 2.8833 | Residential & Commercial | Ducted CEE Tier 1
211378564 | Central HP <5.4 tons | YORK | HRCU-A-CB (Split System: Heat Pump with Remote Outdoor Unit-Air-Source) | HMH72B341 |  |  | XAFC36DXXN1+TXV | TM8E100B12MP11 | 34000 | 18 | 8.1 | 33800 | 23800 | 70.41% | 2.06 | 0 | 10 |  |  |  | No | R-410A | 2.8333 | Residential & Commercial | Ducted CEE Tier 1
211378630 | Central HP <5.4 tons | YORK | HRCU-A-CB (Split System: Heat Pump with Remote Outdoor Unit-Air-Source) | HMH72B341 |  |  | XAFC36DXXN1+TXV | TMLE080C16MP11 | 34000 | 17 | 8.5 | 33600 | 23600 | 70.24% | 2.08 | 0 | 10 |  |  |  | No | R-410A | 2.8333 | Residential & Commercial | Ducted CEE Tier 1
211378641 | Central HP <5.4 tons | YORK | HRCU-A-CB (Split System: Heat Pump with Remote Outdoor Unit-Air-Source) | HMH72B341 |  |  | XAFC30CXXN1+TXV | TMLE080C16MP11 | 33000 | 18 | 8.5 | 33000 | 23200 | 70.3% | 2.04 | 0 | 10 |  |  |  | No | R-410A | 2.75 | Residential & Commercial | Ducted CEE Tier 1
215679395 | Central HP <5.4 tons | HEIL | HRCU-A-CB (Split System: Heat Pump with Remote Outdoor Unit-Air-Source) | H5H0V36*K*AAA* |  |  | EA*5X42M21A*+WALLCON | *97CTN0802120A* | 33200 | 17.5 | 9 | 35800 | 25600 | 71.51% | 1.86 | 0 | 10 |  |  |  | No | R-454B | 2.7667 | Residential & Commercial | Ducted CEE Tier 1
215679415 | Central HP <5.4 tons | HEIL | HRCU-A-CB (Split System: Heat Pump with Remote Outdoor Unit-Air-Source) | H5H0V36*K*AAA* |  |  | EA*5X43M21A*+WALLCON | *96CTN0802120B* | 34400 | 18 | 9 | 35400 | 25200 | 71.19% | 1.88 | 0 | 10 |  |  |  | No | R-454B | 2.8667 | Residential & Commercial | Ducted CEE Tier 1
215679465 | Central HP <5.4 tons | HEIL | HRCU-A-CB (Split System: Heat Pump with Remote Outdoor Unit-Air-Source) | H5H0V36*K*AAA* |  |  | EA*5X43M21A*+WALLCON | *97CTN0802120A* | 34400 | 18 | 9 | 35400 | 25200 | 71.19% | 1.88 | 0 | 10 |  |  |  | No | R-454B | 2.8667 | Residential & Commercial | Ducted CEE Tier 1
215679615 | Central HP <5.4 tons | HEIL | HRCU-A-CB (Split System: Heat Pump with Remote Outdoor Unit-Air-Source) | H5H0V36*K*AAA* |  |  | EA*5X61M21A*+WALLCON | *80CSU0601716B* | 35000 | 18 | 9 | 34400 | 24800 | 72.09% | 1.92 | 0 | 10 |  |  |  | No | R-454B | 2.9167 | Residential & Commercial | Ducted CEE Tier 1
211243920 | Central HP <5.4 tons | TEMPSTAR | HRCU-A-CB (Split System: Heat Pump with Remote Outdoor Unit-Air-Source) | DLCURAH24ABK |  |  | EN(A,D)4X24L17** | *80ES(N,L)0701716A* | 24400 | 15.5 | 8.5 | 27400 | 22400 | 81.75% | 1.84 | 0 | 10 |  |  |  | No | R-410A | 2.0333 | Residential & Commercial | Ducted CEE Tier 1
211244464 | Central HP <5.4 tons | TEMPSTAR | HRCU-A-CB (Split System: Heat Pump with Remote Outdoor Unit-Air-Source) | DLCURAH24ABK |  |  | EN(A,D)4X30L17** | *96VSN0601412A* | 23600 | 16.5 | 8.1 | 25800 | 23800 | 92.25% | 1.98 | 0 | 10 |  |  |  | No | R-410A | 1.9667 | Residential & Commercial | Ducted CEE Tier 1
213781557 | Central HP <5.4 tons | HEIL | HRCU-A-CB (Split System: Heat Pump with Remote Outdoor Unit-Air-Source) | HVH837GKA2* |  |  | EA*4X61L21A*+WALLCON | *80CTL0901716B* | 33200 | 17.5 | 8.1 | 32000 | 24800 | 77.5% | 1.98 | 0 | 11.5 |  |  |  | No | R-410A | 2.7667 | Residential & Commercial | Ducted CEE Tier 1
211243491 | Central HP <5.4 tons | TEMPSTAR | HRCU-A-CB (Split System: Heat Pump with Remote Outdoor Unit-Air-Source) | DLCURAH24ABK |  |  | EA*4X37L21A* | *80VTL1102122A* | 24400 | 17 | 8.5 | 25200 | 21200 | 84.13% | 1.8 | 0 | 10.5 |  |  |  | No | R-410A | 2.0333 | Residential & Commercial | Ducted CEE Tier 1
210596683 | Central HP <5.4 tons | COMFORTMAKER | HRCU-A-CB (Split System: Heat Pump with Remote Outdoor Unit-Air-Source) | CVH825GKA2* |  |  | EA*4X42L21A*+WALLCON | *96CTN0601714A* | 23600 | 16.5 | 8.1 | 21400 | 16700 | 78.04% | 1.94 | 0 | 11 |  |  |  | No | R-410A | 1.9667 | Residential & Commercial | Ducted CEE Tier 1
210596717 | Central HP <5.4 tons | COMFORTMAKER | HRCU-A-CB (Split System: Heat Pump with Remote Outdoor Unit-Air-Source) | CVH825GKA2* |  |  | EA*4X42L24A*+WALLCON | *80CTL1352422A* | 23800 | 16.5 | 8.1 | 21400 | 16600 | 77.57% | 1.96 | 0 | 11 |  |  |  | No | R-410A | 1.9833 | Residential & Commercial | Ducted CEE Tier 1
210596767 | Central HP <5.4 tons | COMFORTMAKER | HRCU-A-CB (Split System: Heat Pump with Remote Outdoor Unit-Air-Source) | CVH825GKA2* |  |  | EA*4X43L21A*+WALLCON | *80CTL0701716A* | 24400 | 17 | 8.5 | 21200 | 16600 | 78.3% | 2.02 | 0 | 11 |  |  |  | No | R-410A | 2.0333 | Residential & Commercial | Ducted CEE Tier 1
210596785 | Central HP <5.4 tons | COMFORTMAKER | HRCU-A-CB (Split System: Heat Pump with Remote Outdoor Unit-Air-Source) | CVH825GKA2* |  |  | EA*4X43L21A*+WALLCON | *96CTN0601714A* | 24400 | 16.5 | 8.1 | 21200 | 16700 | 78.77% | 2.02 | 0 | 11 |  |  |  | No | R-410A | 2.0333 | Residential & Commercial | Ducted CEE Tier 1
210596836 | Central HP <5.4 tons | COMFORTMAKER | HRCU-A-CB (Split System: Heat Pump with Remote Outdoor Unit-Air-Source) | CVH825GKA2* |  |  | EA*4X48L21A*+WALLCON | *96CTN0801714A* | 24000 | 16.5 | 8.1 | 21000 | 16600 | 79.05% | 2 | 0 | 11 |  |  |  | No | R-410A | 2 | Residential & Commercial | Ducted CEE Tier 1
210596884 | Central HP <5.4 tons | COMFORTMAKER | HRCU-A-CB (Split System: Heat Pump with Remote Outdoor Unit-Air-Source) | CVH825GKA2* |  |  | EHD4X42AAL+WALLCON | *80CSU0601716A* | 24200 | 16 | 8.1 | 21400 | 16600 | 77.57% | 2 | 0 | 10.5 |  |  |  | No | R-410A | 2.0167 | Residential & Commercial | Ducted CEE Tier 1
215935887 | Central HP <5.4 tons | AIRQUEST | HRCU-A-CB (Split System: Heat Pump with Remote Outdoor Unit-Air-Source) | H5H3V36*K*AAA* |  |  | EVD5X38M17A*+WALLCON | *97CMN0801714B* | 35200 | 21 | 8.5 | 38500 | 29200 | 75.84% | 2 | 0 | 11.7 |  |  |  | No | R-454B | 2.9333 | Residential & Commercial | Ducted CEE Tier 1
215936137 | Central HP <5.4 tons | AIRQUEST | HRCU-A-CB (Split System: Heat Pump with Remote Outdoor Unit-Air-Source) | H5H3V36*K*AAA* |  |  | EVD5X42M21A*+WALLCON | *96CTN1002122B* | 34400 | 21 | 8.5 | 38500 | 28000 | 72.73% | 2.06 | 0 | 12 |  |  |  | No | R-454B | 2.8667 | Residential & Commercial | Ducted CEE Tier 1
215936257 | Central HP <5.4 tons | AIRQUEST | HRCU-A-CB (Split System: Heat Pump with Remote Outdoor Unit-Air-Source) | H5H3V36*K*AAA* |  |  | EVD5X42M24A*+WALLCON | *96CTN1002122B* | 35600 | 22 | 8.5 | 38000 | 28400 | 74.74% | 2.04 | 0 | 12.5 |  |  |  | No | R-454B | 2.9667 | Residential & Commercial | Ducted CEE Tier 1
215936287 | Central HP <5.4 tons | AIRQUEST | HRCU-A-CB (Split System: Heat Pump with Remote Outdoor Unit-Air-Source) | H5H3V36*K*AAA* |  |  | EVD5X48M21A*+WALLCON | *96CTN0601714B* | 34600 | 20.5 | 8.5 | 38000 | 27600 | 72.63% | 2 | 0 | 11.5 |  |  |  | No | R-454B | 2.8833 | Residential & Commercial | Ducted CEE Tier 1
213075985 | Central HP <5.4 tons | AIRQUEST | HRCU-A-CB (Split System: Heat Pump with Remote Outdoor Unit-Air-Source) | DLCURAH36ABK |  |  | EN(A,D,W)4X48L21** | *95MSU1002120A* | 36200 | 16.5 | 8.1 | 38500 | 35000 | 90.91% | 2.02 | 0 | 10.5 |  |  |  | No | R-410A | 3.0167 | Residential & Commercial | Ducted CEE Tier 1
213782230 | Central HP <5.4 tons | COMFORTMAKER | HRCU-A-CB (Split System: Heat Pump with Remote Outdoor Unit-Air-Source) | CVH837GKA2* |  |  | EHD4X60AAL+WALLCON | *80CTL0701716B* | 32800 | 16.5 | 8.1 | 32400 | 25000 | 77.16% | 1.98 | 0 | 11 |  |  |  | No | R-410A | 2.7333 | Residential & Commercial | Ducted CEE Tier 1
213781590 | Central HP <5.4 tons | COMFORTMAKER | HRCU-A-CB (Split System: Heat Pump with Remote Outdoor Unit-Air-Source) | CVH837GKA2* |  |  | EA*4X61L21A*+WALLCON | *95CSU0601716B* | 33000 | 17 | 8.1 | 32200 | 25000 | 77.64% | 1.96 | 0 | 11 |  |  |  | No | R-410A | 2.75 | Residential & Commercial | Ducted CEE Tier 1
211226847 | Central HP <5.4 tons | TEMPSTAR | HRCU-A-CB (Split System: Heat Pump with Remote Outdoor Unit-Air-Source) | DLCURAH36ABK |  |  | EA*4X37L21A* | *80ES(N,L)0902120A* | 36800 | 16 | 8.5 | 38500 | 34800 | 90.39% | 2.1 | 0 | 10 |  |  |  | No | R-410A | 3.0667 | Residential & Commercial | Ducted CEE Tier 1
213772281 | Central HP <5.4 tons | DAY & NIGHT | HRCU-A-CB (Split System: Heat Pump with Remote Outdoor Unit-Air-Source) | CVH825GKA2* |  |  | EHD4X42AAL+WALLCON | *80CTL0701716B* | 24200 | 16 | 8.1 | 21400 | 16600 | 77.57% | 2 | 0 | 10.5 |  |  |  | No | R-410A | 2.0167 | Residential & Commercial | Ducted CEE Tier 1
213772501 | Central HP <5.4 tons | DAY & NIGHT | HRCU-A-CB (Split System: Heat Pump with Remote Outdoor Unit-Air-Source) | CVH825GKA2* |  |  | EHD4X48AAL+WALLCON | *95CSU0601716B* | 24200 | 16 | 8.1 | 21400 | 16600 | 77.57% | 2.02 | 0 | 10.5 |  |  |  | No | R-410A | 2.0167 | Residential & Commercial | Ducted CEE Tier 1
210596899 | Central HP <5.4 tons | COMFORTMAKER | HRCU-A-CB (Split System: Heat Pump with Remote Outdoor Unit-Air-Source) | CVH825GKA2* |  |  | EHD4X42AAL+WALLCON | *80CTL0901716A* | 24200 | 16.5 | 8.1 | 21200 | 16500 | 77.83% | 2.02 | 0 | 11 |  |  |  | No | R-410A | 2.0167 | Residential & Commercial | Ducted CEE Tier 1
210470259 | Central HP <5.4 tons | COMFORTMAKER | HRCU-A-CB (Split System: Heat Pump with Remote Outdoor Unit-Air-Source) | CVH837GKA2* |  |  | EA*4X60L24A*+WALLCON | *80CSU1002120A* | 32800 | 17 | 8.1 | 32000 | 24800 | 77.5% | 1.96 | 0 | 11 |  |  |  | No | R-410A | 2.7333 | Residential & Commercial | Ducted CEE Tier 1
211230770 | Central HP <5.4 tons | AIRQUEST | HRCU-A-CB (Split System: Heat Pump with Remote Outdoor Unit-Air-Source) | DLCURAH36ABK |  |  | EN(A,D)4X48L24** | *96VTN1002122A* | 36000 | 16.5 | 8.1 | 38500 | 34800 | 90.39% | 2.02 | 0 | 10.5 |  |  |  | No | R-410A | 3 | Residential & Commercial | Ducted CEE Tier 1
211228638 | Central HP <5.4 tons | AIRQUEST | HRCU-A-CB (Split System: Heat Pump with Remote Outdoor Unit-Air-Source) | DLCURAH36ABK |  |  | EA*4X43L21A* | *96VTN0802120A* | 37000 | 15.5 | 8.5 | 38500 | 35000 | 90.91% | 2.1 | 0 | 10 |  |  |  | No | R-410A | 3.0833 | Residential & Commercial | Ducted CEE Tier 1
214574143 | Central HP <5.4 tons | COMFORTMAKER | HRCU-A-CB (Split System: Heat Pump with Remote Outdoor Unit-Air-Source) | CVH837GKA2* |  |  | EA*4X61L21A*+WALLCON | *96CTN0802120B* | 33200 | 18.5 | 8.5 | 31800 | 24800 | 77.99% | 2 | 0 | 11.5 |  |  |  | No | R-410A | 2.7667 | Residential & Commercial | Ducted CEE Tier 1
215934089 | Central HP <5.4 tons | COMFORTMAKER | HRCU-A-CB (Split System: Heat Pump with Remote Outdoor Unit-Air-Source) | C5H3V48*K*AAA* |  |  | EA*5X60M24A*+WALLCON | *80CSU1002120A* | 44500 | 21 | 9.5 | 48500 | 36400 | 75.05% | 2 | 0 | 11 |  |  |  | No | R-454B | 3.7083 | Residential & Commercial | Ducted CEE Tier 1
215934209 | Central HP <5.4 tons | COMFORTMAKER | HRCU-A-CB (Split System: Heat Pump with Remote Outdoor Unit-Air-Source) | C5H3V48*K*AAA* |  |  | EA*5X61M21A*+WALLCON | *95CSU0601716B* | 44500 | 20.5 | 9.5 | 49000 | 36600 | 74.69% | 2 | 0 | 11 |  |  |  | No | R-454B | 3.7083 | Residential & Commercial | Ducted CEE Tier 1
215938117 | Central HP <5.4 tons | AIRQUEST | HRCU-A-CB (Split System: Heat Pump with Remote Outdoor Unit-Air-Source) | H5H3V48*K*AAA* |  |  | EVD5X49M24A*+WALLCON | *96CTN1202422B* | 45500 | 20.5 | 8.1 | 52500 | 38000 | 72.38% | 1.95 | 0 | 11.5 |  |  |  | No | R-454B | 3.7917 | Residential & Commercial | Ducted CEE Tier 1
215934569 | Central HP <5.4 tons | COMFORTMAKER | HRCU-A-CB (Split System: Heat Pump with Remote Outdoor Unit-Air-Source) | C5H3V48*K*AAA* |  |  | ESH5X60M12A*+WALLCON | *80CTL0901716B* | 44000 | 20.5 | 9 | 49000 | 35800 | 73.06% | 1.86 | 0 | 11.5 |  |  |  | No | R-454B | 3.6667 | Residential & Commercial | Ducted CEE Tier 1
215674592 | Central HP <5.4 tons | TEMPSTAR | HRCU-A-CB (Split System: Heat Pump with Remote Outdoor Unit-Air-Source) | T5H0V48*K*AAA* |  |  | EA*5X61M24A*+WALLCON | *97CMN0802120B* | 46000 | 18 | 9 | 48000 | 33800 | 70.42% | 2.08 | 0 | 10 |  |  |  | No | R-454B | 3.8333 | Residential & Commercial | Ducted CEE Tier 1
215674677 | Central HP <5.4 tons | TEMPSTAR | HRCU-A-CB (Split System: Heat Pump with Remote Outdoor Unit-Air-Source) | T5H0V48*K*AAA* |  |  | EA*5X61M24A*+WALLCON | *96CTN1202422B* | 46000 | 18.5 | 9 | 47500 | 33600 | 70.74% | 2.06 | 0 | 10 |  |  |  | No | R-454B | 3.8333 | Residential & Commercial | Ducted CEE Tier 1
211241650 | Central HP <5.4 tons | AIRQUEST | HRCU-A-CB (Split System: Heat Pump with Remote Outdoor Unit-Air-Source) | DLCURAH24ABK |  |  | EA*4X30L17A* | *80ES(N,L)0451712A* | 24000 | 16.5 | 8.5 | 26200 | 23200 | 88.55% | 1.9 | 0 | 10 |  |  |  | No | R-410A | 2 | Residential & Commercial | Ducted CEE Tier 1
211241785 | Central HP <5.4 tons | AIRQUEST | HRCU-A-CB (Split System: Heat Pump with Remote Outdoor Unit-Air-Source) | DLCURAH24ABK |  |  | EA*4X30L17A* | OMV098J12* | 23600 | 16.5 | 8.5 | 26000 | 23800 | 91.54% | 1.98 | 0 | 10 |  |  |  | No | R-410A | 1.9667 | Residential & Commercial | Ducted CEE Tier 1
213353782 | Central HP <5.4 tons | DAY & NIGHT | HRCU-A-CB (Split System: Heat Pump with Remote Outdoor Unit-Air-Source) | DLCURAH24ABK |  |  | F5MA4*30L*B* |  | 24800 | 17 | 9 | 26000 | 21800 | 83.85% | 1.82 | 0 | 10.5 |  |  |  | No | R-410A | 2.0667 | Residential & Commercial | Ducted CEE Tier 1
211244386 | Central HP <5.4 tons | TEMPSTAR | HRCU-A-CB (Split System: Heat Pump with Remote Outdoor Unit-Air-Source) | DLCURAH24ABK |  |  | EN(A,D)4X30L14** | *92ESN0601412A* | 23400 | 16.5 | 8.1 | 25800 | 24200 | 93.8% | 2.02 | 0 | 10 |  |  |  | No | R-410A | 1.95 | Residential & Commercial | Ducted CEE Tier 1
211244419 | Central HP <5.4 tons | TEMPSTAR | HRCU-A-CB (Split System: Heat Pump with Remote Outdoor Unit-Air-Source) | DLCURAH24ABK |  |  | EN(A,D)4X30L17** | *80VSL0451412A* | 23400 | 16.5 | 8.1 | 25800 | 24200 | 93.8% | 2 | 0 | 10 |  |  |  | No | R-410A | 1.95 | Residential & Commercial | Ducted CEE Tier 1
211244483 | Central HP <5.4 tons | TEMPSTAR | HRCU-A-CB (Split System: Heat Pump with Remote Outdoor Unit-Air-Source) | DLCURAH24ABK |  |  | EN(A,D)4X30L17** | *95ESU0401712A* | 23600 | 16.5 | 8.1 | 25800 | 23600 | 91.47% | 1.96 | 0 | 10 |  |  |  | No | R-410A | 1.9667 | Residential & Commercial | Ducted CEE Tier 1
213781577 | Central HP <5.4 tons | HEIL | HRCU-A-CB (Split System: Heat Pump with Remote Outdoor Unit-Air-Source) | HVH837GKA2* |  |  | EA*4X61L21A*+WALLCON | *80CTL1102120B* | 33200 | 17.5 | 8.5 | 32000 | 24800 | 77.5% | 1.98 | 0 | 11.5 |  |  |  | No | R-410A | 2.7667 | Residential & Commercial | Ducted CEE Tier 1
213076583 | Central HP <5.4 tons | TEMPSTAR | HRCU-A-CB (Split System: Heat Pump with Remote Outdoor Unit-Air-Source) | DLCURAH36ABK |  |  | EN(A,D,W)4X48L21** | *80VTL0701716B* | 35600 | 16 | 8.1 | 38500 | 28400 | 73.77% | 1.96 | 0 | 10 |  |  |  | No | R-410A | 2.9667 | Residential & Commercial | Ducted CEE Tier 1
214574623 | Central HP <5.4 tons | COMFORTMAKER | HRCU-A-CB (Split System: Heat Pump with Remote Outdoor Unit-Air-Source) | CVH837GKA2* |  |  | EN(A,D,W)4X48L21**+WALLCON | *96CTN0802120B* | 32400 | 17.5 | 8.5 | 32600 | 24800 | 76.07% | 1.98 | 0 | 11.5 |  |  |  | No | R-410A | 2.7 | Residential & Commercial | Ducted CEE Tier 1
210470545 | Central HP <5.4 tons | COMFORTMAKER | HRCU-A-CB (Split System: Heat Pump with Remote Outdoor Unit-Air-Source) | CVH837GKA2* |  |  | EA*4X61L24A*+WALLCON | *80CSU1002120A* | 33200 | 17.5 | 8.1 | 32000 | 24800 | 77.5% | 1.98 | 0 | 11.5 |  |  |  | No | R-410A | 2.7667 | Residential & Commercial | Ducted CEE Tier 1
211230761 | Central HP <5.4 tons | AIRQUEST | HRCU-A-CB (Split System: Heat Pump with Remote Outdoor Unit-Air-Source) | DLCURAH36ABK |  |  | EN(A,D)4X48L24** | *96VTN1002120A* | 36600 | 15.5 | 8.1 | 39500 | 35000 | 88.61% | 2.04 | 0 | 10 |  |  |  | No | R-410A | 3.05 | Residential & Commercial | Ducted CEE Tier 1
210596332 | Central HP <5.4 tons | BRYANT HEATING AND COOLING SYSTEMS | HRCU-A-CB (Split System: Heat Pump with Remote Outdoor Unit-Air-Source) | 288BNV025*0**B* |  |  | CAP**4321AL*+UI | 987MB42080C17*** | 24400 | 16.5 | 8.1 | 21200 | 16700 | 78.77% | 2.02 | 0 | 11 |  |  |  | No | R-410A | 2.0333 | Residential & Commercial | Ducted CEE Tier 1
210596333 | Central HP <5.4 tons | BRYANT HEATING AND COOLING SYSTEMS | HRCU-A-CB (Split System: Heat Pump with Remote Outdoor Unit-Air-Source) | 288BNV025*0**B* |  |  | CAP**4321AL*+UI | 987MB60060C21*** | 24400 | 16.5 | 8.1 | 21200 | 16700 | 78.77% | 2.02 | 0 | 11 |  |  |  | No | R-410A | 2.0333 | Residential & Commercial | Ducted CEE Tier 1
210596334 | Central HP <5.4 tons | BRYANT HEATING AND COOLING SYSTEMS | HRCU-A-CB (Split System: Heat Pump with Remote Outdoor Unit-Air-Source) | 288BNV025*0**B* |  |  | CAP**4321AL*+UI | 987MB66100C21*** | 24400 | 16.5 | 8.5 | 21200 | 16600 | 78.3% | 2.04 | 0 | 11 |  |  |  | No | R-410A | 2.0333 | Residential & Commercial | Ducted CEE Tier 1
210596402 | Central HP <5.4 tons | BRYANT HEATING AND COOLING SYSTEMS | HRCU-A-CB (Split System: Heat Pump with Remote Outdoor Unit-Air-Source) | 288BNV025*0**B* |  |  | CNPV*4821AL*+UI | 987MB66100C21*** | 24200 | 17 | 8.1 | 21400 | 16600 | 77.57% | 2.02 | 0 | 11.5 |  |  |  | No | R-410A | 2.0167 | Residential & Commercial | Ducted CEE Tier 1
210596432 | Central HP <5.4 tons | BRYANT HEATING AND COOLING SYSTEMS | HRCU-A-CB (Split System: Heat Pump with Remote Outdoor Unit-Air-Source) | 288BNV025*0**B* |  |  | CSPH*4812AL*+UI | 83*CA36040C17*** | 24200 | 16.5 | 8.1 | 21200 | 16600 | 78.3% | 2.02 | 0 | 11 |  |  |  | No | R-410A | 2.0167 | Residential & Commercial | Ducted CEE Tier 1
210596346 | Central HP <5.4 tons | BRYANT HEATING AND COOLING SYSTEMS | HRCU-A-CB (Split System: Heat Pump with Remote Outdoor Unit-Air-Source) | 288BNV025*0**B* |  |  | CAP**4821AL*+UI | 986TC66100C21*** | 24000 | 16.5 | 8.1 | 21000 | 16500 | 78.57% | 2.02 | 0 | 11 |  |  |  | No | R-410A | 2 | Residential & Commercial | Ducted CEE Tier 1
210596353 | Central HP <5.4 tons | BRYANT HEATING AND COOLING SYSTEMS | HRCU-A-CB (Split System: Heat Pump with Remote Outdoor Unit-Air-Source) | 288BNV025*0**B* |  |  | CAP**4824AL*+UI | 935CA60080C21*** | 24200 | 17 | 8.1 | 21000 | 16500 | 78.57% | 2.02 | 0 | 11 |  |  |  | No | R-410A | 2.0167 | Residential & Commercial | Ducted CEE Tier 1
215681415 | Central HP <5.4 tons | HEIL | HRCU-A-CB (Split System: Heat Pump with Remote Outdoor Unit-Air-Source) | H5H0V48*K*AAA* |  |  | EA*5X60M24A*+WALLCON | *97CTN1002122A* | 45000 | 18 | 9 | 47500 | 33600 | 70.74% | 2.06 | 0 | 10 |  |  |  | No | R-454B | 3.75 | Residential & Commercial | Ducted CEE Tier 1
215681815 | Central HP <5.4 tons | HEIL | HRCU-A-CB (Split System: Heat Pump with Remote Outdoor Unit-Air-Source) | H5H0V48*K*AAA* |  |  | EVM5X49M21A*+WALLCON | *96CTN0802120B* | 48000 | 19 | 9 | 50000 | 36800 | 73.6% | 2 | 0 | 10 |  |  |  | No | R-454B | 4 | Residential & Commercial | Ducted CEE Tier 1
215676795 | Central HP <5.4 tons | HEIL | HRCU-A-CB (Split System: Heat Pump with Remote Outdoor Unit-Air-Source) | H5H0V48*K*AAA* |  |  | EVD5X61M21A*+WALLCON | *97CMN0602120B* | 48000 | 18.5 | 9 | 50000 | 37400 | 74.8% | 2 | 0 | 10 |  |  |  | No | R-454B | 4 | Residential & Commercial | Ducted CEE Tier 1
215676895 | Central HP <5.4 tons | HEIL | HRCU-A-CB (Split System: Heat Pump with Remote Outdoor Unit-Air-Source) | H5H0V48*K*AAA* |  |  | EVD5X61M24A*+WALLCON | *95CSU1002122B* | 48500 | 19 | 9 | 50000 | 36600 | 73.2% | 2.1 | 0 | 10.5 |  |  |  | No | R-454B | 4.0417 | Residential & Commercial | Ducted CEE Tier 1
215678223 | Central HP <5.4 tons | CARRIER | HRCU-A-CB (Split System: Heat Pump with Remote Outdoor Unit-Air-Source) | 27VNA024A*030* |  |  | CAA**2517AM*+UI | 58CU*B040C17**12 | 24000 | 17 | 9 | 23200 | 16300 | 70.26% | 2.02 | 0 | 10.5 |  |  |  | No | R-454B | 2 | Residential & Commercial | Ducted CEE Tier 1
215678323 | Central HP <5.4 tons | CARRIER | HRCU-A-CB (Split System: Heat Pump with Remote Outdoor Unit-Air-Source) | 27VNA024A*030* |  |  | CAA**3617AM*+UI | 59TN7A060C17**16 | 23000 | 16.5 | 9 | 23800 | 16700 | 70.17% | 1.98 | 0 | 10 |  |  |  | No | R-454B | 1.9167 | Residential & Commercial | Ducted CEE Tier 1
210597106 | Central HP <5.4 tons | COMFORTMAKER | HRCU-A-CB (Split System: Heat Pump with Remote Outdoor Unit-Air-Source) | CVH825GKA2* |  |  | EN(A,D,W)4X48L21**+WALLCON | *96CTN0801714A* | 24000 | 16.5 | 8.1 | 21400 | 16600 | 77.57% | 2 | 0 | 11 |  |  |  | No | R-410A | 2 | Residential & Commercial | Ducted CEE Tier 1
212978306 | Central HP <5.4 tons | TEMPSTAR | HRCU-A-CB (Split System: Heat Pump with Remote Outdoor Unit-Air-Source) | DLCURAH18ABK |  |  | EN(A,D)4X18L14** | *80MS(N,L)0701412A* | 17400 | 16 | 8.5 | 18500 | 19700 | 106.5% | 2.38 | 0 | 10.5 |  |  |  | No | R-410A | 1.45 | Residential & Commercial | Ducted CEE Tier 1
212978342 | Central HP <5.4 tons | TEMPSTAR | HRCU-A-CB (Split System: Heat Pump with Remote Outdoor Unit-Air-Source) | DLCURAH18ABK |  |  | EN(A,D)4X30L14** | *80MS(N,L)0701412A* | 17400 | 16.5 | 8.1 | 18000 | 18700 | 103.9% | 2.26 | 0 | 11 |  |  |  | No | R-410A | 1.45 | Residential & Commercial | Ducted CEE Tier 1
212979987 | Central HP <5.4 tons | TEMPSTAR | HRCU-A-CB (Split System: Heat Pump with Remote Outdoor Unit-Air-Source) | DLCURAH18ABK |  |  | EA*4X30L17A* | *80MS(N,L)0901714A* | 17700 | 16 | 8.5 | 18300 | 18700 | 102.2% | 2.24 | 0 | 10.5 |  |  |  | No | R-410A | 1.475 | Residential & Commercial | Ducted CEE Tier 1
212971444 | Central HP <5.4 tons | TEMPSTAR | HRCU-A-CB (Split System: Heat Pump with Remote Outdoor Unit-Air-Source) | DLCURAH18ABK |  |  | EA*4X19L17A* | *80VTL0701716B* | 18000 | 16.5 | 8.5 | 18000 | 19500 | 108.3% | 2.34 | 0 | 10.5 |  |  |  | No | R-410A | 1.5 | Residential & Commercial | Ducted CEE Tier 1
213780007 | Central HP <5.4 tons | HEIL | HRCU-A-CB (Split System: Heat Pump with Remote Outdoor Unit-Air-Source) | HVH837GKA** |  |  | EHD4X42AAL+WALLCON | *80CTL0901716B* | 32200 | 16.5 | 8.1 | 33000 | 24800 | 75.15% | 1.94 | 0 | 11 |  |  |  | No | R-410A | 2.6833 | Residential & Commercial | Ducted CEE Tier 1
211226125 | Central HP <5.4 tons | CARRIER | HRCU-A-CB (Split System: Heat Pump with Remote Outdoor Unit-Air-Source) | 38MURAQ36AB3* |  |  | FM(C,U)4Z36**AL* |  | 36000 | 16.5 | 8.1 | 40000 | 35400 | 88.5% | 1.82 | 0 | 10 |  |  |  | No | R-410A | 3 | Residential & Commercial | Ducted CEE Tier 1
213781607 | Central HP <5.4 tons | HEIL | HRCU-A-CB (Split System: Heat Pump with Remote Outdoor Unit-Air-Source) | HVH837GKA2* |  |  | EA*4X61L21A*+WALLCON | *97CMN0801714B* | 33000 | 17 | 8.1 | 32200 | 25000 | 77.64% | 1.96 | 0 | 11 |  |  |  | No | R-410A | 2.75 | Residential & Commercial | Ducted CEE Tier 1
213781657 | Central HP <5.4 tons | HEIL | HRCU-A-CB (Split System: Heat Pump with Remote Outdoor Unit-Air-Source) | HVH837GKA2* |  |  | EA*4X61L24A*+WALLCON | *80CTL0902120B* | 33200 | 17.5 | 8.5 | 32000 | 24800 | 77.5% | 2 | 0 | 11.7 |  |  |  | No | R-410A | 2.7667 | Residential & Commercial | Ducted CEE Tier 1
210597356 | Central HP <5.4 tons | COMFORTMAKER | HRCU-A-CB (Split System: Heat Pump with Remote Outdoor Unit-Air-Source) | CVH837GKA** |  |  | EA*4X36L21A*+WALLCON | *95CSU1002122A* | 31600 | 17.5 | 8.1 | 33000 | 24200 | 73.33% | 1.86 | 0 | 11 |  |  |  | No | R-410A | 2.6333 | Residential & Commercial | Ducted CEE Tier 1
211243707 | Central HP <5.4 tons | TEMPSTAR | HRCU-A-CB (Split System: Heat Pump with Remote Outdoor Unit-Air-Source) | DLCURAH24ABK |  |  | EN(A,D)4X24L14** | *80VSL0451412A* | 23800 | 16 | 8.5 | 26800 | 23200 | 86.57% | 1.9 | 0 | 10 |  |  |  | No | R-410A | 1.9833 | Residential & Commercial | Ducted CEE Tier 1
211243725 | Central HP <5.4 tons | TEMPSTAR | HRCU-A-CB (Split System: Heat Pump with Remote Outdoor Unit-Air-Source) | DLCURAH24ABK |  |  | EN(A,D)4X24L14** | *96VSN0601412A* | 23200 | 16 | 8.5 | 26400 | 24600 | 93.18% | 2.04 | 0 | 10 |  |  |  | No | R-410A | 1.9333 | Residential & Commercial | Ducted CEE Tier 1
211244107 | Central HP <5.4 tons | TEMPSTAR | HRCU-A-CB (Split System: Heat Pump with Remote Outdoor Unit-Air-Source) | DLCURAH24ABK |  |  | EN(A,D)4X24L17** | *80ES(N,L)0451412A* | 24200 | 15.5 | 8.5 | 27200 | 22600 | 83.09% | 1.86 | 0 | 10 |  |  |  | No | R-410A | 2.0167 | Residential & Commercial | Ducted CEE Tier 1
213781077 | Central HP <5.4 tons | HEIL | HRCU-A-CB (Split System: Heat Pump with Remote Outdoor Unit-Air-Source) | HVH837GKA2* |  |  | EA*4X42L21A*+WALLCON | *96CTN1002122B* | 31800 | 17 | 8.1 | 33000 | 24400 | 73.94% | 1.88 | 0 | 11 |  |  |  | No | R-410A | 2.65 | Residential & Commercial | Ducted CEE Tier 1
211378748 | Central HP <5.4 tons | YORK | HRCU-A-CB (Split System: Heat Pump with Remote Outdoor Unit-Air-Source) | HMH72B341 |  |  | XAUB36DXXN1+TXV | TM8E060A12MP11 | 34000 | 18 | 8.1 | 33800 | 23800 | 70.41% | 2.06 | 0 | 10 |  |  |  | No | R-410A | 2.8333 | Residential & Commercial | Ducted CEE Tier 1
215682395 | Central HP <5.4 tons | HEIL | HRCU-A-CB (Split System: Heat Pump with Remote Outdoor Unit-Air-Source) | H5H0V48*K*AAA* |  |  | EVD5X60M24A*+WALLCON | *80CSU1002120B* | 48000 | 18.5 | 9 | 50000 | 36600 | 73.2% | 2 | 0 | 10 |  |  |  | No | R-454B | 4 | Residential & Commercial | Ducted CEE Tier 1
215682445 | Central HP <5.4 tons | HEIL | HRCU-A-CB (Split System: Heat Pump with Remote Outdoor Unit-Air-Source) | H5H0V48*K*AAA* |  |  | EVD5X61M21A*+WALLCON | *80CSU0401712B* | 48500 | 19 | 9 | 50000 | 36800 | 73.6% | 2.12 | 0 | 10 |  |  |  | No | R-454B | 4.0417 | Residential & Commercial | Ducted CEE Tier 1
215682515 | Central HP <5.4 tons | HEIL | HRCU-A-CB (Split System: Heat Pump with Remote Outdoor Unit-Air-Source) | H5H0V48*K*AAA* |  |  | EVD5X61M24A*+WALLCON | *96CTN0802120B* | 48500 | 19 | 9.5 | 50000 | 36800 | 73.6% | 2.1 | 0 | 10.5 |  |  |  | No | R-454B | 4.0417 | Residential & Commercial | Ducted CEE Tier 1
215682335 | Central HP <5.4 tons | HEIL | HRCU-A-CB (Split System: Heat Pump with Remote Outdoor Unit-Air-Source) | H5H0V48*K*AAA* |  |  | EVD5X60M21A*+WALLCON | *80CSU1002120B* | 48000 | 18.5 | 9 | 50000 | 36600 | 73.2% | 2 | 0 | 10 |  |  |  | No | R-454B | 4 | Residential & Commercial | Ducted CEE Tier 1
215682385 | Central HP <5.4 tons | HEIL | HRCU-A-CB (Split System: Heat Pump with Remote Outdoor Unit-Air-Source) | H5H0V48*K*AAA* |  |  | EVD5X60M24A*+WALLCON | *80CSU0802120B* | 48000 | 19 | 9 | 50000 | 36200 | 72.4% | 2.12 | 0 | 10 |  |  |  | No | R-454B | 4 | Residential & Commercial | Ducted CEE Tier 1
215682485 | Central HP <5.4 tons | HEIL | HRCU-A-CB (Split System: Heat Pump with Remote Outdoor Unit-Air-Source) | H5H0V48*K*AAA* |  |  | EVD5X61M21A*+WALLCON | *97CTN0801716A* | 48000 | 18.5 | 9 | 50000 | 37400 | 74.8% | 2 | 0 | 10 |  |  |  | No | R-454B | 4 | Residential & Commercial | Ducted CEE Tier 1
215678273 | Central HP <5.4 tons | CARRIER | HRCU-A-CB (Split System: Heat Pump with Remote Outdoor Unit-Air-Source) | 27VNA024A*030* |  |  | CAA**3017AM*+UI | 58CU*B060C17**16 | 23200 | 17 | 8.5 | 23600 | 16600 | 70.34% | 1.98 | 0 | 10 |  |  |  | No | R-454B | 1.9333 | Residential & Commercial | Ducted CEE Tier 1
211228763 | Central HP <5.4 tons | AIRQUEST | HRCU-A-CB (Split System: Heat Pump with Remote Outdoor Unit-Air-Source) | DLCURAH36ABK |  |  | EA*4X48L21A* | *80ES(N,L)0702116A* | 35600 | 16.5 | 8.5 | 37800 | 34600 | 91.53% | 2.04 | 0 | 10 |  |  |  | No | R-410A | 2.9667 | Residential & Commercial | Ducted CEE Tier 1
211228811 | Central HP <5.4 tons | AIRQUEST | HRCU-A-CB (Split System: Heat Pump with Remote Outdoor Unit-Air-Source) | DLCURAH36ABK |  |  | EA*4X48L21A* | *80ES(N,L)1102120A* | 35800 | 16.5 | 8.5 | 38500 | 34600 | 89.87% | 2.04 | 0 | 10 |  |  |  | No | R-410A | 2.9833 | Residential & Commercial | Ducted CEE Tier 1
211229513 | Central HP <5.4 tons | AIRQUEST | HRCU-A-CB (Split System: Heat Pump with Remote Outdoor Unit-Air-Source) | DLCURAH36ABK |  |  | EA*4X48L24A* | *95ESN1202422A* | 37200 | 15.5 | 8.5 | 38500 | 35000 | 90.91% | 2.12 | 0 | 10 |  |  |  | No | R-410A | 3.1 | Residential & Commercial | Ducted CEE Tier 1
213780257 | Central HP <5.4 tons | HEIL | HRCU-A-CB (Split System: Heat Pump with Remote Outdoor Unit-Air-Source) | HVH837GKA** |  |  | EHD4X48AAL+WALLCON | *96CTN0601714B* | 32400 | 16 | 8.1 | 33000 | 25200 | 76.36% | 1.94 | 0 | 10.5 |  |  |  | No | R-410A | 2.7 | Residential & Commercial | Ducted CEE Tier 1
213780377 | Central HP <5.4 tons | HEIL | HRCU-A-CB (Split System: Heat Pump with Remote Outdoor Unit-Air-Source) | HVH837GKA** |  |  | EHD4X60AAL+WALLCON | *97CMN0601714B* | 32800 | 16 | 8.1 | 32400 | 25200 | 77.78% | 1.96 | 0 | 11 |  |  |  | No | R-410A | 2.7333 | Residential & Commercial | Ducted CEE Tier 1
212984223 | Central HP <5.4 tons | DAY & NIGHT | HRCU-A-CB (Split System: Heat Pump with Remote Outdoor Unit-Air-Source) | DLCURAH18ABK |  |  | EN(A,D)4X30L17** | *92MSN0601714A* | 17700 | 16.5 | 8.1 | 18300 | 18600 | 101.6% | 2.24 | 0 | 11 |  |  |  | No | R-410A | 1.475 | Residential & Commercial | Ducted CEE Tier 1
213779227 | Central HP <5.4 tons | HEIL | HRCU-A-CB (Split System: Heat Pump with Remote Outdoor Unit-Air-Source) | HVH837GKA** |  |  | EA*4X42L24A*+WALLCON | *96CTN1002122B* | 31800 | 17 | 8.1 | 33000 | 24200 | 73.33% | 1.88 | 0 | 11 |  |  |  | No | R-410A | 2.65 | Residential & Commercial | Ducted CEE Tier 1
211378873 | Central HP <5.4 tons | YORK | HRCU-A-CB (Split System: Heat Pump with Remote Outdoor Unit-Air-Source) | HMH72B341 |  |  | XAUB36DXXN1+TXV | TL9E060B12UH11 | 33400 | 17.5 | 8.1 | 33000 | 23200 | 70.3% | 2.02 | 0 | 10 |  |  |  | No | R-410A | 2.7833 | Residential & Commercial | Ducted CEE Tier 1
215668859 | Central HP <5.4 tons | TEMPSTAR | HRCU-A-CB (Split System: Heat Pump with Remote Outdoor Unit-Air-Source) | T5H0V36*K*AAA* |  |  | EA*5X42M21A*+WALLCON | *80CTL1102120B* | 33200 | 18 | 9 | 35800 | 25600 | 71.51% | 1.84 | 0 | 10 |  |  |  | No | R-454B | 2.7667 | Residential & Commercial | Ducted CEE Tier 1
211378031 | Central HP <5.4 tons | YORK | HRCU-A-CB (Split System: Heat Pump with Remote Outdoor Unit-Air-Source) | HMH72B341 |  |  | XAFC36DXXN1+TXV | TM8Y100C16MP11 | 34000 | 18.5 | 8.5 | 34000 | 24000 | 70.59% | 2.1 | 0 | 10 |  |  |  | No | R-410A | 2.8333 | Residential & Commercial | Ducted CEE Tier 1
211378070 | Central HP <5.4 tons | YORK | HRCU-A-CB (Split System: Heat Pump with Remote Outdoor Unit-Air-Source) | HMH72B341 |  |  | XAFC36DBCN1 | TM8Y080B12MP11 | 34000 | 18 | 8.1 | 33600 | 23600 | 70.24% | 2.06 | 0 | 10 |  |  |  | No | R-410A | 2.8333 | Residential & Commercial | Ducted CEE Tier 1
213781227 | Central HP <5.4 tons | HEIL | HRCU-A-CB (Split System: Heat Pump with Remote Outdoor Unit-Air-Source) | HVH837GKA2* |  |  | EA*4X43L21A*+WALLCON | *97CMN0801714B* | 32800 | 17 | 8.1 | 33000 | 25200 | 76.36% | 1.96 | 0 | 11 |  |  |  | No | R-410A | 2.7333 | Residential & Commercial | Ducted CEE Tier 1
213781297 | Central HP <5.4 tons | HEIL | HRCU-A-CB (Split System: Heat Pump with Remote Outdoor Unit-Air-Source) | HVH837GKA2* |  |  | EA*4X48L21A*+WALLCON | *80CTL0901716B* | 32400 | 17 | 8.1 | 32600 | 25000 | 76.69% | 1.96 | 0 | 11 |  |  |  | No | R-410A | 2.7 | Residential & Commercial | Ducted CEE Tier 1
213781347 | Central HP <5.4 tons | HEIL | HRCU-A-CB (Split System: Heat Pump with Remote Outdoor Unit-Air-Source) | HVH837GKA2* |  |  | EA*4X48L21A*+WALLCON | *97CMN0801714B* | 32200 | 17 | 8.1 | 32600 | 25000 | 76.69% | 1.94 | 0 | 11 |  |  |  | No | R-410A | 2.6833 | Residential & Commercial | Ducted CEE Tier 1
213781497 | Central HP <5.4 tons | HEIL | HRCU-A-CB (Split System: Heat Pump with Remote Outdoor Unit-Air-Source) | HVH837GKA2* |  |  | EA*4X60L24A*+WALLCON | *97CMN1002122B* | 32800 | 17.5 | 8.1 | 31800 | 24600 | 77.36% | 1.98 | 0 | 11.5 |  |  |  | No | R-410A | 2.7333 | Residential & Commercial | Ducted CEE Tier 1
211241803 | Central HP <5.4 tons | AIRQUEST | HRCU-A-CB (Split System: Heat Pump with Remote Outdoor Unit-Air-Source) | DLCURAH24ABK |  |  | EA*4X30L17A* | OMV112K14A | 24000 | 16 | 8.5 | 26400 | 23000 | 87.12% | 1.9 | 0 | 10 |  |  |  | No | R-410A | 2 | Residential & Commercial | Ducted CEE Tier 1
210597437 | Central HP <5.4 tons | COMFORTMAKER | HRCU-A-CB (Split System: Heat Pump with Remote Outdoor Unit-Air-Source) | CVH837GKA** |  |  | EA*4X61L21A*+WALLCON | *96CTN1002122A* | 33200 | 17.5 | 8.5 | 32000 | 24800 | 77.5% | 2 | 0 | 12 |  |  |  | No | R-410A | 2.7667 | Residential & Commercial | Ducted CEE Tier 1
210597536 | Central HP <5.4 tons | COMFORTMAKER | HRCU-A-CB (Split System: Heat Pump with Remote Outdoor Unit-Air-Source) | CVH837GKA** |  |  | EHD4X60AAL+WALLCON | *96CTN1002122A* | 33000 | 17 | 8.1 | 32200 | 24800 | 77.02% | 2.02 | 0 | 11.5 |  |  |  | No | R-410A | 2.75 | Residential & Commercial | Ducted CEE Tier 1
215937164 | Central HP <5.4 tons | CARRIER | HRCU-A-CB (Split System: Heat Pump with Remote Outdoor Unit-Air-Source) | 27VNA348A*030* |  |  | CVAMA4921XMA*+UI | 58TN*B090C17**16 | 44500 | 20.5 | 8.1 | 53500 | 37600 | 70.28% | 1.95 | 0 | 11.5 |  |  |  | No | R-454B | 3.7083 | Residential & Commercial | Ducted CEE Tier 1
215937264 | Central HP <5.4 tons | CARRIER | HRCU-A-CB (Split System: Heat Pump with Remote Outdoor Unit-Air-Source) | 27VNA348A*030* |  |  | CVAMA4921XMA*+UI | 59TN6C080C17**14 | 44000 | 20 | 8.1 | 53500 | 37600 | 70.28% | 2 | 0 | 11.5 |  |  |  | No | R-454B | 3.6667 | Residential & Commercial | Ducted CEE Tier 1
211230040 | Central HP <5.4 tons | AIRQUEST | HRCU-A-CB (Split System: Heat Pump with Remote Outdoor Unit-Air-Source) | DLCURAH36ABK |  |  | EN(A,D,W)4X48L21** | *80ESU0802120A | 37400 | 15.5 | 8.5 | 39500 | 35000 | 88.61% | 2.1 | 0 | 10.5 |  |  |  | No | R-410A | 3.1167 | Residential & Commercial | Ducted CEE Tier 1
211230242 | Central HP <5.4 tons | AIRQUEST | HRCU-A-CB (Split System: Heat Pump with Remote Outdoor Unit-Air-Source) | DLCURAH36ABK |  |  | EN(A,D,W)4X48L21** | *96VSN0802120A* | 36200 | 16 | 8.1 | 38500 | 34800 | 90.39% | 2.02 | 0 | 10 |  |  |  | No | R-410A | 3.0167 | Residential & Commercial | Ducted CEE Tier 1
211230499 | Central HP <5.4 tons | AIRQUEST | HRCU-A-CB (Split System: Heat Pump with Remote Outdoor Unit-Air-Source) | DLCURAH36ABK |  |  | EN(A,D)4X48L24** | *80VSL0702120A* | 36000 | 16 | 8.1 | 38500 | 34800 | 90.39% | 2.02 | 0 | 10 |  |  |  | No | R-410A | 3 | Residential & Commercial | Ducted CEE Tier 1
211230508 | Central HP <5.4 tons | AIRQUEST | HRCU-A-CB (Split System: Heat Pump with Remote Outdoor Unit-Air-Source) | DLCURAH36ABK |  |  | EN(A,D)4X48L24** | *80VSL0902120A* | 35800 | 16.5 | 8.1 | 38500 | 34800 | 90.39% | 2 | 0 | 10 |  |  |  | No | R-410A | 2.9833 | Residential & Commercial | Ducted CEE Tier 1
210597605 | Central HP <5.4 tons | COMFORTMAKER | HRCU-A-CB (Split System: Heat Pump with Remote Outdoor Unit-Air-Source) | CVH837GKA** |  |  | EN(A,D,W)4X60L24**+WALLCON | *80CTL0902120A* | 32800 | 18 | 8.1 | 32200 | 24800 | 77.02% | 1.98 | 0 | 12 |  |  |  | No | R-410A | 2.7333 | Residential & Commercial | Ducted CEE Tier 1
213781097 | Central HP <5.4 tons | HEIL | HRCU-A-CB (Split System: Heat Pump with Remote Outdoor Unit-Air-Source) | HVH837GKA2* |  |  | EA*4X42L24A*+WALLCON | *80CTL1102120B* | 31800 | 17 | 8.1 | 32800 | 24200 | 73.78% | 1.88 | 0 | 11 |  |  |  | No | R-410A | 2.65 | Residential & Commercial | Ducted CEE Tier 1
213781147 | Central HP <5.4 tons | HEIL | HRCU-A-CB (Split System: Heat Pump with Remote Outdoor Unit-Air-Source) | HVH837GKA2* |  |  | EA*4X42L24A*+WALLCON | *96CTN1202422B* | 31800 | 17 | 8.1 | 33000 | 24200 | 73.33% | 1.88 | 0 | 11 |  |  |  | No | R-410A | 2.65 | Residential & Commercial | Ducted CEE Tier 1
213781317 | Central HP <5.4 tons | HEIL | HRCU-A-CB (Split System: Heat Pump with Remote Outdoor Unit-Air-Source) | HVH837GKA2* |  |  | EA*4X48L21A*+WALLCON | *80CTL1102120B* | 32400 | 17 | 8.1 | 32400 | 24800 | 76.54% | 1.98 | 0 | 11 |  |  |  | No | R-410A | 2.7 | Residential & Commercial | Ducted CEE Tier 1
213781367 | Central HP <5.4 tons | HEIL | HRCU-A-CB (Split System: Heat Pump with Remote Outdoor Unit-Air-Source) | HVH837GKA2* |  |  | EA*4X48L21A*+WALLCON | *96CTN0601714B* | 32200 | 17 | 8.1 | 32600 | 25200 | 77.3% | 1.94 | 0 | 11 |  |  |  | No | R-410A | 2.6833 | Residential & Commercial | Ducted CEE Tier 1
211243293 | Central HP <5.4 tons | TEMPSTAR | HRCU-A-CB (Split System: Heat Pump with Remote Outdoor Unit-Air-Source) | DLCURAH24ABK |  |  | EA*4X37L21A* | *96VTN1002122A* | 24200 | 17 | 8.1 | 25000 | 21400 | 85.6% | 1.8 | 0 | 10 |  |  |  | No | R-410A | 2.0167 | Residential & Commercial | Ducted CEE Tier 1
211243513 | Central HP <5.4 tons | TEMPSTAR | HRCU-A-CB (Split System: Heat Pump with Remote Outdoor Unit-Air-Source) | DLCURAH24ABK |  |  | EA*4X37L21A* | *80ES(N,L)0701712A* | 25000 | 16.5 | 8.5 | 25600 | 20800 | 81.25% | 1.76 | 0 | 10.5 |  |  |  | No | R-410A | 2.0833 | Residential & Commercial | Ducted CEE Tier 1
211226142 | Central HP <5.4 tons | CARRIER | HRCU-A-CB (Split System: Heat Pump with Remote Outdoor Unit-Air-Source) | 38MURAQ36AB3* |  |  | CNPV*4821AL* | 58SU*A080E21**20 | 37400 | 15.5 | 8.5 | 39500 | 35000 | 88.61% | 2.1 | 0 | 10.5 |  |  |  | No | R-410A | 3.1167 | Residential & Commercial | Ducted CEE Tier 1
213080015 | Central HP <5.4 tons | CARRIER | HRCU-A-CB (Split System: Heat Pump with Remote Outdoor Unit-Air-Source) | 38MURAQ36AB3* |  |  | CAP**3717AL* | 59SC6A080M17**16 | 35800 | 15.5 | 8.1 | 38500 | 35000 | 90.91% | 2 | 0 | 10 |  |  |  | No | R-410A | 2.9833 | Residential & Commercial | Ducted CEE Tier 1
211378079 | Central HP <5.4 tons | YORK | HRCU-A-CB (Split System: Heat Pump with Remote Outdoor Unit-Air-Source) | HMH72B341 |  |  | XAFB36DBCN1 | TM8Y080B12MP11 | 34000 | 18 | 8.1 | 33400 | 23600 | 70.66% | 2.04 | 0 | 10 |  |  |  | No | R-410A | 2.8333 | Residential & Commercial | Ducted CEE Tier 1
213080147 | Central HP <5.4 tons | CARRIER | HRCU-A-CB (Split System: Heat Pump with Remote Outdoor Unit-Air-Source) | 38MURAQ36AB3* |  |  | CAP**3721AL* | 59SC6A080M21**20 | 36400 | 16 | 8.5 | 38000 | 34800 | 91.58% | 2.06 | 0 | 10 |  |  |  | No | R-410A | 3.0333 | Residential & Commercial | Ducted CEE Tier 1
213080183 | Central HP <5.4 tons | CARRIER | HRCU-A-CB (Split System: Heat Pump with Remote Outdoor Unit-Air-Source) | 38MURAQ36AB3* |  |  | CAP**4321AL* | 59SC6A080M21**20 | 36400 | 16 | 8.5 | 38000 | 34800 | 91.58% | 2.06 | 0 | 10 |  |  |  | No | R-410A | 3.0333 | Residential & Commercial | Ducted CEE Tier 1
213077562 | Central HP <5.4 tons | CARRIER | HRCU-A-CB (Split System: Heat Pump with Remote Outdoor Unit-Air-Source) | 38MURAQ36AB3* |  |  | CNPV*4821AL* | 59TP6C080V21**20 | 35600 | 16.5 | 8.1 | 38500 | 34800 | 90.39% | 1.98 | 0 | 10 |  |  |  | No | R-410A | 2.9667 | Residential & Commercial | Ducted CEE Tier 1
213077803 | Central HP <5.4 tons | CARRIER | HRCU-A-CB (Split System: Heat Pump with Remote Outdoor Unit-Air-Source) | 38MURAQ36AB3* |  |  | CNPV*4824AL* | 59TP6C120V24**22 | 35800 | 16.5 | 8.1 | 38500 | 35000 | 90.91% | 2 | 0 | 10 |  |  |  | No | R-410A | 2.9833 | Residential & Commercial | Ducted CEE Tier 1
213078723 | Central HP <5.4 tons | CARRIER | HRCU-A-CB (Split System: Heat Pump with Remote Outdoor Unit-Air-Source) | 38MURAQ36AB3* |  |  | CNPV*4824AL* | 58S(B,C)*B110M21**20 | 36400 | 16.5 | 8.1 | 38500 | 35000 | 90.91% | 2.02 | 0 | 10.5 |  |  |  | No | R-410A | 3.0333 | Residential & Commercial | Ducted CEE Tier 1
215936394 | Central HP <5.4 tons | CARRIER | HRCU-A-CB (Split System: Heat Pump with Remote Outdoor Unit-Air-Source) | 27VNA336A*030* |  |  | CVAVA4824XMA*+UI | 59MN7C120C24**22 | 35000 | 21.5 | 8.5 | 38500 | 28400 | 73.77% | 2.04 | 0 | 12 |  |  |  | No | R-454B | 2.9167 | Residential & Commercial | Ducted CEE Tier 1
213779327 | Central HP <5.4 tons | HEIL | HRCU-A-CB (Split System: Heat Pump with Remote Outdoor Unit-Air-Source) | HVH837GKA** |  |  | EA*4X43L21A*+WALLCON | *97CMN1002122B* | 33000 | 17 | 8.5 | 32600 | 25000 | 76.69% | 1.98 | 0 | 11.5 |  |  |  | No | R-410A | 2.75 | Residential & Commercial | Ducted CEE Tier 1
213779797 | Central HP <5.4 tons | HEIL | HRCU-A-CB (Split System: Heat Pump with Remote Outdoor Unit-Air-Source) | HVH837GKA** |  |  | EA*4X61L24A*+WALLCON | *96CTN1002122B* | 33200 | 17.5 | 8.5 | 32000 | 24800 | 77.5% | 2 | 0 | 11.7 |  |  |  | No | R-410A | 2.7667 | Residential & Commercial | Ducted CEE Tier 1
212969726 | Central HP <5.4 tons | CARRIER | HRCU-A-CB (Split System: Heat Pump with Remote Outdoor Unit-Air-Source) | 38MURAQ24AB3* |  |  | CAP**2414AL* | 58SP*B045V14**12 | 23200 | 17 | 9.5 | 26800 | 27200 | 101.5% | 2.32 | 0 | 10 |  |  |  | No | R-410A | 1.9333 | Residential & Commercial | Ducted CEE Tier 1
204299367 | Central HP <5.4 tons | HEIL | HRCU-A-CB (Split System: Heat Pump with Remote Outdoor Unit-Air-Source) | HVH837GKA** |  |  | EA*4X48L24A*+WALLCON | *80CTL1352422A* | 32400 | 17.5 | 8.5 | 32400 | 24800 | 76.54% | 2 | 12 | 11.7 |  |  |  | No | R-410A | 2.7 | Residential & Commercial | Ducted CEE Tier 1
211228051 | Central HP <5.4 tons | BRYANT HEATING AND COOLING SYSTEMS | HRCU-A-CB (Split System: Heat Pump with Remote Outdoor Unit-Air-Source) | 38MURAQ36AB3* |  |  | CAP**4224AL* | 926SA60080V21*** | 35600 | 16 | 8.1 | 38500 | 35000 | 90.91% | 1.9 | 0 | 10 |  |  |  | No | R-410A | 2.9667 | Residential & Commercial | Ducted CEE Tier 1
211228387 | Central HP <5.4 tons | BRYANT HEATING AND COOLING SYSTEMS | HRCU-A-CB (Split System: Heat Pump with Remote Outdoor Unit-Air-Source) | 38MURAQ36AB3* |  |  | CAP**4321AL* | 82*TA60090V21*** | 36200 | 16 | 8.5 | 38500 | 34800 | 90.39% | 2.06 | 0 | 10 |  |  |  | No | R-410A | 3.0167 | Residential & Commercial | Ducted CEE Tier 1
211228830 | Central HP <5.4 tons | BRYANT HEATING AND COOLING SYSTEMS | HRCU-A-CB (Split System: Heat Pump with Remote Outdoor Unit-Air-Source) | 38MURAQ36AB3* |  |  | CAP**4821AL* | 82*SA48070V17*** | 35600 | 16 | 8.1 | 37800 | 34600 | 91.53% | 2.04 | 0 | 10 |  |  |  | No | R-410A | 2.9667 | Residential & Commercial | Ducted CEE Tier 1
211228839 | Central HP <5.4 tons | BRYANT HEATING AND COOLING SYSTEMS | HRCU-A-CB (Split System: Heat Pump with Remote Outdoor Unit-Air-Source) | 38MURAQ36AB3* |  |  | CAP**4821AL* | 82*SA60070V21*** | 35800 | 16 | 8.5 | 38500 | 34600 | 89.87% | 2.04 | 0 | 10 |  |  |  | No | R-410A | 2.9833 | Residential & Commercial | Ducted CEE Tier 1
211244013 | Central HP <5.4 tons | TEMPSTAR | HRCU-A-CB (Split System: Heat Pump with Remote Outdoor Unit-Air-Source) | DLCURAH24ABK |  |  | EN(A,D)4X24L17** | *96VTN0801716A* | 23800 | 16 | 8.5 | 26800 | 23400 | 87.31% | 1.92 | 0 | 10 |  |  |  | No | R-410A | 1.9833 | Residential & Commercial | Ducted CEE Tier 1
211240687 | Central HP <5.4 tons | AIRQUEST | HRCU-A-CB (Split System: Heat Pump with Remote Outdoor Unit-Air-Source) | DLCURAH24ABK |  |  | EA*4X24L17A* | *92ESN0601714A* | 24000 | 16.5 | 8.5 | 26800 | 23800 | 88.81% | 1.96 | 0 | 10 |  |  |  | No | R-410A | 2 | Residential & Commercial | Ducted CEE Tier 1
211241112 | Central HP <5.4 tons | AIRQUEST | HRCU-A-CB (Split System: Heat Pump with Remote Outdoor Unit-Air-Source) | DLCURAH24ABK |  |  | EA*4X25L17A* | *92ESN0601412A* | 24000 | 17 | 8.1 | 25000 | 21800 | 87.2% | 1.82 | 0 | 10 |  |  |  | No | R-410A | 2 | Residential & Commercial | Ducted CEE Tier 1
211241189 | Central HP <5.4 tons | AIRQUEST | HRCU-A-CB (Split System: Heat Pump with Remote Outdoor Unit-Air-Source) | DLCURAH24ABK |  |  | EA*4X25L17A* | *80ES(N,L)0701412A* | 25000 | 17 | 8.5 | 25600 | 21000 | 82.03% | 1.78 | 0 | 10.5 |  |  |  | No | R-410A | 2.0833 | Residential & Commercial | Ducted CEE Tier 1
211241934 | Central HP <5.4 tons | AIRQUEST | HRCU-A-CB (Split System: Heat Pump with Remote Outdoor Unit-Air-Source) | DLCURAH24ABK |  |  | EA*4X36L17A* | *95ESU0601716A* | 24400 | 17 | 8.5 | 26200 | 22400 | 85.5% | 1.86 | 0 | 10 |  |  |  | No | R-410A | 2.0333 | Residential & Commercial | Ducted CEE Tier 1
211241980 | Central HP <5.4 tons | AIRQUEST | HRCU-A-CB (Split System: Heat Pump with Remote Outdoor Unit-Air-Source) | DLCURAH24ABK |  |  | EA*4X36L17A* | *96VTN0801716A* | 24200 | 16.5 | 8.5 | 26200 | 22600 | 86.26% | 1.86 | 0 | 10 |  |  |  | No | R-410A | 2.0167 | Residential & Commercial | Ducted CEE Tier 1
204300071 | Central HP <5.4 tons | HEIL | HRCU-A-CB (Split System: Heat Pump with Remote Outdoor Unit-Air-Source) | HVH837GKA** |  |  | EHD4X36AAL+WALLCON | *80CTL0902120A* | 32200 | 16.5 | 8.1 | 33200 | 24800 | 74.7% | 1.92 | 11.5 | 11 |  |  |  | No | R-410A | 2.6833 | Residential & Commercial | Ducted CEE Tier 1
206135684 | Central HP <5.4 tons | HEIL | HRCU-A-CB (Split System: Heat Pump with Remote Outdoor Unit-Air-Source) | HVH837GKA** |  |  | EA*4X42L21A*+WALLCON | *80CSU0601716A* | 31800 | 17 | 8.1 | 33200 | 24400 | 73.49% | 1.86 | 11.5 | 11 |  |  |  | No | R-410A | 2.65 | Residential & Commercial | Ducted CEE Tier 1
211260029 | Central HP <5.4 tons | AIRQUEST | HRCU-A-CB (Split System: Heat Pump with Remote Outdoor Unit-Air-Source) | DLCURAH18ABK |  |  | EA*4X19L17A* | OMV098J12* | 18800 | 16 | 8.5 | 18800 | 17500 | 93.09% | 2.12 | 0 | 11 |  |  |  | No | R-410A | 1.5667 | Residential & Commercial | Ducted CEE Tier 1
212989225 | Central HP <5.4 tons | CARRIER | HRCU-A-CB (Split System: Heat Pump with Remote Outdoor Unit-Air-Source) | 38MURAQ24AB3* |  |  | CNPV*3017AL* | 59SU5B060M17**16 | 23600 | 17 | 8.5 | 26400 | 24400 | 92.42% | 2.02 | 0 | 10.5 |  |  |  | No | R-410A | 1.9667 | Residential & Commercial | Ducted CEE Tier 1
211259889 | Central HP <5.4 tons | AIRQUEST | HRCU-A-CB (Split System: Heat Pump with Remote Outdoor Unit-Air-Source) | DLCURAH18ABK |  |  | EA*4X19L17A* | *80ES(N,L)0451412A* | 18600 | 16.5 | 8.5 | 18500 | 17500 | 94.59% | 2.14 | 0 | 11 |  |  |  | No | R-410A | 1.55 | Residential & Commercial | Ducted CEE Tier 1
215936387 | Central HP <5.4 tons | AIRQUEST | HRCU-A-CB (Split System: Heat Pump with Remote Outdoor Unit-Air-Source) | H5H3V36*K*AAA* |  |  | EVD5X48M24A*+WALLCON | *97CMN1002122B* | 35000 | 21.5 | 8.5 | 38000 | 28200 | 74.21% | 2.02 | 0 | 12 |  |  |  | No | R-454B | 2.9167 | Residential & Commercial | Ducted CEE Tier 1
215934599 | Central HP <5.4 tons | COMFORTMAKER | HRCU-A-CB (Split System: Heat Pump with Remote Outdoor Unit-Air-Source) | C5H3V48*K*AAA* |  |  | ESH5X60M12A*+WALLCON | *97CMN0801714B* | 44000 | 19.5 | 9 | 49000 | 36400 | 74.29% | 1.84 | 0 | 11 |  |  |  | No | R-454B | 3.6667 | Residential & Commercial | Ducted CEE Tier 1
215941156 | Central HP <5.4 tons | HEIL | HRCU-A-CB (Split System: Heat Pump with Remote Outdoor Unit-Air-Source) | H5H3V48*K*AAA* |  |  | ESH5X48M12A*+WALLCON | *80CSU0601716B* | 44000 | 20 | 9 | 48500 | 36600 | 75.46% | 1.8 | 0 | 11 |  |  |  | No | R-454B | 3.6667 | Residential & Commercial | Ducted CEE Tier 1
215934299 | Central HP <5.4 tons | COMFORTMAKER | HRCU-A-CB (Split System: Heat Pump with Remote Outdoor Unit-Air-Source) | C5H3V48*K*AAA* |  |  | EA*5X61M24A*+WALLCON | *80CSU1002120A* | 45500 | 21 | 9.5 | 48500 | 36800 | 75.88% | 2 | 0 | 11 |  |  |  | No | R-454B | 3.7917 | Residential & Commercial | Ducted CEE Tier 1
211242275 | Central HP <5.4 tons | AIRQUEST | HRCU-A-CB (Split System: Heat Pump with Remote Outdoor Unit-Air-Source) | DLCURAH24ABK |  |  | EA*4X36L21A* | *96VSN0601714A* | 23600 | 16.5 | 8.5 | 25600 | 23600 | 92.19% | 1.96 | 0 | 10 |  |  |  | No | R-410A | 1.9667 | Residential & Commercial | Ducted CEE Tier 1
211242293 | Central HP <5.4 tons | AIRQUEST | HRCU-A-CB (Split System: Heat Pump with Remote Outdoor Unit-Air-Source) | DLCURAH24ABK |  |  | EA*4X36L21A* | *96VSN1002120A* | 24000 | 17 | 8.5 | 26000 | 22800 | 87.69% | 1.9 | 0 | 10 |  |  |  | No | R-410A | 2 | Residential & Commercial | Ducted CEE Tier 1
213778801 | Central HP <5.4 tons | DAY & NIGHT | HRCU-A-CB (Split System: Heat Pump with Remote Outdoor Unit-Air-Source) | CVH837GKA** |  |  | EA*4X36L17A*+WALLCON | *96CTN0601714B* | 31200 | 16.5 | 8.1 | 33400 | 24600 | 73.65% | 1.82 | 0 | 10.5 |  |  |  | No | R-410A | 2.6 | Residential & Commercial | Ducted CEE Tier 1
211244155 | Central HP <5.4 tons | TEMPSTAR | HRCU-A-CB (Split System: Heat Pump with Remote Outdoor Unit-Air-Source) | DLCURAH24ABK |  |  | EN(A,D)4X24L17** | *92ESN0601412A* | 24200 | 15.5 | 8.5 | 27200 | 22600 | 83.09% | 1.86 | 0 | 10 |  |  |  | No | R-410A | 2.0167 | Residential & Commercial | Ducted CEE Tier 1
211244221 | Central HP <5.4 tons | TEMPSTAR | HRCU-A-CB (Split System: Heat Pump with Remote Outdoor Unit-Air-Source) | DLCURAH24ABK |  |  | EN(A,D)4X24L17** | *92ESN0401712A* | 23200 | 15.5 | 8.5 | 26600 | 24200 | 90.98% | 1.98 | 0 | 10 |  |  |  | No | R-410A | 1.9333 | Residential & Commercial | Ducted CEE Tier 1
211241924 | Central HP <5.4 tons | AIRQUEST | HRCU-A-CB (Split System: Heat Pump with Remote Outdoor Unit-Air-Source) | DLCURAH24ABK |  |  | EA*4X36L17A* | *80VSL0701716A* | 24000 | 16.5 | 8.5 | 26000 | 22800 | 87.69% | 1.9 | 0 | 10 |  |  |  | No | R-410A | 2 | Residential & Commercial | Ducted CEE Tier 1
213779111 | Central HP <5.4 tons | DAY & NIGHT | HRCU-A-CB (Split System: Heat Pump with Remote Outdoor Unit-Air-Source) | CVH837GKA** |  |  | EA*4X42L21A*+WALLCON | *95CSU0601716B* | 31600 | 16.5 | 8.1 | 33000 | 24600 | 74.55% | 1.86 | 0 | 10.5 |  |  |  | No | R-410A | 2.6333 | Residential & Commercial | Ducted CEE Tier 1
215935447 | Central HP <5.4 tons | AIRQUEST | HRCU-A-CB (Split System: Heat Pump with Remote Outdoor Unit-Air-Source) | H5H3V36*K*AAA* |  |  | EVM5X60M24A*+WALLCON | *96CTN1202422B* | 35600 | 22 | 8.5 | 38000 | 28400 | 74.74% | 2.04 | 0 | 12.5 |  |  |  | No | R-454B | 2.9667 | Residential & Commercial | Ducted CEE Tier 1
211259982 | Central HP <5.4 tons | AIRQUEST | HRCU-A-CB (Split System: Heat Pump with Remote Outdoor Unit-Air-Source) | DLCURAH18ABK |  |  | EA*4X19L17A* | *92ESN0401712A* | 18300 | 15.5 | 8.5 | 18400 | 17600 | 95.65% | 2.12 | 0 | 10.5 |  |  |  | No | R-410A | 1.525 | Residential & Commercial | Ducted CEE Tier 1
211260364 | Central HP <5.4 tons | AIRQUEST | HRCU-A-CB (Split System: Heat Pump with Remote Outdoor Unit-Air-Source) | DLCURAH18ABK |  |  | EA*4X24L17A* | *80VSL0701716A* | 17400 | 16 | 8.5 | 18300 | 19200 | 104.9% | 2.32 | 0 | 10.5 |  |  |  | No | R-410A | 1.45 | Residential & Commercial | Ducted CEE Tier 1
211260389 | Central HP <5.4 tons | AIRQUEST | HRCU-A-CB (Split System: Heat Pump with Remote Outdoor Unit-Air-Source) | DLCURAH18ABK |  |  | EA*4X24L17A* | *80VTL0451412A* | 17600 | 16.5 | 8.5 | 18500 | 19100 | 103.2% | 2.3 | 0 | 10.5 |  |  |  | No | R-410A | 1.4667 | Residential & Commercial | Ducted CEE Tier 1
211260110 | Central HP <5.4 tons | AIRQUEST | HRCU-A-CB (Split System: Heat Pump with Remote Outdoor Unit-Air-Source) | DLCURAH18ABK |  |  | EA*4X24L14A* | *80VTL0451412A* | 17600 | 16 | 8.5 | 18400 | 19100 | 103.8% | 2.3 | 0 | 10.5 |  |  |  | No | R-410A | 1.4667 | Residential & Commercial | Ducted CEE Tier 1
211261430 | Central HP <5.4 tons | AIRQUEST | HRCU-A-CB (Split System: Heat Pump with Remote Outdoor Unit-Air-Source) | DLCURAH18ABK |  |  | EA*4X30L14A* | *80ES(N,L)0451412A* | 18200 | 16.5 | 8.5 | 18600 | 18400 | 98.92% | 2.22 | 0 | 10.5 |  |  |  | No | R-410A | 1.5167 | Residential & Commercial | Ducted CEE Tier 1
211261949 | Central HP <5.4 tons | AIRQUEST | HRCU-A-CB (Split System: Heat Pump with Remote Outdoor Unit-Air-Source) | DLCURAH18ABK |  |  | EA*4X30L17A* | *95ESN0261410A* | 18200 | 15.5 | 8.5 | 18800 | 18400 | 97.87% | 2.22 | 0 | 10.5 |  |  |  | No | R-410A | 1.5167 | Residential & Commercial | Ducted CEE Tier 1
211262198 | Central HP <5.4 tons | AIRQUEST | HRCU-A-CB (Split System: Heat Pump with Remote Outdoor Unit-Air-Source) | DLCURAH18ABK |  |  | EA*4X30L17A* | OLV098A12* | 18200 | 15.5 | 8.5 | 18800 | 18400 | 97.87% | 2.22 | 0 | 10.5 |  |  |  | No | R-410A | 1.5167 | Residential & Commercial | Ducted CEE Tier 1
213079093 | Central HP <5.4 tons | CARRIER | HRCU-A-CB (Split System: Heat Pump with Remote Outdoor Unit-Air-Source) | 38MURAQ36AB3* |  |  | CAP**3721AL* | 58SU*B080M21**20 | 36600 | 16.5 | 8.5 | 38000 | 34600 | 91.05% | 2.08 | 0 | 10 |  |  |  | No | R-410A | 3.05 | Residential & Commercial | Ducted CEE Tier 1
213079343 | Central HP <5.4 tons | CARRIER | HRCU-A-CB (Split System: Heat Pump with Remote Outdoor Unit-Air-Source) | 38MURAQ36AB3* |  |  | CAP**3717AL* | 59SC2E060M14**12 | 36200 | 15.2 | 8.5 | 38500 | 35200 | 91.43% | 2 | 0 | 10 |  |  |  | No | R-410A | 3.0167 | Residential & Commercial | Ducted CEE Tier 1
211226991 | Central HP <5.4 tons | BRYANT HEATING AND COOLING SYSTEMS | HRCU-A-CB (Split System: Heat Pump with Remote Outdoor Unit-Air-Source) | 38MURAQ36AB3* |  |  | CAP**3721AL* | 912SD42060E17*** | 36400 | 16 | 8.5 | 38500 | 34800 | 90.39% | 2.08 | 0 | 10 |  |  |  | No | R-410A | 3.0333 | Residential & Commercial | Ducted CEE Tier 1
213772591 | Central HP <5.4 tons | DAY & NIGHT | HRCU-A-CB (Split System: Heat Pump with Remote Outdoor Unit-Air-Source) | CVH825GKA2* |  |  | EHD4X48AAL+WALLCON | *96CTN1202422B* | 24200 | 16.5 | 8.1 | 21200 | 16600 | 78.3% | 2.02 | 0 | 11 |  |  |  | No | R-410A | 2.0167 | Residential & Commercial | Ducted CEE Tier 1
212989202 | Central HP <5.4 tons | BRYANT HEATING AND COOLING SYSTEMS | HRCU-A-CB (Split System: Heat Pump with Remote Outdoor Unit-Air-Source) | 38MURAQ24AB3* |  |  | CAP**3721AL* | 935SB48060M17*** | 24200 | 17.5 | 8.5 | 25200 | 21600 | 85.71% | 1.82 | 0 | 10.5 |  |  |  | No | R-410A | 2.0167 | Residential & Commercial | Ducted CEE Tier 1
212989622 | Central HP <5.4 tons | BRYANT HEATING AND COOLING SYSTEMS | HRCU-A-CB (Split System: Heat Pump with Remote Outdoor Unit-Air-Source) | 38MURAQ24AB3* |  |  | CNPV*3621AL* | 935SB60080M21*** | 23400 | 17 | 8.5 | 26200 | 24600 | 93.89% | 2.04 | 0 | 10.5 |  |  |  | No | R-410A | 1.95 | Residential & Commercial | Ducted CEE Tier 1
204299897 | Central HP <5.4 tons | HEIL | HRCU-A-CB (Split System: Heat Pump with Remote Outdoor Unit-Air-Source) | HVH837GKA** |  |  | EN(A,D)4X48L24**+WALLCON | *96CTN1202422A* | 32400 | 17.5 | 8.1 | 32800 | 24800 | 75.61% | 1.96 | 12 | 11.7 |  |  |  | No | R-410A | 2.7 | Residential & Commercial | Ducted CEE Tier 1
204299747 | Central HP <5.4 tons | HEIL | HRCU-A-CB (Split System: Heat Pump with Remote Outdoor Unit-Air-Source) | HVH837GKA** |  |  | EN(A,D,W)4X48L21**+WALLCON | *80CTL0902120A* | 32400 | 17.5 | 8.1 | 33000 | 24800 | 75.15% | 1.96 | 12 | 11.7 |  |  |  | No | R-410A | 2.7 | Residential & Commercial | Ducted CEE Tier 1
212977788 | Central HP <5.4 tons | TEMPSTAR | HRCU-A-CB (Split System: Heat Pump with Remote Outdoor Unit-Air-Source) | DLCURAH18ABK |  |  | EN(A,D)4X18L14** | *80MS(N,L)0451412A* | 17200 | 16 | 8.5 | 18400 | 19800 | 107.6% | 2.4 | 0 | 10.5 |  |  |  | No | R-410A | 1.4333 | Residential & Commercial | Ducted CEE Tier 1
211260725 | Central HP <5.4 tons | AIRQUEST | HRCU-A-CB (Split System: Heat Pump with Remote Outdoor Unit-Air-Source) | DLCURAH18ABK |  |  | EA*4X25L17A* | *96VSN0401712A* | 18200 | 15.5 | 8.5 | 18200 | 17500 | 96.15% | 2.12 | 0 | 10.5 |  |  |  | No | R-410A | 1.5167 | Residential & Commercial | Ducted CEE Tier 1
214569338 | Central HP <5.4 tons | CARRIER | HRCU-A-CB (Split System: Heat Pump with Remote Outdoor Unit-Air-Source) | 25VNA424A*031* |  |  | CAP**4221AL*+UI | 59MN7C060C21**20 | 23400 | 20 | 10.5 | 26600 | 19900 | 74.81% | 2.44 | 0 | 12.5 |  |  |  | No | R-410A | 1.95 | Residential & Commercial | Ducted CEE Tier 1
215387244 | Central HP <5.4 tons | DIYCOOL | HRCU-A-CB (Split System: Heat Pump with Remote Outdoor Unit-Air-Source) | ACIQ-48-HP32 |  |  | ACIQ-48-AH32 |  | 48000 | 17 | 9.5 | 48000 | 45000 | 93.75% | 1.8 | 0 | 11.7 |  |  |  | No | R-32 | 4 | Residential & Commercial | Ducted CEE Tier 1
211227552 | Central HP <5.4 tons | BRYANT HEATING AND COOLING SYSTEMS | HRCU-A-CB (Split System: Heat Pump with Remote Outdoor Unit-Air-Source) | 38MURAQ36AB3* |  |  | CAP**4221AL* | 912SD66100E21*** | 36600 | 15.2 | 8.5 | 40000 | 35200 | 88% | 1.94 | 0 | 10 |  |  |  | No | R-410A | 3.05 | Residential & Commercial | Ducted CEE Tier 1
213077165 | Central HP <5.4 tons | CARRIER | HRCU-A-CB (Split System: Heat Pump with Remote Outdoor Unit-Air-Source) | 38MURAQ36AB3* |  |  | CAP**4224AL* | 59SP6B100V21**20 | 35400 | 16 | 8.1 | 38500 | 35200 | 91.43% | 1.88 | 0 | 10 |  |  |  | No | R-410A | 2.95 | Residential & Commercial | Ducted CEE Tier 1
213077518 | Central HP <5.4 tons | CARRIER | HRCU-A-CB (Split System: Heat Pump with Remote Outdoor Unit-Air-Source) | 38MURAQ36AB3* |  |  | CAP**4321AL* | 59TP6C080V21**20 | 36600 | 16 | 8.5 | 38500 | 35000 | 90.91% | 2.06 | 0 | 10 |  |  |  | No | R-410A | 3.05 | Residential & Commercial | Ducted CEE Tier 1
213077598 | Central HP <5.4 tons | CARRIER | HRCU-A-CB (Split System: Heat Pump with Remote Outdoor Unit-Air-Source) | 38MURAQ36AB3* |  |  | CAP**3721AL* | GG96VTAB60100C** | 36200 | 16.5 | 8.5 | 38000 | 34800 | 91.58% | 2.04 | 0 | 10 |  |  |  | No | R-410A | 3.0167 | Residential & Commercial | Ducted CEE Tier 1
211717295 | Central HP <5.4 tons | Stealth Comfort | HRCU-A-CB (Split System: Heat Pump with Remote Outdoor Unit-Air-Source) | SC-4860-HP |  |  | SC-48-AH |  | 48000 | 17 | 9 | 48000 | 39000 | 81.25% | 1.8 | 11.5 | 11 |  |  |  | No | R-410A | 4 | Residential & Commercial | Ducted CEE Tier 1
213077255 | Central HP <5.4 tons | CARRIER | HRCU-A-CB (Split System: Heat Pump with Remote Outdoor Unit-Air-Source) | 38MURAQ36AB3* |  |  | CNPV*4824AL* | 59SP6B120V24**22 | 36000 | 16.5 | 8.1 | 38500 | 35000 | 90.91% | 2 | 0 | 10 |  |  |  | No | R-410A | 3 | Residential & Commercial | Ducted CEE Tier 1
213076271 | Central HP <5.4 tons | BRYANT HEATING AND COOLING SYSTEMS | HRCU-A-CB (Split System: Heat Pump with Remote Outdoor Unit-Air-Source) | 38MURAQ36AB3* |  |  | CAP**4224AL* | 935SB66100M21*** | 35600 | 16.5 | 8.1 | 38500 | 35000 | 90.91% | 1.9 | 0 | 10 |  |  |  | No | R-410A | 2.9667 | Residential & Commercial | Ducted CEE Tier 1
204299137 | Central HP <5.4 tons | HEIL | HRCU-A-CB (Split System: Heat Pump with Remote Outdoor Unit-Air-Source) | HVH837GKA** |  |  | EA*4X42L24A*+WALLCON | *96CTN1002122A* | 31800 | 17.5 | 8.1 | 33000 | 24400 | 73.94% | 1.9 | 12 | 11.5 |  |  |  | No | R-410A | 2.65 | Residential & Commercial | Ducted CEE Tier 1
212977764 | Central HP <5.4 tons | TEMPSTAR | HRCU-A-CB (Split System: Heat Pump with Remote Outdoor Unit-Air-Source) | DLCURAH18ABK |  |  | EA*4X30L14A* | *80MS(N,L)0451412A* | 17600 | 16.5 | 8.5 | 18100 | 18700 | 103.3% | 2.24 | 0 | 10.5 |  |  |  | No | R-410A | 1.4667 | Residential & Commercial | Ducted CEE Tier 1
213778797 | Central HP <5.4 tons | HEIL | HRCU-A-CB (Split System: Heat Pump with Remote Outdoor Unit-Air-Source) | HVH837GKA** |  |  | EA*4X36L17A*+WALLCON | *96CTN0601714B* | 31200 | 16.5 | 8.1 | 33400 | 24600 | 73.65% | 1.82 | 0 | 10.5 |  |  |  | No | R-410A | 2.6 | Residential & Commercial | Ducted CEE Tier 1
213778897 | Central HP <5.4 tons | HEIL | HRCU-A-CB (Split System: Heat Pump with Remote Outdoor Unit-Air-Source) | HVH837GKA** |  |  | EA*4X36L21A*+WALLCON | *97CMN1002122B* | 31600 | 17 | 8.1 | 32800 | 24200 | 73.78% | 1.86 | 0 | 11 |  |  |  | No | R-410A | 2.6333 | Residential & Commercial | Ducted CEE Tier 1
211260128 | Central HP <5.4 tons | DAY & NIGHT | HRCU-A-CB (Split System: Heat Pump with Remote Outdoor Unit-Air-Source) | DLCURAH18ABK |  |  | EA*4X24L14A* | *95ESN0401410A* | 17700 | 15.5 | 8.5 | 18700 | 19000 | 101.6% | 2.28 | 0 | 10.5 |  |  |  | No | R-410A | 1.475 | Residential & Commercial | Ducted CEE Tier 1
213780741 | Central HP <5.4 tons | DAY & NIGHT | HRCU-A-CB (Split System: Heat Pump with Remote Outdoor Unit-Air-Source) | CVH837GKA2* |  |  | EA*4X36L21A*+WALLCON | *80CTL0701716B* | 31400 | 16.5 | 8.1 | 33000 | 24400 | 73.94% | 1.84 | 0 | 10.5 |  |  |  | No | R-410A | 2.6167 | Residential & Commercial | Ducted CEE Tier 1
210471128 | Central HP <5.4 tons | COMFORTMAKER | HRCU-A-CB (Split System: Heat Pump with Remote Outdoor Unit-Air-Source) | CVH837GKA2* |  |  | EHD4X60AAL+WALLCON | *95CSU1002122A* | 33000 | 17 | 8.1 | 32200 | 24800 | 77.02% | 2.02 | 0 | 11.5 |  |  |  | No | R-410A | 2.75 | Residential & Commercial | Ducted CEE Tier 1
211717294 | Central HP <5.4 tons | Stealth Comfort | HRCU-A-CB (Split System: Heat Pump with Remote Outdoor Unit-Air-Source) | SC-2436-HP |  |  | SC-36-AH |  | 34000 | 16 | 9 | 35000 | 28000 | 80% | 1.8 | 10 | 10 |  |  |  | No | R-410A | 2.8333 | Residential & Commercial | Ducted CEE Tier 1
210470881 | Central HP <5.4 tons | COMFORTMAKER | HRCU-A-CB (Split System: Heat Pump with Remote Outdoor Unit-Air-Source) | CVH837GKA2* |  |  | EN(A,D,W)4X60L24**+WALLCON | *95CSU0802120A* | 32800 | 18 | 8.1 | 32200 | 24600 | 76.4% | 1.98 | 0 | 12 |  |  |  | No | R-410A | 2.7333 | Residential & Commercial | Ducted CEE Tier 1
210471117 | Central HP <5.4 tons | COMFORTMAKER | HRCU-A-CB (Split System: Heat Pump with Remote Outdoor Unit-Air-Source) | CVH837GKA2* |  |  | EHD4X60AAL+WALLCON | *95CSU0802120A* | 33000 | 17 | 8.1 | 32200 | 24800 | 77.02% | 2.02 | 0 | 11.5 |  |  |  | No | R-410A | 2.75 | Residential & Commercial | Ducted CEE Tier 1
215938014 | Central HP <5.4 tons | CARRIER | HRCU-A-CB (Split System: Heat Pump with Remote Outdoor Unit-Air-Source) | 27VNA348A*030* |  |  | CVAVA4924XMA*+UI | 58TN*B090C21**20 | 45500 | 21 | 8.1 | 52500 | 38000 | 72.38% | 1.95 | 0 | 11.5 |  |  |  | No | R-454B | 3.7917 | Residential & Commercial | Ducted CEE Tier 1
211260246 | Central HP <5.4 tons | DAY & NIGHT | HRCU-A-CB (Split System: Heat Pump with Remote Outdoor Unit-Air-Source) | DLCURAH18ABK |  |  | EA*4X24L17A* | *80VSL0451412A* | 17700 | 16 | 8.5 | 18600 | 19100 | 102.7% | 2.28 | 0 | 10.5 |  |  |  | No | R-410A | 1.475 | Residential & Commercial | Ducted CEE Tier 1
213779267 | Central HP <5.4 tons | HEIL | HRCU-A-CB (Split System: Heat Pump with Remote Outdoor Unit-Air-Source) | HVH837GKA** |  |  | EA*4X43L21A*+WALLCON | *80CTL0901716B* | 33000 | 17 | 8.5 | 32800 | 25000 | 76.22% | 1.98 | 0 | 11 |  |  |  | No | R-410A | 2.75 | Residential & Commercial | Ducted CEE Tier 1
213779487 | Central HP <5.4 tons | HEIL | HRCU-A-CB (Split System: Heat Pump with Remote Outdoor Unit-Air-Source) | HVH837GKA** |  |  | EA*4X48L24A*+WALLCON | *80CTL0902120B* | 32400 | 17 | 8.5 | 32200 | 24800 | 77.02% | 1.98 | 0 | 11.5 |  |  |  | No | R-410A | 2.7 | Residential & Commercial | Ducted CEE Tier 1
213779161 | Central HP <5.4 tons | DAY & NIGHT | HRCU-A-CB (Split System: Heat Pump with Remote Outdoor Unit-Air-Source) | CVH837GKA** |  |  | EA*4X42L21A*+WALLCON | *96CTN0801714B* | 31600 | 17 | 8.1 | 33000 | 24600 | 74.55% | 1.86 | 0 | 10.5 |  |  |  | No | R-410A | 2.6333 | Residential & Commercial | Ducted CEE Tier 1
213779361 | Central HP <5.4 tons | DAY & NIGHT | HRCU-A-CB (Split System: Heat Pump with Remote Outdoor Unit-Air-Source) | CVH837GKA** |  |  | EA*4X43L21A*+WALLCON | *96CTN1002122B* | 33000 | 17 | 8.5 | 32600 | 25000 | 76.69% | 1.98 | 0 | 11.5 |  |  |  | No | R-410A | 2.75 | Residential & Commercial | Ducted CEE Tier 1
212981707 | Central HP <5.4 tons | HEIL | HRCU-A-CB (Split System: Heat Pump with Remote Outdoor Unit-Air-Source) | DLCURAH24ABK |  |  | EA*4X25L17A* | *80MSU1002120A* | 24400 | 17 | 8.5 | 25200 | 21600 | 85.71% | 1.8 | 0 | 10 |  |  |  | No | R-410A | 2.0333 | Residential & Commercial | Ducted CEE Tier 1
213781467 | Central HP <5.4 tons | HEIL | HRCU-A-CB (Split System: Heat Pump with Remote Outdoor Unit-Air-Source) | HVH837GKA2* |  |  | EA*4X60L24A*+WALLCON | *80CTL0902120B* | 32800 | 17.5 | 8.1 | 31800 | 24600 | 77.36% | 1.98 | 0 | 11.5 |  |  |  | No | R-410A | 2.7333 | Residential & Commercial | Ducted CEE Tier 1
213782067 | Central HP <5.4 tons | HEIL | HRCU-A-CB (Split System: Heat Pump with Remote Outdoor Unit-Air-Source) | HVH837GKA2* |  |  | EHD4X48AAL+WALLCON | *80CTL0701716B* | 32600 | 16.5 | 8.1 | 33200 | 25000 | 75.3% | 1.94 | 0 | 11 |  |  |  | No | R-410A | 2.7167 | Residential & Commercial | Ducted CEE Tier 1
213782217 | Central HP <5.4 tons | HEIL | HRCU-A-CB (Split System: Heat Pump with Remote Outdoor Unit-Air-Source) | HVH837GKA2* |  |  | EHD4X60AAL+WALLCON | *80CTL0701412B* | 32800 | 16.5 | 8.1 | 32400 | 25600 | 79.01% | 2 | 0 | 11 |  |  |  | No | R-410A | 2.7333 | Residential & Commercial | Ducted CEE Tier 1
212983513 | Central HP <5.4 tons | HEIL | HRCU-A-CB (Split System: Heat Pump with Remote Outdoor Unit-Air-Source) | DLCURAH24ABK |  |  | EA*4X24L14A* | *92MSN0601412A* | 23600 | 16.5 | 8.5 | 27000 | 25600 | 94.81% | 2.14 | 0 | 10 |  |  |  | No | R-410A | 1.9667 | Residential & Commercial | Ducted CEE Tier 1
211245632 | Central HP <5.4 tons | BRYANT HEATING AND COOLING SYSTEMS | HRCU-A-CB (Split System: Heat Pump with Remote Outdoor Unit-Air-Source) | 38MURAQ24AB3* |  |  | CNPV*3621AL* | 8(0,1)*SA60090E21*** | 24600 | 16.5 | 8.5 | 26600 | 22400 | 84.21% | 1.84 | 0 | 10.5 |  |  |  | No | R-410A | 2.05 | Residential & Commercial | Ducted CEE Tier 1
211245482 | Central HP <5.4 tons | BRYANT HEATING AND COOLING SYSTEMS | HRCU-A-CB (Split System: Heat Pump with Remote Outdoor Unit-Air-Source) | 38MURAQ24AB3* |  |  | CNPV*3621AL* | 82*TA60090V21*** | 23800 | 16.5 | 8.1 | 26000 | 23200 | 89.23% | 1.92 | 0 | 10.5 |  |  |  | No | R-410A | 1.9833 | Residential & Commercial | Ducted CEE Tier 1
211245584 | Central HP <5.4 tons | BRYANT HEATING AND COOLING SYSTEMS | HRCU-A-CB (Split System: Heat Pump with Remote Outdoor Unit-Air-Source) | 38MURAQ24AB3* |  |  | CNPV*3621AL* | 8(0,1)*SA36045E17*** | 24000 | 16.5 | 8.1 | 26200 | 23000 | 87.79% | 1.9 | 0 | 10.5 |  |  |  | No | R-410A | 2 | Residential & Commercial | Ducted CEE Tier 1
211260443 | Central HP <5.4 tons | AIRQUEST | HRCU-A-CB (Split System: Heat Pump with Remote Outdoor Unit-Air-Source) | DLCURAH18ABK |  |  | EA*4X24L17A* | *95ESN0401410A* | 17700 | 15.5 | 8.5 | 18700 | 19000 | 101.6% | 2.28 | 0 | 10.5 |  |  |  | No | R-410A | 1.475 | Residential & Commercial | Ducted CEE Tier 1
211261788 | Central HP <5.4 tons | AIRQUEST | HRCU-A-CB (Split System: Heat Pump with Remote Outdoor Unit-Air-Source) | DLCURAH18ABK |  |  | EA*4X30L17A* | *96VTN0401712A* | 17900 | 15.5 | 8.5 | 18500 | 18500 | 100% | 2.22 | 0 | 10.5 |  |  |  | No | R-410A | 1.4917 | Residential & Commercial | Ducted CEE Tier 1
213076574 | Central HP <5.4 tons | BRYANT HEATING AND COOLING SYSTEMS | HRCU-A-CB (Split System: Heat Pump with Remote Outdoor Unit-Air-Source) | 38MURAQ36AB3* |  |  | CNPV*4821AL* | 82*TB48070V17*** | 35600 | 16 | 8.1 | 38500 | 35000 | 90.91% | 1.98 | 0 | 10 |  |  |  | No | R-410A | 2.9667 | Residential & Commercial | Ducted CEE Tier 1
213079627 | Central HP <5.4 tons | CARRIER | HRCU-A-CB (Split System: Heat Pump with Remote Outdoor Unit-Air-Source) | 38MURAQ36AB3* |  |  | CNPV*4821AL* | 59SC2E080M17**16 | 36000 | 16.5 | 8.1 | 38500 | 35000 | 90.91% | 2 | 0 | 10 |  |  |  | No | R-410A | 3 | Residential & Commercial | Ducted CEE Tier 1
213079909 | Central HP <5.4 tons | CARRIER | HRCU-A-CB (Split System: Heat Pump with Remote Outdoor Unit-Air-Source) | 38MURAQ36AB3* |  |  | CNPV*4824AL* | 59SC2E100M21**22 | 36000 | 16.5 | 8.1 | 38500 | 35000 | 90.91% | 2 | 0 | 10.5 |  |  |  | No | R-410A | 3 | Residential & Commercial | Ducted CEE Tier 1
213079918 | Central HP <5.4 tons | CARRIER | HRCU-A-CB (Split System: Heat Pump with Remote Outdoor Unit-Air-Source) | 38MURAQ36AB3* |  |  | CAP**4224AL* | 59SC2E120M24**20 | 35800 | 16 | 8.1 | 38500 | 35200 | 91.43% | 1.9 | 0 | 10 |  |  |  | No | R-410A | 2.9833 | Residential & Commercial | Ducted CEE Tier 1
215932939 | Central HP <5.4 tons | COMFORTMAKER | HRCU-A-CB (Split System: Heat Pump with Remote Outdoor Unit-Air-Source) | C5H3V36*K*AAA* |  |  | EA*5X61M24A*+WALLCON | *97CMN1202422B* | 34400 | 20.5 | 9.5 | 34400 | 26000 | 75.58% | 2.06 | 0 | 12 |  |  |  | No | R-454B | 2.8667 | Residential & Commercial | Ducted CEE Tier 1
215932989 | Central HP <5.4 tons | COMFORTMAKER | HRCU-A-CB (Split System: Heat Pump with Remote Outdoor Unit-Air-Source) | C5H3V36*K*AAA* |  |  | ESH5X24M12A*+WALLCON | *96CTN0601714B* | 32000 | 17.5 | 9 | 35000 | 27000 | 77.14% | 1.9 | 0 | 10 |  |  |  | No | R-454B | 2.6667 | Residential & Commercial | Ducted CEE Tier 1
215387243 | Central HP <5.4 tons | DIYCOOL | HRCU-A-CB (Split System: Heat Pump with Remote Outdoor Unit-Air-Source) | ACIQ-36-HP32 |  |  | ACIQ-36-AH32 |  | 34000 | 16.5 | 9.5 | 34000 | 32000 | 94.12% | 1.8 | 0 | 11.7 |  |  |  | No | R-32 | 2.8333 | Residential & Commercial | Ducted CEE Tier 1
215935597 | Central HP <5.4 tons | AIRQUEST | HRCU-A-CB (Split System: Heat Pump with Remote Outdoor Unit-Air-Source) | H5H3V36*K*AAA* |  |  | EVD5X36M21A*+WALLCON | *80CSU0601716A* | 34400 | 21 | 8.5 | 38500 | 28200 | 73.25% | 2.04 | 0 | 11.7 |  |  |  | No | R-454B | 2.8667 | Residential & Commercial | Ducted CEE Tier 1
215936307 | Central HP <5.4 tons | AIRQUEST | HRCU-A-CB (Split System: Heat Pump with Remote Outdoor Unit-Air-Source) | H5H3V36*K*AAA* |  |  | EVD5X48M24A*+WALLCON | *80CTL0702120B* | 35000 | 21.5 | 8.5 | 38500 | 28400 | 73.77% | 2.04 | 0 | 12 |  |  |  | No | R-454B | 2.9167 | Residential & Commercial | Ducted CEE Tier 1
215936657 | Central HP <5.4 tons | AIRQUEST | HRCU-A-CB (Split System: Heat Pump with Remote Outdoor Unit-Air-Source) | H5H3V36*K*AAA* |  |  | EVD5X60M21A*+WALLCON | *95CSU0802120B* | 35600 | 21.5 | 8.5 | 38000 | 28600 | 75.26% | 2.04 | 0 | 12 |  |  |  | No | R-454B | 2.9667 | Residential & Commercial | Ducted CEE Tier 1
215934549 | Central HP <5.4 tons | COMFORTMAKER | HRCU-A-CB (Split System: Heat Pump with Remote Outdoor Unit-Air-Source) | C5H3V48*K*AAA* |  |  | ESH5X60M12A*+WALLCON | *80CSU1002120A* | 45000 | 20.5 | 9 | 48500 | 36600 | 75.46% | 1.82 | 0 | 11 |  |  |  | No | R-454B | 3.75 | Residential & Commercial | Ducted CEE Tier 1
215662626 | Central HP <5.4 tons | CARRIER | HRCU-A-CB (Split System: Heat Pump with Remote Outdoor Unit-Air-Source) | 27VNA036A*030* |  |  | FE5BN(B,X)C48L*+UI |  | 34800 | 19 | 9 | 34600 | 24600 | 71.1% | 1.96 | 0 | 11 |  |  |  | No | R-454B | 2.9 | Residential & Commercial | Ducted CEE Tier 1
211228020 | Central HP <5.4 tons | BRYANT HEATING AND COOLING SYSTEMS | HRCU-A-CB (Split System: Heat Pump with Remote Outdoor Unit-Air-Source) | 38MURAQ36AB3* |  |  | CAP**4224AL* | 915SB66100E21*** | 36800 | 15.5 | 8.5 | 40000 | 35200 | 88% | 1.94 | 0 | 10 |  |  |  | No | R-410A | 3.0667 | Residential & Commercial | Ducted CEE Tier 1
211228129 | Central HP <5.4 tons | BRYANT HEATING AND COOLING SYSTEMS | HRCU-A-CB (Split System: Heat Pump with Remote Outdoor Unit-Air-Source) | 38MURAQ36AB3* |  |  | CAP**4224AL* | 926TB66100V21*** | 35400 | 16.5 | 8.1 | 38500 | 35000 | 90.91% | 1.88 | 0 | 10 |  |  |  | No | R-410A | 2.95 | Residential & Commercial | Ducted CEE Tier 1
211228211 | Central HP <5.4 tons | BRYANT HEATING AND COOLING SYSTEMS | HRCU-A-CB (Split System: Heat Pump with Remote Outdoor Unit-Air-Source) | 38MURAQ36AB3* |  |  | CAP**4321AL* | 8(0,1)*SA36045E17*** | 36000 | 15.5 | 8.5 | 38500 | 34800 | 90.39% | 2.06 | 0 | 10 |  |  |  | No | R-410A | 3 | Residential & Commercial | Ducted CEE Tier 1
211228445 | Central HP <5.4 tons | BRYANT HEATING AND COOLING SYSTEMS | HRCU-A-CB (Split System: Heat Pump with Remote Outdoor Unit-Air-Source) | 38MURAQ36AB3* |  |  | CAP**4321AL* | 912SD60080E21*** | 37400 | 16 | 8.5 | 38500 | 34800 | 90.39% | 2.14 | 0 | 10 |  |  |  | No | R-410A | 3.1167 | Residential & Commercial | Ducted CEE Tier 1
211260966 | Central HP <5.4 tons | AIRQUEST | HRCU-A-CB (Split System: Heat Pump with Remote Outdoor Unit-Air-Source) | DLCURAH18ABK |  |  | EA*4X25L17A* | *96VTN0601714A* | 18200 | 16 | 8.5 | 18100 | 17500 | 96.69% | 2.12 | 0 | 10.5 |  |  |  | No | R-410A | 1.5167 | Residential & Commercial | Ducted CEE Tier 1
211262122 | Central HP <5.4 tons | DAY & NIGHT | HRCU-A-CB (Split System: Heat Pump with Remote Outdoor Unit-Air-Source) | DLCURAH18ABK |  |  | EA*4X30L17A* | *92ESN0401410A* | 18000 | 15.5 | 8.5 | 18700 | 18500 | 98.93% | 2.22 | 0 | 10.5 |  |  |  | No | R-410A | 1.5 | Residential & Commercial | Ducted CEE Tier 1
213780087 | Central HP <5.4 tons | HEIL | HRCU-A-CB (Split System: Heat Pump with Remote Outdoor Unit-Air-Source) | HVH837GKA** |  |  | EHD4X42AAL+WALLCON | *97CMN1202422B* | 32400 | 16.5 | 8.1 | 32800 | 24800 | 75.61% | 1.94 | 0 | 11 |  |  |  | No | R-410A | 2.7 | Residential & Commercial | Ducted CEE Tier 1
211245959 | Central HP <5.4 tons | BRYANT HEATING AND COOLING SYSTEMS | HRCU-A-CB (Split System: Heat Pump with Remote Outdoor Unit-Air-Source) | 38MURAQ24AB3* |  |  | FM(C,U)4Z36**AL* |  | 24200 | 18 | 9 | 26600 | 23000 | 86.47% | 1.92 | 0 | 10.5 |  |  |  | No | R-410A | 2.0167 | Residential & Commercial | Ducted CEE Tier 1
211245970 | Central HP <5.4 tons | BRYANT HEATING AND COOLING SYSTEMS | HRCU-A-CB (Split System: Heat Pump with Remote Outdoor Unit-Air-Source) | 38MURAQ24AB3* |  |  | FV4CNF002L |  | 23800 | 17 | 8.5 | 25800 | 23000 | 89.15% | 1.92 | 0 | 10 |  |  |  | No | R-410A | 1.9833 | Residential & Commercial | Ducted CEE Tier 1
213779477 | Central HP <5.4 tons | HEIL | HRCU-A-CB (Split System: Heat Pump with Remote Outdoor Unit-Air-Source) | HVH837GKA** |  |  | EA*4X48L21A*+WALLCON | *96CTN1002122B* | 32400 | 17 | 8.1 | 32600 | 24800 | 76.07% | 1.98 | 0 | 11 |  |  |  | No | R-410A | 2.7 | Residential & Commercial | Ducted CEE Tier 1
210596414 | Central HP <5.4 tons | BRYANT HEATING AND COOLING SYSTEMS | HRCU-A-CB (Split System: Heat Pump with Remote Outdoor Unit-Air-Source) | 288BNV025*0**B* |  |  | CSPH*4212AL*+UI | 83*CA60100C21*** | 24200 | 16 | 8.1 | 21400 | 16700 | 78.04% | 2 | 0 | 10.5 |  |  |  | No | R-410A | 2.0167 | Residential & Commercial | Ducted CEE Tier 1
215935079 | Central HP <5.4 tons | COMFORTMAKER | HRCU-A-CB (Split System: Heat Pump with Remote Outdoor Unit-Air-Source) | C5H3V36*K*AAA* |  |  | EVM5X49M21A*+WALLCON | *95CSU1002122B* | 35600 | 22 | 8.5 | 38000 | 28400 | 74.74% | 2.04 | 0 | 12.5 |  |  |  | No | R-454B | 2.9667 | Residential & Commercial | Ducted CEE Tier 1
215935099 | Central HP <5.4 tons | COMFORTMAKER | HRCU-A-CB (Split System: Heat Pump with Remote Outdoor Unit-Air-Source) | C5H3V36*K*AAA* |  |  | EVM5X49M21A*+WALLCON | *97CMN0801714B* | 35400 | 21.5 | 8.5 | 38500 | 29000 | 75.32% | 2.02 | 0 | 12 |  |  |  | No | R-454B | 2.95 | Residential & Commercial | Ducted CEE Tier 1
210596604 | Central HP <5.4 tons | BRYANT HEATING AND COOLING SYSTEMS | HRCU-A-CB (Split System: Heat Pump with Remote Outdoor Unit-Air-Source) | 288BNV037*0**A* |  |  | CSPH*6012AL*+UI | 935CA66100C21*** | 33000 | 17 | 8.1 | 32200 | 24800 | 77.02% | 2.02 | 0 | 11.5 |  |  |  | No | R-410A | 2.75 | Residential & Commercial | Ducted CEE Tier 1
211227153 | Central HP <5.4 tons | BRYANT HEATING AND COOLING SYSTEMS | HRCU-A-CB (Split System: Heat Pump with Remote Outdoor Unit-Air-Source) | 38MURAQ36AB3* |  |  | CAP**3721AL* | 935SA66100E21*** | 37600 | 15.5 | 8.5 | 39500 | 35000 | 88.61% | 2.14 | 0 | 10 |  |  |  | No | R-410A | 3.1333 | Residential & Commercial | Ducted CEE Tier 1
211227572 | Central HP <5.4 tons | BRYANT HEATING AND COOLING SYSTEMS | HRCU-A-CB (Split System: Heat Pump with Remote Outdoor Unit-Air-Source) | 38MURAQ36AB3* |  |  | CAP**4221AL* | 915SB60080E21*** | 36000 | 15.5 | 8.1 | 39500 | 35200 | 89.11% | 1.92 | 0 | 10 |  |  |  | No | R-410A | 3 | Residential & Commercial | Ducted CEE Tier 1
210450251 | Central HP <5.4 tons | BRYANT HEATING AND COOLING SYSTEMS | HRCU-A-CB (Split System: Heat Pump with Remote Outdoor Unit-Air-Source) | 38MURAQ36AB3* |  |  | CAP**4821AL* | 926TB48080V17*** | 35600 | 16 | 9 | 38500 | 34800 | 90.39% | 2.04 | 0 | 10 |  |  |  | No | R-410A | 2.9667 | Residential & Commercial | Ducted CEE Tier 1
211227480 | Central HP <5.4 tons | BRYANT HEATING AND COOLING SYSTEMS | HRCU-A-CB (Split System: Heat Pump with Remote Outdoor Unit-Air-Source) | 38MURAQ36AB3* |  |  | CAP**4221AL* | 82*TA66110V21*** | 36200 | 15.5 | 8.1 | 39500 | 35200 | 89.11% | 1.92 | 0 | 10 |  |  |  | No | R-410A | 3.0167 | Residential & Commercial | Ducted CEE Tier 1
215932803 | Central HP <5.4 tons | TEMPSTAR | HRCU-A-CB (Split System: Heat Pump with Remote Outdoor Unit-Air-Source) | T5H3V36*K*AAA* |  |  | EA*5X61M21A*+WALLCON | *97CMN0801714B* | 34200 | 20 | 9 | 35000 | 26600 | 76% | 1.94 | 0 | 11.5 |  |  |  | No | R-454B | 2.85 | Residential & Commercial | Ducted CEE Tier 1
215932853 | Central HP <5.4 tons | TEMPSTAR | HRCU-A-CB (Split System: Heat Pump with Remote Outdoor Unit-Air-Source) | T5H3V36*K*AAA* |  |  | EA*5X61M24A*+WALLCON | *80CSU1002120A* | 34400 | 20.5 | 9 | 34400 | 26200 | 76.16% | 1.96 | 0 | 11.7 |  |  |  | No | R-454B | 2.8667 | Residential & Commercial | Ducted CEE Tier 1
215932903 | Central HP <5.4 tons | TEMPSTAR | HRCU-A-CB (Split System: Heat Pump with Remote Outdoor Unit-Air-Source) | T5H3V36*K*AAA* |  |  | EA*5X61M24A*+WALLCON | *95CSU1002122B* | 34600 | 20.5 | 9.5 | 34200 | 25800 | 75.44% | 2.06 | 0 | 12 |  |  |  | No | R-454B | 2.8833 | Residential & Commercial | Ducted CEE Tier 1
215933023 | Central HP <5.4 tons | TEMPSTAR | HRCU-A-CB (Split System: Heat Pump with Remote Outdoor Unit-Air-Source) | T5H3V36*K*AAA* |  |  | ESH5X30M12A*+WALLCON | *96CTN0601714B* | 32400 | 18 | 9 | 34800 | 26600 | 76.44% | 1.92 | 0 | 10 |  |  |  | No | R-454B | 2.7 | Residential & Commercial | Ducted CEE Tier 1
215933073 | Central HP <5.4 tons | TEMPSTAR | HRCU-A-CB (Split System: Heat Pump with Remote Outdoor Unit-Air-Source) | T5H3V36*K*AAA* |  |  | ESH5X36M12A*+WALLCON | *80CTL0701412B* | 33000 | 18.5 | 9 | 35400 | 27200 | 76.84% | 1.9 | 0 | 10.5 |  |  |  | No | R-454B | 2.75 | Residential & Commercial | Ducted CEE Tier 1
215933103 | Central HP <5.4 tons | TEMPSTAR | HRCU-A-CB (Split System: Heat Pump with Remote Outdoor Unit-Air-Source) | T5H3V36*K*AAA* |  |  | ESH5X36M12A*+WALLCON | *80CTL0901716B* | 33200 | 19 | 9 | 35000 | 26800 | 76.57% | 1.92 | 0 | 11 |  |  |  | No | R-454B | 2.7667 | Residential & Commercial | Ducted CEE Tier 1
215934559 | Central HP <5.4 tons | COMFORTMAKER | HRCU-A-CB (Split System: Heat Pump with Remote Outdoor Unit-Air-Source) | C5H3V48*K*AAA* |  |  | ESH5X60M12A*+WALLCON | *80CTL0701412B* | 43500 | 19.5 | 9 | 49500 | 35600 | 71.92% | 1.9 | 0 | 11 |  |  |  | No | R-454B | 3.625 | Residential & Commercial | Ducted CEE Tier 1
215934609 | Central HP <5.4 tons | COMFORTMAKER | HRCU-A-CB (Split System: Heat Pump with Remote Outdoor Unit-Air-Source) | C5H3V48*K*AAA* |  |  | ESH5X60M12A*+WALLCON | *96CTN0801714B* | 43500 | 19.5 | 9 | 49000 | 35600 | 72.65% | 1.92 | 0 | 11.5 |  |  |  | No | R-454B | 3.625 | Residential & Commercial | Ducted CEE Tier 1
215937856 | Central HP <5.4 tons | HEIL | HRCU-A-CB (Split System: Heat Pump with Remote Outdoor Unit-Air-Source) | H5H3V48*K*AAA* |  |  | EVD5X48M21A*+WALLCON | *96CTN1002122B* | 44500 | 20 | 8.1 | 52000 | 38500 | 74.04% | 2 | 0 | 11 |  |  |  | No | R-454B | 3.7083 | Residential & Commercial | Ducted CEE Tier 1
213779527 | Central HP <5.4 tons | HEIL | HRCU-A-CB (Split System: Heat Pump with Remote Outdoor Unit-Air-Source) | HVH837GKA** |  |  | EA*4X48L24A*+WALLCON | *97CMN1202422B* | 32200 | 17 | 8.1 | 32600 | 24800 | 76.07% | 1.98 | 0 | 11 |  |  |  | No | R-410A | 2.6833 | Residential & Commercial | Ducted CEE Tier 1
213779697 | Central HP <5.4 tons | HEIL | HRCU-A-CB (Split System: Heat Pump with Remote Outdoor Unit-Air-Source) | HVH837GKA** |  |  | EA*4X61L21A*+WALLCON | *97CMN0801714B* | 33000 | 17 | 8.1 | 32200 | 25000 | 77.64% | 1.96 | 0 | 11 |  |  |  | No | R-410A | 2.75 | Residential & Commercial | Ducted CEE Tier 1
206136362 | Central HP <5.4 tons | HEIL | HRCU-A-CB (Split System: Heat Pump with Remote Outdoor Unit-Air-Source) | HVH837GKA** |  |  | EHD4X48AAL+WALLCON | *95CSU1002122A* | 32600 | 17 | 8.1 | 32800 | 24800 | 75.61% | 1.98 | 11.5 | 11 |  |  |  | No | R-410A | 2.7167 | Residential & Commercial | Ducted CEE Tier 1
213779757 | Central HP <5.4 tons | HEIL | HRCU-A-CB (Split System: Heat Pump with Remote Outdoor Unit-Air-Source) | HVH837GKA** |  |  | EA*4X61L24A*+WALLCON | *80CTL1102120B* | 33200 | 17.5 | 8.5 | 32000 | 24800 | 77.5% | 2 | 0 | 11.5 |  |  |  | No | R-410A | 2.7667 | Residential & Commercial | Ducted CEE Tier 1
213779557 | Central HP <5.4 tons | HEIL | HRCU-A-CB (Split System: Heat Pump with Remote Outdoor Unit-Air-Source) | HVH837GKA** |  |  | EA*4X60L24A*+WALLCON | *80CTL0902120B* | 32800 | 17.5 | 8.1 | 31800 | 24600 | 77.36% | 1.98 | 0 | 11.5 |  |  |  | No | R-410A | 2.7333 | Residential & Commercial | Ducted CEE Tier 1
213779807 | Central HP <5.4 tons | HEIL | HRCU-A-CB (Split System: Heat Pump with Remote Outdoor Unit-Air-Source) | HVH837GKA** |  |  | EA*4X61L24A*+WALLCON | *96CTN1202422B* | 33200 | 17.5 | 8.5 | 32000 | 24800 | 77.5% | 2 | 0 | 11.7 |  |  |  | No | R-410A | 2.7667 | Residential & Commercial | Ducted CEE Tier 1
211260278 | Central HP <5.4 tons | DAY & NIGHT | HRCU-A-CB (Split System: Heat Pump with Remote Outdoor Unit-Air-Source) | DLCURAH18ABK |  |  | EA*4X24L17A* | *96VSN0401410A* | 17400 | 16 | 8.5 | 18300 | 19200 | 104.9% | 2.3 | 0 | 10.5 |  |  |  | No | R-410A | 1.45 | Residential & Commercial | Ducted CEE Tier 1
215387248 | Central HP <5.4 tons | Stealth Comfort | HRCU-A-CB (Split System: Heat Pump with Remote Outdoor Unit-Air-Source) | ACIQ-48-HP32 |  |  | ACIQ-48-AH32 |  | 48000 | 17 | 9.5 | 48000 | 45000 | 93.75% | 1.8 | 0 | 11.7 |  |  |  | No | R-32 | 4 | Residential & Commercial | Ducted CEE Tier 1
210473137 | Central HP <5.4 tons | TEMPSTAR | HRCU-A-CB (Split System: Heat Pump with Remote Outdoor Unit-Air-Source) | TVH825GKA3* |  |  | EA*4X43L21A*+WALLCON | *80CSU0601716A* | 24400 | 17 | 8.1 | 21200 | 16600 | 78.3% | 2.02 | 0 | 11 |  |  |  | No | R-410A | 2.0333 | Residential & Commercial | Ducted CEE Tier 1
210473236 | Central HP <5.4 tons | TEMPSTAR | HRCU-A-CB (Split System: Heat Pump with Remote Outdoor Unit-Air-Source) | TVH825GKA3* |  |  | EA*4X43L21A*+WALLCON | *96CTN1002122A* | 24400 | 16.5 | 8.5 | 21200 | 16600 | 78.3% | 2.04 | 0 | 11 |  |  |  | No | R-410A | 2.0333 | Residential & Commercial | Ducted CEE Tier 1
214584555 | Central HP <5.4 tons | JOHNSON CONTROLS | HRCU-A-CB (Split System: Heat Pump with Remote Outdoor Unit-Air-Source) | HH860E2S11 |  |  | CTM60C5CHS1 | Z8ES100C20SMPS1 | 53500 | 19 | 9 | 53500 | 38500 | 71.96% | 2 | 0 | 12 |  |  |  | No | R-454B | 4.4583 | Residential & Commercial | Ducted CEE Tier 1
214584655 | Central HP <5.4 tons | JOHNSON CONTROLS | HRCU-A-CB (Split System: Heat Pump with Remote Outdoor Unit-Air-Source) | HH860E2S11 |  |  | CTM60C5CGS1 | Z8ES080C16SMPS1 | 44500 | 18 | 9 | 44500 | 33400 | 75.06% | 2 | 0 | 12 |  |  |  | No | R-454B | 3.7083 | Residential & Commercial | Ducted CEE Tier 1
216013291 | Central HP <5.4 tons | YORK | HRCU-A-CB (Split System: Heat Pump with Remote Outdoor Unit-Air-Source) | HH824E2S11 |  |  | CTM36B5ADS1+JMVT12BC2N1 |  | 23000 | 18 | 9.5 | 23000 | 18600 | 80.87% | 2 | 0 | 12 |  |  |  | No | R-454B | 1.9167 | Residential & Commercial | Ducted CEE Tier 1
207436506 | Central HP <5.4 tons | LENNOX | HRCU-A-CB (Split System: Heat Pump with Remote Outdoor Unit-Air-Source) | SL25XPV-036-230A** |  |  | CX35-50/60C+TDR | SL297UH080NV60C* | 33600 | 21 | 8.6 | 34400 | 26600 | 77.33% | 1.8 | 14 | 13.3 |  |  |  | No | R-410A | 2.8 | Residential & Commercial | Ducted CEE Tier 1
215937947 | Central HP <5.4 tons | AIRQUEST | HRCU-A-CB (Split System: Heat Pump with Remote Outdoor Unit-Air-Source) | H5H3V48*K*AAA* |  |  | EVD5X48M24A*+WALLCON | *97CMN0802120B* | 44500 | 20 | 8.1 | 52000 | 38000 | 73.08% | 1.9 | 0 | 11 |  |  |  | No | R-454B | 3.7083 | Residential & Commercial | Ducted CEE Tier 1
215938297 | Central HP <5.4 tons | AIRQUEST | HRCU-A-CB (Split System: Heat Pump with Remote Outdoor Unit-Air-Source) | H5H3V48*K*AAA* |  |  | EVD5X60M24A*+WALLCON | *80CTL0902120B* | 45500 | 21 | 8.1 | 52500 | 38000 | 72.38% | 1.95 | 0 | 11.5 |  |  |  | No | R-454B | 3.7917 | Residential & Commercial | Ducted CEE Tier 1
211228848 | Central HP <5.4 tons | BRYANT HEATING AND COOLING SYSTEMS | HRCU-A-CB (Split System: Heat Pump with Remote Outdoor Unit-Air-Source) | 38MURAQ36AB3* |  |  | CAP**4821AL* | 82*SA60090V21*** | 35400 | 16 | 8.1 | 37800 | 34600 | 91.53% | 2.02 | 0 | 10 |  |  |  | No | R-410A | 2.95 | Residential & Commercial | Ducted CEE Tier 1
211229398 | Central HP <5.4 tons | BRYANT HEATING AND COOLING SYSTEMS | HRCU-A-CB (Split System: Heat Pump with Remote Outdoor Unit-Air-Source) | 38MURAQ36AB3* |  |  | CAP**4824AL* | 82*TA60090V21*** | 35600 | 16.5 | 8.1 | 37800 | 34600 | 91.53% | 2.04 | 0 | 10 |  |  |  | No | R-410A | 2.9667 | Residential & Commercial | Ducted CEE Tier 1
211229666 | Central HP <5.4 tons | BRYANT HEATING AND COOLING SYSTEMS | HRCU-A-CB (Split System: Heat Pump with Remote Outdoor Unit-Air-Source) | 38MURAQ36AB3* |  |  | CNPV*4217AL* | 82*TA36070V14*** | 35600 | 15.5 | 8.1 | 38500 | 35000 | 90.91% | 1.96 | 0 | 10 |  |  |  | No | R-410A | 2.9667 | Residential & Commercial | Ducted CEE Tier 1
211230241 | Central HP <5.4 tons | BRYANT HEATING AND COOLING SYSTEMS | HRCU-A-CB (Split System: Heat Pump with Remote Outdoor Unit-Air-Source) | 38MURAQ36AB3* |  |  | CNPV*4821AL* | 926SA60080V21*** | 36200 | 16 | 8.1 | 38500 | 34800 | 90.39% | 2.02 | 0 | 10 |  |  |  | No | R-410A | 3.0167 | Residential & Commercial | Ducted CEE Tier 1
213772921 | Central HP <5.4 tons | DAY & NIGHT | HRCU-A-CB (Split System: Heat Pump with Remote Outdoor Unit-Air-Source) | CVH825GKA3* |  |  | EA*4X30L17A*+WALLCON | *96CTN0601714B* | 23400 | 16 | 8.1 | 21600 | 16700 | 77.31% | 1.9 | 0 | 10.5 |  |  |  | No | R-410A | 1.95 | Residential & Commercial | Ducted CEE Tier 1
213773291 | Central HP <5.4 tons | DAY & NIGHT | HRCU-A-CB (Split System: Heat Pump with Remote Outdoor Unit-Air-Source) | CVH825GKA3* |  |  | EA*4X37L21A*+WALLCON | *80CTL0902120B* | 24400 | 16.5 | 8.1 | 21200 | 16600 | 78.3% | 2.02 | 0 | 11 |  |  |  | No | R-410A | 2.0333 | Residential & Commercial | Ducted CEE Tier 1
215676193 | Central HP <5.4 tons | CARRIER | HRCU-A-CB (Split System: Heat Pump with Remote Outdoor Unit-Air-Source) | 27VNA048A*030* |  |  | CVAVA4824XMA*+UI | 58TN*B070C21**20 | 47000 | 18.5 | 9 | 50000 | 36600 | 73.2% | 2.02 | 0 | 10 |  |  |  | No | R-454B | 3.9167 | Residential & Commercial | Ducted CEE Tier 1
215676793 | Central HP <5.4 tons | CARRIER | HRCU-A-CB (Split System: Heat Pump with Remote Outdoor Unit-Air-Source) | 27VNA048A*030* |  |  | CVAVA6121XMA*+UI | 59MN7C060C21**20 | 48000 | 18.5 | 9 | 50000 | 37400 | 74.8% | 2 | 0 | 10 |  |  |  | No | R-454B | 4 | Residential & Commercial | Ducted CEE Tier 1
213772711 | Central HP <5.4 tons | DAY & NIGHT | HRCU-A-CB (Split System: Heat Pump with Remote Outdoor Unit-Air-Source) | CVH825GKA3* |  |  | EA*4X24L17A*+WALLCON | *96CTN0801714B* | 23200 | 16 | 8.1 | 22200 | 16800 | 75.68% | 1.88 | 0 | 10.5 |  |  |  | No | R-410A | 1.9333 | Residential & Commercial | Ducted CEE Tier 1
213772811 | Central HP <5.4 tons | DAY & NIGHT | HRCU-A-CB (Split System: Heat Pump with Remote Outdoor Unit-Air-Source) | CVH825GKA3* |  |  | EA*4X25L17A*+WALLCON | *96CTN0801714B* | 24200 | 16.5 | 8.1 | 21400 | 16600 | 77.57% | 2 | 0 | 11 |  |  |  | No | R-410A | 2.0167 | Residential & Commercial | Ducted CEE Tier 1
210473485 | Central HP <5.4 tons | COMFORTMAKER | HRCU-A-CB (Split System: Heat Pump with Remote Outdoor Unit-Air-Source) | CVH825GKA3* |  |  | EA*4X48L24A*+WALLCON | *96CTN1202422A* | 24200 | 17 | 8.1 | 21000 | 16500 | 78.57% | 2.02 | 0 | 11 |  |  |  | No | R-410A | 2.0167 | Residential & Commercial | Ducted CEE Tier 1
215938164 | Central HP <5.4 tons | CARRIER | HRCU-A-CB (Split System: Heat Pump with Remote Outdoor Unit-Air-Source) | 27VNA348A*030* |  |  | CVAVA6021XMA*+UI | 58TN*B090C17**16 | 44500 | 20.5 | 8.1 | 53500 | 37600 | 70.28% | 1.95 | 0 | 11.5 |  |  |  | No | R-454B | 3.7083 | Residential & Commercial | Ducted CEE Tier 1
211227587 | Central HP <5.4 tons | DAY & NIGHT | HRCU-A-CB (Split System: Heat Pump with Remote Outdoor Unit-Air-Source) | DLCURAH36ABK |  |  | EA*4X42L21A* | *95ESN1002122A* | 36600 | 15.2 | 8.5 | 40000 | 35200 | 88% | 1.94 | 0 | 10 |  |  |  | No | R-410A | 3.05 | Residential & Commercial | Ducted CEE Tier 1
211230863 | Central HP <5.4 tons | AIRQUEST | HRCU-A-CB (Split System: Heat Pump with Remote Outdoor Unit-Air-Source) | DLCURAH36ABK |  |  | FM(C,U)4Z36**AL* |  | 36000 | 16.5 | 8.1 | 40000 | 35400 | 88.5% | 1.82 | 0 | 10 |  |  |  | No | R-410A | 3 | Residential & Commercial | Ducted CEE Tier 1
211717293 | Central HP <5.4 tons | Stealth Comfort | HRCU-A-CB (Split System: Heat Pump with Remote Outdoor Unit-Air-Source) | SC-2436-HP |  |  | SC-24-AH |  | 24000 | 17 | 9 | 24000 | 22000 | 91.67% | 1.8 | 12.5 | 12 |  |  |  | No | R-410A | 2 | Residential & Commercial | Ducted CEE Tier 1
214838747 | Central HP <5.4 tons | YISO | HRCU-A-CB (Split System: Heat Pump with Remote Outdoor Unit-Air-Source) | YOHA2-36AA |  |  | YLCN2-2430BA | FG7SA-072C-T24B* | 24000 | 17.5 | 8.5 | 24000 | 19400 | 80.83% | 2.1 | 0 | 12 |  |  |  | No | R-410A | 2 | Residential & Commercial | Ducted CEE Tier 1
214838749 | Central HP <5.4 tons | YISO | HRCU-A-CB (Split System: Heat Pump with Remote Outdoor Unit-Air-Source) | YOHA2-36AA |  |  | YLCN2-3036BA | FG7SA-090C-T24B* | 33000 | 16.5 | 8.5 | 34600 | 24400 | 70.52% | 1.95 | 0 | 11 |  |  |  | No | R-410A | 2.75 | Residential & Commercial | Ducted CEE Tier 1
216091283 | Central HP <5.4 tons | CARRIER | HRCU-A-CB (Split System: Heat Pump with Remote Outdoor Unit-Air-Source) | DLCSRBH18AAK |  |  | 40MBABQ18XB3 |  | 18000 | 17.6 | 9.6 | 19000 | 17000 | 89.47% | 2 | 12.5 | 11.7 |  |  |  | No | R-410A | 1.5 | Residential & Commercial | Ducted CEE Tier 1
214838766 | Central HP <5.4 tons | YISO | HRCU-A-CB (Split System: Heat Pump with Remote Outdoor Unit-Air-Source) | YOHA2-60AA |  |  | YLCN2-4860CA | FG7TE-100D-V35C* | 52000 | 18 | 8.7 | 54000 | 37800 | 70% | 1.9 | 0 | 11.4 |  |  |  | No | R-410A | 4.3333 | Residential & Commercial | Ducted CEE Tier 1
210596345 | Central HP <5.4 tons | BRYANT HEATING AND COOLING SYSTEMS | HRCU-A-CB (Split System: Heat Pump with Remote Outdoor Unit-Air-Source) | 288BNV025*0**B* |  |  | CAP**4821AL*+UI | 986TC42080C17*** | 24000 | 16.5 | 8.1 | 21000 | 16600 | 79.05% | 2 | 0 | 11 |  |  |  | No | R-410A | 2 | Residential & Commercial | Ducted CEE Tier 1
215935550 | Central HP <5.4 tons | DAY & NIGHT | HRCU-A-CB (Split System: Heat Pump with Remote Outdoor Unit-Air-Source) | C5H3V36*K*AAA* |  |  | EVD5X31M17A*+WALLCON | *97CMN0601714B* | 34800 | 20.5 | 8.5 | 38000 | 27800 | 73.16% | 2.08 | 0 | 11.5 |  |  |  | No | R-454B | 2.9 | Residential & Commercial | Ducted CEE Tier 1
215387247 | Central HP <5.4 tons | Stealth Comfort | HRCU-A-CB (Split System: Heat Pump with Remote Outdoor Unit-Air-Source) | ACIQ-36-HP32 |  |  | ACIQ-36-AH32 |  | 34000 | 16.5 | 9.5 | 34000 | 32000 | 94.12% | 1.8 | 0 | 11.7 |  |  |  | No | R-32 | 2.8333 | Residential & Commercial | Ducted CEE Tier 1
215935069 | Central HP <5.4 tons | COMFORTMAKER | HRCU-A-CB (Split System: Heat Pump with Remote Outdoor Unit-Air-Source) | C5H3V36*K*AAA* |  |  | EVM5X49M21A*+WALLCON | *95CSU0802120B* | 35600 | 21.5 | 8.5 | 38000 | 28600 | 75.26% | 2.02 | 0 | 12 |  |  |  | No | R-454B | 2.9667 | Residential & Commercial | Ducted CEE Tier 1
215936807 | Central HP <5.4 tons | AIRQUEST | HRCU-A-CB (Split System: Heat Pump with Remote Outdoor Unit-Air-Source) | H5H3V36*K*AAA* |  |  | EVD5X60M24A*+WALLCON | *97CMN0602120B* | 35200 | 21 | 8.5 | 38500 | 28800 | 74.81% | 2.02 | 0 | 12 |  |  |  | No | R-454B | 2.9333 | Residential & Commercial | Ducted CEE Tier 1
215935537 | Central HP <5.4 tons | AIRQUEST | HRCU-A-CB (Split System: Heat Pump with Remote Outdoor Unit-Air-Source) | H5H3V36*K*AAA* |  |  | EVD5X30M17A*+WALLCON | *96CTN0601714B* | 34000 | 20 | 8.1 | 38000 | 27200 | 71.58% | 2 | 0 | 11 |  |  |  | No | R-454B | 2.8333 | Residential & Commercial | Ducted CEE Tier 1
215387242 | Central HP <5.4 tons | DIYCOOL | HRCU-A-CB (Split System: Heat Pump with Remote Outdoor Unit-Air-Source) | ACIQ-24-HP32 |  |  | ACIQ-24-AH32 |  | 24000 | 16 | 9.5 | 24000 | 24000 | 100% | 1.8 | 0 | 11.7 |  |  |  | No | R-32 | 2 | Residential & Commercial | Ducted CEE Tier 1
213772421 | Central HP <5.4 tons | DAY & NIGHT | HRCU-A-CB (Split System: Heat Pump with Remote Outdoor Unit-Air-Source) | CVH825GKA2* |  |  | EHD4X42AAL+WALLCON | *96CTN1202422B* | 24200 | 16 | 8.1 | 21400 | 16600 | 77.57% | 2 | 0 | 10.5 |  |  |  | No | R-410A | 2.0167 | Residential & Commercial | Ducted CEE Tier 1
211717296 | Central HP <5.4 tons | Stealth Comfort | HRCU-A-CB (Split System: Heat Pump with Remote Outdoor Unit-Air-Source) | SC-4860-HP |  |  | SC-60-AH |  | 54000 | 16 | 9 | 54000 | 41000 | 75.93% | 1.8 | 10.5 | 10 |  |  |  | No | R-410A | 4.5 | Residential & Commercial | Ducted CEE Tier 1
214838746 | Central HP <5.4 tons | YISO | HRCU-A-CB (Split System: Heat Pump with Remote Outdoor Unit-Air-Source) | YOHA2-36AA |  |  | YLCN2-2430AA | FG7SA-054C-T23A* | 23800 | 17.5 | 8.5 | 24000 | 19200 | 80% | 2 | 0 | 12 |  |  |  | No | R-410A | 1.9833 | Residential & Commercial | Ducted CEE Tier 1
214838760 | Central HP <5.4 tons | YISO | HRCU-A-CB (Split System: Heat Pump with Remote Outdoor Unit-Air-Source) | YOHA2-36AA |  |  | YLCN2-3036BA | FG7TE-060D-V24B* | 33000 | 18 | 9 | 34600 | 24400 | 70.52% | 1.95 | 0 | 11 |  |  |  | No | R-410A | 2.75 | Residential & Commercial | Ducted CEE Tier 1
215676295 | Central HP <5.4 tons | HEIL | HRCU-A-CB (Split System: Heat Pump with Remote Outdoor Unit-Air-Source) | H5H0V48*K*AAA* |  |  | EVD5X49M24A*+WALLCON | *80CTL0702120B* | 47500 | 19 | 9 | 50000 | 36800 | 73.6% | 2 | 0 | 10 |  |  |  | No | R-454B | 3.9583 | Residential & Commercial | Ducted CEE Tier 1
215676565 | Central HP <5.4 tons | HEIL | HRCU-A-CB (Split System: Heat Pump with Remote Outdoor Unit-Air-Source) | H5H0V48*K*AAA* |  |  | EVD5X60M21A*+WALLCON | *96CTN0801714B* | 47500 | 18.5 | 9 | 50000 | 36200 | 72.4% | 2.02 | 0 | 10 |  |  |  | No | R-454B | 3.9583 | Residential & Commercial | Ducted CEE Tier 1
215676665 | Central HP <5.4 tons | HEIL | HRCU-A-CB (Split System: Heat Pump with Remote Outdoor Unit-Air-Source) | H5H0V48*K*AAA* |  |  | EVD5X60M24A*+WALLCON | *97CMN1202422B* | 48000 | 19 | 9 | 50000 | 36600 | 73.2% | 2 | 0 | 10 |  |  |  | No | R-454B | 4 | Residential & Commercial | Ducted CEE Tier 1
215682045 | Central HP <5.4 tons | HEIL | HRCU-A-CB (Split System: Heat Pump with Remote Outdoor Unit-Air-Source) | H5H0V48*K*AAA* |  |  | EVM5X61M24A*+WALLCON | *80CSU0802120B* | 49000 | 19 | 9 | 50000 | 36400 | 72.8% | 2.12 | 0 | 10.5 |  |  |  | No | R-454B | 4.0833 | Residential & Commercial | Ducted CEE Tier 1
216445237 | Central HP <5.4 tons | YISO | HRCU-A-CB (Split System: Heat Pump with Remote Outdoor Unit-Air-Source) | YOHA2-60CB |  |  | YAHA2-48CB |  | 47000 | 19 | 10 | 48000 | 34400 | 71.67% | 2.1 | 0 | 12 |  |  |  | No | R-454B | 3.9167 | Residential & Commercial | Ducted CEE Tier 1
215676855 | Central HP <5.4 tons | HEIL | HRCU-A-CB (Split System: Heat Pump with Remote Outdoor Unit-Air-Source) | H5H0V48*K*AAA* |  |  | EVD5X61M24A*+WALLCON | *80CSU1002120A* | 48500 | 19 | 9 | 50000 | 36800 | 73.6% | 2.1 | 0 | 10 |  |  |  | No | R-454B | 4.0417 | Residential & Commercial | Ducted CEE Tier 1
215853260 | Central HP <5.4 tons | YORK | HRCU-A-CB (Split System: Heat Pump with Remote Outdoor Unit-Air-Source) | HH860E2S11 |  |  | CTM60D5CJS1 | Y91E120D20SMPS1 | 53000 | 18 | 9 | 55000 | 40000 | 72.73% | 2 | 0 | 10 |  |  |  | No | R-454B | 4.4167 | Residential & Commercial | Ducted CEE Tier 1
215853276 | Central HP <5.4 tons | YORK | HRCU-A-CB (Split System: Heat Pump with Remote Outdoor Unit-Air-Source) | HH860E2S11 |  |  | JHE60C5CH2SS1 |  | 54000 | 19 | 9 | 53500 | 38500 | 71.96% | 2 | 0 | 11.7 |  |  |  | No | R-454B | 4.5 | Residential & Commercial | Ducted CEE Tier 1
213372207 | Central HP <5.4 tons | CARRIER | HRCU-A-C (Split System: Heat Pump with Remote Outdoor Unit with No Indoor Fan --Air Source) | 38MURAQ30AB3 |  |  | 40MULAQ36XCX + CI |  | 30000 | 15.5 | 9.7 | 33000 | 27000 | 81.82% | 1.85 | 10.7 | 10.5 |  |  |  | No | R-410A | 2.5 | Residential & Commercial | Ducted CEE Tier 1
215934769 | Central HP <5.4 tons | COMFORTMAKER | HRCU-A-CB (Split System: Heat Pump with Remote Outdoor Unit-Air-Source) | C5H3V36*K*AAA* |  |  | EVM5X43M21A*+WALLCON | *96CTN0601714B* | 34600 | 20.5 | 8.5 | 38000 | 27600 | 72.63% | 2.06 | 0 | 11.5 |  |  |  | No | R-454B | 2.8833 | Residential & Commercial | Ducted CEE Tier 1
215934969 | Central HP <5.4 tons | COMFORTMAKER | HRCU-A-CB (Split System: Heat Pump with Remote Outdoor Unit-Air-Source) | C5H3V36*K*AAA* |  |  | EVM5X48M21A*+WALLCON | *96CTN0601714B* | 34600 | 20.5 | 8.5 | 38000 | 27600 | 72.63% | 2.05 | 0 | 11.5 |  |  |  | No | R-454B | 2.8833 | Residential & Commercial | Ducted CEE Tier 1
215318764 | Central HP <5.4 tons | CARRIER | HRCU-A-CB (Split System: Heat Pump with Remote Outdoor Unit-Air-Source) | 37MAHAQ18AA3 |  |  | 45MBAAQ18XB3 |  | 18000 | 18.2 | 10.1 | 19500 | 18000 | 92.31% | 2.2 | 0 | 12 |  |  |  | No | R-454B | 1.5 | Residential & Commercial | Ducted CEE Tier 1
213372206 | Central HP <5.4 tons | CARRIER | HRCU-A-C (Split System: Heat Pump with Remote Outdoor Unit with No Indoor Fan --Air Source) | 38MURAQ24AB3 |  |  | 40MULAQ24XBX + CI |  | 24000 | 16.5 | 9.5 | 25000 | 20000 | 80% | 1.95 | 11 | 10.7 |  |  |  | No | R-410A | 2 | Residential & Commercial | Ducted CEE Tier 1
216440271 | Central HP <5.4 tons | AMERICAN STANDARD | HRCU-A-CB (Split System: Heat Pump with Remote Outdoor Unit-Air-Source) | 5A6V0X48A1 |  |  | 5PX*CD09AS3 | S9V2C100D5VSB+LRP | 44500 | 20 | 9.4 | 46000 | 32800 | 71.3% | 2.1 | 0 | 12 |  |  |  | No | R-454B | 3.7083 | Residential & Commercial | Ducted CEE Tier 1
211230517 | Central HP <5.4 tons | AIRQUEST | HRCU-A-CB (Split System: Heat Pump with Remote Outdoor Unit-Air-Source) | DLCURAH36ABK |  |  | EN(A,D)4X48L24** | *80VSL0902420A* | 35800 | 16.5 | 8.1 | 38500 | 34800 | 90.39% | 2 | 0 | 10 |  |  |  | No | R-410A | 2.9833 | Residential & Commercial | Ducted CEE Tier 1
211230885 | Central HP <5.4 tons | AIRQUEST | HRCU-A-CB (Split System: Heat Pump with Remote Outdoor Unit-Air-Source) | DLCURAH36ABK |  |  | FMA4X36**AL* |  | 35800 | 17 | 8.1 | 40000 | 35200 | 88% | 1.86 | 0 | 10 |  |  |  | No | R-410A | 2.9833 | Residential & Commercial | Ducted CEE Tier 1
211388883 | Central HP <5.4 tons | JOHNSON CONTROLS | HRCU-A-CB (Split System: Heat Pump with Remote Outdoor Unit-Air-Source) | HMH72B341 |  |  | XAFB36DXXN1+TXV | TM9E080B12MP12 | 34000 | 17.5 | 8.1 | 33800 | 24000 | 71.01% | 2.06 | 0 | 10 |  |  |  | No | R-410A | 2.8333 | Residential & Commercial | Ducted CEE Tier 1
211390248 | Central HP <5.4 tons | JOHNSON CONTROLS | HRCU-A-CB (Split System: Heat Pump with Remote Outdoor Unit-Air-Source) | HMH72B341 |  |  | XAFC36DBCN1 | TM8V100C16MP12 | 34000 | 17.5 | 8.5 | 33800 | 23800 | 70.41% | 2.08 | 0 | 10 |  |  |  | No | R-410A | 2.8333 | Residential & Commercial | Ducted CEE Tier 1
213780001 | Central HP <5.4 tons | DAY & NIGHT | HRCU-A-CB (Split System: Heat Pump with Remote Outdoor Unit-Air-Source) | CVH837GKA** |  |  | EHD4X42AAL+WALLCON | *80CTL0701716B* | 32400 | 16 | 8.1 | 33200 | 24800 | 74.7% | 1.92 | 0 | 11 |  |  |  | No | R-410A | 2.7 | Residential & Commercial | Ducted CEE Tier 1
211244353 | Central HP <5.4 tons | TEMPSTAR | HRCU-A-CB (Split System: Heat Pump with Remote Outdoor Unit-Air-Source) | DLCURAH24ABK |  |  | EN(A,D)4X30L14** | *96VTN0601412A* | 23400 | 16.5 | 8.1 | 25800 | 24000 | 93.02% | 1.98 | 0 | 10 |  |  |  | No | R-410A | 1.95 | Residential & Commercial | Ducted CEE Tier 1
213778881 | Central HP <5.4 tons | DAY & NIGHT | HRCU-A-CB (Split System: Heat Pump with Remote Outdoor Unit-Air-Source) | CVH837GKA** |  |  | EA*4X36L21A*+WALLCON | *97CMN0601714B* | 31200 | 16.5 | 8.1 | 33200 | 24600 | 74.1% | 1.82 | 0 | 10.5 |  |  |  | No | R-410A | 2.6 | Residential & Commercial | Ducted CEE Tier 1
212977596 | Central HP <5.4 tons | TEMPSTAR | HRCU-A-CB (Split System: Heat Pump with Remote Outdoor Unit-Air-Source) | DLCURAH24ABK |  |  | EA*4X25L17A* | *80MS(N,L)0451412A* | 24200 | 17 | 8.5 | 25200 | 21800 | 86.51% | 1.82 | 0 | 10 |  |  |  | No | R-410A | 2.0167 | Residential & Commercial | Ducted CEE Tier 1
211245359 | Central HP <5.4 tons | COMFORTMAKER | HRCU-A-CB (Split System: Heat Pump with Remote Outdoor Unit-Air-Source) | DLCURAH24ABK |  |  | EN(A,D)4X36L21** | *95ESU0401712A* | 23600 | 16.5 | 8.1 | 26000 | 23600 | 90.77% | 1.96 | 0 | 10.5 |  |  |  | No | R-410A | 1.9667 | Residential & Commercial | Ducted CEE Tier 1
211245443 | Central HP <5.4 tons | COMFORTMAKER | HRCU-A-CB (Split System: Heat Pump with Remote Outdoor Unit-Air-Source) | DLCURAH24ABK |  |  | EN(A,D)4X36L21** | *80VSL0702120A* | 24600 | 16 | 8.1 | 26600 | 22400 | 84.21% | 1.84 | 0 | 10.5 |  |  |  | No | R-410A | 2.05 | Residential & Commercial | Ducted CEE Tier 1
214574540 | Central HP <5.4 tons | HEIL | HRCU-A-CB (Split System: Heat Pump with Remote Outdoor Unit-Air-Source) | HVH837GKA2* |  |  | EN(A,D,W)4X42L21**+WALLCON | *97CMN0602120B* | 31600 | 16.5 | 8.1 | 33200 | 24600 | 74.1% | 1.86 | 0 | 11 |  |  |  | No | R-410A | 2.6333 | Residential & Commercial | Ducted CEE Tier 1
216440019 | Central HP <5.4 tons | AMERICAN STANDARD | HRCU-A-CB (Split System: Heat Pump with Remote Outdoor Unit-Air-Source) | 5A6V0X36A1 |  |  | 5PX*B004AS3 | S9V2B060U4PSC+LRP | 33400 | 18.2 | 9.4 | 32000 | 24000 | 75% | 2.1 | 0 | 12 |  |  |  | No | R-454B | 2.7833 | Residential & Commercial | Ducted CEE Tier 1
216440037 | Central HP <5.4 tons | AMERICAN STANDARD | HRCU-A-CB (Split System: Heat Pump with Remote Outdoor Unit-Air-Source) | 5A6V0X36A1 |  |  | 5PX*B006AS3 | S9V2B060U3VSB+LRP | 34400 | 19.2 | 9.4 | 32600 | 24200 | 74.23% | 2.1 | 0 | 12.5 |  |  |  | No | R-454B | 2.8667 | Residential & Commercial | Ducted CEE Tier 1
207436176 | Central HP <5.4 tons | LENNOX | HRCU-A-CB (Split System: Heat Pump with Remote Outdoor Unit-Air-Source) | SL25XPV-024-230A** |  |  | CH35-42B+TDR+TXV | SLP99UH070XV36B* | 22800 | 23.2 | 9.5 | 21200 | 20000 | 94.34% | 1.96 | 15.5 | 14.5 |  |  |  | No | R-410A | 1.9 | Residential & Commercial | Ducted CEE Tier 1
207436226 | Central HP <5.4 tons | LENNOX | HRCU-A-CB (Split System: Heat Pump with Remote Outdoor Unit-Air-Source) | SL25XPV-024-230A** |  |  | CR33-50/60+TDR+TXV | SLP99DF090XV48C* | 22600 | 19.6 | 9.2 | 21600 | 18800 | 87.04% | 1.76 | 13 | 12.5 |  |  |  | No | R-410A | 1.8833 | Residential & Commercial | Ducted CEE Tier 1
204456368 | Central HP <5.4 tons | COMFORTMAKER | HRCU-A-CB (Split System: Heat Pump with Remote Outdoor Unit-Air-Source) | CVH825GKA2* |  |  | EA*4X24L17A*+WALLCON | *80CTL0451712A* | 23200 | 16 | 8.1 | 22000 | 16900 | 76.82% | 1.88 | 11 | 10.5 |  |  |  | No | R-410A | 1.9333 | Residential & Commercial | Ducted CEE Tier 1
204456629 | Central HP <5.4 tons | COMFORTMAKER | HRCU-A-CB (Split System: Heat Pump with Remote Outdoor Unit-Air-Source) | CVH825GKA2* |  |  | EA*4X36L17A*+WALLCON | *97CMN0601714A* | 23400 | 16 | 8.1 | 21600 | 16800 | 77.78% | 1.92 | 11 | 10.5 |  |  |  | No | R-410A | 1.95 | Residential & Commercial | Ducted CEE Tier 1
204456638 | Central HP <5.4 tons | COMFORTMAKER | HRCU-A-CB (Split System: Heat Pump with Remote Outdoor Unit-Air-Source) | CVH825GKA2* |  |  | EA*4X36L17A*+WALLCON | *97CMN0801714A* | 23400 | 16.5 | 8.1 | 21600 | 16700 | 77.31% | 1.92 | 11 | 10.5 |  |  |  | No | R-410A | 1.95 | Residential & Commercial | Ducted CEE Tier 1
204456856 | Central HP <5.4 tons | COMFORTMAKER | HRCU-A-CB (Split System: Heat Pump with Remote Outdoor Unit-Air-Source) | CVH825GKA2* |  |  | EA*4X37L17A*+WALLCON | *97CMN0601714A* | 24000 | 16 | 8.1 | 21600 | 16900 | 78.24% | 1.98 | 11 | 10.5 |  |  |  | No | R-410A | 2 | Residential & Commercial | Ducted CEE Tier 1
211227182 | Central HP <5.4 tons | BRYANT HEATING AND COOLING SYSTEMS | HRCU-A-CB (Split System: Heat Pump with Remote Outdoor Unit-Air-Source) | 38MURAQ36AB3* |  |  | CAP**3721AL* | 926TB60080V21*** | 37000 | 15.5 | 8.5 | 38500 | 35000 | 90.91% | 2.1 | 0 | 10 |  |  |  | No | R-410A | 3.0833 | Residential & Commercial | Ducted CEE Tier 1
211227366 | Central HP <5.4 tons | BRYANT HEATING AND COOLING SYSTEMS | HRCU-A-CB (Split System: Heat Pump with Remote Outdoor Unit-Air-Source) | 38MURAQ36AB3* |  |  | CAP**4221AL* | 8(0,1)*SA60110E21*** | 35400 | 16 | 8.1 | 38500 | 35000 | 90.91% | 1.88 | 0 | 10 |  |  |  | No | R-410A | 2.95 | Residential & Commercial | Ducted CEE Tier 1
211226889 | Central HP <5.4 tons | BRYANT HEATING AND COOLING SYSTEMS | HRCU-A-CB (Split System: Heat Pump with Remote Outdoor Unit-Air-Source) | 38MURAQ36AB3* |  |  | CAP**3721AL* | 82*SA60090V21*** | 36200 | 16 | 8.5 | 38500 | 34800 | 90.39% | 2.06 | 0 | 10 |  |  |  | No | R-410A | 3.0167 | Residential & Commercial | Ducted CEE Tier 1
211227066 | Central HP <5.4 tons | BRYANT HEATING AND COOLING SYSTEMS | HRCU-A-CB (Split System: Heat Pump with Remote Outdoor Unit-Air-Source) | 38MURAQ36AB3* |  |  | CAP**3721AL* | 915SB60100E21*** | 37000 | 15.5 | 8.5 | 38500 | 34800 | 90.39% | 2.1 | 0 | 10 |  |  |  | No | R-410A | 3.0833 | Residential & Commercial | Ducted CEE Tier 1
211227425 | Central HP <5.4 tons | BRYANT HEATING AND COOLING SYSTEMS | HRCU-A-CB (Split System: Heat Pump with Remote Outdoor Unit-Air-Source) | 38MURAQ36AB3* |  |  | CAP**4221AL* | 83*SA48060E17*** | 35000 | 16.5 | 8.1 | 38500 | 35000 | 90.91% | 1.86 | 0 | 10 |  |  |  | No | R-410A | 2.9167 | Residential & Commercial | Ducted CEE Tier 1
211717291 | Central HP <5.4 tons | DIYCOOL | HRCU-A-CB (Split System: Heat Pump with Remote Outdoor Unit-Air-Source) | SC-4860-HP |  |  | SC-48-AH |  | 48000 | 17 | 9 | 48000 | 39000 | 81.25% | 1.8 | 11.5 | 11 |  |  |  | No | R-410A | 4 | Residential & Commercial | Ducted CEE Tier 1
211228166 | Central HP <5.4 tons | BRYANT HEATING AND COOLING SYSTEMS | HRCU-A-CB (Split System: Heat Pump with Remote Outdoor Unit-Air-Source) | 38MURAQ36AB3* |  |  | CAP**4224AL* | OVMAAB060154 | 36200 | 16 | 8.1 | 39500 | 35200 | 89.11% | 1.92 | 0 | 10 |  |  |  | No | R-410A | 3.0167 | Residential & Commercial | Ducted CEE Tier 1
211228364 | Central HP <5.4 tons | BRYANT HEATING AND COOLING SYSTEMS | HRCU-A-CB (Split System: Heat Pump with Remote Outdoor Unit-Air-Source) | 38MURAQ36AB3* |  |  | CAP**4321AL* | 83*SA60100E21*** | 36400 | 16 | 8.5 | 38500 | 34800 | 90.39% | 2.08 | 0 | 10 |  |  |  | No | R-410A | 3.0333 | Residential & Commercial | Ducted CEE Tier 1
211229133 | Central HP <5.4 tons | BRYANT HEATING AND COOLING SYSTEMS | HRCU-A-CB (Split System: Heat Pump with Remote Outdoor Unit-Air-Source) | 38MURAQ36AB3* |  |  | CAP**4821AL* | 935SA60100E21*** | 36200 | 16 | 8.5 | 38500 | 34600 | 89.87% | 2.06 | 0 | 10 |  |  |  | No | R-410A | 3.0167 | Residential & Commercial | Ducted CEE Tier 1
214240013 | Central HP <5.4 tons | CARRIER | HRCU-A-CB (Split System: Heat Pump with Remote Outdoor Unit-Air-Source) | 25VNA837A*030* |  |  | CNPV*4824AL*+UI | 59TN6C100C21**22 | 32400 | 17 | 8.1 | 32600 | 24600 | 75.46% | 1.96 | 0 | 11.7 |  |  |  | No | R-410A | 2.7 | Residential & Commercial | Ducted CEE Tier 1
214242505 | Central HP <5.4 tons | CARRIER | HRCU-A-CB (Split System: Heat Pump with Remote Outdoor Unit-Air-Source) | 25VNA825A*031* |  |  | CNPV*2417AL*+UI | 59TN6C080C17**14 | 23200 | 16 | 8.1 | 22000 | 16900 | 76.82% | 1.92 | 0 | 10.5 |  |  |  | No | R-410A | 1.9333 | Residential & Commercial | Ducted CEE Tier 1
211260184 | Central HP <5.4 tons | BRYANT HEATING AND COOLING SYSTEMS | HRCU-A-CB (Split System: Heat Pump with Remote Outdoor Unit-Air-Source) | 38MURAQ18AB3* |  |  | CAP**2414AL* | 8(0,1)*SA36045E14*** | 18000 | 16 | 8.5 | 18900 | 18900 | 100% | 2.28 | 0 | 10.5 |  |  |  | No | R-410A | 1.5 | Residential & Commercial | Ducted CEE Tier 1
211259855 | Central HP <5.4 tons | BRYANT HEATING AND COOLING SYSTEMS | HRCU-A-CB (Split System: Heat Pump with Remote Outdoor Unit-Air-Source) | 38MURAQ18AB3* |  |  | CAP**1917AL* | 915SB30026E14*** | 18600 | 16 | 8.5 | 18600 | 17500 | 94.09% | 2.12 | 0 | 11 |  |  |  | No | R-410A | 1.55 | Residential & Commercial | Ducted CEE Tier 1
213778997 | Central HP <5.4 tons | HEIL | HRCU-A-CB (Split System: Heat Pump with Remote Outdoor Unit-Air-Source) | HVH837GKA** |  |  | EA*4X37L21A*+WALLCON | *97CMN0601714B* | 32600 | 16.5 | 8.1 | 33200 | 25400 | 76.51% | 1.94 | 0 | 11 |  |  |  | No | R-410A | 2.7167 | Residential & Commercial | Ducted CEE Tier 1
213779517 | Central HP <5.4 tons | HEIL | HRCU-A-CB (Split System: Heat Pump with Remote Outdoor Unit-Air-Source) | HVH837GKA** |  |  | EA*4X48L24A*+WALLCON | *97CMN1002122B* | 32400 | 17 | 8.5 | 32200 | 24800 | 77.02% | 1.98 | 0 | 11 |  |  |  | No | R-410A | 2.7 | Residential & Commercial | Ducted CEE Tier 1
213779717 | Central HP <5.4 tons | HEIL | HRCU-A-CB (Split System: Heat Pump with Remote Outdoor Unit-Air-Source) | HVH837GKA** |  |  | EA*4X61L21A*+WALLCON | *96CTN0601714B* | 33000 | 17 | 8.1 | 32200 | 25000 | 77.64% | 1.96 | 0 | 11 |  |  |  | No | R-410A | 2.75 | Residential & Commercial | Ducted CEE Tier 1
211262186 | Central HP <5.4 tons | DAY & NIGHT | HRCU-A-CB (Split System: Heat Pump with Remote Outdoor Unit-Air-Source) | DLCURAH18ABK |  |  | EA*4X30L17A* | OMV098J12* | 18300 | 16 | 8.5 | 18900 | 18400 | 97.35% | 2.22 | 0 | 10.5 |  |  |  | No | R-410A | 1.525 | Residential & Commercial | Ducted CEE Tier 1
211259971 | Central HP <5.4 tons | DAY & NIGHT | HRCU-A-CB (Split System: Heat Pump with Remote Outdoor Unit-Air-Source) | DLCURAH18ABK |  |  | EA*4X19L17A* | *92ESN0401410A* | 18400 | 15.5 | 8.5 | 18500 | 17600 | 95.14% | 2.12 | 0 | 10.5 |  |  |  | No | R-410A | 1.5333 | Residential & Commercial | Ducted CEE Tier 1
215933573 | Central HP <5.4 tons | TEMPSTAR | HRCU-A-CB (Split System: Heat Pump with Remote Outdoor Unit-Air-Source) | T5H3V36*K*AAA* |  |  | ESH5X48M12A*+WALLCON | *80CTL0702120B* | 33600 | 19.5 | 9 | 34800 | 26600 | 76.44% | 1.94 | 0 | 11.5 |  |  |  | No | R-454B | 2.8 | Residential & Commercial | Ducted CEE Tier 1
215933623 | Central HP <5.4 tons | TEMPSTAR | HRCU-A-CB (Split System: Heat Pump with Remote Outdoor Unit-Air-Source) | T5H3V36*K*AAA* |  |  | ESH5X48M12A*+WALLCON | *95CSU0802120B* | 33600 | 19 | 9 | 34800 | 26600 | 76.44% | 1.94 | 0 | 11.5 |  |  |  | No | R-454B | 2.8 | Residential & Commercial | Ducted CEE Tier 1
212969576 | Central HP <5.4 tons | CARRIER | HRCU-A-CB (Split System: Heat Pump with Remote Outdoor Unit-Air-Source) | 38MURAQ18AB3* |  |  | CNPV*2417AL* | 58SP*B045V14**12 | 17700 | 16.5 | 8.5 | 18700 | 19100 | 102.1% | 2.3 | 0 | 11 |  |  |  | No | R-410A | 1.475 | Residential & Commercial | Ducted CEE Tier 1
212969976 | Central HP <5.4 tons | CARRIER | HRCU-A-CB (Split System: Heat Pump with Remote Outdoor Unit-Air-Source) | 38MURAQ18AB3* |  |  | CAP**2417AL* | 58SP*B070V17**16 | 17300 | 16 | 8.5 | 18200 | 19400 | 106.6% | 2.34 | 0 | 10.5 |  |  |  | No | R-410A | 1.4417 | Residential & Commercial | Ducted CEE Tier 1
211261554 | Central HP <5.4 tons | AIRQUEST | HRCU-A-CB (Split System: Heat Pump with Remote Outdoor Unit-Air-Source) | DLCURAH18ABK |  |  | EA*4X30L17A* | *96VSN0601714A* | 17800 | 16 | 8.5 | 18400 | 18500 | 100.5% | 2.22 | 0 | 10.5 |  |  |  | No | R-410A | 1.4833 | Residential & Commercial | Ducted CEE Tier 1
211260300 | Central HP <5.4 tons | DAY & NIGHT | HRCU-A-CB (Split System: Heat Pump with Remote Outdoor Unit-Air-Source) | DLCURAH18ABK |  |  | EA*4X24L17A* | *96VSN0601412A* | 17900 | 16 | 8.5 | 18800 | 19000 | 101.1% | 2.28 | 0 | 10.5 |  |  |  | No | R-410A | 1.4917 | Residential & Commercial | Ducted CEE Tier 1
211261459 | Central HP <5.4 tons | DAY & NIGHT | HRCU-A-CB (Split System: Heat Pump with Remote Outdoor Unit-Air-Source) | DLCURAH18ABK |  |  | EA*4X30L14A* | *92ESN0601412A* | 18200 | 16 | 8.5 | 18700 | 18400 | 98.4% | 2.22 | 0 | 10.5 |  |  |  | No | R-410A | 1.5167 | Residential & Commercial | Ducted CEE Tier 1
211262002 | Central HP <5.4 tons | DAY & NIGHT | HRCU-A-CB (Split System: Heat Pump with Remote Outdoor Unit-Air-Source) | DLCURAH18ABK |  |  | EA*4X30L17A* | *80ES(N,L)0451412A* | 18200 | 16.5 | 8.5 | 18700 | 18400 | 98.4% | 2.22 | 0 | 11 |  |  |  | No | R-410A | 1.5167 | Residential & Commercial | Ducted CEE Tier 1
213780017 | Central HP <5.4 tons | HEIL | HRCU-A-CB (Split System: Heat Pump with Remote Outdoor Unit-Air-Source) | HVH837GKA** |  |  | EHD4X42AAL+WALLCON | *80CTL0902120B* | 32400 | 16.5 | 8.1 | 32800 | 24600 | 75% | 1.94 | 0 | 11 |  |  |  | No | R-410A | 2.7 | Residential & Commercial | Ducted CEE Tier 1
211260379 | Central HP <5.4 tons | DAY & NIGHT | HRCU-A-CB (Split System: Heat Pump with Remote Outdoor Unit-Air-Source) | DLCURAH18ABK |  |  | EA*4X24L17A* | *80ESU0401712A* | 18400 | 16.5 | 9 | 19200 | 18700 | 97.4% | 2.26 | 0 | 11 |  |  |  | No | R-410A | 1.5333 | Residential & Commercial | Ducted CEE Tier 1
213769925 | Central HP <5.4 tons | AI AIR CONDITIONING | HRCU-A-CB (Split System: Heat Pump with Remote Outdoor Unit-Air-Source) | AUO18-36N1-M3H |  |  | AUH2-36N1-CM3E |  | 35000 | 16.3 | 9.5 | 39000 | 38000 | 97.44% | 1.8 | 0 | 11.7 |  |  |  | No | R-410A | 2.9167 | Residential & Commercial | Ducted CEE Tier 1
210596675 | Central HP <5.4 tons | COMFORTMAKER | HRCU-A-CB (Split System: Heat Pump with Remote Outdoor Unit-Air-Source) | CVH825GKA2* |  |  | EA*4X42L21A*+WALLCON | *95CSU0802120A* | 23800 | 16.5 | 8.1 | 21400 | 16600 | 77.57% | 1.96 | 0 | 11 |  |  |  | No | R-410A | 1.9833 | Residential & Commercial | Ducted CEE Tier 1
210596708 | Central HP <5.4 tons | COMFORTMAKER | HRCU-A-CB (Split System: Heat Pump with Remote Outdoor Unit-Air-Source) | CVH825GKA2* |  |  | EA*4X42L21A*+WALLCON | *97CMN1002122A* | 23800 | 16.5 | 8.1 | 21400 | 16600 | 77.57% | 1.96 | 0 | 11 |  |  |  | No | R-410A | 1.9833 | Residential & Commercial | Ducted CEE Tier 1
215932759 | Central HP <5.4 tons | COMFORTMAKER | HRCU-A-CB (Split System: Heat Pump with Remote Outdoor Unit-Air-Source) | C5H3V36*K*AAA* |  |  | EA*5X61M21A*+WALLCON | *95CSU0802120B* | 34400 | 20 | 9 | 34400 | 26200 | 76.16% | 1.96 | 0 | 11.7 |  |  |  | No | R-454B | 2.8667 | Residential & Commercial | Ducted CEE Tier 1
215932859 | Central HP <5.4 tons | COMFORTMAKER | HRCU-A-CB (Split System: Heat Pump with Remote Outdoor Unit-Air-Source) | C5H3V36*K*AAA* |  |  | EA*5X61M24A*+WALLCON | *80CTL0702120B* | 34400 | 20.5 | 9.5 | 34400 | 26000 | 75.58% | 2.06 | 0 | 12 |  |  |  | No | R-454B | 2.8667 | Residential & Commercial | Ducted CEE Tier 1
216440051 | Central HP <5.4 tons | AMERICAN STANDARD | HRCU-A-CB (Split System: Heat Pump with Remote Outdoor Unit-Air-Source) | 5A6V0X36A1 |  |  | 5PX*B006AS3+P0V0B000M40SD+LRP |  | 34200 | 19.6 | 9.4 | 32600 | 24200 | 74.23% | 2.1 | 0 | 12.7 |  |  |  | No | R-454B | 2.85 | Residential & Commercial | Ducted CEE Tier 1
216440071 | Central HP <5.4 tons | AMERICAN STANDARD | HRCU-A-CB (Split System: Heat Pump with Remote Outdoor Unit-Air-Source) | 5A6V0X36A1 |  |  | 5PX*C007AS3 | S9V2C080U5PSC+LRP | 34400 | 19.6 | 9.4 | 32600 | 24200 | 74.23% | 2.1 | 0 | 12.5 |  |  |  | No | R-454B | 2.8667 | Residential & Commercial | Ducted CEE Tier 1
216440085 | Central HP <5.4 tons | AMERICAN STANDARD | HRCU-A-CB (Split System: Heat Pump with Remote Outdoor Unit-Air-Source) | 5A6V0X36A1 |  |  | 5PX*C007AS3 | S9V2C100D5PSC+LRP | 32000 | 17.6 | 9.4 | 31600 | 23600 | 74.68% | 2.1 | 0 | 12 |  |  |  | No | R-454B | 2.6667 | Residential & Commercial | Ducted CEE Tier 1
216440087 | Central HP <5.4 tons | AMERICAN STANDARD | HRCU-A-CB (Split System: Heat Pump with Remote Outdoor Unit-Air-Source) | 5A6V0X36A1 |  |  | 5PX*C007AS3 | S9V2C100D4VSB+LRP | 32000 | 17.6 | 9.4 | 31600 | 23600 | 74.68% | 2.1 | 0 | 12 |  |  |  | No | R-454B | 2.6667 | Residential & Commercial | Ducted CEE Tier 1
216440119 | Central HP <5.4 tons | AMERICAN STANDARD | HRCU-A-CB (Split System: Heat Pump with Remote Outdoor Unit-Air-Source) | 5A6V0X36A1 |  |  | 5TEMCD05AV41+TDR |  | 35200 | 20 | 10.5 | 33200 | 24600 | 74.1% | 2.2 | 0 | 12.7 |  |  |  | No | R-454B | 2.9333 | Residential & Commercial | Ducted CEE Tier 1
216440201 | Central HP <5.4 tons | AMERICAN STANDARD | HRCU-A-CB (Split System: Heat Pump with Remote Outdoor Unit-Air-Source) | 5A6V0X36A1 |  |  | 5TXCC007AS3 | S9V2C100D4VSB+LRP | 32600 | 18.1 | 9.4 | 31600 | 23600 | 74.68% | 2.1 | 0 | 12 |  |  |  | No | R-454B | 2.7167 | Residential & Commercial | Ducted CEE Tier 1
211242468 | Central HP <5.4 tons | AIRQUEST | HRCU-A-CB (Split System: Heat Pump with Remote Outdoor Unit-Air-Source) | DLCURAH24ABK |  |  | EA*4X36L21A* | *95ESN0802120A* | 24800 | 16.5 | 8.5 | 26600 | 22000 | 82.71% | 1.82 | 0 | 10 |  |  |  | No | R-410A | 2.0667 | Residential & Commercial | Ducted CEE Tier 1
211241498 | Central HP <5.4 tons | AIRQUEST | HRCU-A-CB (Split System: Heat Pump with Remote Outdoor Unit-Air-Source) | DLCURAH24ABK |  |  | EA*4X30L17A* | *95ESU0601716A* | 24200 | 16.5 | 8.5 | 26400 | 23000 | 87.12% | 1.9 | 0 | 10 |  |  |  | No | R-410A | 2.0167 | Residential & Commercial | Ducted CEE Tier 1
211227060 | Central HP <5.4 tons | DAY & NIGHT | HRCU-A-CB (Split System: Heat Pump with Remote Outdoor Unit-Air-Source) | DLCURAH36ABK |  |  | EA*4X37L21A* | *95ESN0802120A* | 37200 | 15.5 | 8.5 | 38500 | 35000 | 90.91% | 2.12 | 0 | 10 |  |  |  | No | R-410A | 3.1 | Residential & Commercial | Ducted CEE Tier 1
211227430 | Central HP <5.4 tons | DAY & NIGHT | HRCU-A-CB (Split System: Heat Pump with Remote Outdoor Unit-Air-Source) | DLCURAH36ABK |  |  | EA*4X42L21A* | *80ESU0601716A | 35000 | 16.5 | 8.1 | 38500 | 35000 | 90.91% | 1.86 | 0 | 10 |  |  |  | No | R-410A | 2.9167 | Residential & Commercial | Ducted CEE Tier 1
210471326 | Central HP <5.4 tons | COMFORTMAKER | HRCU-A-CB (Split System: Heat Pump with Remote Outdoor Unit-Air-Source) | CVH837GKA2* |  |  | EHD4X60AAL+WALLCON | *97CMN0602120A* | 32800 | 16.5 | 8.1 | 32400 | 25200 | 77.78% | 1.98 | 0 | 11 |  |  |  | No | R-410A | 2.7333 | Residential & Commercial | Ducted CEE Tier 1
210470534 | Central HP <5.4 tons | COMFORTMAKER | HRCU-A-CB (Split System: Heat Pump with Remote Outdoor Unit-Air-Source) | CVH837GKA2* |  |  | EA*4X61L24A*+WALLCON | *95CSU1002122A* | 33200 | 18 | 8.5 | 32000 | 24800 | 77.5% | 2.02 | 0 | 11.5 |  |  |  | No | R-410A | 2.7667 | Residential & Commercial | Ducted CEE Tier 1
216440253 | Central HP <5.4 tons | AMERICAN STANDARD | HRCU-A-CB (Split System: Heat Pump with Remote Outdoor Unit-Air-Source) | 5A6V0X48A1 |  |  | 5PX*C009AS3 | S9V2C080U5VSB+LRP | 44500 | 20 | 9.7 | 46000 | 33000 | 71.74% | 2.1 | 0 | 12 |  |  |  | No | R-454B | 3.7083 | Residential & Commercial | Ducted CEE Tier 1
216440287 | Central HP <5.4 tons | AMERICAN STANDARD | HRCU-A-CB (Split System: Heat Pump with Remote Outdoor Unit-Air-Source) | 5A6V0X48A1 |  |  | 5PX*D008AS3 | S9V2C080U5PSC+LRP | 44000 | 20 | 9.7 | 46500 | 33400 | 71.83% | 2.1 | 0 | 12 |  |  |  | No | R-454B | 3.6667 | Residential & Commercial | Ducted CEE Tier 1
216440301 | Central HP <5.4 tons | AMERICAN STANDARD | HRCU-A-CB (Split System: Heat Pump with Remote Outdoor Unit-Air-Source) | 5A6V0X48A1 |  |  | 5PX*D010AS3 | S9V2C100U5PSC+LRP | 44500 | 20 | 9.7 | 46000 | 33000 | 71.74% | 2.1 | 0 | 12 |  |  |  | No | R-454B | 3.7083 | Residential & Commercial | Ducted CEE Tier 1
213079851 | Central HP <5.4 tons | DAY & NIGHT | HRCU-A-CB (Split System: Heat Pump with Remote Outdoor Unit-Air-Source) | DLCURAH36ABK |  |  | EA*4X37L21A* | *92MSN1002122A* | 36200 | 16.5 | 8.5 | 38000 | 34800 | 91.58% | 2.04 | 0 | 10 |  |  |  | No | R-410A | 3.0167 | Residential & Commercial | Ducted CEE Tier 1
213080069 | Central HP <5.4 tons | DAY & NIGHT | HRCU-A-CB (Split System: Heat Pump with Remote Outdoor Unit-Air-Source) | DLCURAH36ABK |  |  | EA*4X48L21A* | *96MSN0801716A* | 35800 | 15.5 | 8.5 | 38000 | 34800 | 91.58% | 2.02 | 0 | 10 |  |  |  | No | R-410A | 2.9833 | Residential & Commercial | Ducted CEE Tier 1
213080153 | Central HP <5.4 tons | DAY & NIGHT | HRCU-A-CB (Split System: Heat Pump with Remote Outdoor Unit-Air-Source) | DLCURAH36ABK |  |  | EA*4X37L21A* | *96MSN0802120A* | 36400 | 16 | 8.5 | 38000 | 34800 | 91.58% | 2.06 | 0 | 10 |  |  |  | No | R-410A | 3.0333 | Residential & Commercial | Ducted CEE Tier 1
215937477 | Central HP <5.4 tons | AIRQUEST | HRCU-A-CB (Split System: Heat Pump with Remote Outdoor Unit-Air-Source) | H5H3V48*K*AAA* |  |  | EVM5X60M24A*+WALLCON | *80CTL1102120B* | 45500 | 21 | 8.1 | 52500 | 38000 | 72.38% | 1.95 | 0 | 11.5 |  |  |  | No | R-454B | 3.7917 | Residential & Commercial | Ducted CEE Tier 1
215937977 | Central HP <5.4 tons | AIRQUEST | HRCU-A-CB (Split System: Heat Pump with Remote Outdoor Unit-Air-Source) | H5H3V48*K*AAA* |  |  | EVD5X48M24A*+WALLCON | *96CTN1002122B* | 44500 | 20 | 8.1 | 52000 | 38000 | 73.08% | 1.9 | 0 | 11 |  |  |  | No | R-454B | 3.7083 | Residential & Commercial | Ducted CEE Tier 1
215938317 | Central HP <5.4 tons | AIRQUEST | HRCU-A-CB (Split System: Heat Pump with Remote Outdoor Unit-Air-Source) | H5H3V48*K*AAA* |  |  | EVD5X60M24A*+WALLCON | *80CTL1352422B* | 45500 | 21 | 8.1 | 52500 | 38000 | 72.38% | 1.95 | 0 | 11.5 |  |  |  | No | R-454B | 3.7917 | Residential & Commercial | Ducted CEE Tier 1
215682285 | Central HP <5.4 tons | HEIL | HRCU-A-CB (Split System: Heat Pump with Remote Outdoor Unit-Air-Source) | H5H0V48*K*AAA* |  |  | EVD5X49M24A*+WALLCON | *97CTN1202422A* | 48000 | 19 | 9 | 50000 | 36600 | 73.2% | 2 | 0 | 10.5 |  |  |  | No | R-454B | 4 | Residential & Commercial | Ducted CEE Tier 1
215318770 | Central HP <5.4 tons | CARRIER | HRCU-A-CB (Split System: Heat Pump with Remote Outdoor Unit-Air-Source) | 37MBHAQ48AA3 |  |  | 45MBAAQ48XA3 |  | 48000 | 17 | 10.2 | 50000 | 46000 | 92% | 2 | 0 | 10.1 |  |  |  | No | R-454B | 4 | Residential & Commercial | Ducted CEE Tier 1
215318751 | Central HP <5.4 tons | CARRIER | HRCU-A-CB (Split System: Heat Pump with Remote Outdoor Unit-Air-Source) | 37MUHAQ36AA3 |  |  | 45MUAAQ36XX3 |  | 36000 | 17.4 | 10.3 | 37000 | 39000 | 105.4% | 1.9 | 0 | 11.7 |  |  |  | No | R-454B | 3 | Residential & Commercial | Ducted CEE Tier 1
210473701 | Central HP <5.4 tons | COMFORTMAKER | HRCU-A-CB (Split System: Heat Pump with Remote Outdoor Unit-Air-Source) | CVH825GKA3* |  |  | END4X42L17**+WALLCON | *80CTL0901716A* | 24000 | 17 | 8.1 | 21400 | 16600 | 77.57% | 2 | 0 | 11.5 |  |  |  | No | R-410A | 2 | Residential & Commercial | Ducted CEE Tier 1
213772741 | Central HP <5.4 tons | DAY & NIGHT | HRCU-A-CB (Split System: Heat Pump with Remote Outdoor Unit-Air-Source) | CVH825GKA3* |  |  | EA*4X25L17A*+WALLCON | *80CTL0701716B* | 24400 | 16.5 | 8.1 | 21200 | 16700 | 78.77% | 2 | 0 | 10.5 |  |  |  | No | R-410A | 2.0333 | Residential & Commercial | Ducted CEE Tier 1
213773111 | Central HP <5.4 tons | DAY & NIGHT | HRCU-A-CB (Split System: Heat Pump with Remote Outdoor Unit-Air-Source) | CVH825GKA3* |  |  | EA*4X36L21A*+WALLCON | *97CMN0801714B* | 23600 | 16.5 | 8.1 | 21600 | 16700 | 77.31% | 1.92 | 0 | 10.5 |  |  |  | No | R-410A | 1.9667 | Residential & Commercial | Ducted CEE Tier 1
213773311 | Central HP <5.4 tons | DAY & NIGHT | HRCU-A-CB (Split System: Heat Pump with Remote Outdoor Unit-Air-Source) | CVH825GKA3* |  |  | EA*4X37L21A*+WALLCON | *95CSU0601716B* | 24400 | 16.5 | 8.1 | 21400 | 16600 | 77.57% | 2.02 | 0 | 10.5 |  |  |  | No | R-410A | 2.0333 | Residential & Commercial | Ducted CEE Tier 1
210474410 | Central HP <5.4 tons | COMFORTMAKER | HRCU-A-CB (Split System: Heat Pump with Remote Outdoor Unit-Air-Source) | CVH825GKA3* |  |  | EHD4X42AAL+WALLCON | *80CTL0701412A* | 24200 | 16.5 | 8.1 | 21200 | 16600 | 78.3% | 2.02 | 0 | 11 |  |  |  | No | R-410A | 2.0167 | Residential & Commercial | Ducted CEE Tier 1
210474487 | Central HP <5.4 tons | COMFORTMAKER | HRCU-A-CB (Split System: Heat Pump with Remote Outdoor Unit-Air-Source) | CVH825GKA3* |  |  | EHD4X48AAL+WALLCON | *80CSU0601716A* | 24200 | 16.5 | 8.1 | 21200 | 16600 | 78.3% | 2 | 0 | 10.5 |  |  |  | No | R-410A | 2.0167 | Residential & Commercial | Ducted CEE Tier 1
213773611 | Central HP <5.4 tons | DAY & NIGHT | HRCU-A-CB (Split System: Heat Pump with Remote Outdoor Unit-Air-Source) | CVH825GKA3* |  |  | EA*4X43L21A*+WALLCON | *80CTL1102120B* | 24400 | 17 | 8.1 | 21200 | 16600 | 78.3% | 2.02 | 0 | 11 |  |  |  | No | R-410A | 2.0333 | Residential & Commercial | Ducted CEE Tier 1
211241839 | Central HP <5.4 tons | AIRQUEST | HRCU-A-CB (Split System: Heat Pump with Remote Outdoor Unit-Air-Source) | DLCURAH24ABK |  |  | EA*4X36L17A* | *96VSN0401410A* | 23400 | 16 | 8.5 | 25600 | 23800 | 92.97% | 1.96 | 0 | 10 |  |  |  | No | R-410A | 1.95 | Residential & Commercial | Ducted CEE Tier 1
211242191 | Central HP <5.4 tons | DAY & NIGHT | HRCU-A-CB (Split System: Heat Pump with Remote Outdoor Unit-Air-Source) | DLCURAH24ABK |  |  | EA*4X36L17A* | *92ESN0401712A* | 23800 | 16 | 8.5 | 26000 | 23200 | 89.23% | 1.9 | 0 | 10 |  |  |  | No | R-410A | 1.9833 | Residential & Commercial | Ducted CEE Tier 1
211242214 | Central HP <5.4 tons | DAY & NIGHT | HRCU-A-CB (Split System: Heat Pump with Remote Outdoor Unit-Air-Source) | DLCURAH24ABK |  |  | EA*4X36L17A* | *80ESU0601716A | 25000 | 16.5 | 8.5 | 26600 | 21800 | 81.95% | 1.82 | 0 | 10 |  |  |  | No | R-410A | 2.0833 | Residential & Commercial | Ducted CEE Tier 1
211242427 | Central HP <5.4 tons | DAY & NIGHT | HRCU-A-CB (Split System: Heat Pump with Remote Outdoor Unit-Air-Source) | DLCURAH24ABK |  |  | EA*4X36L21A* | *95ESU0601716A* | 24400 | 17 | 8.5 | 26200 | 22400 | 85.5% | 1.86 | 0 | 10 |  |  |  | No | R-410A | 2.0333 | Residential & Commercial | Ducted CEE Tier 1
211240621 | Central HP <5.4 tons | DAY & NIGHT | HRCU-A-CB (Split System: Heat Pump with Remote Outdoor Unit-Air-Source) | DLCURAH24ABK |  |  | EA*4X24L17A* | *96VTN0601714A* | 23600 | 16 | 8.5 | 26800 | 24400 | 91.04% | 2.02 | 0 | 10 |  |  |  | No | R-410A | 1.9667 | Residential & Commercial | Ducted CEE Tier 1
211240778 | Central HP <5.4 tons | DAY & NIGHT | HRCU-A-CB (Split System: Heat Pump with Remote Outdoor Unit-Air-Source) | DLCURAH24ABK |  |  | EA*4X24L17A* | OMV098J12* | 23400 | 16.5 | 8.5 | 26600 | 25000 | 93.98% | 2.08 | 0 | 10 |  |  |  | No | R-410A | 1.95 | Residential & Commercial | Ducted CEE Tier 1
210596794 | Central HP <5.4 tons | COMFORTMAKER | HRCU-A-CB (Split System: Heat Pump with Remote Outdoor Unit-Air-Source) | CVH825GKA2* |  |  | EA*4X43L21A*+WALLCON | *97CMN0601714A* | 24200 | 16.5 | 8.1 | 21200 | 16800 | 79.25% | 2 | 0 | 11 |  |  |  | No | R-410A | 2.0167 | Residential & Commercial | Ducted CEE Tier 1
207436216 | Central HP <5.4 tons | LENNOX | HRCU-A-CB (Split System: Heat Pump with Remote Outdoor Unit-Air-Source) | SL25XPV-024-230A** |  |  | CHX35-42C-**-*+TDR | SLP99UH090XV36C* | 22200 | 22.4 | 9.3 | 21400 | 20200 | 94.39% | 1.9 | 15.5 | 14.5 |  |  |  | No | R-410A | 1.85 | Residential & Commercial | Ducted CEE Tier 1
216440429 | Central HP <5.4 tons | AMERICAN STANDARD | HRCU-A-CB (Split System: Heat Pump with Remote Outdoor Unit-Air-Source) | 5A6V0X60A1 |  |  | 5PX*C009AS3 | L8V1C100U5VSB+LRP | 53000 | 18.6 | 9 | 53500 | 38000 | 71.03% | 2 | 0 | 10.5 |  |  |  | No | R-454B | 4.4167 | Residential & Commercial | Ducted CEE Tier 1
216440447 | Central HP <5.4 tons | AMERICAN STANDARD | HRCU-A-CB (Split System: Heat Pump with Remote Outdoor Unit-Air-Source) | 5A6V0X60A1 |  |  | 5PX*D008AS3 | L8V1C100U5VSB+LRP | 52000 | 18.6 | 9 | 54000 | 38000 | 70.37% | 2 | 0 | 10.5 |  |  |  | No | R-454B | 4.3333 | Residential & Commercial | Ducted CEE Tier 1
211240973 | Central HP <5.4 tons | DAY & NIGHT | HRCU-A-CB (Split System: Heat Pump with Remote Outdoor Unit-Air-Source) | DLCURAH24ABK |  |  | EA*4X25L17A* | *96VTN0801716A* | 24800 | 17 | 8.5 | 25600 | 21200 | 82.81% | 1.78 | 0 | 10.5 |  |  |  | No | R-410A | 2.0667 | Residential & Commercial | Ducted CEE Tier 1
211241232 | Central HP <5.4 tons | DAY & NIGHT | HRCU-A-CB (Split System: Heat Pump with Remote Outdoor Unit-Air-Source) | DLCURAH24ABK |  |  | EA*4X25L17A* | OMV112K14A | 24800 | 16 | 8.5 | 25800 | 21200 | 82.17% | 1.76 | 0 | 10 |  |  |  | No | R-410A | 2.0667 | Residential & Commercial | Ducted CEE Tier 1
213780251 | Central HP <5.4 tons | DAY & NIGHT | HRCU-A-CB (Split System: Heat Pump with Remote Outdoor Unit-Air-Source) | CVH837GKA** |  |  | EHD4X48AAL+WALLCON | *97CMN1202422B* | 32600 | 16.5 | 8.1 | 33000 | 24800 | 75.15% | 1.96 | 0 | 11 |  |  |  | No | R-410A | 2.7167 | Residential & Commercial | Ducted CEE Tier 1
213778831 | Central HP <5.4 tons | DAY & NIGHT | HRCU-A-CB (Split System: Heat Pump with Remote Outdoor Unit-Air-Source) | CVH837GKA** |  |  | EA*4X36L21A*+WALLCON | *80CTL0701716B* | 31400 | 16.5 | 8.1 | 33000 | 24400 | 73.94% | 1.84 | 0 | 10.5 |  |  |  | No | R-410A | 2.6167 | Residential & Commercial | Ducted CEE Tier 1
213779231 | Central HP <5.4 tons | DAY & NIGHT | HRCU-A-CB (Split System: Heat Pump with Remote Outdoor Unit-Air-Source) | CVH837GKA** |  |  | EA*4X42L24A*+WALLCON | *96CTN1002122B* | 31800 | 17 | 8.1 | 33000 | 24200 | 73.33% | 1.88 | 0 | 11 |  |  |  | No | R-410A | 2.65 | Residential & Commercial | Ducted CEE Tier 1
211244374 | Central HP <5.4 tons | TEMPSTAR | HRCU-A-CB (Split System: Heat Pump with Remote Outdoor Unit-Air-Source) | DLCURAH24ABK |  |  | EN(A,D)4X30L14** | *80ES(N,L)0451412A* | 24400 | 16 | 8.1 | 26600 | 22600 | 84.96% | 1.84 | 0 | 10 |  |  |  | No | R-410A | 2.0333 | Residential & Commercial | Ducted CEE Tier 1
211244681 | Central HP <5.4 tons | TEMPSTAR | HRCU-A-CB (Split System: Heat Pump with Remote Outdoor Unit-Air-Source) | DLCURAH24ABK |  |  | EN(A,D)4X30L17** | *80ES(N,L)0451412A* | 24600 | 16 | 8.1 | 26600 | 22400 | 84.21% | 1.84 | 0 | 10.5 |  |  |  | No | R-410A | 2.05 | Residential & Commercial | Ducted CEE Tier 1
211243584 | Central HP <5.4 tons | TEMPSTAR | HRCU-A-CB (Split System: Heat Pump with Remote Outdoor Unit-Air-Source) | DLCURAH24ABK |  |  | EA*4X37L21A* | *92ESN0801716A* | 25000 | 17.5 | 8.5 | 25600 | 20800 | 81.25% | 1.76 | 0 | 10.5 |  |  |  | No | R-410A | 2.0833 | Residential & Commercial | Ducted CEE Tier 1
211243650 | Central HP <5.4 tons | TEMPSTAR | HRCU-A-CB (Split System: Heat Pump with Remote Outdoor Unit-Air-Source) | DLCURAH24ABK |  |  | EA*4X37L21A* | *80ESU0802120A | 25000 | 17.5 | 8.5 | 25600 | 20800 | 81.25% | 1.76 | 0 | 10.5 |  |  |  | No | R-410A | 2.0833 | Residential & Commercial | Ducted CEE Tier 1
211227836 | Central HP <5.4 tons | BRYANT HEATING AND COOLING SYSTEMS | HRCU-A-CB (Split System: Heat Pump with Remote Outdoor Unit-Air-Source) | 38MURAQ36AB3* |  |  | CAP**4224AL* | 8(0,1)*SA60135E24*** | 35600 | 16 | 8.1 | 38500 | 35000 | 90.91% | 1.9 | 0 | 10 |  |  |  | No | R-410A | 2.9667 | Residential & Commercial | Ducted CEE Tier 1
211228295 | Central HP <5.4 tons | BRYANT HEATING AND COOLING SYSTEMS | HRCU-A-CB (Split System: Heat Pump with Remote Outdoor Unit-Air-Source) | 38MURAQ36AB3* |  |  | CAP**4321AL* | 82*SA48045V17*** | 36200 | 15.5 | 8.5 | 38500 | 34800 | 90.39% | 2.06 | 0 | 10 |  |  |  | No | R-410A | 3.0167 | Residential & Commercial | Ducted CEE Tier 1
211228547 | Central HP <5.4 tons | BRYANT HEATING AND COOLING SYSTEMS | HRCU-A-CB (Split System: Heat Pump with Remote Outdoor Unit-Air-Source) | 38MURAQ36AB3* |  |  | CAP**4321AL* | 926SA48080V17*** | 36800 | 15.5 | 8.5 | 38500 | 35000 | 90.91% | 2.1 | 0 | 10 |  |  |  | No | R-410A | 3.0667 | Residential & Commercial | Ducted CEE Tier 1
211230259 | Central HP <5.4 tons | BRYANT HEATING AND COOLING SYSTEMS | HRCU-A-CB (Split System: Heat Pump with Remote Outdoor Unit-Air-Source) | 38MURAQ36AB3* |  |  | CNPV*4821AL* | 935SA48060E17*** | 35800 | 16 | 8.1 | 38500 | 34800 | 90.39% | 2 | 0 | 10 |  |  |  | No | R-410A | 2.9833 | Residential & Commercial | Ducted CEE Tier 1
211230516 | Central HP <5.4 tons | BRYANT HEATING AND COOLING SYSTEMS | HRCU-A-CB (Split System: Heat Pump with Remote Outdoor Unit-Air-Source) | 38MURAQ36AB3* |  |  | CNPV*4824AL* | 82*SA60090V24*** | 35800 | 16.5 | 8.1 | 38500 | 34800 | 90.39% | 2 | 0 | 10 |  |  |  | No | R-410A | 2.9833 | Residential & Commercial | Ducted CEE Tier 1
211230618 | Central HP <5.4 tons | BRYANT HEATING AND COOLING SYSTEMS | HRCU-A-CB (Split System: Heat Pump with Remote Outdoor Unit-Air-Source) | 38MURAQ36AB3* |  |  | CNPV*4824AL* | 912SD66100E21*** | 37600 | 15.5 | 8.5 | 39500 | 35000 | 88.61% | 2.08 | 0 | 10.5 |  |  |  | No | R-410A | 3.1333 | Residential & Commercial | Ducted CEE Tier 1
211230700 | Central HP <5.4 tons | BRYANT HEATING AND COOLING SYSTEMS | HRCU-A-CB (Split System: Heat Pump with Remote Outdoor Unit-Air-Source) | 38MURAQ36AB3* |  |  | CNPV*4824AL* | 926SA60100V21*** | 36200 | 16 | 8.1 | 38500 | 34800 | 90.39% | 2.02 | 0 | 10 |  |  |  | No | R-410A | 3.0167 | Residential & Commercial | Ducted CEE Tier 1
213077496 | Central HP <5.4 tons | CARRIER | HRCU-A-CB (Split System: Heat Pump with Remote Outdoor Unit-Air-Source) | 38MURAQ36AB3* |  |  | CAP**4221AL* | 59TP6C080V21**20 | 35600 | 16 | 8.1 | 38500 | 35200 | 91.43% | 1.9 | 0 | 10 |  |  |  | No | R-410A | 2.9667 | Residential & Commercial | Ducted CEE Tier 1
213077637 | Central HP <5.4 tons | CARRIER | HRCU-A-CB (Split System: Heat Pump with Remote Outdoor Unit-Air-Source) | 38MURAQ36AB3* |  |  | CAP**4321AL* | GG96VTAB60100C** | 36200 | 16.5 | 8.5 | 38000 | 34800 | 91.58% | 2.04 | 0 | 10 |  |  |  | No | R-410A | 3.0167 | Residential & Commercial | Ducted CEE Tier 1
213078205 | Central HP <5.4 tons | CARRIER | HRCU-A-CB (Split System: Heat Pump with Remote Outdoor Unit-Air-Source) | 38MURAQ36AB3* |  |  | CAP**4321AL* | 58S(B,C)*B070M21**16 | 36400 | 16 | 8.5 | 38000 | 34800 | 91.58% | 2.06 | 0 | 10 |  |  |  | No | R-410A | 3.0333 | Residential & Commercial | Ducted CEE Tier 1
213780637 | Central HP <5.4 tons | HEIL | HRCU-A-CB (Split System: Heat Pump with Remote Outdoor Unit-Air-Source) | HVH837GKA2* |  |  | EA*4X36L17A*+WALLCON | *80CTL0451712B* | 31200 | 16.5 | 8.1 | 33400 | 24600 | 73.65% | 1.8 | 0 | 10.5 |  |  |  | No | R-410A | 2.6 | Residential & Commercial | Ducted CEE Tier 1
211241589 | Central HP <5.4 tons | DAY & NIGHT | HRCU-A-CB (Split System: Heat Pump with Remote Outdoor Unit-Air-Source) | DLCURAH24ABK |  |  | EA*4X30L17A* | *95ESN0601412A* | 24400 | 15.5 | 8.5 | 26600 | 22800 | 85.71% | 1.86 | 0 | 10 |  |  |  | No | R-410A | 2.0333 | Residential & Commercial | Ducted CEE Tier 1
216440203 | Central HP <5.4 tons | AMERICAN STANDARD | HRCU-A-CB (Split System: Heat Pump with Remote Outdoor Unit-Air-Source) | 5A6V0X36A1 |  |  | 5TXCC007AS3+P0V0C000M50SD+LRP |  | 34200 | 20 | 9.4 | 32600 | 24200 | 74.23% | 2.1 | 0 | 12.7 |  |  |  | No | R-454B | 2.85 | Residential & Commercial | Ducted CEE Tier 1
216440219 | Central HP <5.4 tons | AMERICAN STANDARD | HRCU-A-CB (Split System: Heat Pump with Remote Outdoor Unit-Air-Source) | 5A6V0X36A1 |  |  | 5TXCC009AS3 | S9V2C080U5VSB+LRP | 34800 | 20 | 9.4 | 32400 | 23800 | 73.46% | 2.1 | 0 | 12.7 |  |  |  | No | R-454B | 2.9 | Residential & Commercial | Ducted CEE Tier 1
216440221 | Central HP <5.4 tons | AMERICAN STANDARD | HRCU-A-CB (Split System: Heat Pump with Remote Outdoor Unit-Air-Source) | 5A6V0X36A1 |  |  | 5TXCC009AS3+P0V0C000M50SD+LRP |  | 34600 | 20 | 9.4 | 32400 | 23800 | 73.46% | 2.1 | 0 | 12.7 |  |  |  | No | R-454B | 2.8833 | Residential & Commercial | Ducted CEE Tier 1
212983213 | Central HP <5.4 tons | HEIL | HRCU-A-CB (Split System: Heat Pump with Remote Outdoor Unit-Air-Source) | DLCURAH24ABK |  |  | EN(A,D)4X24L17** | *92MSN0401712A* | 23000 | 15.5 | 8.5 | 27000 | 25600 | 94.81% | 2.12 | 0 | 10 |  |  |  | No | R-410A | 1.9167 | Residential & Commercial | Ducted CEE Tier 1
212983147 | Central HP <5.4 tons | HEIL | HRCU-A-CB (Split System: Heat Pump with Remote Outdoor Unit-Air-Source) | DLCURAH24ABK |  |  | EA*4X25L17A* | *92MSN0401712A* | 24000 | 16 | 8.1 | 25200 | 22000 | 87.3% | 1.82 | 0 | 10 |  |  |  | No | R-410A | 2 | Residential & Commercial | Ducted CEE Tier 1
211240587 | Central HP <5.4 tons | AIRQUEST | HRCU-A-CB (Split System: Heat Pump with Remote Outdoor Unit-Air-Source) | DLCURAH24ABK |  |  | EA*4X24L17A* | *96VTN0401410A* | 23400 | 15.5 | 8.5 | 26800 | 24800 | 92.54% | 2.04 | 0 | 10 |  |  |  | No | R-410A | 1.95 | Residential & Commercial | Ducted CEE Tier 1
211240753 | Central HP <5.4 tons | AIRQUEST | HRCU-A-CB (Split System: Heat Pump with Remote Outdoor Unit-Air-Source) | DLCURAH24ABK |  |  | EA*4X24L17A* | *80ES(N,L)0701412A* | 24000 | 16.5 | 8.5 | 26800 | 23800 | 88.81% | 1.96 | 0 | 10 |  |  |  | No | R-410A | 2 | Residential & Commercial | Ducted CEE Tier 1
213780757 | Central HP <5.4 tons | HEIL | HRCU-A-CB (Split System: Heat Pump with Remote Outdoor Unit-Air-Source) | HVH837GKA2* |  |  | EA*4X36L21A*+WALLCON | *80CTL0902120B* | 31600 | 17 | 8.1 | 32800 | 24200 | 73.78% | 1.86 | 0 | 11 |  |  |  | No | R-410A | 2.6333 | Residential & Commercial | Ducted CEE Tier 1
213781007 | Central HP <5.4 tons | HEIL | HRCU-A-CB (Split System: Heat Pump with Remote Outdoor Unit-Air-Source) | HVH837GKA2* |  |  | EA*4X42L21A*+WALLCON | *80CTL1102120B* | 31800 | 17 | 8.1 | 32800 | 24200 | 73.78% | 1.88 | 0 | 11 |  |  |  | No | R-410A | 2.65 | Residential & Commercial | Ducted CEE Tier 1
211242022 | Central HP <5.4 tons | AIRQUEST | HRCU-A-CB (Split System: Heat Pump with Remote Outdoor Unit-Air-Source) | DLCURAH24ABK |  |  | EA*4X36L17A* | *95ESN0601412A* | 24400 | 15.5 | 8.5 | 26600 | 22400 | 84.21% | 1.84 | 0 | 10 |  |  |  | No | R-410A | 2.0333 | Residential & Commercial | Ducted CEE Tier 1
213781407 | Central HP <5.4 tons | HEIL | HRCU-A-CB (Split System: Heat Pump with Remote Outdoor Unit-Air-Source) | HVH837GKA2* |  |  | EA*4X48L24A*+WALLCON | *80CTL1102120B* | 32400 | 17.5 | 8.5 | 32200 | 24800 | 77.02% | 1.98 | 0 | 11.5 |  |  |  | No | R-410A | 2.7 | Residential & Commercial | Ducted CEE Tier 1
213781087 | Central HP <5.4 tons | HEIL | HRCU-A-CB (Split System: Heat Pump with Remote Outdoor Unit-Air-Source) | HVH837GKA2* |  |  | EA*4X42L24A*+WALLCON | *80CTL0902120B* | 31800 | 17 | 8.1 | 32800 | 24200 | 73.78% | 1.88 | 0 | 11 |  |  |  | No | R-410A | 2.65 | Residential & Commercial | Ducted CEE Tier 1
213781137 | Central HP <5.4 tons | HEIL | HRCU-A-CB (Split System: Heat Pump with Remote Outdoor Unit-Air-Source) | HVH837GKA2* |  |  | EA*4X42L24A*+WALLCON | *96CTN1002122B* | 31800 | 17 | 8.1 | 33000 | 24200 | 73.33% | 1.88 | 0 | 11 |  |  |  | No | R-410A | 2.65 | Residential & Commercial | Ducted CEE Tier 1
213732674 | Central HP <5.4 tons | CTMorley | HRCU-A-C (Split System: Heat Pump with Remote Outdoor Unit with No Indoor Fan --Air Source) | MOU-A30VH-4 |  |  | MAC-A3617 |  | 29000 | 15.2 | 8.5 | 31000 | 22600 | 72.9% | 1.8 | 0 | 10 |  |  |  | No | R-410A | 2.4167 | Residential & Commercial | Ducted CEE Tier 1
216570894 | Central HP <5.4 tons | TRANE | HRCU-A-CB (Split System: Heat Pump with Remote Outdoor Unit-Air-Source) | 5TWV0X24A1 |  |  | 5PX*BD06AS3 | S8V2B060M4PCB | 22000 | 21 | 10 | 23400 | 18100 | 77.35% | 2.2 | 0 | 11.7 |  |  |  | No | R-454B | 1.8333 | Residential & Commercial | Ducted CEE Tier 1
216570926 | Central HP <5.4 tons | TRANE | HRCU-A-CB (Split System: Heat Pump with Remote Outdoor Unit-Air-Source) | 5TWV0X24A1 |  |  | 5TXCB003AS3 | *DHMB060CCV3+LRP | 20000 | 18.2 | 9.4 | 23000 | 17800 | 77.39% | 2 | 0 | 10.5 |  |  |  | No | R-454B | 1.6667 | Residential & Commercial | Ducted CEE Tier 1
214584570 | Central HP <5.4 tons | JOHNSON CONTROLS | HRCU-A-CB (Split System: Heat Pump with Remote Outdoor Unit-Air-Source) | HH824E2S11 |  |  | CTF30A5ADS1 | Z8ET060A12LMPS1 | 23000 | 19 | 9.5 | 23000 | 18500 | 80.43% | 2 | 0 | 12 |  |  |  | No | R-454B | 1.9167 | Residential & Commercial | Ducted CEE Tier 1
214242305 | Central HP <5.4 tons | CARRIER | HRCU-A-CB (Split System: Heat Pump with Remote Outdoor Unit-Air-Source) | 25VNA825A*032* |  |  | CNPV*4821AL*+UI | 59TN6C080C17**14 | 24000 | 17 | 8.1 | 21400 | 16600 | 77.57% | 2 | 0 | 11 |  |  |  | No | R-410A | 2 | Residential & Commercial | Ducted CEE Tier 1
215853271 | Central HP <5.4 tons | YORK | HRCU-A-CB (Split System: Heat Pump with Remote Outdoor Unit-Air-Source) | HH824E2S11 |  |  | CTM30B5ACS1+JMET08BS2N1 |  | 23000 | 18 | 9.5 | 23000 | 18100 | 78.7% | 2 | 0 | 12 |  |  |  | No | R-454B | 1.9167 | Residential & Commercial | Ducted CEE Tier 1
207436278 | Central HP <5.4 tons | LENNOX | HRCU-A-CB (Split System: Heat Pump with Remote Outdoor Unit-Air-Source) | SL25XPV-036-230A** |  |  | C35-48C+TDR+TXV | SL280UH100NV60C* | 34000 | 21 | 8.8 | 35200 | 27400 | 77.84% | 1.82 | 14.5 | 13.5 |  |  |  | No | R-410A | 2.8333 | Residential & Commercial | Ducted CEE Tier 1
207436385 | Central HP <5.4 tons | LENNOX | HRCU-A-CB (Split System: Heat Pump with Remote Outdoor Unit-Air-Source) | SL25XPV-036-230A** |  |  | CHX35-42B-**-*+TDR | SL280UH090V48B* | 34800 | 21.4 | 8.8 | 34200 | 26200 | 76.61% | 1.84 | 14 | 13.5 |  |  |  | No | R-410A | 2.9 | Residential & Commercial | Ducted CEE Tier 1
211260629 | Central HP <5.4 tons | DAY & NIGHT | HRCU-A-CB (Split System: Heat Pump with Remote Outdoor Unit-Air-Source) | DLCURAH18ABK |  |  | EA*4X24L17A* | *80ES(N,L)0701412A* | 17600 | 16 | 8.5 | 18400 | 19100 | 103.8% | 2.3 | 0 | 10.5 |  |  |  | No | R-410A | 1.4667 | Residential & Commercial | Ducted CEE Tier 1
211260981 | Central HP <5.4 tons | DAY & NIGHT | HRCU-A-CB (Split System: Heat Pump with Remote Outdoor Unit-Air-Source) | DLCURAH18ABK |  |  | EA*4X25L17A* | *80ES(N,L)0451412A* | 18600 | 16.5 | 8.5 | 18400 | 17400 | 94.57% | 2.12 | 0 | 11 |  |  |  | No | R-410A | 1.55 | Residential & Commercial | Ducted CEE Tier 1
211259909 | Central HP <5.4 tons | DAY & NIGHT | HRCU-A-CB (Split System: Heat Pump with Remote Outdoor Unit-Air-Source) | DLCURAH18ABK |  |  | EA*4X19L17A* | *80ES(N,L)0451712A* | 19100 | 16 | 9 | 19100 | 17400 | 91.1% | 2.14 | 0 | 11 |  |  |  | No | R-410A | 1.5917 | Residential & Commercial | Ducted CEE Tier 1
211260061 | Central HP <5.4 tons | DAY & NIGHT | HRCU-A-CB (Split System: Heat Pump with Remote Outdoor Unit-Air-Source) | DLCURAH18ABK |  |  | EA*4X19L17A* | OMV112K14A | 18600 | 15.5 | 8.5 | 18700 | 17500 | 93.58% | 2.12 | 0 | 10.5 |  |  |  | No | R-410A | 1.55 | Residential & Commercial | Ducted CEE Tier 1
213779427 | Central HP <5.4 tons | HEIL | HRCU-A-CB (Split System: Heat Pump with Remote Outdoor Unit-Air-Source) | HVH837GKA** |  |  | EA*4X48L21A*+WALLCON | *97CMN0601714B* | 32000 | 16.5 | 8.1 | 32800 | 25200 | 76.83% | 1.94 | 0 | 10.5 |  |  |  | No | R-410A | 2.6667 | Residential & Commercial | Ducted CEE Tier 1
213780197 | Central HP <5.4 tons | HEIL | HRCU-A-CB (Split System: Heat Pump with Remote Outdoor Unit-Air-Source) | HVH837GKA** |  |  | EHD4X48AAL+WALLCON | *80CTL1352422B* | 32600 | 16.5 | 8.1 | 32600 | 24800 | 76.07% | 1.96 | 0 | 11 |  |  |  | No | R-410A | 2.7167 | Residential & Commercial | Ducted CEE Tier 1
213780247 | Central HP <5.4 tons | HEIL | HRCU-A-CB (Split System: Heat Pump with Remote Outdoor Unit-Air-Source) | HVH837GKA** |  |  | EHD4X48AAL+WALLCON | *97CMN1202422B* | 32600 | 16.5 | 8.1 | 33000 | 24800 | 75.15% | 1.96 | 0 | 11 |  |  |  | No | R-410A | 2.7167 | Residential & Commercial | Ducted CEE Tier 1
211240428 | Central HP <5.4 tons | BRYANT HEATING AND COOLING SYSTEMS | HRCU-A-CB (Split System: Heat Pump with Remote Outdoor Unit-Air-Source) | 38MURAQ24AB3* |  |  | CAP**2417AL* | 935SA36040E17*** | 23400 | 16.5 | 8.5 | 26400 | 25200 | 95.45% | 2.1 | 0 | 10 |  |  |  | No | R-410A | 1.95 | Residential & Commercial | Ducted CEE Tier 1
211240353 | Central HP <5.4 tons | BRYANT HEATING AND COOLING SYSTEMS | HRCU-A-CB (Split System: Heat Pump with Remote Outdoor Unit-Air-Source) | 38MURAQ24AB3* |  |  | CAP**2414AL* | 8(0,1)*SA36070E14*** | 24000 | 16.5 | 8.5 | 26800 | 24000 | 89.55% | 1.98 | 0 | 10 |  |  |  | No | R-410A | 2 | Residential & Commercial | Ducted CEE Tier 1
213774547 | Central HP <5.4 tons | HEIL | HRCU-A-CB (Split System: Heat Pump with Remote Outdoor Unit-Air-Source) | HVH825GKA3* |  |  | EHD4X42AAL+WALLCON | *96CTN1202422B* | 24200 | 16 | 8.1 | 21400 | 16600 | 77.57% | 2 | 0 | 10.5 |  |  |  | No | R-410A | 2.0167 | Residential & Commercial | Ducted CEE Tier 1
213774597 | Central HP <5.4 tons | HEIL | HRCU-A-CB (Split System: Heat Pump with Remote Outdoor Unit-Air-Source) | HVH825GKA3* |  |  | EHD4X48AAL+WALLCON | *80CTL0902120B* | 24200 | 16 | 8.1 | 21200 | 16600 | 78.3% | 2.02 | 0 | 10.5 |  |  |  | No | R-410A | 2.0167 | Residential & Commercial | Ducted CEE Tier 1
211240819 | Central HP <5.4 tons | BRYANT HEATING AND COOLING SYSTEMS | HRCU-A-CB (Split System: Heat Pump with Remote Outdoor Unit-Air-Source) | 38MURAQ24AB3* |  |  | CAP**2517AL* | 926SA42060V17*** | 24800 | 16.5 | 8.5 | 25600 | 21200 | 82.81% | 1.78 | 0 | 10 |  |  |  | No | R-410A | 2.0667 | Residential & Commercial | Ducted CEE Tier 1
213078464 | Central HP <5.4 tons | CARRIER | HRCU-A-CB (Split System: Heat Pump with Remote Outdoor Unit-Air-Source) | 38MURAQ36AB3* |  |  | CNPV*4821AL* | 58S(B,C)*B090M21**16 | 35800 | 16.5 | 8.1 | 38500 | 34800 | 90.39% | 2 | 0 | 10 |  |  |  | No | R-410A | 2.9833 | Residential & Commercial | Ducted CEE Tier 1
211228911 | Central HP <5.4 tons | BRYANT HEATING AND COOLING SYSTEMS | HRCU-A-CB (Split System: Heat Pump with Remote Outdoor Unit-Air-Source) | 38MURAQ36AB3* |  |  | CAP**4821AL* | 82*TA48090V17*** | 36200 | 16 | 8.5 | 38500 | 34600 | 89.87% | 2.06 | 0 | 10 |  |  |  | No | R-410A | 3.0167 | Residential & Commercial | Ducted CEE Tier 1
211229004 | Central HP <5.4 tons | BRYANT HEATING AND COOLING SYSTEMS | HRCU-A-CB (Split System: Heat Pump with Remote Outdoor Unit-Air-Source) | 38MURAQ36AB3* |  |  | CAP**4821AL* | 912SD66100E21*** | 37400 | 15.2 | 8.5 | 38500 | 35000 | 90.91% | 2.12 | 0 | 10 |  |  |  | No | R-410A | 3.1167 | Residential & Commercial | Ducted CEE Tier 1
211229956 | Central HP <5.4 tons | BRYANT HEATING AND COOLING SYSTEMS | HRCU-A-CB (Split System: Heat Pump with Remote Outdoor Unit-Air-Source) | 38MURAQ36AB3* |  |  | CNPV*4821AL* | 8(0,1)*SA60090E21*** | 36600 | 16 | 8.1 | 39500 | 34800 | 88.1% | 2.04 | 0 | 10.5 |  |  |  | No | R-410A | 3.05 | Residential & Commercial | Ducted CEE Tier 1
215935717 | Central HP <5.4 tons | AIRQUEST | HRCU-A-CB (Split System: Heat Pump with Remote Outdoor Unit-Air-Source) | H5H3V36*K*AAA* |  |  | EVD5X36M21A*+WALLCON | *97CMN0602120B* | 34200 | 20.5 | 8.5 | 39000 | 28600 | 73.33% | 2.04 | 0 | 11.5 |  |  |  | No | R-454B | 2.85 | Residential & Commercial | Ducted CEE Tier 1
215935917 | Central HP <5.4 tons | AIRQUEST | HRCU-A-CB (Split System: Heat Pump with Remote Outdoor Unit-Air-Source) | H5H3V36*K*AAA* |  |  | EVD5X42M17A*+WALLCON | *97CMN0601714B* | 34200 | 20 | 8.5 | 38000 | 27400 | 72.11% | 2.08 | 0 | 11 |  |  |  | No | R-454B | 2.85 | Residential & Commercial | Ducted CEE Tier 1
215936067 | Central HP <5.4 tons | AIRQUEST | HRCU-A-CB (Split System: Heat Pump with Remote Outdoor Unit-Air-Source) | H5H3V36*K*AAA* |  |  | EVD5X42M21A*+WALLCON | *97CMN0601714B* | 34000 | 20 | 8.1 | 38000 | 27000 | 71.05% | 2 | 0 | 11 |  |  |  | No | R-454B | 2.8333 | Residential & Commercial | Ducted CEE Tier 1
215937117 | Central HP <5.4 tons | AIRQUEST | HRCU-A-CB (Split System: Heat Pump with Remote Outdoor Unit-Air-Source) | H5H3V48*K*AAA* |  |  | EVM5X48M21A*+WALLCON | *96CTN1002122B* | 44500 | 20 | 8.1 | 52000 | 38500 | 74.04% | 2 | 0 | 11 |  |  |  | No | R-454B | 3.7083 | Residential & Commercial | Ducted CEE Tier 1
215937467 | Central HP <5.4 tons | AIRQUEST | HRCU-A-CB (Split System: Heat Pump with Remote Outdoor Unit-Air-Source) | H5H3V48*K*AAA* |  |  | EVM5X60M24A*+WALLCON | *80CTL0902120B* | 45500 | 21 | 8.1 | 52500 | 38000 | 72.38% | 1.95 | 0 | 11.5 |  |  |  | No | R-454B | 3.7917 | Residential & Commercial | Ducted CEE Tier 1
216570996 | Central HP <5.4 tons | TRANE | HRCU-A-CB (Split System: Heat Pump with Remote Outdoor Unit-Air-Source) | 5TWV0X36A1 |  |  | 5PX*C009AS3 | S8V2C080M5PDB | 35600 | 20 | 9.4 | 31600 | 24600 | 77.85% | 2.2 | 0 | 12.7 |  |  |  | No | R-454B | 2.9667 | Residential & Commercial | Ducted CEE Tier 1
216571012 | Central HP <5.4 tons | TRANE | HRCU-A-CB (Split System: Heat Pump with Remote Outdoor Unit-Air-Source) | 5TWV0X36A1 |  |  | 5PX*CD09AS3 | S8V2C080M5PDB | 35600 | 20 | 9.4 | 31800 | 24600 | 77.36% | 2.1 | 0 | 12.7 |  |  |  | No | R-454B | 2.9667 | Residential & Commercial | Ducted CEE Tier 1
215866707 | Central HP <5.4 tons | AI AIR CONDITIONING | HRCU-A-CB (Split System: Heat Pump with Remote Outdoor Unit-Air-Source) | AUO19-36N2-M3H |  |  | AUH2-36N2-CM3E |  | 36000 | 16.5 | 8.2 | 37000 | 32000 | 86.49% | 1.85 | 0 | 10 |  |  |  | No | R-454B | 3 | Residential & Commercial | Ducted CEE Tier 1
214838748 | Central HP <5.4 tons | YISO | HRCU-A-CB (Split System: Heat Pump with Remote Outdoor Unit-Air-Source) | YOHA2-36AA |  |  | YLCN2-2430BA | FG7SA-090C-T24B* | 24000 | 17.5 | 8.5 | 24000 | 19400 | 80.83% | 2.1 | 0 | 12 |  |  |  | No | R-410A | 2 | Residential & Commercial | Ducted CEE Tier 1
214290126 | Central HP <5.4 tons | YISO | HRCU-A-CB (Split System: Heat Pump with Remote Outdoor Unit-Air-Source) | YOHA2-36AA |  |  | YAHA1-24BA |  | 24000 | 20.5 | 9.5 | 24000 | 19600 | 81.67% | 2.1 | 0 | 13 |  |  |  | No | R-410A | 2 | Residential & Commercial | Ducted CEE Tier 1
211257332 | Central HP <5.4 tons | BRYANT HEATING AND COOLING SYSTEMS | HRCU-A-CB (Split System: Heat Pump with Remote Outdoor Unit-Air-Source) | 38MURAQ18AB3* |  |  | FJ4DN*B24L* |  | 18500 | 15.5 | 9 | 19300 | 18300 | 94.82% | 2.2 | 0 | 10.5 |  |  |  | No | R-410A | 1.5417 | Residential & Commercial | Ducted CEE Tier 1
211259932 | Central HP <5.4 tons | BRYANT HEATING AND COOLING SYSTEMS | HRCU-A-CB (Split System: Heat Pump with Remote Outdoor Unit-Air-Source) | 38MURAQ18AB3* |  |  | CAP**1917AL* | 912SD36060E14*** | 18700 | 16.5 | 8.5 | 18600 | 17500 | 94.09% | 2.14 | 0 | 11 |  |  |  | No | R-410A | 1.5583 | Residential & Commercial | Ducted CEE Tier 1
207436553 | Central HP <5.4 tons | LENNOX | HRCU-A-CB (Split System: Heat Pump with Remote Outdoor Unit-Air-Source) | SL25XPV-048-230A** |  |  | CH35-51C+TDR+TXV | SL297UH080NV60C* | 44500 | 20 | 9.2 | 45500 | 37600 | 82.64% | 1.82 | 12.5 | 12.2 |  |  |  | No | R-410A | 3.7083 | Residential & Commercial | Ducted CEE Tier 1
207436580 | Central HP <5.4 tons | LENNOX | HRCU-A-CB (Split System: Heat Pump with Remote Outdoor Unit-Air-Source) | SL25XPV-048-230A** |  |  | CR33-50/60+TDR+TXV | SL280DF080NV60C* | 45500 | 20 | 9 | 43500 | 35400 | 81.38% | 1.86 | 12.5 | 12.2 |  |  |  | No | R-410A | 3.7917 | Residential & Commercial | Ducted CEE Tier 1
213773697 | Central HP <5.4 tons | HEIL | HRCU-A-CB (Split System: Heat Pump with Remote Outdoor Unit-Air-Source) | HVH825GKA3* |  |  | EA*4X48L21A*+WALLCON | *80CTL0701716B* | 24000 | 17 | 8.1 | 21000 | 16600 | 79.05% | 2 | 0 | 11 |  |  |  | No | R-410A | 2 | Residential & Commercial | Ducted CEE Tier 1
213778727 | Central HP <5.4 tons | HEIL | HRCU-A-CB (Split System: Heat Pump with Remote Outdoor Unit-Air-Source) | HVH837GKA** |  |  | EA*4X36L17A*+WALLCON | *80CTL0451712B* | 31200 | 16.5 | 8.1 | 33400 | 24600 | 73.65% | 1.8 | 0 | 10.5 |  |  |  | No | R-410A | 2.6 | Residential & Commercial | Ducted CEE Tier 1
211245764 | Central HP <5.4 tons | BRYANT HEATING AND COOLING SYSTEMS | HRCU-A-CB (Split System: Heat Pump with Remote Outdoor Unit-Air-Source) | 38MURAQ24AB3* |  |  | CNPV*3621AL* | OVLAAB036098 | 23400 | 16.5 | 8.1 | 25800 | 24200 | 93.8% | 2 | 0 | 10 |  |  |  | No | R-410A | 1.95 | Residential & Commercial | Ducted CEE Tier 1
211245815 | Central HP <5.4 tons | BRYANT HEATING AND COOLING SYSTEMS | HRCU-A-CB (Split System: Heat Pump with Remote Outdoor Unit-Air-Source) | 38MURAQ24AB3* |  |  | FB4CNP030L |  | 24000 | 17 | 8.5 | 26200 | 23400 | 89.31% | 1.94 | 0 | 10 |  |  |  | No | R-410A | 2 | Residential & Commercial | Ducted CEE Tier 1
212985966 | Central HP <5.4 tons | AIRQUEST | HRCU-A-CB (Split System: Heat Pump with Remote Outdoor Unit-Air-Source) | DLCURAH18ABK |  |  | EN(A,D)4X30L14** | *96MSN0261410A* | 17500 | 16 | 8.1 | 18100 | 18600 | 102.8% | 2.24 | 0 | 11 |  |  |  | No | R-410A | 1.4583 | Residential & Commercial | Ducted CEE Tier 1
212987020 | Central HP <5.4 tons | AIRQUEST | HRCU-A-CB (Split System: Heat Pump with Remote Outdoor Unit-Air-Source) | DLCURAH18ABK |  |  | EA*4X30L14A* | *96MSN0601412A* | 17400 | 16 | 8.5 | 18000 | 18700 | 103.9% | 2.26 | 0 | 10.5 |  |  |  | No | R-410A | 1.45 | Residential & Commercial | Ducted CEE Tier 1
213778757 | Central HP <5.4 tons | HEIL | HRCU-A-CB (Split System: Heat Pump with Remote Outdoor Unit-Air-Source) | HVH837GKA** |  |  | EA*4X36L17A*+WALLCON | *80CTL0901716B* | 31200 | 16.5 | 8.1 | 33200 | 24200 | 72.89% | 1.84 | 0 | 10.5 |  |  |  | No | R-410A | 2.6 | Residential & Commercial | Ducted CEE Tier 1
213774581 | Central HP <5.4 tons | DAY & NIGHT | HRCU-A-CB (Split System: Heat Pump with Remote Outdoor Unit-Air-Source) | CVH825GKA3* |  |  | EHD4X48AAL+WALLCON | *80CTL0701716B* | 24200 | 16 | 8.1 | 21200 | 16600 | 78.3% | 2 | 0 | 10.5 |  |  |  | No | R-410A | 2.0167 | Residential & Commercial | Ducted CEE Tier 1
213774631 | Central HP <5.4 tons | DAY & NIGHT | HRCU-A-CB (Split System: Heat Pump with Remote Outdoor Unit-Air-Source) | CVH825GKA3* |  |  | EHD4X48AAL+WALLCON | *95CSU0601716B* | 24200 | 16 | 8.1 | 21400 | 16600 | 77.57% | 2 | 0 | 10.5 |  |  |  | No | R-410A | 2.0167 | Residential & Commercial | Ducted CEE Tier 1
210472990 | Central HP <5.4 tons | COMFORTMAKER | HRCU-A-CB (Split System: Heat Pump with Remote Outdoor Unit-Air-Source) | CVH825GKA3* |  |  | EA*4X42L24A*+WALLCON | *95CSU0802120A* | 23800 | 17 | 8.1 | 21400 | 16600 | 77.57% | 1.96 | 0 | 11 |  |  |  | No | R-410A | 1.9833 | Residential & Commercial | Ducted CEE Tier 1
210473199 | Central HP <5.4 tons | COMFORTMAKER | HRCU-A-CB (Split System: Heat Pump with Remote Outdoor Unit-Air-Source) | CVH825GKA3* |  |  | EA*4X43L21A*+WALLCON | *97CMN0601714A* | 24200 | 16.5 | 8.1 | 21200 | 16800 | 79.25% | 2 | 0 | 11 |  |  |  | No | R-410A | 2.0167 | Residential & Commercial | Ducted CEE Tier 1
210472814 | Central HP <5.4 tons | COMFORTMAKER | HRCU-A-CB (Split System: Heat Pump with Remote Outdoor Unit-Air-Source) | CVH825GKA3* |  |  | EA*4X42L21A*+WALLCON | *95CSU0601716A* | 23600 | 16.5 | 8.1 | 21400 | 16700 | 78.04% | 1.94 | 0 | 10.5 |  |  |  | No | R-410A | 1.9667 | Residential & Commercial | Ducted CEE Tier 1
210473034 | Central HP <5.4 tons | COMFORTMAKER | HRCU-A-CB (Split System: Heat Pump with Remote Outdoor Unit-Air-Source) | CVH825GKA3* |  |  | EA*4X42L24A*+WALLCON | *96CTN1202422A* | 23800 | 17 | 8.1 | 21400 | 16600 | 77.57% | 1.96 | 0 | 11 |  |  |  | No | R-410A | 1.9833 | Residential & Commercial | Ducted CEE Tier 1
206767693 | Central HP <5.4 tons | BRYANT HEATING AND COOLING SYSTEMS | HRCU-A-CB (Split System: Heat Pump with Remote Outdoor Unit-Air-Source) | 288BNV025*0**C* |  |  | CSPH*3612AL*+UI | 935CA60080C21*** | 24000 | 16 | 8.1 | 21400 | 16600 | 77.57% | 1.98 | 11 | 10.5 |  |  |  | No | R-410A | 2 | Residential & Commercial | Ducted CEE Tier 1
210473232 | Central HP <5.4 tons | COMFORTMAKER | HRCU-A-CB (Split System: Heat Pump with Remote Outdoor Unit-Air-Source) | CVH825GKA3* |  |  | EA*4X43L21A*+WALLCON | *96CTN1002122A* | 24400 | 16.5 | 8.5 | 21200 | 16600 | 78.3% | 2.04 | 0 | 11 |  |  |  | No | R-410A | 2.0333 | Residential & Commercial | Ducted CEE Tier 1
210473430 | Central HP <5.4 tons | COMFORTMAKER | HRCU-A-CB (Split System: Heat Pump with Remote Outdoor Unit-Air-Source) | CVH825GKA3* |  |  | EA*4X48L21A*+WALLCON | *97CMN0602120A* | 24000 | 16.5 | 8.1 | 21000 | 16600 | 79.05% | 2 | 0 | 11 |  |  |  | No | R-410A | 2 | Residential & Commercial | Ducted CEE Tier 1
210473463 | Central HP <5.4 tons | COMFORTMAKER | HRCU-A-CB (Split System: Heat Pump with Remote Outdoor Unit-Air-Source) | CVH825GKA3* |  |  | EA*4X48L24A*+WALLCON | *80CSU1002120A* | 24000 | 16.5 | 8.1 | 21000 | 16600 | 79.05% | 2 | 0 | 11 |  |  |  | No | R-410A | 2 | Residential & Commercial | Ducted CEE Tier 1
213773691 | Central HP <5.4 tons | DAY & NIGHT | HRCU-A-CB (Split System: Heat Pump with Remote Outdoor Unit-Air-Source) | CVH825GKA3* |  |  | EA*4X48L21A*+WALLCON | *80CTL0451712B* | 24000 | 16.5 | 8.1 | 21000 | 16700 | 79.52% | 2 | 0 | 10.5 |  |  |  | No | R-410A | 2 | Residential & Commercial | Ducted CEE Tier 1
210474031 | Central HP <5.4 tons | COMFORTMAKER | HRCU-A-CB (Split System: Heat Pump with Remote Outdoor Unit-Air-Source) | CVH825GKA3* |  |  | EN(A,D,W)4X48L21**+WALLCON | *96CTN1002122A* | 24200 | 17 | 8.1 | 21400 | 16600 | 77.57% | 2.02 | 0 | 11.5 |  |  |  | No | R-410A | 2.0167 | Residential & Commercial | Ducted CEE Tier 1
213772671 | Central HP <5.4 tons | DAY & NIGHT | HRCU-A-CB (Split System: Heat Pump with Remote Outdoor Unit-Air-Source) | CVH825GKA3* |  |  | EA*4X24L17A*+WALLCON | *97CMN0601714B* | 23000 | 16 | 8.1 | 22000 | 16900 | 76.82% | 1.88 | 0 | 10 |  |  |  | No | R-410A | 1.9167 | Residential & Commercial | Ducted CEE Tier 1
213772771 | Central HP <5.4 tons | DAY & NIGHT | HRCU-A-CB (Split System: Heat Pump with Remote Outdoor Unit-Air-Source) | CVH825GKA3* |  |  | EA*4X25L17A*+WALLCON | *97CMN0601714B* | 24200 | 15.5 | 8.1 | 20000 | 16700 | 83.5% | 2 | 0 | 10.5 |  |  |  | No | R-410A | 2.0167 | Residential & Commercial | Ducted CEE Tier 1
211240709 | Central HP <5.4 tons | AIRQUEST | HRCU-A-CB (Split System: Heat Pump with Remote Outdoor Unit-Air-Source) | DLCURAH24ABK |  |  | EA*4X24L17A* | *95ESN0601714A* | 24400 | 15.5 | 8.5 | 27200 | 23200 | 85.29% | 1.9 | 0 | 10 |  |  |  | No | R-410A | 2.0333 | Residential & Commercial | Ducted CEE Tier 1
211240960 | Central HP <5.4 tons | AIRQUEST | HRCU-A-CB (Split System: Heat Pump with Remote Outdoor Unit-Air-Source) | DLCURAH24ABK |  |  | EA*4X25L17A* | *96VTN0401712A* | 23800 | 16 | 8.1 | 25200 | 21800 | 86.51% | 1.82 | 0 | 10 |  |  |  | No | R-410A | 1.9833 | Residential & Commercial | Ducted CEE Tier 1
216439997 | Central HP <5.4 tons | AMERICAN STANDARD | HRCU-A-CB (Split System: Heat Pump with Remote Outdoor Unit-Air-Source) | 5A6V0X36A1 |  |  | 5PX*B004AS3 | S9V2B080D4VSB+LRP | 31400 | 17.1 | 9 | 31400 | 23600 | 75.16% | 2 | 0 | 11.7 |  |  |  | No | R-454B | 2.6167 | Residential & Commercial | Ducted CEE Tier 1
216440047 | Central HP <5.4 tons | AMERICAN STANDARD | HRCU-A-CB (Split System: Heat Pump with Remote Outdoor Unit-Air-Source) | 5A6V0X36A1 |  |  | 5PX*B006AS3 | *DHMB080CCV3+LRP | 33000 | 17.6 | 9.7 | 31600 | 24600 | 77.85% | 2.1 | 0 | 11.5 |  |  |  | No | R-454B | 2.75 | Residential & Commercial | Ducted CEE Tier 1
216440049 | Central HP <5.4 tons | AMERICAN STANDARD | HRCU-A-CB (Split System: Heat Pump with Remote Outdoor Unit-Air-Source) | 5A6V0X36A1 |  |  | 5PX*B006AS3 | S9V2B040D3PSC+LRP | 32200 | 17.1 | 9.4 | 31800 | 23800 | 74.84% | 2.1 | 0 | 11.7 |  |  |  | No | R-454B | 2.6833 | Residential & Commercial | Ducted CEE Tier 1
216440081 | Central HP <5.4 tons | AMERICAN STANDARD | HRCU-A-CB (Split System: Heat Pump with Remote Outdoor Unit-Air-Source) | 5A6V0X36A1 |  |  | 5PX*C007AS3 | S9V2C100U4VSB+LRP | 34400 | 20 | 9.4 | 32600 | 24200 | 74.23% | 2.1 | 0 | 12.7 |  |  |  | No | R-454B | 2.8667 | Residential & Commercial | Ducted CEE Tier 1
211241394 | Central HP <5.4 tons | AIRQUEST | HRCU-A-CB (Split System: Heat Pump with Remote Outdoor Unit-Air-Source) | DLCURAH24ABK |  |  | EA*4X30L17A* | *96VSN0601714A* | 23400 | 16.5 | 8.5 | 25800 | 24200 | 93.8% | 2.02 | 0 | 10 |  |  |  | No | R-410A | 1.95 | Residential & Commercial | Ducted CEE Tier 1
213778977 | Central HP <5.4 tons | HEIL | HRCU-A-CB (Split System: Heat Pump with Remote Outdoor Unit-Air-Source) | HVH837GKA** |  |  | EA*4X37L21A*+WALLCON | *80CTL1102120B* | 33000 | 17 | 8.5 | 32800 | 25000 | 76.22% | 1.98 | 0 | 11.5 |  |  |  | No | R-410A | 2.75 | Residential & Commercial | Ducted CEE Tier 1
211241021 | Central HP <5.4 tons | BRYANT HEATING AND COOLING SYSTEMS | HRCU-A-CB (Split System: Heat Pump with Remote Outdoor Unit-Air-Source) | 38MURAQ24AB3* |  |  | CAP**2517AL* | 926TB30040V14*** | 24400 | 16 | 8.5 | 25600 | 21600 | 84.38% | 1.78 | 0 | 10 |  |  |  | No | R-410A | 2.0333 | Residential & Commercial | Ducted CEE Tier 1
213779377 | Central HP <5.4 tons | HEIL | HRCU-A-CB (Split System: Heat Pump with Remote Outdoor Unit-Air-Source) | HVH837GKA** |  |  | EA*4X48L21A*+WALLCON | *80CTL0701716B* | 32200 | 17 | 8.1 | 32600 | 25000 | 76.69% | 1.96 | 0 | 11 |  |  |  | No | R-410A | 2.6833 | Residential & Commercial | Ducted CEE Tier 1
211245744 | Central HP <5.4 tons | BRYANT HEATING AND COOLING SYSTEMS | HRCU-A-CB (Split System: Heat Pump with Remote Outdoor Unit-Air-Source) | 38MURAQ24AB3* |  |  | CNPV*3621AL* | 83*SA48060E17*** | 24800 | 16.5 | 8.5 | 26600 | 22200 | 83.46% | 1.84 | 0 | 10.5 |  |  |  | No | R-410A | 2.0667 | Residential & Commercial | Ducted CEE Tier 1
213779127 | Central HP <5.4 tons | HEIL | HRCU-A-CB (Split System: Heat Pump with Remote Outdoor Unit-Air-Source) | HVH837GKA** |  |  | EA*4X42L21A*+WALLCON | *97CMN0801714B* | 31600 | 16.5 | 8.1 | 33400 | 24600 | 73.65% | 1.86 | 0 | 10.5 |  |  |  | No | R-410A | 2.6333 | Residential & Commercial | Ducted CEE Tier 1
213779627 | Central HP <5.4 tons | HEIL | HRCU-A-CB (Split System: Heat Pump with Remote Outdoor Unit-Air-Source) | HVH837GKA** |  |  | EA*4X61L21A*+WALLCON | *80CTL0451712B* | 33000 | 17 | 8.1 | 32400 | 25200 | 77.78% | 1.94 | 0 | 11 |  |  |  | No | R-410A | 2.75 | Residential & Commercial | Ducted CEE Tier 1
214296078 | Central HP <5.4 tons | AI AIR CONDITIONING | HRCU-A-CB (Split System: Heat Pump with Remote Outdoor Unit-Air-Source) | AUO17-24N1-M3 |  |  | AUH2-24N1-BM3E |  | 24000 | 17 | 9.2 | 26000 | 19400 | 74.62% | 2.1 | 11.3 | 10.5 |  |  |  | No | R-410A | 2 | Residential & Commercial | Ducted CEE Tier 1
211241662 | Central HP <5.4 tons | AIRQUEST | HRCU-A-CB (Split System: Heat Pump with Remote Outdoor Unit-Air-Source) | DLCURAH24ABK |  |  | EA*4X30L17A* | *80ES(N,L)0701712A* | 24400 | 16.5 | 8.5 | 26400 | 22800 | 86.36% | 1.88 | 0 | 10 |  |  |  | No | R-410A | 2.0333 | Residential & Commercial | Ducted CEE Tier 1
213781287 | Central HP <5.4 tons | HEIL | HRCU-A-CB (Split System: Heat Pump with Remote Outdoor Unit-Air-Source) | HVH837GKA2* |  |  | EA*4X48L21A*+WALLCON | *80CTL0701716B* | 32200 | 17 | 8.1 | 32600 | 25000 | 76.69% | 1.96 | 0 | 11 |  |  |  | No | R-410A | 2.6833 | Residential & Commercial | Ducted CEE Tier 1
213781027 | Central HP <5.4 tons | HEIL | HRCU-A-CB (Split System: Heat Pump with Remote Outdoor Unit-Air-Source) | HVH837GKA2* |  |  | EA*4X42L21A*+WALLCON | *97CMN0601714B* | 31600 | 16.5 | 8.1 | 33200 | 24600 | 74.1% | 1.84 | 0 | 10.5 |  |  |  | No | R-410A | 2.6333 | Residential & Commercial | Ducted CEE Tier 1
213781197 | Central HP <5.4 tons | HEIL | HRCU-A-CB (Split System: Heat Pump with Remote Outdoor Unit-Air-Source) | HVH837GKA2* |  |  | EA*4X43L21A*+WALLCON | *80CTL1102120B* | 33000 | 17 | 8.5 | 32600 | 25000 | 76.69% | 1.98 | 0 | 11.5 |  |  |  | No | R-410A | 2.75 | Residential & Commercial | Ducted CEE Tier 1
216440117 | Central HP <5.4 tons | AMERICAN STANDARD | HRCU-A-CB (Split System: Heat Pump with Remote Outdoor Unit-Air-Source) | 5A6V0X36A1 |  |  | 5TAMXD07AV51 |  | 35000 | 20.6 | 10 | 31400 | 24400 | 77.71% | 2.1 | 0 | 12.7 |  |  |  | No | R-454B | 2.9167 | Residential & Commercial | Ducted CEE Tier 1
216440197 | Central HP <5.4 tons | AMERICAN STANDARD | HRCU-A-CB (Split System: Heat Pump with Remote Outdoor Unit-Air-Source) | 5A6V0X36A1 |  |  | 5TXCC005AS3 | S9V2C100U5VSB+LRP | 33200 | 18.8 | 9.4 | 32000 | 24200 | 75.62% | 2.1 | 0 | 12 |  |  |  | No | R-454B | 2.7667 | Residential & Commercial | Ducted CEE Tier 1
213781627 | Central HP <5.4 tons | HEIL | HRCU-A-CB (Split System: Heat Pump with Remote Outdoor Unit-Air-Source) | HVH837GKA2* |  |  | EA*4X61L21A*+WALLCON | *96CTN0601714B* | 33000 | 17 | 8.1 | 32200 | 25000 | 77.64% | 1.96 | 0 | 11 |  |  |  | No | R-410A | 2.75 | Residential & Commercial | Ducted CEE Tier 1
211260241 | Central HP <5.4 tons | BRYANT HEATING AND COOLING SYSTEMS | HRCU-A-CB (Split System: Heat Pump with Remote Outdoor Unit-Air-Source) | 38MURAQ18AB3* |  |  | CAP**2417AL* | 82*SA36045V14*** | 17700 | 16 | 8.5 | 18600 | 19100 | 102.7% | 2.28 | 0 | 10.5 |  |  |  | No | R-410A | 1.475 | Residential & Commercial | Ducted CEE Tier 1
211260650 | Central HP <5.4 tons | BRYANT HEATING AND COOLING SYSTEMS | HRCU-A-CB (Split System: Heat Pump with Remote Outdoor Unit-Air-Source) | 38MURAQ18AB3* |  |  | CAP**2417AL* | OVMAAB036098 | 18200 | 16 | 9 | 19200 | 18800 | 97.92% | 2.26 | 0 | 10.5 |  |  |  | No | R-410A | 1.5167 | Residential & Commercial | Ducted CEE Tier 1
211259743 | Central HP <5.4 tons | BRYANT HEATING AND COOLING SYSTEMS | HRCU-A-CB (Split System: Heat Pump with Remote Outdoor Unit-Air-Source) | 38MURAQ18AB3* |  |  | CAP**1917AL* | 82*TA36045V14*** | 18100 | 16.5 | 8.5 | 18000 | 17600 | 97.78% | 2.14 | 0 | 11 |  |  |  | No | R-410A | 1.5083 | Residential & Commercial | Ducted CEE Tier 1
211259979 | Central HP <5.4 tons | BRYANT HEATING AND COOLING SYSTEMS | HRCU-A-CB (Split System: Heat Pump with Remote Outdoor Unit-Air-Source) | 38MURAQ18AB3* |  |  | CAP**1917AL* | 912SD36040E17*** | 18300 | 15.5 | 8.5 | 18400 | 17600 | 95.65% | 2.12 | 0 | 10.5 |  |  |  | No | R-410A | 1.525 | Residential & Commercial | Ducted CEE Tier 1
215318771 | Central HP <5.4 tons | CARRIER | HRCU-A-CB (Split System: Heat Pump with Remote Outdoor Unit-Air-Source) | 37MBHAQ58AA3 |  |  | 45MBAAQ60XA3 |  | 54000 | 15.4 | 9.2 | 59000 | 53000 | 89.83% | 2 | 0 | 10 |  |  |  | No | R-454B | 4.5 | Residential & Commercial | Ducted CEE Tier 1
211259947 | Central HP <5.4 tons | BRYANT HEATING AND COOLING SYSTEMS | HRCU-A-CB (Split System: Heat Pump with Remote Outdoor Unit-Air-Source) | 38MURAQ18AB3* |  |  | CAP**1917AL* | 912SD42060E17*** | 18200 | 16.5 | 8.5 | 18100 | 17600 | 97.24% | 2.14 | 0 | 11 |  |  |  | No | R-410A | 1.5167 | Residential & Commercial | Ducted CEE Tier 1
211260122 | Central HP <5.4 tons | BRYANT HEATING AND COOLING SYSTEMS | HRCU-A-CB (Split System: Heat Pump with Remote Outdoor Unit-Air-Source) | 38MURAQ18AB3* |  |  | CAP**2414AL* | 915SB30040E14*** | 17700 | 15.5 | 8.5 | 18700 | 19000 | 101.6% | 2.28 | 0 | 10.5 |  |  |  | No | R-410A | 1.475 | Residential & Commercial | Ducted CEE Tier 1
211260401 | Central HP <5.4 tons | BRYANT HEATING AND COOLING SYSTEMS | HRCU-A-CB (Split System: Heat Pump with Remote Outdoor Unit-Air-Source) | 38MURAQ18AB3* |  |  | CAP**2417AL* | 82*TA48090V17*** | 17600 | 16 | 8.5 | 18500 | 19100 | 103.2% | 2.3 | 0 | 10.5 |  |  |  | No | R-410A | 1.4667 | Residential & Commercial | Ducted CEE Tier 1
211259885 | Central HP <5.4 tons | BRYANT HEATING AND COOLING SYSTEMS | HRCU-A-CB (Split System: Heat Pump with Remote Outdoor Unit-Air-Source) | 38MURAQ18AB3* |  |  | CAP**1917AL* | 8(0,1)*SA36045E14*** | 18600 | 16.5 | 8.5 | 18500 | 17500 | 94.59% | 2.14 | 0 | 11 |  |  |  | No | R-410A | 1.55 | Residential & Commercial | Ducted CEE Tier 1
211259902 | Central HP <5.4 tons | BRYANT HEATING AND COOLING SYSTEMS | HRCU-A-CB (Split System: Heat Pump with Remote Outdoor Unit-Air-Source) | 38MURAQ18AB3* |  |  | CAP**1917AL* | 8(0,1)*SA36045E17*** | 19100 | 16 | 9 | 19100 | 17400 | 91.1% | 2.14 | 0 | 11 |  |  |  | No | R-410A | 1.5917 | Residential & Commercial | Ducted CEE Tier 1
211259917 | Central HP <5.4 tons | BRYANT HEATING AND COOLING SYSTEMS | HRCU-A-CB (Split System: Heat Pump with Remote Outdoor Unit-Air-Source) | 38MURAQ18AB3* |  |  | CAP**1917AL* | 8(0,1)*SA36070E17*** | 18600 | 16.5 | 8.5 | 18400 | 17500 | 95.11% | 2.14 | 0 | 11 |  |  |  | No | R-410A | 1.55 | Residential & Commercial | Ducted CEE Tier 1
211260083 | Central HP <5.4 tons | BRYANT HEATING AND COOLING SYSTEMS | HRCU-A-CB (Split System: Heat Pump with Remote Outdoor Unit-Air-Source) | 38MURAQ18AB3* |  |  | CAP**2414AL* | 926SA30040V14*** | 17300 | 16 | 8.5 | 18300 | 19200 | 104.9% | 2.3 | 0 | 10.5 |  |  |  | No | R-410A | 1.4417 | Residential & Commercial | Ducted CEE Tier 1
211260201 | Central HP <5.4 tons | BRYANT HEATING AND COOLING SYSTEMS | HRCU-A-CB (Split System: Heat Pump with Remote Outdoor Unit-Air-Source) | 38MURAQ18AB3* |  |  | CAP**2414AL* | 912SD36060E14*** | 18100 | 16 | 9 | 18900 | 18900 | 100% | 2.28 | 0 | 10.5 |  |  |  | No | R-410A | 1.5083 | Residential & Commercial | Ducted CEE Tier 1
211260990 | Central HP <5.4 tons | BRYANT HEATING AND COOLING SYSTEMS | HRCU-A-CB (Split System: Heat Pump with Remote Outdoor Unit-Air-Source) | 38MURAQ18AB3* |  |  | CAP**2517AL* | 8(0,1)*SA36045E17*** | 19100 | 16 | 8.5 | 19000 | 17300 | 91.05% | 2.12 | 0 | 11 |  |  |  | No | R-410A | 1.5917 | Residential & Commercial | Ducted CEE Tier 1
211261005 | Central HP <5.4 tons | BRYANT HEATING AND COOLING SYSTEMS | HRCU-A-CB (Split System: Heat Pump with Remote Outdoor Unit-Air-Source) | 38MURAQ18AB3* |  |  | CAP**2517AL* | 8(0,1)*SA36070E17*** | 18600 | 16.5 | 8.5 | 18400 | 17400 | 94.57% | 2.12 | 0 | 11 |  |  |  | No | R-410A | 1.55 | Residential & Commercial | Ducted CEE Tier 1
216440285 | Central HP <5.4 tons | AMERICAN STANDARD | HRCU-A-CB (Split System: Heat Pump with Remote Outdoor Unit-Air-Source) | 5A6V0X48A1 |  |  | 5PX*D008AS3 | S9V2D120U5VSB+LRP | 44000 | 20 | 9.7 | 46500 | 33200 | 71.4% | 2.1 | 0 | 12 |  |  |  | No | R-454B | 3.6667 | Residential & Commercial | Ducted CEE Tier 1
216440303 | Central HP <5.4 tons | AMERICAN STANDARD | HRCU-A-CB (Split System: Heat Pump with Remote Outdoor Unit-Air-Source) | 5A6V0X48A1 |  |  | 5PX*D010AS3 | S9V2C080U5PSC+LRP | 44500 | 20 | 9.7 | 46000 | 33000 | 71.74% | 2.1 | 0 | 12 |  |  |  | No | R-454B | 3.7083 | Residential & Commercial | Ducted CEE Tier 1
216440321 | Central HP <5.4 tons | AMERICAN STANDARD | HRCU-A-CB (Split System: Heat Pump with Remote Outdoor Unit-Air-Source) | 5A6V0X48A1 |  |  | 5PX*DD10AS3 | S9V2C100D5VSB+LRP | 43500 | 20 | 9.4 | 46000 | 32800 | 71.3% | 2.1 | 0 | 12 |  |  |  | No | R-454B | 3.625 | Residential & Commercial | Ducted CEE Tier 1
211717289 | Central HP <5.4 tons | DIYCOOL | HRCU-A-CB (Split System: Heat Pump with Remote Outdoor Unit-Air-Source) | SC-2436-HP |  |  | SC-24-AH |  | 24000 | 17 | 9 | 24000 | 22000 | 91.67% | 1.8 | 12.5 | 12 |  |  |  | No | R-410A | 2 | Residential & Commercial | Ducted CEE Tier 1
213372204 | Central HP <5.4 tons | CARRIER | HRCU-A-C (Split System: Heat Pump with Remote Outdoor Unit with No Indoor Fan --Air Source) | 38MURAQ18AB3 |  |  | 40MULAQ24XBX + CI |  | 18000 | 16.1 | 9.5 | 19000 | 15000 | 78.95% | 2.2 | 11.6 | 11.7 |  |  |  | No | R-410A | 1.5 | Residential & Commercial | Ducted CEE Tier 1
215318767 | Central HP <5.4 tons | CARRIER | HRCU-A-CB (Split System: Heat Pump with Remote Outdoor Unit-Air-Source) | 37MARAQ18AA3 |  |  | 45MBAAQ18XB3 |  | 18000 | 18.5 | 9.8 | 18000 | 13000 | 72.22% | 2.3 | 0 | 12.2 |  |  |  | No | R-454B | 1.5 | Residential & Commercial | Ducted CEE Tier 1
214290131 | Central HP <5.4 tons | YISO | HRCU-A-C (Split System: Heat Pump with Remote Outdoor Unit with No Indoor Fan --Air Source) | YOHA2-36AA |  |  | YLCN2-2430BA+DK |  | 23200 | 15.2 | 8.8 | 23000 | 18600 | 80.87% | 1.9 | 0 | 11.7 |  |  |  | No | R-410A | 1.9333 | Residential & Commercial | Ducted CEE Tier 1
214838750 | Central HP <5.4 tons | YISO | HRCU-A-CB (Split System: Heat Pump with Remote Outdoor Unit-Air-Source) | YOHA2-36AA |  |  | YLCN2-3036BA | FG7SA-072C-T24B* | 33000 | 16.5 | 8.5 | 34600 | 24400 | 70.52% | 1.95 | 0 | 11 |  |  |  | No | R-410A | 2.75 | Residential & Commercial | Ducted CEE Tier 1
215447618 | Central HP <5.4 tons | YISO | HRCU-A-CB (Split System: Heat Pump with Remote Outdoor Unit-Air-Source) | YOHA2-36AA |  |  | YLCN2-3036BA | FG7TC-060D-V24B* | 33000 | 18 | 9 | 34600 | 24400 | 70.52% | 1.95 | 0 | 11 |  |  |  | No | R-410A | 2.75 | Residential & Commercial | Ducted CEE Tier 1
214290130 | Central HP <5.4 tons | YISO | HRCU-A-C (Split System: Heat Pump with Remote Outdoor Unit with No Indoor Fan --Air Source) | YOHA2-36AA |  |  | YLCN2-2430AA+DK |  | 22800 | 15.2 | 8.6 | 23000 | 18600 | 80.87% | 1.9 | 0 | 11.7 |  |  |  | No | R-410A | 1.9 | Residential & Commercial | Ducted CEE Tier 1
212972711 | Central HP <5.4 tons | TEMPSTAR | HRCU-A-CB (Split System: Heat Pump with Remote Outdoor Unit-Air-Source) | DLCURAH18ABK |  |  | EA*4X30L14A* | *96VSN0401410B* | 17300 | 16 | 8.5 | 18100 | 18800 | 103.9% | 2.24 | 0 | 10.5 |  |  |  | No | R-410A | 1.4417 | Residential & Commercial | Ducted CEE Tier 1
213774527 | Central HP <5.4 tons | HEIL | HRCU-A-CB (Split System: Heat Pump with Remote Outdoor Unit-Air-Source) | HVH825GKA3* |  |  | EHD4X42AAL+WALLCON | *96CTN0801714B* | 24000 | 16 | 8.1 | 21400 | 16600 | 77.57% | 2 | 0 | 10.5 |  |  |  | No | R-410A | 2 | Residential & Commercial | Ducted CEE Tier 1
213778737 | Central HP <5.4 tons | HEIL | HRCU-A-CB (Split System: Heat Pump with Remote Outdoor Unit-Air-Source) | HVH837GKA** |  |  | EA*4X36L17A*+WALLCON | *80CTL0701412B* | 31400 | 16.5 | 8.1 | 33400 | 24400 | 73.05% | 1.82 | 0 | 10.5 |  |  |  | No | R-410A | 2.6167 | Residential & Commercial | Ducted CEE Tier 1
213778787 | Central HP <5.4 tons | HEIL | HRCU-A-CB (Split System: Heat Pump with Remote Outdoor Unit-Air-Source) | HVH837GKA** |  |  | EA*4X36L17A*+WALLCON | *97CMN0801714B* | 31400 | 16.5 | 8.1 | 33200 | 24400 | 73.49% | 1.82 | 0 | 10.5 |  |  |  | No | R-410A | 2.6167 | Residential & Commercial | Ducted CEE Tier 1
213778807 | Central HP <5.4 tons | HEIL | HRCU-A-CB (Split System: Heat Pump with Remote Outdoor Unit-Air-Source) | HVH837GKA** |  |  | EA*4X36L17A*+WALLCON | *96CTN0801714B* | 31400 | 16.5 | 8.1 | 33200 | 24400 | 73.49% | 1.82 | 0 | 10.5 |  |  |  | No | R-410A | 2.6167 | Residential & Commercial | Ducted CEE Tier 1
213782077 | Central HP <5.4 tons | HEIL | HRCU-A-CB (Split System: Heat Pump with Remote Outdoor Unit-Air-Source) | HVH837GKA2* |  |  | EHD4X48AAL+WALLCON | *80CTL0901716B* | 32400 | 16.5 | 8.1 | 33000 | 24800 | 75.15% | 1.96 | 0 | 11 |  |  |  | No | R-410A | 2.7 | Residential & Commercial | Ducted CEE Tier 1
213782177 | Central HP <5.4 tons | HEIL | HRCU-A-CB (Split System: Heat Pump with Remote Outdoor Unit-Air-Source) | HVH837GKA2* |  |  | EHD4X48AAL+WALLCON | *96CTN0801714B* | 32600 | 16.5 | 8.1 | 33000 | 25000 | 75.76% | 1.94 | 0 | 11 |  |  |  | No | R-410A | 2.7167 | Residential & Commercial | Ducted CEE Tier 1
213782227 | Central HP <5.4 tons | HEIL | HRCU-A-CB (Split System: Heat Pump with Remote Outdoor Unit-Air-Source) | HVH837GKA2* |  |  | EHD4X60AAL+WALLCON | *80CTL0701716B* | 32800 | 16.5 | 8.1 | 32400 | 25000 | 77.16% | 1.98 | 0 | 11 |  |  |  | No | R-410A | 2.7333 | Residential & Commercial | Ducted CEE Tier 1
213780897 | Central HP <5.4 tons | HEIL | HRCU-A-CB (Split System: Heat Pump with Remote Outdoor Unit-Air-Source) | HVH837GKA2* |  |  | EA*4X37L21A*+WALLCON | *95CSU0601716B* | 32800 | 17 | 8.5 | 33000 | 25200 | 76.36% | 1.96 | 0 | 11 |  |  |  | No | R-410A | 2.7333 | Residential & Commercial | Ducted CEE Tier 1
213780917 | Central HP <5.4 tons | HEIL | HRCU-A-CB (Split System: Heat Pump with Remote Outdoor Unit-Air-Source) | HVH837GKA2* |  |  | EA*4X37L21A*+WALLCON | *97CMN0801714B* | 32800 | 17 | 8.1 | 33000 | 25200 | 76.36% | 1.96 | 0 | 11 |  |  |  | No | R-410A | 2.7333 | Residential & Commercial | Ducted CEE Tier 1
213781117 | Central HP <5.4 tons | HEIL | HRCU-A-CB (Split System: Heat Pump with Remote Outdoor Unit-Air-Source) | HVH837GKA2* |  |  | EA*4X42L24A*+WALLCON | *97CMN1002122B* | 31800 | 17 | 8.1 | 33000 | 24200 | 73.33% | 1.88 | 0 | 11 |  |  |  | No | R-410A | 2.65 | Residential & Commercial | Ducted CEE Tier 1
213780967 | Central HP <5.4 tons | HEIL | HRCU-A-CB (Split System: Heat Pump with Remote Outdoor Unit-Air-Source) | HVH837GKA2* |  |  | EA*4X42L21A*+WALLCON | *80CTL0451712B* | 31600 | 16.5 | 8.1 | 33400 | 24800 | 74.25% | 1.84 | 0 | 10.5 |  |  |  | No | R-410A | 2.6333 | Residential & Commercial | Ducted CEE Tier 1
213781437 | Central HP <5.4 tons | HEIL | HRCU-A-CB (Split System: Heat Pump with Remote Outdoor Unit-Air-Source) | HVH837GKA2* |  |  | EA*4X48L24A*+WALLCON | *97CMN1202422B* | 32200 | 17 | 8.1 | 32600 | 24800 | 76.07% | 1.98 | 0 | 11 |  |  |  | No | R-410A | 2.6833 | Residential & Commercial | Ducted CEE Tier 1
213781487 | Central HP <5.4 tons | HEIL | HRCU-A-CB (Split System: Heat Pump with Remote Outdoor Unit-Air-Source) | HVH837GKA2* |  |  | EA*4X60L24A*+WALLCON | *80CTL1352422B* | 32800 | 17.5 | 8.1 | 31800 | 24600 | 77.36% | 1.98 | 0 | 11.5 |  |  |  | No | R-410A | 2.7333 | Residential & Commercial | Ducted CEE Tier 1
211240793 | Central HP <5.4 tons | AIRQUEST | HRCU-A-CB (Split System: Heat Pump with Remote Outdoor Unit-Air-Source) | DLCURAH24ABK |  |  | EA*4X24L17A* | OMV112K14A | 23800 | 15.5 | 8.5 | 27000 | 24000 | 88.89% | 1.96 | 0 | 10 |  |  |  | No | R-410A | 1.9833 | Residential & Commercial | Ducted CEE Tier 1
213781907 | Central HP <5.4 tons | HEIL | HRCU-A-CB (Split System: Heat Pump with Remote Outdoor Unit-Air-Source) | HVH837GKA2* |  |  | EHD4X42AAL+WALLCON | *80CTL0701716B* | 32400 | 16 | 8.1 | 33200 | 24800 | 74.7% | 1.92 | 0 | 11 |  |  |  | No | R-410A | 2.7 | Residential & Commercial | Ducted CEE Tier 1
213781417 | Central HP <5.4 tons | HEIL | HRCU-A-CB (Split System: Heat Pump with Remote Outdoor Unit-Air-Source) | HVH837GKA2* |  |  | EA*4X48L24A*+WALLCON | *80CTL1352422B* | 32400 | 17.5 | 8.5 | 32400 | 24800 | 76.54% | 1.98 | 0 | 11.5 |  |  |  | No | R-410A | 2.7 | Residential & Commercial | Ducted CEE Tier 1
213781917 | Central HP <5.4 tons | HEIL | HRCU-A-CB (Split System: Heat Pump with Remote Outdoor Unit-Air-Source) | HVH837GKA2* |  |  | EHD4X42AAL+WALLCON | *80CTL0901716B* | 32200 | 16.5 | 8.1 | 33000 | 24800 | 75.15% | 1.94 | 0 | 11 |  |  |  | No | R-410A | 2.6833 | Residential & Commercial | Ducted CEE Tier 1
213782187 | Central HP <5.4 tons | HEIL | HRCU-A-CB (Split System: Heat Pump with Remote Outdoor Unit-Air-Source) | HVH837GKA2* |  |  | EHD4X48AAL+WALLCON | *96CTN1002122B* | 32600 | 16.5 | 8.1 | 33000 | 24800 | 75.15% | 1.96 | 0 | 11 |  |  |  | No | R-410A | 2.7167 | Residential & Commercial | Ducted CEE Tier 1
213772821 | Central HP <5.4 tons | DAY & NIGHT | HRCU-A-CB (Split System: Heat Pump with Remote Outdoor Unit-Air-Source) | CVH825GKA3* |  |  | EA*4X30L14A*+WALLCON | *80CTL0701412B* | 23400 | 16.5 | 8.1 | 21600 | 16700 | 77.31% | 1.9 | 0 | 10.5 |  |  |  | No | R-410A | 1.95 | Residential & Commercial | Ducted CEE Tier 1
210473078 | Central HP <5.4 tons | COMFORTMAKER | HRCU-A-CB (Split System: Heat Pump with Remote Outdoor Unit-Air-Source) | CVH825GKA3* |  |  | EA*4X42L24A*+WALLCON | *97CMN0602120A* | 23600 | 16.5 | 8.1 | 21400 | 16700 | 78.04% | 1.96 | 0 | 11 |  |  |  | No | R-410A | 1.9667 | Residential & Commercial | Ducted CEE Tier 1
215676613 | Central HP <5.4 tons | CARRIER | HRCU-A-CB (Split System: Heat Pump with Remote Outdoor Unit-Air-Source) | 27VNA048A*030* |  |  | CVAVA6024XMA*+UI | 58TN*B090C21**20 | 48000 | 19 | 9 | 50000 | 36400 | 72.8% | 2 | 0 | 10.5 |  |  |  | No | R-454B | 4 | Residential & Commercial | Ducted CEE Tier 1
215676783 | Central HP <5.4 tons | CARRIER | HRCU-A-CB (Split System: Heat Pump with Remote Outdoor Unit-Air-Source) | 27VNA048A*030* |  |  | CVAVA6121XMA*+UI | 59CU5B100C21**22 | 48500 | 19 | 9 | 50000 | 36600 | 73.2% | 2.12 | 0 | 10.5 |  |  |  | No | R-454B | 4.0417 | Residential & Commercial | Ducted CEE Tier 1
215676863 | Central HP <5.4 tons | CARRIER | HRCU-A-CB (Split System: Heat Pump with Remote Outdoor Unit-Air-Source) | 27VNA048A*030* |  |  | CVAVA6124XMA*+UI | 58TN*B070C21**20 | 48500 | 19 | 9 | 50000 | 36800 | 73.6% | 2 | 0 | 10.5 |  |  |  | No | R-454B | 4.0417 | Residential & Commercial | Ducted CEE Tier 1
215674474 | Central HP <5.4 tons | CARRIER | HRCU-A-CB (Split System: Heat Pump with Remote Outdoor Unit-Air-Source) | 27VNA048A*030* |  |  | CAA**6124AM*+UI | 58TN*B070C21**20 | 46000 | 18 | 9 | 48000 | 33800 | 70.42% | 2.08 | 0 | 10 |  |  |  | No | R-454B | 3.8333 | Residential & Commercial | Ducted CEE Tier 1
207436387 | Central HP <5.4 tons | LENNOX | HRCU-A-CB (Split System: Heat Pump with Remote Outdoor Unit-Air-Source) | SL25XPV-036-230A** |  |  | CHX35-42B-**-*+TDR | SL297UH040NV36B* | 34600 | 21.4 | 8.8 | 34400 | 26400 | 76.74% | 1.82 | 13.5 | 13 |  |  |  | No | R-410A | 2.8833 | Residential & Commercial | Ducted CEE Tier 1
207436446 | Central HP <5.4 tons | LENNOX | HRCU-A-CB (Split System: Heat Pump with Remote Outdoor Unit-Air-Source) | SL25XPV-036-230A** |  |  | CR33-48C*+TDR+TXV | SLP99DF110XV60C* | 33400 | 20.2 | 8.7 | 36000 | 29800 | 82.78% | 1.76 | 13.5 | 13 |  |  |  | No | R-410A | 2.7833 | Residential & Commercial | Ducted CEE Tier 1
207436494 | Central HP <5.4 tons | LENNOX | HRCU-A-CB (Split System: Heat Pump with Remote Outdoor Unit-Air-Source) | SL25XPV-036-230A** |  |  | CX35-50/60C+TDR | EL296UH090XV36C* | 33600 | 22.2 | 8.7 | 34400 | 26800 | 77.91% | 1.8 | 14 | 13.3 |  |  |  | No | R-410A | 2.8 | Residential & Commercial | Ducted CEE Tier 1
207436496 | Central HP <5.4 tons | LENNOX | HRCU-A-CB (Split System: Heat Pump with Remote Outdoor Unit-Air-Source) | SL25XPV-036-230A** |  |  | CX35-50/60C+TDR | EL296UH090XV60C* | 33600 | 21 | 8.6 | 34400 | 26600 | 77.33% | 1.8 | 14 | 13.3 |  |  |  | No | R-410A | 2.8 | Residential & Commercial | Ducted CEE Tier 1
207436412 | Central HP <5.4 tons | LENNOX | HRCU-A-CB (Split System: Heat Pump with Remote Outdoor Unit-Air-Source) | SL25XPV-036-230A** |  |  | CHX35-48B-**-*+TDR | SL280UH090XV48B* | 34000 | 22 | 8.8 | 34400 | 25800 | 75% | 1.84 | 14 | 13.5 |  |  |  | No | R-410A | 2.8333 | Residential & Commercial | Ducted CEE Tier 1
216440511 | Central HP <5.4 tons | AMERICAN STANDARD | HRCU-A-CB (Split System: Heat Pump with Remote Outdoor Unit-Air-Source) | 5A6V0X60A1 |  |  | 5TXCC009AS3 | S9V2C100U5PSC+LRP | 53000 | 18.6 | 9 | 54000 | 38000 | 70.37% | 2 | 0 | 10.5 |  |  |  | No | R-454B | 4.4167 | Residential & Commercial | Ducted CEE Tier 1
216440513 | Central HP <5.4 tons | AMERICAN STANDARD | HRCU-A-CB (Split System: Heat Pump with Remote Outdoor Unit-Air-Source) | 5A6V0X60A1 |  |  | 5TXCC009AS3 | S9V2C080U5PSC+LRP | 53000 | 18.6 | 9 | 54000 | 38000 | 70.37% | 2 | 0 | 10.5 |  |  |  | No | R-454B | 4.4167 | Residential & Commercial | Ducted CEE Tier 1
216440281 | Central HP <5.4 tons | AMERICAN STANDARD | HRCU-A-CB (Split System: Heat Pump with Remote Outdoor Unit-Air-Source) | 5A6V0X48A1 |  |  | 5PX*D008AS3 | S9V2C100U5PSC+LRP | 44000 | 20 | 9.7 | 46500 | 33400 | 71.83% | 2.1 | 0 | 12 |  |  |  | No | R-454B | 3.6667 | Residential & Commercial | Ducted CEE Tier 1
216440297 | Central HP <5.4 tons | AMERICAN STANDARD | HRCU-A-CB (Split System: Heat Pump with Remote Outdoor Unit-Air-Source) | 5A6V0X48A1 |  |  | 5PX*D010AS3 | S9V2C080U5VSB+LRP | 44500 | 20 | 9.7 | 46000 | 33000 | 71.74% | 2.1 | 0 | 12 |  |  |  | No | R-454B | 3.7083 | Residential & Commercial | Ducted CEE Tier 1
216440331 | Central HP <5.4 tons | AMERICAN STANDARD | HRCU-A-CB (Split System: Heat Pump with Remote Outdoor Unit-Air-Source) | 5A6V0X48A1 |  |  | 5TAMXD06AV41 |  | 45000 | 20.2 | 9.7 | 47500 | 33800 | 71.16% | 2.1 | 0 | 12 |  |  |  | No | R-454B | 3.75 | Residential & Commercial | Ducted CEE Tier 1
211261222 | Central HP <5.4 tons | BRYANT HEATING AND COOLING SYSTEMS | HRCU-A-CB (Split System: Heat Pump with Remote Outdoor Unit-Air-Source) | 38MURAQ18AB3* |  |  | CAP**2517AL* | OVMAAB042112 | 18700 | 15.5 | 8.5 | 18700 | 17400 | 93.05% | 2.12 | 0 | 11 |  |  |  | No | R-410A | 1.5583 | Residential & Commercial | Ducted CEE Tier 1
211259996 | Central HP <5.4 tons | BRYANT HEATING AND COOLING SYSTEMS | HRCU-A-CB (Split System: Heat Pump with Remote Outdoor Unit-Air-Source) | 38MURAQ18AB3* |  |  | CAP**1917AL* | 8(0,1)*SA36070E14*** | 18100 | 16.5 | 8.5 | 18000 | 17700 | 98.33% | 2.14 | 0 | 11 |  |  |  | No | R-410A | 1.5083 | Residential & Commercial | Ducted CEE Tier 1
211260227 | Central HP <5.4 tons | BRYANT HEATING AND COOLING SYSTEMS | HRCU-A-CB (Split System: Heat Pump with Remote Outdoor Unit-Air-Source) | 38MURAQ18AB3* |  |  | CAP**2414AL* | 8(0,1)*SA36070E14*** | 17600 | 16 | 8.5 | 18400 | 19100 | 103.8% | 2.3 | 0 | 10.5 |  |  |  | No | R-410A | 1.4667 | Residential & Commercial | Ducted CEE Tier 1
211260546 | Central HP <5.4 tons | BRYANT HEATING AND COOLING SYSTEMS | HRCU-A-CB (Split System: Heat Pump with Remote Outdoor Unit-Air-Source) | 38MURAQ18AB3* |  |  | CAP**2417AL* | 8(0,1)*SA36045E17*** | 18500 | 15.5 | 9 | 19400 | 18600 | 95.88% | 2.24 | 0 | 10.5 |  |  |  | No | R-410A | 1.5417 | Residential & Commercial | Ducted CEE Tier 1
211260661 | Central HP <5.4 tons | BRYANT HEATING AND COOLING SYSTEMS | HRCU-A-CB (Split System: Heat Pump with Remote Outdoor Unit-Air-Source) | 38MURAQ18AB3* |  |  | CAP**2417AL* | OVLAAB036098 | 18000 | 15.5 | 8.5 | 19000 | 18900 | 99.47% | 2.26 | 0 | 10.5 |  |  |  | No | R-410A | 1.5 | Residential & Commercial | Ducted CEE Tier 1
211260467 | Central HP <5.4 tons | BRYANT HEATING AND COOLING SYSTEMS | HRCU-A-CB (Split System: Heat Pump with Remote Outdoor Unit-Air-Source) | 38MURAQ18AB3* |  |  | CAP**2417AL* | 915SB36060E14*** | 17800 | 16 | 8.5 | 18700 | 19000 | 101.6% | 2.28 | 0 | 10.5 |  |  |  | No | R-410A | 1.4833 | Residential & Commercial | Ducted CEE Tier 1
211260574 | Central HP <5.4 tons | BRYANT HEATING AND COOLING SYSTEMS | HRCU-A-CB (Split System: Heat Pump with Remote Outdoor Unit-Air-Source) | 38MURAQ18AB3* |  |  | CAP**2417AL* | 912SD36060E14*** | 18100 | 16 | 9 | 19000 | 18800 | 98.95% | 2.28 | 0 | 10.5 |  |  |  | No | R-410A | 1.5083 | Residential & Commercial | Ducted CEE Tier 1
211230049 | Central HP <5.4 tons | BRYANT HEATING AND COOLING SYSTEMS | HRCU-A-CB (Split System: Heat Pump with Remote Outdoor Unit-Air-Source) | 38MURAQ36AB3* |  |  | CNPV*4821AL* | 83*SA60100E21*** | 36200 | 16 | 8.1 | 38500 | 34800 | 90.39% | 2.02 | 0 | 10 |  |  |  | No | R-410A | 3.0167 | Residential & Commercial | Ducted CEE Tier 1
211229318 | Central HP <5.4 tons | BRYANT HEATING AND COOLING SYSTEMS | HRCU-A-CB (Split System: Heat Pump with Remote Outdoor Unit-Air-Source) | 38MURAQ36AB3* |  |  | CAP**4824AL* | 8(0,1)*SA60135E24*** | 36200 | 16 | 8.5 | 38500 | 34600 | 89.87% | 2.06 | 0 | 10 |  |  |  | No | R-410A | 3.0167 | Residential & Commercial | Ducted CEE Tier 1
211229469 | Central HP <5.4 tons | BRYANT HEATING AND COOLING SYSTEMS | HRCU-A-CB (Split System: Heat Pump with Remote Outdoor Unit-Air-Source) | 38MURAQ36AB3* |  |  | CAP**4824AL* | 912SD60120E24*** | 36200 | 16 | 8.5 | 38500 | 34600 | 89.87% | 2.08 | 0 | 10 |  |  |  | No | R-410A | 3.0167 | Residential & Commercial | Ducted CEE Tier 1
211229668 | Central HP <5.4 tons | BRYANT HEATING AND COOLING SYSTEMS | HRCU-A-CB (Split System: Heat Pump with Remote Outdoor Unit-Air-Source) | 38MURAQ36AB3* |  |  | CNPV*4217AL* | 82*TA48070V17*** | 35600 | 16 | 8.1 | 38500 | 35000 | 90.91% | 1.96 | 0 | 10 |  |  |  | No | R-410A | 2.9667 | Residential & Commercial | Ducted CEE Tier 1
213080447 | Central HP <5.4 tons | CARRIER | HRCU-A-CB (Split System: Heat Pump with Remote Outdoor Unit-Air-Source) | 38MURAQ36AB3* |  |  | CNPV*4824AL* | 59SC6A100M21**22 | 36000 | 16.5 | 8.1 | 38500 | 34800 | 90.39% | 2.02 | 0 | 10 |  |  |  | No | R-410A | 3 | Residential & Commercial | Ducted CEE Tier 1
213080872 | Central HP <5.4 tons | CARRIER | HRCU-A-CB (Split System: Heat Pump with Remote Outdoor Unit-Air-Source) | 38MURAQ36AB3* |  |  | CNPV*4824AL* | 59SU5B080M21**20 | 35800 | 16.5 | 8.1 | 38500 | 35000 | 90.91% | 2 | 0 | 10 |  |  |  | No | R-410A | 2.9833 | Residential & Commercial | Ducted CEE Tier 1
211227956 | Central HP <5.4 tons | BRYANT HEATING AND COOLING SYSTEMS | HRCU-A-CB (Split System: Heat Pump with Remote Outdoor Unit-Air-Source) | 38MURAQ36AB3* |  |  | CAP**4224AL* | 912SD60080E21*** | 35200 | 16.5 | 8.1 | 38500 | 35000 | 90.91% | 1.88 | 0 | 10 |  |  |  | No | R-410A | 2.9333 | Residential & Commercial | Ducted CEE Tier 1
211228089 | Central HP <5.4 tons | BRYANT HEATING AND COOLING SYSTEMS | HRCU-A-CB (Split System: Heat Pump with Remote Outdoor Unit-Air-Source) | 38MURAQ36AB3* |  |  | CAP**4224AL* | 935SA60100E21*** | 35800 | 16 | 8.1 | 38500 | 35000 | 90.91% | 1.9 | 0 | 10 |  |  |  | No | R-410A | 2.9833 | Residential & Commercial | Ducted CEE Tier 1
211228138 | Central HP <5.4 tons | BRYANT HEATING AND COOLING SYSTEMS | HRCU-A-CB (Split System: Heat Pump with Remote Outdoor Unit-Air-Source) | 38MURAQ36AB3* |  |  | CAP**4224AL* | 926TB66120V24*** | 35600 | 16 | 8.1 | 38500 | 35000 | 90.91% | 1.88 | 0 | 10 |  |  |  | No | R-410A | 2.9667 | Residential & Commercial | Ducted CEE Tier 1
211229258 | Central HP <5.4 tons | BRYANT HEATING AND COOLING SYSTEMS | HRCU-A-CB (Split System: Heat Pump with Remote Outdoor Unit-Air-Source) | 38MURAQ36AB3* |  |  | CAP**4824AL* | 8(0,1)*SA48090E21*** | 36400 | 16 | 8.5 | 38500 | 34600 | 89.87% | 2.08 | 0 | 10 |  |  |  | No | R-410A | 3.0333 | Residential & Commercial | Ducted CEE Tier 1
213077900 | Central HP <5.4 tons | CARRIER | HRCU-A-CB (Split System: Heat Pump with Remote Outdoor Unit-Air-Source) | 38MURAQ36AB3* |  |  | CNPV*4217AL* | 58S(B,C)*B070M14**12 | 35400 | 16 | 8.1 | 38500 | 35000 | 90.91% | 1.94 | 0 | 10 |  |  |  | No | R-410A | 2.95 | Residential & Commercial | Ducted CEE Tier 1
210473507 | Central HP <5.4 tons | COMFORTMAKER | HRCU-A-CB (Split System: Heat Pump with Remote Outdoor Unit-Air-Source) | CVH825GKA3* |  |  | EA*4X48L24A*+WALLCON | *97CMN1202422A* | 24000 | 16.5 | 8.1 | 21000 | 16600 | 79.05% | 2.02 | 0 | 11 |  |  |  | No | R-410A | 2 | Residential & Commercial | Ducted CEE Tier 1
210473888 | Central HP <5.4 tons | COMFORTMAKER | HRCU-A-CB (Split System: Heat Pump with Remote Outdoor Unit-Air-Source) | CVH825GKA3* |  |  | EN(A,D,W)4X48L21**+WALLCON | *95CSU0601716A* | 24000 | 16.5 | 8.1 | 21400 | 16700 | 78.04% | 2 | 0 | 11 |  |  |  | No | R-410A | 2 | Residential & Commercial | Ducted CEE Tier 1
210474042 | Central HP <5.4 tons | COMFORTMAKER | HRCU-A-CB (Split System: Heat Pump with Remote Outdoor Unit-Air-Source) | CVH825GKA3* |  |  | EN(A,D,W)4X48L21**+WALLCON | *80CTL0901716A* | 24200 | 17.5 | 8.1 | 21200 | 16500 | 77.83% | 2.02 | 0 | 11.7 |  |  |  | No | R-410A | 2.0167 | Residential & Commercial | Ducted CEE Tier 1
213774481 | Central HP <5.4 tons | DAY & NIGHT | HRCU-A-CB (Split System: Heat Pump with Remote Outdoor Unit-Air-Source) | CVH825GKA3* |  |  | EHD4X42AAL+WALLCON | *97CMN0801714B* | 24000 | 16 | 8.1 | 21400 | 16600 | 77.57% | 1.98 | 0 | 10.5 |  |  |  | No | R-410A | 2 | Residential & Commercial | Ducted CEE Tier 1
213782337 | Central HP <5.4 tons | HEIL | HRCU-A-CB (Split System: Heat Pump with Remote Outdoor Unit-Air-Source) | HVH837GKA2* |  |  | EHD4X60AAL+WALLCON | *96CTN0801714B* | 32800 | 16.5 | 8.1 | 32200 | 25000 | 77.64% | 1.98 | 0 | 11 |  |  |  | No | R-410A | 2.7333 | Residential & Commercial | Ducted CEE Tier 1
212986169 | Central HP <5.4 tons | DAY & NIGHT | HRCU-A-CB (Split System: Heat Pump with Remote Outdoor Unit-Air-Source) | DLCURAH24ABK |  |  | EA*4X30L14A* | *96MSN0401410A* | 23400 | 16 | 8.5 | 26400 | 24800 | 93.94% | 2.04 | 0 | 10 |  |  |  | No | R-410A | 1.95 | Residential & Commercial | Ducted CEE Tier 1
212986637 | Central HP <5.4 tons | DAY & NIGHT | HRCU-A-CB (Split System: Heat Pump with Remote Outdoor Unit-Air-Source) | DLCURAH24ABK |  |  | EN(A,D,W)4X36L17** | *96MSN0401712A* | 23200 | 15.5 | 8.1 | 26000 | 24400 | 93.85% | 2.02 | 0 | 10 |  |  |  | No | R-410A | 1.9333 | Residential & Commercial | Ducted CEE Tier 1
216440001 | Central HP <5.4 tons | AMERICAN STANDARD | HRCU-A-CB (Split System: Heat Pump with Remote Outdoor Unit-Air-Source) | 5A6V0X36A1 |  |  | 5PX*B004AS3 | S9V2B080U4VSB+LRP | 33200 | 18.4 | 9.4 | 32000 | 24000 | 75% | 2.1 | 0 | 12 |  |  |  | No | R-454B | 2.7667 | Residential & Commercial | Ducted CEE Tier 1
211240228 | Central HP <5.4 tons | AIRQUEST | HRCU-A-CB (Split System: Heat Pump with Remote Outdoor Unit-Air-Source) | DLCURAH24ABK |  |  | EA*4X24L14A* | *80VSL0451412A* | 24000 | 16 | 8.5 | 27000 | 23800 | 88.15% | 1.96 | 0 | 10 |  |  |  | No | R-410A | 2 | Residential & Commercial | Ducted CEE Tier 1
211241023 | Central HP <5.4 tons | AIRQUEST | HRCU-A-CB (Split System: Heat Pump with Remote Outdoor Unit-Air-Source) | DLCURAH24ABK |  |  | EA*4X25L17A* | *96VTN0401410A* | 24400 | 16 | 8.5 | 25600 | 21600 | 84.38% | 1.78 | 0 | 10 |  |  |  | No | R-410A | 2.0333 | Residential & Commercial | Ducted CEE Tier 1
211241430 | Central HP <5.4 tons | AIRQUEST | HRCU-A-CB (Split System: Heat Pump with Remote Outdoor Unit-Air-Source) | DLCURAH24ABK |  |  | EA*4X30L17A* | *96VSN0801716A* | 24200 | 16.5 | 8.5 | 26400 | 23000 | 87.12% | 1.9 | 0 | 10 |  |  |  | No | R-410A | 2.0167 | Residential & Commercial | Ducted CEE Tier 1
215936544 | Central HP <5.4 tons | CARRIER | HRCU-A-CB (Split System: Heat Pump with Remote Outdoor Unit-Air-Source) | 27VNA336A*030* |  |  | CVAVA4924XMA*+UI | 59TN6C120C24**22 | 35600 | 22 | 8.5 | 38500 | 28400 | 73.77% | 2.04 | 0 | 12.5 |  |  |  | No | R-454B | 2.9667 | Residential & Commercial | Ducted CEE Tier 1
215936744 | Central HP <5.4 tons | CARRIER | HRCU-A-CB (Split System: Heat Pump with Remote Outdoor Unit-Air-Source) | 27VNA336A*030* |  |  | CVAVA6024XMA*+UI | 58TN*B070C21**20 | 35400 | 21.5 | 8.5 | 38000 | 28600 | 75.26% | 2.04 | 0 | 12 |  |  |  | No | R-454B | 2.95 | Residential & Commercial | Ducted CEE Tier 1
215936944 | Central HP <5.4 tons | CARRIER | HRCU-A-CB (Split System: Heat Pump with Remote Outdoor Unit-Air-Source) | 27VNA336A*030* |  |  | CVAVA6124XMA*+UI | 59CU5B100C21**22 | 36000 | 22.5 | 8.5 | 37600 | 28200 | 75% | 2.06 | 0 | 12.5 |  |  |  | No | R-454B | 3 | Residential & Commercial | Ducted CEE Tier 1
214574180 | Central HP <5.4 tons | HEIL | HRCU-A-CB (Split System: Heat Pump with Remote Outdoor Unit-Air-Source) | HVH837GKA2* |  |  | EA*4X61L24A*+WALLCON | *97CMN0602120B* | 33000 | 18 | 8.5 | 32000 | 25000 | 78.12% | 1.98 | 0 | 11.5 |  |  |  | No | R-410A | 2.75 | Residential & Commercial | Ducted CEE Tier 1
211241012 | Central HP <5.4 tons | AIRQUEST | HRCU-A-CB (Split System: Heat Pump with Remote Outdoor Unit-Air-Source) | DLCURAH24ABK |  |  | EA*4X25L17A* | *95ESN0601412A* | 25000 | 16 | 8.5 | 26000 | 21000 | 80.77% | 1.76 | 0 | 10 |  |  |  | No | R-410A | 2.0833 | Residential & Commercial | Ducted CEE Tier 1
211241064 | Central HP <5.4 tons | AIRQUEST | HRCU-A-CB (Split System: Heat Pump with Remote Outdoor Unit-Air-Source) | DLCURAH24ABK |  |  | EA*4X25L17A* | *80ES(N,L)0451412A* | 25400 | 16.5 | 8.5 | 26000 | 20800 | 80% | 1.76 | 0 | 10.5 |  |  |  | No | R-410A | 2.1167 | Residential & Commercial | Ducted CEE Tier 1
211241178 | Central HP <5.4 tons | AIRQUEST | HRCU-A-CB (Split System: Heat Pump with Remote Outdoor Unit-Air-Source) | DLCURAH24ABK |  |  | EA*4X25L17A* | *92ESN0401712A* | 24200 | 16 | 8.1 | 25400 | 21600 | 85.04% | 1.78 | 0 | 10 |  |  |  | No | R-410A | 2.0167 | Residential & Commercial | Ducted CEE Tier 1
215722678 | Central HP <5.4 tons | YISO | HRCU-A-CB (Split System: Heat Pump with Remote Outdoor Unit-Air-Source) | YOHA8-36A |  |  | YAHA2-36AA |  | 33600 | 17.2 | 9 | 35000 | 24600 | 70.29% | 1.95 | 0 | 10.8 |  |  |  | No | R-410A | 2.8 | Residential & Commercial | Ducted CEE Tier 1
216440199 | Central HP <5.4 tons | AMERICAN STANDARD | HRCU-A-CB (Split System: Heat Pump with Remote Outdoor Unit-Air-Source) | 5A6V0X36A1 |  |  | 5TXCC007AS3 | S9V2C100U5VSB+LRP | 34200 | 20 | 9.4 | 32600 | 24200 | 74.23% | 2.1 | 0 | 12.5 |  |  |  | No | R-454B | 2.85 | Residential & Commercial | Ducted CEE Tier 1
216440215 | Central HP <5.4 tons | AMERICAN STANDARD | HRCU-A-CB (Split System: Heat Pump with Remote Outdoor Unit-Air-Source) | 5A6V0X36A1 |  |  | 5TXCC007AS3 | S9V2C100U4VSB+LRP | 34200 | 20 | 9.4 | 32600 | 24200 | 74.23% | 2.1 | 0 | 12.5 |  |  |  | No | R-454B | 2.85 | Residential & Commercial | Ducted CEE Tier 1
213781247 | Central HP <5.4 tons | HEIL | HRCU-A-CB (Split System: Heat Pump with Remote Outdoor Unit-Air-Source) | HVH837GKA2* |  |  | EA*4X43L21A*+WALLCON | *96CTN0601714B* | 32800 | 17 | 8.1 | 33000 | 25400 | 76.97% | 1.96 | 0 | 11 |  |  |  | No | R-410A | 2.7333 | Residential & Commercial | Ducted CEE Tier 1
213781647 | Central HP <5.4 tons | HEIL | HRCU-A-CB (Split System: Heat Pump with Remote Outdoor Unit-Air-Source) | HVH837GKA2* |  |  | EA*4X61L21A*+WALLCON | *96CTN1002122B* | 33200 | 17.5 | 8.5 | 32000 | 24800 | 77.5% | 1.98 | 0 | 11.7 |  |  |  | No | R-410A | 2.7667 | Residential & Commercial | Ducted CEE Tier 1
210597365 | Central HP <5.4 tons | COMFORTMAKER | HRCU-A-CB (Split System: Heat Pump with Remote Outdoor Unit-Air-Source) | CVH837GKA** |  |  | EA*4X42L21A*+WALLCON | *95CSU0802120A* | 31800 | 17.5 | 8.1 | 33000 | 24400 | 73.94% | 1.9 | 0 | 11 |  |  |  | No | R-410A | 2.65 | Residential & Commercial | Ducted CEE Tier 1
215722677 | Central HP <5.4 tons | YISO | HRCU-A-CB (Split System: Heat Pump with Remote Outdoor Unit-Air-Source) | YOHA8-36A |  |  | YAHA2-24AA |  | 23000 | 18.5 | 8.8 | 23000 | 19000 | 82.61% | 1.9 | 0 | 11.7 |  |  |  | No | R-410A | 1.9167 | Residential & Commercial | Ducted CEE Tier 1
210597524 | Central HP <5.4 tons | COMFORTMAKER | HRCU-A-CB (Split System: Heat Pump with Remote Outdoor Unit-Air-Source) | CVH837GKA** |  |  | EHD4X60AAL+WALLCON | *95CSU0802120A* | 33000 | 17 | 8.1 | 32200 | 24800 | 77.02% | 2.02 | 0 | 11.5 |  |  |  | No | R-410A | 2.75 | Residential & Commercial | Ducted CEE Tier 1
210597443 | Central HP <5.4 tons | COMFORTMAKER | HRCU-A-CB (Split System: Heat Pump with Remote Outdoor Unit-Air-Source) | CVH837GKA** |  |  | EA*4X61L21A*+WALLCON | *97CMN1002122A* | 33200 | 17.5 | 8.5 | 32000 | 24800 | 77.5% | 2 | 0 | 12 |  |  |  | No | R-410A | 2.7667 | Residential & Commercial | Ducted CEE Tier 1
210597461 | Central HP <5.4 tons | COMFORTMAKER | HRCU-A-CB (Split System: Heat Pump with Remote Outdoor Unit-Air-Source) | CVH837GKA** |  |  | EA*4X61L24A*+WALLCON | *95CSU1002122A* | 33200 | 18 | 8.5 | 32000 | 24800 | 77.5% | 2.02 | 0 | 11.5 |  |  |  | No | R-410A | 2.7667 | Residential & Commercial | Ducted CEE Tier 1
210597479 | Central HP <5.4 tons | COMFORTMAKER | HRCU-A-CB (Split System: Heat Pump with Remote Outdoor Unit-Air-Source) | CVH837GKA** |  |  | EA*4X61L24A*+WALLCON | *97CMN1002122A* | 33200 | 18 | 8.5 | 32000 | 24800 | 77.5% | 2 | 0 | 12 |  |  |  | No | R-410A | 2.7667 | Residential & Commercial | Ducted CEE Tier 1
213778857 | Central HP <5.4 tons | HEIL | HRCU-A-CB (Split System: Heat Pump with Remote Outdoor Unit-Air-Source) | HVH837GKA** |  |  | EA*4X36L21A*+WALLCON | *80CTL1102120B* | 31600 | 17 | 8.1 | 32800 | 24200 | 73.78% | 1.86 | 0 | 11 |  |  |  | No | R-410A | 2.6333 | Residential & Commercial | Ducted CEE Tier 1
211260289 | Central HP <5.4 tons | DAY & NIGHT | HRCU-A-CB (Split System: Heat Pump with Remote Outdoor Unit-Air-Source) | DLCURAH18ABK |  |  | EA*4X24L17A* | *96VSN0401712A* | 17700 | 15.5 | 8.5 | 18700 | 19100 | 102.1% | 2.28 | 0 | 10.5 |  |  |  | No | R-410A | 1.475 | Residential & Commercial | Ducted CEE Tier 1
207436471 | Central HP <5.4 tons | LENNOX | HRCU-A-CB (Split System: Heat Pump with Remote Outdoor Unit-Air-Source) | SL25XPV-036-230A** |  |  | CX35-48B+TDR | SL280UH090V36B* | 34000 | 22.2 | 8.8 | 35600 | 27600 | 77.53% | 1.82 | 14 | 13.4 |  |  |  | No | R-410A | 2.8333 | Residential & Commercial | Ducted CEE Tier 1
216570950 | Central HP <5.4 tons | TRANE | HRCU-A-CB (Split System: Heat Pump with Remote Outdoor Unit-Air-Source) | 5TWV0X36A1 |  |  | 5PX*B006AS3 | *DHMB060CCV3+LRP | 32800 | 17.2 | 9.7 | 31600 | 24800 | 78.48% | 2.1 | 0 | 11.5 |  |  |  | No | R-454B | 2.7333 | Residential & Commercial | Ducted CEE Tier 1
216570966 | Central HP <5.4 tons | TRANE | HRCU-A-CB (Split System: Heat Pump with Remote Outdoor Unit-Air-Source) | 5TWV0X36A1 |  |  | 5PX*BD06AS3 | S8V2B080M4PDB | 35200 | 19.4 | 9.4 | 33800 | 25400 | 75.15% | 2.1 | 0 | 12 |  |  |  | No | R-454B | 2.9333 | Residential & Commercial | Ducted CEE Tier 1
215447617 | Central HP <5.4 tons | YISO | HRCU-A-CB (Split System: Heat Pump with Remote Outdoor Unit-Air-Source) | YOHA2-36AA |  |  | YLCN2-2430BA | FG7TC-060D-V24B* | 24000 | 18.5 | 9 | 24000 | 19400 | 80.83% | 2.1 | 0 | 12 |  |  |  | No | R-410A | 2 | Residential & Commercial | Ducted CEE Tier 1
215866705 | Central HP <5.4 tons | AI AIR CONDITIONING | HRCU-A-CB (Split System: Heat Pump with Remote Outdoor Unit-Air-Source) | AUO19-24N2-M3H |  |  | AUH2-24N2-BM3E |  | 23000 | 18.3 | 10 | 24000 | 21600 | 90% | 1.87 | 0 | 11.7 |  |  |  | No | R-454B | 1.9167 | Residential & Commercial | Ducted CEE Tier 1
215935219 | Central HP <5.4 tons | COMFORTMAKER | HRCU-A-CB (Split System: Heat Pump with Remote Outdoor Unit-Air-Source) | C5H3V36*K*AAA* |  |  | EVM5X60M21A*+WALLCON | *80CTL0902120B* | 35600 | 22 | 8.5 | 38000 | 28400 | 74.74% | 2.02 | 0 | 12.5 |  |  |  | No | R-454B | 2.9667 | Residential & Commercial | Ducted CEE Tier 1
215935319 | Central HP <5.4 tons | COMFORTMAKER | HRCU-A-CB (Split System: Heat Pump with Remote Outdoor Unit-Air-Source) | C5H3V36*K*AAA* |  |  | EVM5X60M21A*+WALLCON | *96CTN1002122B* | 35600 | 22 | 8.5 | 38000 | 28600 | 75.26% | 2.02 | 0 | 12.5 |  |  |  | No | R-454B | 2.9667 | Residential & Commercial | Ducted CEE Tier 1
215318754 | Central HP <5.4 tons | CARRIER | HRCU-A-CB (Split System: Heat Pump with Remote Outdoor Unit-Air-Source) | 37MUHAQ60AA3 |  |  | 45MUHAQ60XX3 |  | 54000 | 17.5 | 9.5 | 55000 | 54000 | 98.18% | 1.9 | 0 | 12 |  |  |  | No | R-454B | 4.5 | Residential & Commercial | Ducted CEE Tier 1
216571146 | Central HP <5.4 tons | TRANE | HRCU-A-CB (Split System: Heat Pump with Remote Outdoor Unit-Air-Source) | 5TWV0X60A1 |  |  | 5PX*D008AS3 | *UHMD120CCV5+LRP | 52000 | 18.6 | 9 | 53500 | 38500 | 71.96% | 2 | 0 | 10 |  |  |  | No | R-454B | 4.3333 | Residential & Commercial | Ducted CEE Tier 1
216571160 | Central HP <5.4 tons | TRANE | HRCU-A-CB (Split System: Heat Pump with Remote Outdoor Unit-Air-Source) | 5TWV0X60A1 |  |  | 5PX*DD10AS3 | S8V2C080M5PCB | 52000 | 18.4 | 9 | 53500 | 38000 | 71.03% | 2 | 0 | 10 |  |  |  | No | R-454B | 4.3333 | Residential & Commercial | Ducted CEE Tier 1
213361590 | Central HP <5.4 tons | BRYANT HEATING AND COOLING SYSTEMS | HRCU-A-CB (Split System: Heat Pump with Remote Outdoor Unit-Air-Source) | 284ANV048*0**B* |  |  | FE4BN(B,X)C48L*+UI |  | 45000 | 22 | 9.5 | 46000 | 36000 | 78.26% | 2.34 | 0 | 12 |  |  |  | No | R-410A | 3.75 | Residential & Commercial | Ducted CEE Tier 1
213372208 | Central HP <5.4 tons | CARRIER | HRCU-A-C (Split System: Heat Pump with Remote Outdoor Unit with No Indoor Fan --Air Source) | 38MURAQ36AB3 |  |  | 40MULAQ36XBX + CI |  | 35000 | 15.5 | 8.6 | 38000 | 31600 | 83.16% | 1.85 | 0 | 10 |  |  |  | No | R-410A | 2.9167 | Residential & Commercial | Ducted CEE Tier 1
213076664 | Central HP <5.4 tons | AIRQUEST | HRCU-A-CB (Split System: Heat Pump with Remote Outdoor Unit-Air-Source) | DLCURAH36ABK |  |  | EA*4X42L24A* | *80VTL0902120B* | 35200 | 16 | 8.1 | 38500 | 35000 | 90.91% | 1.88 | 0 | 10 |  |  |  | No | R-410A | 2.9333 | Residential & Commercial | Ducted CEE Tier 1
213076499 | Central HP <5.4 tons | AIRQUEST | HRCU-A-CB (Split System: Heat Pump with Remote Outdoor Unit-Air-Source) | DLCURAH36ABK |  |  | EA*4X37L21A* | *80VTL0701716B* | 36200 | 16 | 8.5 | 38000 | 34800 | 91.58% | 2.04 | 0 | 10 |  |  |  | No | R-410A | 3.0167 | Residential & Commercial | Ducted CEE Tier 1
210470060 | Central HP <5.4 tons | COMFORTMAKER | HRCU-A-CB (Split System: Heat Pump with Remote Outdoor Unit-Air-Source) | CVH837GKA2* |  |  | EA*4X36L21A*+WALLCON | *95CSU0802120A* | 31600 | 17 | 8.1 | 33200 | 24200 | 72.89% | 1.86 | 0 | 11 |  |  |  | No | R-410A | 2.6333 | Residential & Commercial | Ducted CEE Tier 1
210470292 | Central HP <5.4 tons | COMFORTMAKER | HRCU-A-CB (Split System: Heat Pump with Remote Outdoor Unit-Air-Source) | CVH837GKA2* |  |  | EA*4X60L24A*+WALLCON | *96CTN1202422A* | 32800 | 18 | 8.5 | 31800 | 24800 | 77.99% | 2 | 0 | 11.7 |  |  |  | No | R-410A | 2.7333 | Residential & Commercial | Ducted CEE Tier 1
215318769 | Central HP <5.4 tons | CARRIER | HRCU-A-CB (Split System: Heat Pump with Remote Outdoor Unit-Air-Source) | 37MBHAQ36AA3 |  |  | 45MBAAQ36XA3 |  | 36000 | 17.3 | 9.5 | 38000 | 38000 | 100% | 2.06 | 0 | 11.7 |  |  |  | No | R-454B | 3 | Residential & Commercial | Ducted CEE Tier 1
215387246 | Central HP <5.4 tons | Stealth Comfort | HRCU-A-CB (Split System: Heat Pump with Remote Outdoor Unit-Air-Source) | ACIQ-24-HP32 |  |  | ACIQ-24-AH32 |  | 24000 | 16 | 9.5 | 24000 | 24000 | 100% | 1.8 | 0 | 11.7 |  |  |  | No | R-32 | 2 | Residential & Commercial | Ducted CEE Tier 1
210596650 | Central HP <5.4 tons | COMFORTMAKER | HRCU-A-CB (Split System: Heat Pump with Remote Outdoor Unit-Air-Source) | CVH825GKA2* |  |  | EA*4X42L21A*+WALLCON | *80CSU0401712A* | 23800 | 17 | 8.1 | 21400 | 16600 | 77.57% | 1.96 | 0 | 11 |  |  |  | No | R-410A | 1.9833 | Residential & Commercial | Ducted CEE Tier 1
210596700 | Central HP <5.4 tons | COMFORTMAKER | HRCU-A-CB (Split System: Heat Pump with Remote Outdoor Unit-Air-Source) | CVH825GKA2* |  |  | EA*4X42L21A*+WALLCON | *97CMN0602120A* | 23600 | 16 | 8.1 | 21400 | 16700 | 78.04% | 1.94 | 0 | 11 |  |  |  | No | R-410A | 1.9667 | Residential & Commercial | Ducted CEE Tier 1
210596733 | Central HP <5.4 tons | COMFORTMAKER | HRCU-A-CB (Split System: Heat Pump with Remote Outdoor Unit-Air-Source) | CVH825GKA2* |  |  | EA*4X42L24A*+WALLCON | *96CTN1202422A* | 23800 | 17 | 8.1 | 21400 | 16600 | 77.57% | 1.96 | 0 | 11 |  |  |  | No | R-410A | 1.9833 | Residential & Commercial | Ducted CEE Tier 1
210596902 | Central HP <5.4 tons | COMFORTMAKER | HRCU-A-CB (Split System: Heat Pump with Remote Outdoor Unit-Air-Source) | CVH825GKA2* |  |  | EHD4X42AAL+WALLCON | *80CTL1352422A* | 24200 | 16 | 8.1 | 21400 | 16600 | 77.57% | 2 | 0 | 10.5 |  |  |  | No | R-410A | 2.0167 | Residential & Commercial | Ducted CEE Tier 1
207436333 | Central HP <5.4 tons | LENNOX | HRCU-A-CB (Split System: Heat Pump with Remote Outdoor Unit-Air-Source) | SL25XPV-036-230A** |  |  | CH35-42B+TDR+TXV | SL280UH090V48B* | 34800 | 21.4 | 8.8 | 34200 | 26200 | 76.61% | 1.84 | 14 | 13.5 |  |  |  | No | R-410A | 2.9 | Residential & Commercial | Ducted CEE Tier 1
207436334 | Central HP <5.4 tons | LENNOX | HRCU-A-CB (Split System: Heat Pump with Remote Outdoor Unit-Air-Source) | SL25XPV-036-230A** |  |  | CH35-42B+TDR+TXV | SL280UH090XV48B* | 34800 | 21.4 | 8.8 | 34200 | 26200 | 76.61% | 1.84 | 14 | 13.5 |  |  |  | No | R-410A | 2.9 | Residential & Commercial | Ducted CEE Tier 1
215387245 | Central HP <5.4 tons | DIYCOOL | HRCU-A-CB (Split System: Heat Pump with Remote Outdoor Unit-Air-Source) | ACIQ-60-HP32 |  |  | ACIQ-60-AH32 |  | 54000 | 16 | 9 | 54000 | 45000 | 83.33% | 1.8 | 0 | 11 |  |  |  | No | R-32 | 4.5 | Residential & Commercial | Ducted CEE Tier 1
216570914 | Central HP <5.4 tons | TRANE | HRCU-A-CB (Split System: Heat Pump with Remote Outdoor Unit-Air-Source) | 5TWV0X24A1 |  |  | 5TXCB003AS3 | L8V1B080U4VSB+LRP | 21400 | 20 | 10 | 24000 | 18300 | 76.25% | 2.1 | 0 | 11.5 |  |  |  | No | R-454B | 1.7833 | Residential & Commercial | Ducted CEE Tier 1
213078153 | Central HP <5.4 tons | CARRIER | HRCU-A-CB (Split System: Heat Pump with Remote Outdoor Unit-Air-Source) | 38MURAQ36AB3* |  |  | CNPV*4821AL* | 58S(B,C)*B070M17**16 | 35800 | 16.5 | 8.1 | 38500 | 35000 | 90.91% | 2 | 0 | 10 |  |  |  | No | R-410A | 2.9833 | Residential & Commercial | Ducted CEE Tier 1
213079105 | Central HP <5.4 tons | CARRIER | HRCU-A-CB (Split System: Heat Pump with Remote Outdoor Unit-Air-Source) | 38MURAQ36AB3* |  |  | CAP**4221AL* | 58SU*B080M21**20 | 35000 | 16.5 | 8.1 | 38500 | 35000 | 90.91% | 1.9 | 0 | 10 |  |  |  | No | R-410A | 2.9167 | Residential & Commercial | Ducted CEE Tier 1
211227113 | Central HP <5.4 tons | BRYANT HEATING AND COOLING SYSTEMS | HRCU-A-CB (Split System: Heat Pump with Remote Outdoor Unit-Air-Source) | 38MURAQ36AB3* |  |  | CAP**3721AL* | 926SA60080V21*** | 36400 | 16 | 8.5 | 38500 | 34800 | 90.39% | 2.08 | 0 | 10 |  |  |  | No | R-410A | 3.0333 | Residential & Commercial | Ducted CEE Tier 1
212384275 | Central HP <5.4 tons | BRYANT HEATING AND COOLING SYSTEMS | HRCU-A-CB (Split System: Heat Pump with Remote Outdoor Unit-Air-Source) | 38MURAQ36AB3* |  |  | CNPV*4217AL* | 8(0,1)*SA36070E17*** | 35800 | 15.2 | 8.1 | 39500 | 35000 | 88.61% | 1.96 | 0 | 10 |  |  |  | No | R-410A | 2.9833 | Residential & Commercial | Ducted CEE Tier 1
212384325 | Central HP <5.4 tons | BRYANT HEATING AND COOLING SYSTEMS | HRCU-A-CB (Split System: Heat Pump with Remote Outdoor Unit-Air-Source) | 38MURAQ36AB3* |  |  | CNPV*4217AL* | 912SD48080E17*** | 35600 | 16 | 8.1 | 39000 | 35000 | 89.74% | 1.96 | 0 | 10 |  |  |  | No | R-410A | 2.9667 | Residential & Commercial | Ducted CEE Tier 1
212384775 | Central HP <5.4 tons | BRYANT HEATING AND COOLING SYSTEMS | HRCU-A-CB (Split System: Heat Pump with Remote Outdoor Unit-Air-Source) | 38MURAQ36AB3* |  |  | CNPV*4821AL* | 8(0,1)*SA48070E17*** | 35800 | 16 | 8.1 | 39000 | 34800 | 89.23% | 2 | 0 | 10 |  |  |  | No | R-410A | 2.9833 | Residential & Commercial | Ducted CEE Tier 1
214290127 | Central HP <5.4 tons | YISO | HRCU-A-CB (Split System: Heat Pump with Remote Outdoor Unit-Air-Source) | YOHA2-36AA |  |  | YAHA1-36BA |  | 34200 | 19.5 | 9.5 | 36000 | 25200 | 70% | 2 | 0 | 12 |  |  |  | No | R-410A | 2.85 | Residential & Commercial | Ducted CEE Tier 1
215447616 | Central HP <5.4 tons | YISO | HRCU-A-CB (Split System: Heat Pump with Remote Outdoor Unit-Air-Source) | YOHA2-36AA |  |  | YLCN2-2430AA | FG7TC-060D-V24B* | 23800 | 18.5 | 9 | 24000 | 19200 | 80% | 2 | 0 | 12 |  |  |  | No | R-410A | 1.9833 | Residential & Commercial | Ducted CEE Tier 1
211260842 | Central HP <5.4 tons | BRYANT HEATING AND COOLING SYSTEMS | HRCU-A-CB (Split System: Heat Pump with Remote Outdoor Unit-Air-Source) | 38MURAQ18AB3* |  |  | CAP**2517AL* | 82*TA48090V17*** | 18100 | 16.5 | 8.5 | 18000 | 17500 | 97.22% | 2.12 | 0 | 11 |  |  |  | No | R-410A | 1.5083 | Residential & Commercial | Ducted CEE Tier 1
211260949 | Central HP <5.4 tons | BRYANT HEATING AND COOLING SYSTEMS | HRCU-A-CB (Split System: Heat Pump with Remote Outdoor Unit-Air-Source) | 38MURAQ18AB3* |  |  | CAP**2517AL* | 915SB30026E14*** | 18600 | 16 | 8.5 | 18500 | 17400 | 94.05% | 2.12 | 0 | 11 |  |  |  | No | R-410A | 1.55 | Residential & Commercial | Ducted CEE Tier 1
215318756 | Central HP <5.4 tons | CARRIER | HRCU-A-CB (Split System: Heat Pump with Remote Outdoor Unit-Air-Source) | 37MURAQ24AA3 |  |  | 45MUAAQ24XX3 |  | 24000 | 18.2 | 9.7 | 26000 | 21600 | 83.08% | 1.87 | 0 | 11 |  |  |  | No | R-454B | 2 | Residential & Commercial | Ducted CEE Tier 1
211261517 | Central HP <5.4 tons | BRYANT HEATING AND COOLING SYSTEMS | HRCU-A-CB (Split System: Heat Pump with Remote Outdoor Unit-Air-Source) | 38MURAQ18AB3* |  |  | CAP**3017AL* | 82*SA36045V14*** | 17900 | 16 | 8.5 | 18400 | 18500 | 100.5% | 2.22 | 0 | 10.5 |  |  |  | No | R-410A | 1.4917 | Residential & Commercial | Ducted CEE Tier 1
211230183 | Central HP <5.4 tons | BRYANT HEATING AND COOLING SYSTEMS | HRCU-A-CB (Split System: Heat Pump with Remote Outdoor Unit-Air-Source) | 38MURAQ36AB3* |  |  | CNPV*4821AL* | 915SB60080E21*** | 36800 | 15.5 | 8.1 | 39500 | 35000 | 88.61% | 2.06 | 0 | 10.5 |  |  |  | No | R-410A | 3.0667 | Residential & Commercial | Ducted CEE Tier 1
211230292 | Central HP <5.4 tons | BRYANT HEATING AND COOLING SYSTEMS | HRCU-A-CB (Split System: Heat Pump with Remote Outdoor Unit-Air-Source) | 38MURAQ36AB3* |  |  | CNPV*4821AL* | 935SA66100E21*** | 37400 | 15.5 | 8.5 | 39500 | 35000 | 88.61% | 2.08 | 0 | 10.5 |  |  |  | No | R-410A | 3.1167 | Residential & Commercial | Ducted CEE Tier 1
211230576 | Central HP <5.4 tons | BRYANT HEATING AND COOLING SYSTEMS | HRCU-A-CB (Split System: Heat Pump with Remote Outdoor Unit-Air-Source) | 38MURAQ36AB3* |  |  | CNPV*4824AL* | 82*TA66135V24*** | 36200 | 16 | 8.1 | 38500 | 34800 | 90.39% | 2.02 | 0 | 10 |  |  |  | No | R-410A | 3.0167 | Residential & Commercial | Ducted CEE Tier 1
211230769 | Central HP <5.4 tons | BRYANT HEATING AND COOLING SYSTEMS | HRCU-A-CB (Split System: Heat Pump with Remote Outdoor Unit-Air-Source) | 38MURAQ36AB3* |  |  | CNPV*4824AL* | 926TB66100V21*** | 36000 | 16.5 | 8.1 | 38500 | 34800 | 90.39% | 2.02 | 0 | 10.5 |  |  |  | No | R-410A | 3 | Residential & Commercial | Ducted CEE Tier 1
211229920 | Central HP <5.4 tons | BRYANT HEATING AND COOLING SYSTEMS | HRCU-A-CB (Split System: Heat Pump with Remote Outdoor Unit-Air-Source) | 38MURAQ36AB3* |  |  | CNPV*4821AL* | 8(0,1)*SA48070E21*** | 35800 | 16.5 | 8.1 | 38500 | 34800 | 90.39% | 2 | 0 | 10 |  |  |  | No | R-410A | 2.9833 | Residential & Commercial | Ducted CEE Tier 1
211230172 | Central HP <5.4 tons | BRYANT HEATING AND COOLING SYSTEMS | HRCU-A-CB (Split System: Heat Pump with Remote Outdoor Unit-Air-Source) | 38MURAQ36AB3* |  |  | CNPV*4821AL* | 915SB48080E17*** | 35600 | 15.5 | 8.1 | 38500 | 35000 | 90.91% | 2 | 0 | 10 |  |  |  | No | R-410A | 2.9667 | Residential & Commercial | Ducted CEE Tier 1
211230404 | Central HP <5.4 tons | BRYANT HEATING AND COOLING SYSTEMS | HRCU-A-CB (Split System: Heat Pump with Remote Outdoor Unit-Air-Source) | 38MURAQ36AB3* |  |  | CNPV*4824AL* | 8(0,1)*SA48070E21*** | 35800 | 16.5 | 8.1 | 38500 | 34800 | 90.39% | 2 | 0 | 10 |  |  |  | No | R-410A | 2.9833 | Residential & Commercial | Ducted CEE Tier 1
211230440 | Central HP <5.4 tons | BRYANT HEATING AND COOLING SYSTEMS | HRCU-A-CB (Split System: Heat Pump with Remote Outdoor Unit-Air-Source) | 38MURAQ36AB3* |  |  | CNPV*4824AL* | 8(0,1)*SA60090E24*** | 36200 | 16.5 | 8.1 | 38500 | 34800 | 90.39% | 2.02 | 0 | 10.5 |  |  |  | No | R-410A | 3.0167 | Residential & Commercial | Ducted CEE Tier 1
211229511 | Central HP <5.4 tons | BRYANT HEATING AND COOLING SYSTEMS | HRCU-A-CB (Split System: Heat Pump with Remote Outdoor Unit-Air-Source) | 38MURAQ36AB3* |  |  | CAP**4824AL* | 915SB66120E24*** | 37200 | 15.5 | 8.5 | 38500 | 35000 | 90.91% | 2.12 | 0 | 10 |  |  |  | No | R-410A | 3.1 | Residential & Commercial | Ducted CEE Tier 1
211229611 | Central HP <5.4 tons | BRYANT HEATING AND COOLING SYSTEMS | HRCU-A-CB (Split System: Heat Pump with Remote Outdoor Unit-Air-Source) | 38MURAQ36AB3* |  |  | CAP**4824AL* | 926TB66100V21*** | 36000 | 16.5 | 8.5 | 37800 | 34600 | 91.53% | 2.06 | 0 | 10 |  |  |  | No | R-410A | 3 | Residential & Commercial | Ducted CEE Tier 1
216570990 | Central HP <5.4 tons | TRANE | HRCU-A-CB (Split System: Heat Pump with Remote Outdoor Unit-Air-Source) | 5TWV0X36A1 |  |  | 5PX*C007AS3 | *DHMC100CCV4+LRP | 33000 | 17.6 | 10 | 31600 | 24400 | 77.22% | 2.1 | 0 | 11.7 |  |  |  | No | R-454B | 2.75 | Residential & Commercial | Ducted CEE Tier 1
216571074 | Central HP <5.4 tons | TRANE | HRCU-A-CB (Split System: Heat Pump with Remote Outdoor Unit-Air-Source) | 5TWV0X36A1 |  |  | 5TXCC009AS3 | *UHMC100CCV4+LRP | 35600 | 20.6 | 9.7 | 32400 | 24400 | 75.31% | 2.2 | 0 | 13 |  |  |  | No | R-454B | 2.9667 | Residential & Commercial | Ducted CEE Tier 1
216571000 | Central HP <5.4 tons | TRANE | HRCU-A-CB (Split System: Heat Pump with Remote Outdoor Unit-Air-Source) | 5TWV0X36A1 |  |  | 5PX*C009AS3 | S8V2C100M5PDB | 35800 | 20 | 9.7 | 32000 | 24800 | 77.5% | 2.2 | 0 | 12.7 |  |  |  | No | R-454B | 2.9833 | Residential & Commercial | Ducted CEE Tier 1
216571014 | Central HP <5.4 tons | TRANE | HRCU-A-CB (Split System: Heat Pump with Remote Outdoor Unit-Air-Source) | 5TWV0X36A1 |  |  | 5PX*CD09AS3 | S8V2C100M5PCB | 35800 | 20 | 9.4 | 32200 | 24600 | 76.4% | 2.1 | 0 | 12.7 |  |  |  | No | R-454B | 2.9833 | Residential & Commercial | Ducted CEE Tier 1
216571048 | Central HP <5.4 tons | TRANE | HRCU-A-CB (Split System: Heat Pump with Remote Outdoor Unit-Air-Source) | 5TWV0X36A1 |  |  | 5TXCC005AS3 | S8V2C080M5PCB | 34000 | 19.2 | 9.4 | 31000 | 25000 | 80.65% | 2.1 | 0 | 12 |  |  |  | No | R-454B | 2.8333 | Residential & Commercial | Ducted CEE Tier 1
210636946 | Central HP <5.4 tons | AMERICAN STANDARD | HRCU-A-CB (Split System: Heat Pump with Remote Outdoor Unit-Air-Source) | 4A6V8X60A1 |  |  | TEM8B0C60V51+TDR |  | 54000 | 18 | 8.5 | 51000 | 37000 | 72.55% | 1.84 | 0 | 12 |  |  |  | No | R-410A | 4.5 | Residential & Commercial | Ducted CEE Tier 1
210473023 | Central HP <5.4 tons | COMFORTMAKER | HRCU-A-CB (Split System: Heat Pump with Remote Outdoor Unit-Air-Source) | CVH825GKA3* |  |  | EA*4X42L24A*+WALLCON | *80CTL1352422A* | 23800 | 16.5 | 8.1 | 21400 | 16600 | 77.57% | 1.96 | 0 | 11 |  |  |  | No | R-410A | 1.9833 | Residential & Commercial | Ducted CEE Tier 1
210473386 | Central HP <5.4 tons | COMFORTMAKER | HRCU-A-CB (Split System: Heat Pump with Remote Outdoor Unit-Air-Source) | CVH825GKA3* |  |  | EA*4X48L21A*+WALLCON | *97CMN0801714A* | 24000 | 16.5 | 8.1 | 21000 | 16600 | 79.05% | 2 | 0 | 11 |  |  |  | No | R-410A | 2 | Residential & Commercial | Ducted CEE Tier 1
213778907 | Central HP <5.4 tons | HEIL | HRCU-A-CB (Split System: Heat Pump with Remote Outdoor Unit-Air-Source) | HVH837GKA** |  |  | EA*4X36L21A*+WALLCON | *96CTN0601714B* | 31400 | 16.5 | 8.1 | 33200 | 24400 | 73.49% | 1.82 | 0 | 10.5 |  |  |  | No | R-410A | 2.6167 | Residential & Commercial | Ducted CEE Tier 1
213778987 | Central HP <5.4 tons | HEIL | HRCU-A-CB (Split System: Heat Pump with Remote Outdoor Unit-Air-Source) | HVH837GKA** |  |  | EA*4X37L21A*+WALLCON | *95CSU0601716B* | 32800 | 17 | 8.5 | 33000 | 25200 | 76.36% | 1.96 | 0 | 11 |  |  |  | No | R-410A | 2.7333 | Residential & Commercial | Ducted CEE Tier 1
211240801 | Central HP <5.4 tons | BRYANT HEATING AND COOLING SYSTEMS | HRCU-A-CB (Split System: Heat Pump with Remote Outdoor Unit-Air-Source) | 38MURAQ24AB3* |  |  | CAP**2517AL* | 82*SA36045V14*** | 25000 | 16.5 | 8.5 | 25800 | 21000 | 81.4% | 1.76 | 0 | 10.5 |  |  |  | No | R-410A | 2.0833 | Residential & Commercial | Ducted CEE Tier 1
213779207 | Central HP <5.4 tons | HEIL | HRCU-A-CB (Split System: Heat Pump with Remote Outdoor Unit-Air-Source) | HVH837GKA** |  |  | EA*4X42L24A*+WALLCON | *97CMN1002122B* | 31800 | 17 | 8.1 | 33000 | 24200 | 73.33% | 1.88 | 0 | 11 |  |  |  | No | R-410A | 2.65 | Residential & Commercial | Ducted CEE Tier 1
212979917 | Central HP <5.4 tons | CARRIER | HRCU-A-CB (Split System: Heat Pump with Remote Outdoor Unit-Air-Source) | 38MURAQ24AB3* |  |  | CNPV*3617AL* | 58S(B,C)*B090M17**14 | 23600 | 17 | 8.5 | 26400 | 24400 | 92.42% | 2.02 | 0 | 10.5 |  |  |  | No | R-410A | 1.9667 | Residential & Commercial | Ducted CEE Tier 1
212982708 | Central HP <5.4 tons | CARRIER | HRCU-A-CB (Split System: Heat Pump with Remote Outdoor Unit-Air-Source) | 38MURAQ24AB3* |  |  | CAP**3721AL* | 58SU*B080M21**20 | 24200 | 17.5 | 8.5 | 25000 | 21400 | 85.6% | 1.8 | 0 | 10 |  |  |  | No | R-410A | 2.0167 | Residential & Commercial | Ducted CEE Tier 1
212969776 | Central HP <5.4 tons | CARRIER | HRCU-A-CB (Split System: Heat Pump with Remote Outdoor Unit-Air-Source) | 38MURAQ24AB3* |  |  | CAP**3617AL* | 58SP*B045V14**12 | 23600 | 17 | 8.5 | 26000 | 24200 | 93.08% | 2 | 0 | 10 |  |  |  | No | R-410A | 1.9667 | Residential & Commercial | Ducted CEE Tier 1
211259731 | Central HP <5.4 tons | AIRQUEST | HRCU-A-CB (Split System: Heat Pump with Remote Outdoor Unit-Air-Source) | DLCURAH18ABK |  |  | EA*4X19L17A* | *80ESU0401712A* | 19000 | 17 | 8.5 | 18900 | 17400 | 92.06% | 2.14 | 0 | 11 |  |  |  | No | R-410A | 1.5833 | Residential & Commercial | Ducted CEE Tier 1
211259822 | Central HP <5.4 tons | AIRQUEST | HRCU-A-CB (Split System: Heat Pump with Remote Outdoor Unit-Air-Source) | DLCURAH18ABK |  |  | EA*4X19L17A* | *95ESN0601412A* | 18400 | 16.5 | 8.5 | 18300 | 17600 | 96.17% | 2.14 | 0 | 11 |  |  |  | No | R-410A | 1.5333 | Residential & Commercial | Ducted CEE Tier 1
211260097 | Central HP <5.4 tons | AIRQUEST | HRCU-A-CB (Split System: Heat Pump with Remote Outdoor Unit-Air-Source) | DLCURAH18ABK |  |  | EA*4X24L14A* | *96VSN0601412A* | 17800 | 16 | 8.5 | 18800 | 19000 | 101.1% | 2.28 | 0 | 10.5 |  |  |  | No | R-410A | 1.4833 | Residential & Commercial | Ducted CEE Tier 1
211260431 | Central HP <5.4 tons | AIRQUEST | HRCU-A-CB (Split System: Heat Pump with Remote Outdoor Unit-Air-Source) | DLCURAH18ABK |  |  | EA*4X24L17A* | *80VTL0701716A* | 17300 | 16 | 8.5 | 18100 | 19200 | 106.1% | 2.32 | 0 | 10.5 |  |  |  | No | R-410A | 1.4417 | Residential & Commercial | Ducted CEE Tier 1
211230545 | Central HP <5.4 tons | BRYANT HEATING AND COOLING SYSTEMS | HRCU-A-CB (Split System: Heat Pump with Remote Outdoor Unit-Air-Source) | 38MURAQ36AB3* |  |  | CNPV*4824AL* | 83*SA60100E21*** | 36200 | 16 | 8.1 | 38500 | 34800 | 90.39% | 2.02 | 0 | 10 |  |  |  | No | R-410A | 3.0167 | Residential & Commercial | Ducted CEE Tier 1
211230596 | Central HP <5.4 tons | BRYANT HEATING AND COOLING SYSTEMS | HRCU-A-CB (Split System: Heat Pump with Remote Outdoor Unit-Air-Source) | 38MURAQ36AB3* |  |  | CNPV*4824AL* | 912SD60080E21*** | 35800 | 16.5 | 8.1 | 38500 | 34800 | 90.39% | 2.02 | 0 | 10.5 |  |  |  | No | R-410A | 2.9833 | Residential & Commercial | Ducted CEE Tier 1
211717292 | Central HP <5.4 tons | DIYCOOL | HRCU-A-CB (Split System: Heat Pump with Remote Outdoor Unit-Air-Source) | SC-4860-HP |  |  | SC-60-AH |  | 54000 | 16 | 9 | 54000 | 41000 | 75.93% | 1.8 | 10.5 | 10 |  |  |  | No | R-410A | 4.5 | Residential & Commercial | Ducted CEE Tier 1
211227468 | Central HP <5.4 tons | BRYANT HEATING AND COOLING SYSTEMS | HRCU-A-CB (Split System: Heat Pump with Remote Outdoor Unit-Air-Source) | 38MURAQ36AB3* |  |  | CAP**4221AL* | 82*TA48090V17*** | 35600 | 16 | 8.1 | 38500 | 35000 | 90.91% | 1.9 | 0 | 10 |  |  |  | No | R-410A | 2.9667 | Residential & Commercial | Ducted CEE Tier 1
211227800 | Central HP <5.4 tons | BRYANT HEATING AND COOLING SYSTEMS | HRCU-A-CB (Split System: Heat Pump with Remote Outdoor Unit-Air-Source) | 38MURAQ36AB3* |  |  | CAP**4224AL* | 8(0,1)*SA60090E24*** | 35400 | 16 | 8.1 | 38500 | 35000 | 90.91% | 1.88 | 0 | 10 |  |  |  | No | R-410A | 2.95 | Residential & Commercial | Ducted CEE Tier 1
211228100 | Central HP <5.4 tons | BRYANT HEATING AND COOLING SYSTEMS | HRCU-A-CB (Split System: Heat Pump with Remote Outdoor Unit-Air-Source) | 38MURAQ36AB3* |  |  | CAP**4224AL* | 935SA66100E21*** | 36600 | 15.2 | 8.1 | 40000 | 35200 | 88% | 1.94 | 0 | 10 |  |  |  | No | R-410A | 3.05 | Residential & Commercial | Ducted CEE Tier 1
213079273 | Central HP <5.4 tons | CARRIER | HRCU-A-CB (Split System: Heat Pump with Remote Outdoor Unit-Air-Source) | 38MURAQ36AB3* |  |  | CAP**4824AL* | 58SU*B100M21**20 | 35600 | 16 | 8.5 | 38000 | 34600 | 91.05% | 2.04 | 0 | 10 |  |  |  | No | R-410A | 2.9667 | Residential & Commercial | Ducted CEE Tier 1
211230556 | Central HP <5.4 tons | BRYANT HEATING AND COOLING SYSTEMS | HRCU-A-CB (Split System: Heat Pump with Remote Outdoor Unit-Air-Source) | 38MURAQ36AB3* |  |  | CNPV*4824AL* | 82*TA60090V21*** | 35800 | 16.5 | 8.1 | 38500 | 34800 | 90.39% | 2 | 0 | 10 |  |  |  | No | R-410A | 2.9833 | Residential & Commercial | Ducted CEE Tier 1
211230607 | Central HP <5.4 tons | BRYANT HEATING AND COOLING SYSTEMS | HRCU-A-CB (Split System: Heat Pump with Remote Outdoor Unit-Air-Source) | 38MURAQ36AB3* |  |  | CNPV*4824AL* | 912SD60100E21*** | 35800 | 16.5 | 8.1 | 38500 | 34800 | 90.39% | 2 | 0 | 10 |  |  |  | No | R-410A | 2.9833 | Residential & Commercial | Ducted CEE Tier 1
211230638 | Central HP <5.4 tons | BRYANT HEATING AND COOLING SYSTEMS | HRCU-A-CB (Split System: Heat Pump with Remote Outdoor Unit-Air-Source) | 38MURAQ36AB3* |  |  | CNPV*4824AL* | 915SB60080E21*** | 36800 | 15.5 | 8.1 | 39500 | 35000 | 88.61% | 2.06 | 0 | 10.5 |  |  |  | No | R-410A | 3.0667 | Residential & Commercial | Ducted CEE Tier 1
211230806 | Central HP <5.4 tons | BRYANT HEATING AND COOLING SYSTEMS | HRCU-A-CB (Split System: Heat Pump with Remote Outdoor Unit-Air-Source) | 38MURAQ36AB3* |  |  | CNPV*4824AL* | OVMAAB060154 | 37000 | 16 | 8.1 | 39500 | 35000 | 88.61% | 2.06 | 0 | 10.5 |  |  |  | No | R-410A | 3.0833 | Residential & Commercial | Ducted CEE Tier 1
211228879 | Central HP <5.4 tons | BRYANT HEATING AND COOLING SYSTEMS | HRCU-A-CB (Split System: Heat Pump with Remote Outdoor Unit-Air-Source) | 38MURAQ36AB3* |  |  | CAP**4821AL* | 83*SA60080E21*** | 37400 | 15.5 | 8.5 | 38500 | 35000 | 90.91% | 2.14 | 0 | 10 |  |  |  | No | R-410A | 3.1167 | Residential & Commercial | Ducted CEE Tier 1
211229449 | Central HP <5.4 tons | BRYANT HEATING AND COOLING SYSTEMS | HRCU-A-CB (Split System: Heat Pump with Remote Outdoor Unit-Air-Source) | 38MURAQ36AB3* |  |  | CAP**4824AL* | 912SD60100E21*** | 35600 | 16.5 | 8.5 | 37800 | 34600 | 91.53% | 2.04 | 0 | 10 |  |  |  | No | R-410A | 2.9667 | Residential & Commercial | Ducted CEE Tier 1
211229533 | Central HP <5.4 tons | BRYANT HEATING AND COOLING SYSTEMS | HRCU-A-CB (Split System: Heat Pump with Remote Outdoor Unit-Air-Source) | 38MURAQ36AB3* |  |  | CAP**4824AL* | 926SA60080V21*** | 36200 | 16 | 8.5 | 38500 | 34600 | 89.87% | 2.06 | 0 | 10 |  |  |  | No | R-410A | 3.0167 | Residential & Commercial | Ducted CEE Tier 1
211230476 | Central HP <5.4 tons | BRYANT HEATING AND COOLING SYSTEMS | HRCU-A-CB (Split System: Heat Pump with Remote Outdoor Unit-Air-Source) | 38MURAQ36AB3* |  |  | CNPV*4824AL* | 8(0,1)*SA60135E24*** | 36200 | 16 | 8.1 | 38500 | 34800 | 90.39% | 2.02 | 0 | 10 |  |  |  | No | R-410A | 3.0167 | Residential & Commercial | Ducted CEE Tier 1
211227936 | Central HP <5.4 tons | BRYANT HEATING AND COOLING SYSTEMS | HRCU-A-CB (Split System: Heat Pump with Remote Outdoor Unit-Air-Source) | 38MURAQ36AB3* |  |  | CAP**4224AL* | 82*TA66135V24*** | 35600 | 16 | 8.1 | 38500 | 35000 | 90.91% | 1.88 | 0 | 10 |  |  |  | No | R-410A | 2.9667 | Residential & Commercial | Ducted CEE Tier 1
211228029 | Central HP <5.4 tons | BRYANT HEATING AND COOLING SYSTEMS | HRCU-A-CB (Split System: Heat Pump with Remote Outdoor Unit-Air-Source) | 38MURAQ36AB3* |  |  | CAP**4224AL* | 915SB66120E24*** | 36600 | 15.2 | 8.1 | 40000 | 35200 | 88% | 1.94 | 0 | 10 |  |  |  | No | R-410A | 3.05 | Residential & Commercial | Ducted CEE Tier 1
211228797 | Central HP <5.4 tons | BRYANT HEATING AND COOLING SYSTEMS | HRCU-A-CB (Split System: Heat Pump with Remote Outdoor Unit-Air-Source) | 38MURAQ36AB3* |  |  | CAP**4821AL* | 8(0,1)*SA60090E21*** | 36400 | 16 | 8.5 | 38500 | 34800 | 90.39% | 2.08 | 0 | 10 |  |  |  | No | R-410A | 3.0333 | Residential & Commercial | Ducted CEE Tier 1
207436263 | Central HP <5.4 tons | LENNOX | HRCU-A-CB (Split System: Heat Pump with Remote Outdoor Unit-Air-Source) | SL25XPV-036-230A** |  |  | C35-48B+TDR+TXV | SL280UH080NV48B* | 34000 | 21.4 | 8.8 | 35400 | 27600 | 77.97% | 1.8 | 14 | 13 |  |  |  | No | R-410A | 2.8333 | Residential & Commercial | Ducted CEE Tier 1
207436267 | Central HP <5.4 tons | LENNOX | HRCU-A-CB (Split System: Heat Pump with Remote Outdoor Unit-Air-Source) | SL25XPV-036-230A** |  |  | C35-48B+TDR+TXV | SL297UH040NV36B* | 33800 | 21.6 | 8.8 | 35800 | 27800 | 77.65% | 1.8 | 13.5 | 13 |  |  |  | No | R-410A | 2.8167 | Residential & Commercial | Ducted CEE Tier 1
207436381 | Central HP <5.4 tons | LENNOX | HRCU-A-CB (Split System: Heat Pump with Remote Outdoor Unit-Air-Source) | SL25XPV-036-230A** |  |  | CHX35-42B-**-*+TDR | EL296UH045XV36B* | 34400 | 21.2 | 8.8 | 34600 | 26400 | 76.3% | 1.8 | 13.5 | 12.5 |  |  |  | No | R-410A | 2.8667 | Residential & Commercial | Ducted CEE Tier 1
210597497 | Central HP <5.4 tons | COMFORTMAKER | HRCU-A-CB (Split System: Heat Pump with Remote Outdoor Unit-Air-Source) | CVH837GKA** |  |  | EHD4X60AAL+WALLCON | *80CSU0401712A* | 33000 | 17 | 8.1 | 32200 | 24800 | 77.02% | 1.98 | 0 | 11 |  |  |  | No | R-410A | 2.75 | Residential & Commercial | Ducted CEE Tier 1
213780847 | Central HP <5.4 tons | HEIL | HRCU-A-CB (Split System: Heat Pump with Remote Outdoor Unit-Air-Source) | HVH837GKA2* |  |  | EA*4X37L21A*+WALLCON | *80CTL0451712B* | 32600 | 16.5 | 8.1 | 33200 | 25400 | 76.51% | 1.94 | 0 | 10.5 |  |  |  | No | R-410A | 2.7167 | Residential & Commercial | Ducted CEE Tier 1
213781217 | Central HP <5.4 tons | HEIL | HRCU-A-CB (Split System: Heat Pump with Remote Outdoor Unit-Air-Source) | HVH837GKA2* |  |  | EA*4X43L21A*+WALLCON | *97CMN0601714B* | 32600 | 16.5 | 8.1 | 33000 | 25400 | 76.97% | 1.94 | 0 | 11 |  |  |  | No | R-410A | 2.7167 | Residential & Commercial | Ducted CEE Tier 1
213781267 | Central HP <5.4 tons | HEIL | HRCU-A-CB (Split System: Heat Pump with Remote Outdoor Unit-Air-Source) | HVH837GKA2* |  |  | EA*4X43L21A*+WALLCON | *96CTN1002122B* | 33000 | 17 | 8.5 | 32600 | 25000 | 76.69% | 1.98 | 0 | 11.5 |  |  |  | No | R-410A | 2.75 | Residential & Commercial | Ducted CEE Tier 1
216440003 | Central HP <5.4 tons | AMERICAN STANDARD | HRCU-A-CB (Split System: Heat Pump with Remote Outdoor Unit-Air-Source) | 5A6V0X36A1 |  |  | 5PX*B004AS3+P0V0A000M30SD+LRP |  | 33200 | 18.2 | 9.4 | 32000 | 24200 | 75.62% | 2.1 | 0 | 12 |  |  |  | No | R-454B | 2.7667 | Residential & Commercial | Ducted CEE Tier 1
213780647 | Central HP <5.4 tons | HEIL | HRCU-A-CB (Split System: Heat Pump with Remote Outdoor Unit-Air-Source) | HVH837GKA2* |  |  | EA*4X36L17A*+WALLCON | *80CTL0701412B* | 31400 | 16.5 | 8.1 | 33400 | 24400 | 73.05% | 1.82 | 0 | 10.5 |  |  |  | No | R-410A | 2.6167 | Residential & Commercial | Ducted CEE Tier 1
213780947 | Central HP <5.4 tons | HEIL | HRCU-A-CB (Split System: Heat Pump with Remote Outdoor Unit-Air-Source) | HVH837GKA2* |  |  | EA*4X37L21A*+WALLCON | *96CTN0801714B* | 32800 | 17 | 8.5 | 33000 | 25200 | 76.36% | 1.96 | 0 | 11 |  |  |  | No | R-410A | 2.7333 | Residential & Commercial | Ducted CEE Tier 1
213780997 | Central HP <5.4 tons | HEIL | HRCU-A-CB (Split System: Heat Pump with Remote Outdoor Unit-Air-Source) | HVH837GKA2* |  |  | EA*4X42L21A*+WALLCON | *80CTL0902120B* | 31800 | 17 | 8.1 | 32800 | 24200 | 73.78% | 1.88 | 0 | 11 |  |  |  | No | R-410A | 2.65 | Residential & Commercial | Ducted CEE Tier 1
213781597 | Central HP <5.4 tons | HEIL | HRCU-A-CB (Split System: Heat Pump with Remote Outdoor Unit-Air-Source) | HVH837GKA2* |  |  | EA*4X61L21A*+WALLCON | *97CMN0601714B* | 33000 | 17 | 8.1 | 32200 | 25200 | 78.26% | 1.94 | 0 | 11 |  |  |  | No | R-410A | 2.75 | Residential & Commercial | Ducted CEE Tier 1
214574320 | Central HP <5.4 tons | HEIL | HRCU-A-CB (Split System: Heat Pump with Remote Outdoor Unit-Air-Source) | HVH837GKA2* |  |  | EHD4X42AAL+WALLCON | *96CTN0802120B* | 32600 | 17.5 | 8.5 | 32800 | 24800 | 75.61% | 1.96 | 0 | 11 |  |  |  | No | R-410A | 2.7167 | Residential & Commercial | Ducted CEE Tier 1
212984112 | Central HP <5.4 tons | AIRQUEST | HRCU-A-CB (Split System: Heat Pump with Remote Outdoor Unit-Air-Source) | DLCURAH24ABK |  |  | EN(A,D)4X24L17** | *92MSN0601714A* | 23200 | 16.5 | 8.5 | 26800 | 25400 | 94.78% | 2.14 | 0 | 10 |  |  |  | No | R-410A | 1.9333 | Residential & Commercial | Ducted CEE Tier 1
212987438 | Central HP <5.4 tons | AIRQUEST | HRCU-A-CB (Split System: Heat Pump with Remote Outdoor Unit-Air-Source) | DLCURAH24ABK |  |  | EA*4X37L21A* | *96MSN0801716A* | 24400 | 18 | 9 | 29200 | 25200 | 86.3% | 2.1 | 0 | 10.5 |  |  |  | No | R-410A | 2.0333 | Residential & Commercial | Ducted CEE Tier 1
213781927 | Central HP <5.4 tons | HEIL | HRCU-A-CB (Split System: Heat Pump with Remote Outdoor Unit-Air-Source) | HVH837GKA2* |  |  | EHD4X42AAL+WALLCON | *80CTL0902120B* | 32400 | 16.5 | 8.1 | 32800 | 24600 | 75% | 1.94 | 0 | 11 |  |  |  | No | R-410A | 2.7 | Residential & Commercial | Ducted CEE Tier 1
213782277 | Central HP <5.4 tons | HEIL | HRCU-A-CB (Split System: Heat Pump with Remote Outdoor Unit-Air-Source) | HVH837GKA2* |  |  | EHD4X60AAL+WALLCON | *95CSU0601716B* | 32800 | 16.5 | 8.1 | 32200 | 25000 | 77.64% | 1.96 | 0 | 11 |  |  |  | No | R-410A | 2.7333 | Residential & Commercial | Ducted CEE Tier 1
216440011 | Central HP <5.4 tons | AMERICAN STANDARD | HRCU-A-CB (Split System: Heat Pump with Remote Outdoor Unit-Air-Source) | 5A6V0X36A1 |  |  | 5PX*B004AS3 | L8V1A060U3VSB+LRP | 34000 | 18.6 | 9.7 | 31800 | 25000 | 78.62% | 2.1 | 0 | 11.7 |  |  |  | No | R-454B | 2.8333 | Residential & Commercial | Ducted CEE Tier 1
216440059 | Central HP <5.4 tons | AMERICAN STANDARD | HRCU-A-CB (Split System: Heat Pump with Remote Outdoor Unit-Air-Source) | 5A6V0X36A1 |  |  | 5PX*C005AS3 | S9V2C100U5PSC+LRP | 33200 | 18.8 | 9.4 | 32000 | 24000 | 75% | 2.1 | 0 | 12 |  |  |  | No | R-454B | 2.7667 | Residential & Commercial | Ducted CEE Tier 1
211241365 | Central HP <5.4 tons | AIRQUEST | HRCU-A-CB (Split System: Heat Pump with Remote Outdoor Unit-Air-Source) | DLCURAH24ABK |  |  | EA*4X30L14A* | *80ES(N,L)0701412A* | 24200 | 16.5 | 8.5 | 26400 | 23000 | 87.12% | 1.9 | 0 | 10 |  |  |  | No | R-410A | 2.0167 | Residential & Commercial | Ducted CEE Tier 1
211241638 | Central HP <5.4 tons | AIRQUEST | HRCU-A-CB (Split System: Heat Pump with Remote Outdoor Unit-Air-Source) | DLCURAH24ABK |  |  | EA*4X30L17A* | *80ES(N,L)0451412A* | 24600 | 16 | 8.5 | 26600 | 22600 | 84.96% | 1.84 | 0 | 10 |  |  |  | No | R-410A | 2.05 | Residential & Commercial | Ducted CEE Tier 1
216440077 | Central HP <5.4 tons | AMERICAN STANDARD | HRCU-A-CB (Split System: Heat Pump with Remote Outdoor Unit-Air-Source) | 5A6V0X36A1 |  |  | 5PX*C007AS3 | S9V2C080U5VSB+LRP | 34400 | 19.6 | 9.4 | 32600 | 24200 | 74.23% | 2.1 | 0 | 12.5 |  |  |  | No | R-454B | 2.8667 | Residential & Commercial | Ducted CEE Tier 1
214574340 | Central HP <5.4 tons | HEIL | HRCU-A-CB (Split System: Heat Pump with Remote Outdoor Unit-Air-Source) | HVH837GKA2* |  |  | EHD4X48AAL+WALLCON | *95CSU0802120B* | 32600 | 17.5 | 8.5 | 32800 | 25000 | 76.22% | 1.98 | 0 | 11 |  |  |  | No | R-410A | 2.7167 | Residential & Commercial | Ducted CEE Tier 1
211260683 | Central HP <5.4 tons | AIRQUEST | HRCU-A-CB (Split System: Heat Pump with Remote Outdoor Unit-Air-Source) | DLCURAH18ABK |  |  | EA*4X25L17A* | *80VSL0451412A* | 18300 | 16.5 | 8.5 | 18100 | 17500 | 96.69% | 2.12 | 0 | 11 |  |  |  | No | R-410A | 1.525 | Residential & Commercial | Ducted CEE Tier 1
211260815 | Central HP <5.4 tons | AIRQUEST | HRCU-A-CB (Split System: Heat Pump with Remote Outdoor Unit-Air-Source) | DLCURAH18ABK |  |  | EA*4X25L17A* | *80ESU0401712A* | 19000 | 16.5 | 8.5 | 18600 | 17200 | 92.47% | 2.12 | 0 | 11 |  |  |  | No | R-410A | 1.5833 | Residential & Commercial | Ducted CEE Tier 1
211261996 | Central HP <5.4 tons | AIRQUEST | HRCU-A-CB (Split System: Heat Pump with Remote Outdoor Unit-Air-Source) | DLCURAH18ABK |  |  | EA*4X30L17A* | *80ES(N,L)0451412A* | 18200 | 16.5 | 8.5 | 18700 | 18400 | 98.4% | 2.22 | 0 | 11 |  |  |  | No | R-410A | 1.5167 | Residential & Commercial | Ducted CEE Tier 1
211262180 | Central HP <5.4 tons | AIRQUEST | HRCU-A-CB (Split System: Heat Pump with Remote Outdoor Unit-Air-Source) | DLCURAH18ABK |  |  | EA*4X30L17A* | OMV098J12* | 18300 | 16 | 8.5 | 18900 | 18400 | 97.35% | 2.22 | 0 | 10.5 |  |  |  | No | R-410A | 1.525 | Residential & Commercial | Ducted CEE Tier 1
212984073 | Central HP <5.4 tons | CARRIER | HRCU-A-CB (Split System: Heat Pump with Remote Outdoor Unit-Air-Source) | 38MURAQ24AB3* |  |  | CAP**3621AL* | 59SC2E060M17**14 | 23800 | 17.5 | 8.5 | 26200 | 23600 | 90.08% | 1.96 | 0 | 10 |  |  |  | No | R-410A | 1.9833 | Residential & Commercial | Ducted CEE Tier 1
211260047 | Central HP <5.4 tons | DAY & NIGHT | HRCU-A-CB (Split System: Heat Pump with Remote Outdoor Unit-Air-Source) | DLCURAH18ABK |  |  | EA*4X19L17A* | OLV098A12* | 18600 | 16 | 8.5 | 18600 | 17500 | 94.09% | 2.12 | 0 | 11 |  |  |  | No | R-410A | 1.55 | Residential & Commercial | Ducted CEE Tier 1
211260192 | Central HP <5.4 tons | DAY & NIGHT | HRCU-A-CB (Split System: Heat Pump with Remote Outdoor Unit-Air-Source) | DLCURAH18ABK |  |  | EA*4X24L14A* | *80ES(N,L)0451412A* | 18000 | 16 | 8.5 | 18900 | 18900 | 100% | 2.28 | 0 | 10.5 |  |  |  | No | R-410A | 1.5 | Residential & Commercial | Ducted CEE Tier 1
211261503 | Central HP <5.4 tons | DAY & NIGHT | HRCU-A-CB (Split System: Heat Pump with Remote Outdoor Unit-Air-Source) | DLCURAH18ABK |  |  | EA*4X30L14A* | *80ES(N,L)0701412A* | 17700 | 16.5 | 8.5 | 18200 | 18500 | 101.6% | 2.22 | 0 | 10.5 |  |  |  | No | R-410A | 1.475 | Residential & Commercial | Ducted CEE Tier 1
210596935 | Central HP <5.4 tons | COMFORTMAKER | HRCU-A-CB (Split System: Heat Pump with Remote Outdoor Unit-Air-Source) | CVH825GKA2* |  |  | EHD4X42AAL+WALLCON | *97CMN1002122A* | 24200 | 16 | 8.1 | 21400 | 16600 | 77.57% | 2 | 0 | 10.5 |  |  |  | No | R-410A | 2.0167 | Residential & Commercial | Ducted CEE Tier 1
210596953 | Central HP <5.4 tons | COMFORTMAKER | HRCU-A-CB (Split System: Heat Pump with Remote Outdoor Unit-Air-Source) | CVH825GKA2* |  |  | EHD4X48AAL+WALLCON | *80CTL0701412A* | 24400 | 17 | 8.1 | 21200 | 16500 | 77.83% | 2.02 | 0 | 11 |  |  |  | No | R-410A | 2.0333 | Residential & Commercial | Ducted CEE Tier 1
210596968 | Central HP <5.4 tons | COMFORTMAKER | HRCU-A-CB (Split System: Heat Pump with Remote Outdoor Unit-Air-Source) | CVH825GKA2* |  |  | EHD4X48AAL+WALLCON | *95CSU0802120A* | 24200 | 16.5 | 8.1 | 21200 | 16600 | 78.3% | 2.02 | 0 | 11 |  |  |  | No | R-410A | 2.0167 | Residential & Commercial | Ducted CEE Tier 1
210596845 | Central HP <5.4 tons | COMFORTMAKER | HRCU-A-CB (Split System: Heat Pump with Remote Outdoor Unit-Air-Source) | CVH825GKA2* |  |  | EA*4X48L21A*+WALLCON | *97CMN0602120A* | 24000 | 16.5 | 8.1 | 21000 | 16600 | 79.05% | 2 | 0 | 11 |  |  |  | No | R-410A | 2 | Residential & Commercial | Ducted CEE Tier 1
210596944 | Central HP <5.4 tons | COMFORTMAKER | HRCU-A-CB (Split System: Heat Pump with Remote Outdoor Unit-Air-Source) | CVH825GKA2* |  |  | EHD4X48AAL+WALLCON | *80CSU0601716A* | 24200 | 16.5 | 8.1 | 21200 | 16600 | 78.3% | 2.02 | 0 | 11 |  |  |  | No | R-410A | 2.0167 | Residential & Commercial | Ducted CEE Tier 1
205750746 | Central HP <5.4 tons | COMFORTMAKER | HRCU-A-CB (Split System: Heat Pump with Remote Outdoor Unit-Air-Source) | CVH825GKA2* |  |  | EA*4X37L21A*+WALLCON | *97CMN0602120A* | 24400 | 16.5 | 8.1 | 21200 | 16700 | 78.77% | 2.02 | 11 | 11 |  |  |  | No | R-410A | 2.0333 | Residential & Commercial | Ducted CEE Tier 1
211262078 | Central HP <5.4 tons | DAY & NIGHT | HRCU-A-CB (Split System: Heat Pump with Remote Outdoor Unit-Air-Source) | DLCURAH18ABK |  |  | EA*4X30L17A* | *92ESN0601412A* | 18300 | 16.5 | 8.5 | 18800 | 18400 | 97.87% | 2.22 | 0 | 10.5 |  |  |  | No | R-410A | 1.525 | Residential & Commercial | Ducted CEE Tier 1
212984589 | Central HP <5.4 tons | CARRIER | HRCU-A-CB (Split System: Heat Pump with Remote Outdoor Unit-Air-Source) | 38MURAQ24AB3* |  |  | CAP**3017AL* | 59SC2E080M17**16 | 23400 | 17.5 | 8.5 | 26200 | 24800 | 94.66% | 2.08 | 0 | 10 |  |  |  | No | R-410A | 1.95 | Residential & Commercial | Ducted CEE Tier 1
214395064 | Central HP <5.4 tons | COMFORTMAKER | HRCU-A-CB (Split System: Heat Pump with Remote Outdoor Unit-Air-Source) | DLCURAH18ABK |  |  | EN(A,D)4X24L17** | *96MSN0601716A* | 17500 | 15.5 | 8.5 | 18500 | 19000 | 102.7% | 2.28 | 0 | 10.5 |  |  |  | No | R-410A | 1.4583 | Residential & Commercial | Ducted CEE Tier 1
212985813 | Central HP <5.4 tons | CARRIER | HRCU-A-CB (Split System: Heat Pump with Remote Outdoor Unit-Air-Source) | 38MURAQ24AB3* |  |  | CAP**3717AL* | 59SC6A026M14**10 | 24000 | 16.5 | 8.5 | 25200 | 22200 | 88.1% | 1.84 | 0 | 10 |  |  |  | No | R-410A | 2 | Residential & Commercial | Ducted CEE Tier 1
211260356 | Central HP <5.4 tons | DAY & NIGHT | HRCU-A-CB (Split System: Heat Pump with Remote Outdoor Unit-Air-Source) | DLCURAH18ABK |  |  | EA*4X24L17A* | *80VSL0451716A* | 17600 | 16 | 8.5 | 18500 | 19100 | 103.2% | 2.3 | 0 | 10.5 |  |  |  | No | R-410A | 1.4667 | Residential & Commercial | Ducted CEE Tier 1
211260367 | Central HP <5.4 tons | DAY & NIGHT | HRCU-A-CB (Split System: Heat Pump with Remote Outdoor Unit-Air-Source) | DLCURAH18ABK |  |  | EA*4X24L17A* | *80VSL0701716A* | 17400 | 16 | 8.5 | 18300 | 19200 | 104.9% | 2.32 | 0 | 10.5 |  |  |  | No | R-410A | 1.45 | Residential & Commercial | Ducted CEE Tier 1
211260617 | Central HP <5.4 tons | DAY & NIGHT | HRCU-A-CB (Split System: Heat Pump with Remote Outdoor Unit-Air-Source) | DLCURAH18ABK |  |  | EA*4X24L17A* | *92ESN0401712A* | 17800 | 15.5 | 8.5 | 18800 | 19000 | 101.1% | 2.28 | 0 | 10.5 |  |  |  | No | R-410A | 1.4833 | Residential & Commercial | Ducted CEE Tier 1
213780417 | Central HP <5.4 tons | HEIL | HRCU-A-CB (Split System: Heat Pump with Remote Outdoor Unit-Air-Source) | HVH837GKA** |  |  | EHD4X60AAL+WALLCON | *96CTN0601714B* | 32800 | 16.5 | 8.1 | 32400 | 25000 | 77.16% | 1.96 | 0 | 11 |  |  |  | No | R-410A | 2.7333 | Residential & Commercial | Ducted CEE Tier 1
213773821 | Central HP <5.4 tons | DAY & NIGHT | HRCU-A-CB (Split System: Heat Pump with Remote Outdoor Unit-Air-Source) | CVH825GKA3* |  |  | EA*4X48L24A*+WALLCON | *80CTL1102120B* | 24200 | 17 | 8.1 | 21000 | 16500 | 78.57% | 2.02 | 0 | 11 |  |  |  | No | R-410A | 2.0167 | Residential & Commercial | Ducted CEE Tier 1
213774541 | Central HP <5.4 tons | DAY & NIGHT | HRCU-A-CB (Split System: Heat Pump with Remote Outdoor Unit-Air-Source) | CVH825GKA3* |  |  | EHD4X42AAL+WALLCON | *96CTN1002122B* | 24200 | 16 | 8.1 | 21400 | 16600 | 77.57% | 2 | 0 | 10.5 |  |  |  | No | R-410A | 2.0167 | Residential & Commercial | Ducted CEE Tier 1
210473309 | Central HP <5.4 tons | COMFORTMAKER | HRCU-A-CB (Split System: Heat Pump with Remote Outdoor Unit-Air-Source) | CVH825GKA3* |  |  | EA*4X48L21A*+WALLCON | *80CSU0601716A* | 24000 | 17 | 8.1 | 21000 | 16600 | 79.05% | 2.02 | 0 | 11 |  |  |  | No | R-410A | 2 | Residential & Commercial | Ducted CEE Tier 1
210474020 | Central HP <5.4 tons | COMFORTMAKER | HRCU-A-CB (Split System: Heat Pump with Remote Outdoor Unit-Air-Source) | CVH825GKA3* |  |  | EN(A,D,W)4X48L21**+WALLCON | *97CMN1002122A* | 24200 | 17 | 8.1 | 21400 | 16600 | 77.57% | 2.02 | 0 | 11.5 |  |  |  | No | R-410A | 2.0167 | Residential & Commercial | Ducted CEE Tier 1
211391756 | Central HP <5.4 tons | JOHNSON CONTROLS | HRCU-A-CB (Split System: Heat Pump with Remote Outdoor Unit-Air-Source) | HMH72B341 |  |  | XAFC36DXXN1+TXV | TMLE100B12MP11 | 34000 | 18 | 8.1 | 33800 | 23800 | 70.41% | 2.06 | 0 | 10 |  |  |  | No | R-410A | 2.8333 | Residential & Commercial | Ducted CEE Tier 1
211388726 | Central HP <5.4 tons | JOHNSON CONTROLS | HRCU-A-CB (Split System: Heat Pump with Remote Outdoor Unit-Air-Source) | HMH72B341 |  |  | XAFC36DBCN1 | TM9E080C16MP12 | 34000 | 18 | 8.1 | 33600 | 23800 | 70.83% | 2.08 | 0 | 10 |  |  |  | No | R-410A | 2.8333 | Residential & Commercial | Ducted CEE Tier 1
208447887 | Central HP <5.4 tons | CARRIER | HRCU-A-CB (Split System: Heat Pump with Remote Outdoor Unit-Air-Source) | 38MURAQ24AB3 |  |  | 40MUAAQ24XA3 |  | 24000 | 17.4 | 10 | 24000 | 22600 | 94.17% | 1.91 | 12.5 | 11.7 |  |  |  | No | R-410A | 2 | Residential & Commercial | Ducted CEE Tier 1
213732672 | Central HP <5.4 tons | CTMorley | HRCU-A-C (Split System: Heat Pump with Remote Outdoor Unit with No Indoor Fan --Air Source) | MOU-A24VH-4 |  |  | MAC-A2414 |  | 24000 | 16.1 | 9.8 | 25000 | 20000 | 80% | 2 | 0 | 10.7 |  |  |  | No | R-410A | 2 | Residential & Commercial | Ducted CEE Tier 1
216571162 | Central HP <5.4 tons | TRANE | HRCU-A-CB (Split System: Heat Pump with Remote Outdoor Unit-Air-Source) | 5TWV0X60A1 |  |  | 5PX*DD10AS3 | S8V2C080M5PDB | 52000 | 18.4 | 9 | 53500 | 38000 | 71.03% | 2 | 0 | 10 |  |  |  | No | R-454B | 4.3333 | Residential & Commercial | Ducted CEE Tier 1
216571148 | Central HP <5.4 tons | TRANE | HRCU-A-CB (Split System: Heat Pump with Remote Outdoor Unit-Air-Source) | 5TWV0X60A1 |  |  | 5PX*D008AS3 | S8V2C080M5PDB | 52000 | 18.6 | 9 | 54000 | 38500 | 71.3% | 2 | 0 | 10 |  |  |  | No | R-454B | 4.3333 | Residential & Commercial | Ducted CEE Tier 1
211243812 | Central HP <5.4 tons | TEMPSTAR | HRCU-A-CB (Split System: Heat Pump with Remote Outdoor Unit-Air-Source) | DLCURAH24ABK |  |  | EN(A,D)4X24L14** | *92ESN0601412A* | 24200 | 15.5 | 8.5 | 27200 | 22600 | 83.09% | 1.86 | 0 | 10 |  |  |  | No | R-410A | 2.0167 | Residential & Commercial | Ducted CEE Tier 1
211243978 | Central HP <5.4 tons | TEMPSTAR | HRCU-A-CB (Split System: Heat Pump with Remote Outdoor Unit-Air-Source) | DLCURAH24ABK |  |  | EN(A,D)4X24L17** | *80ESU0401712A* | 23600 | 17 | 8.5 | 26400 | 23800 | 90.15% | 1.98 | 0 | 10 |  |  |  | No | R-410A | 1.9667 | Residential & Commercial | Ducted CEE Tier 1
211244055 | Central HP <5.4 tons | TEMPSTAR | HRCU-A-CB (Split System: Heat Pump with Remote Outdoor Unit-Air-Source) | DLCURAH24ABK |  |  | EN(A,D)4X24L17** | *95ESN0601412A* | 24000 | 15.2 | 8.5 | 27200 | 23000 | 84.56% | 1.88 | 0 | 10 |  |  |  | No | R-410A | 2 | Residential & Commercial | Ducted CEE Tier 1
211241945 | Central HP <5.4 tons | AIRQUEST | HRCU-A-CB (Split System: Heat Pump with Remote Outdoor Unit-Air-Source) | DLCURAH24ABK |  |  | EA*4X36L17A* | *80ESU0401712A* | 24000 | 17.5 | 8.5 | 26000 | 22800 | 87.69% | 1.9 | 0 | 10 |  |  |  | No | R-410A | 2 | Residential & Commercial | Ducted CEE Tier 1
211242043 | Central HP <5.4 tons | AIRQUEST | HRCU-A-CB (Split System: Heat Pump with Remote Outdoor Unit-Air-Source) | DLCURAH24ABK |  |  | EA*4X36L17A* | *96VTN0601412A* | 23600 | 16.5 | 8.5 | 25800 | 23400 | 90.7% | 1.94 | 0 | 10 |  |  |  | No | R-410A | 1.9667 | Residential & Commercial | Ducted CEE Tier 1
211242144 | Central HP <5.4 tons | AIRQUEST | HRCU-A-CB (Split System: Heat Pump with Remote Outdoor Unit-Air-Source) | DLCURAH24ABK |  |  | EA*4X36L17A* | *92ESN0801716A* | 24400 | 17 | 8.5 | 26200 | 22400 | 85.5% | 1.86 | 0 | 10 |  |  |  | No | R-410A | 2.0333 | Residential & Commercial | Ducted CEE Tier 1
211242414 | Central HP <5.4 tons | AIRQUEST | HRCU-A-CB (Split System: Heat Pump with Remote Outdoor Unit-Air-Source) | DLCURAH24ABK |  |  | EA*4X36L21A* | *80VSL0902120A* | 24200 | 17 | 8.5 | 26000 | 22800 | 87.69% | 1.88 | 0 | 10 |  |  |  | No | R-410A | 2.0167 | Residential & Commercial | Ducted CEE Tier 1
216558233 | Central HP <5.4 tons | YISO | HRCU-A-CB (Split System: Heat Pump with Remote Outdoor Unit-Air-Source) | YOHA2-36AA |  |  | YAHA2-36CB |  | 34200 | 19.5 | 9.5 | 36000 | 25200 | 70% | 2 | 0 | 12 |  |  |  | No | R-410A | 2.85 | Residential & Commercial | Ducted CEE Tier 1
214290142 | Central HP <5.4 tons | YISO | HRCU-A-CB (Split System: Heat Pump with Remote Outdoor Unit-Air-Source) | YOHA2-36AA |  |  | YLCN2-4248CA | MGH96M100C5A | 33000 | 17.5 | 8.8 | 34600 | 24400 | 70.52% | 1.95 | 0 | 11.7 |  |  |  | No | R-410A | 2.75 | Residential & Commercial | Ducted CEE Tier 1
212971987 | Central HP <5.4 tons | CARRIER | HRCU-A-CB (Split System: Heat Pump with Remote Outdoor Unit-Air-Source) | 38MURAQ24AB3* |  |  | CAP**3617AL* | 58TP*B090V17**16 | 23600 | 17 | 8.5 | 26200 | 24200 | 92.37% | 2 | 0 | 10 |  |  |  | No | R-410A | 1.9667 | Residential & Commercial | Ducted CEE Tier 1
212985906 | Central HP <5.4 tons | AIRQUEST | HRCU-A-CB (Split System: Heat Pump with Remote Outdoor Unit-Air-Source) | DLCURAH18ABK |  |  | EA*4X25L17A* | *96MSN0261410A* | 17800 | 16.5 | 8.1 | 17700 | 17700 | 100% | 2.14 | 0 | 10.5 |  |  |  | No | R-410A | 1.4833 | Residential & Commercial | Ducted CEE Tier 1
212985976 | Central HP <5.4 tons | AIRQUEST | HRCU-A-CB (Split System: Heat Pump with Remote Outdoor Unit-Air-Source) | DLCURAH18ABK |  |  | EN(A,D)4X30L17** | *96MSN0261410A* | 17500 | 16 | 8.1 | 18200 | 18800 | 103.3% | 2.26 | 0 | 11 |  |  |  | No | R-410A | 1.4583 | Residential & Commercial | Ducted CEE Tier 1
213779077 | Central HP <5.4 tons | HEIL | HRCU-A-CB (Split System: Heat Pump with Remote Outdoor Unit-Air-Source) | HVH837GKA** |  |  | EA*4X42L21A*+WALLCON | *80CTL0901716B* | 31800 | 17 | 8.1 | 33000 | 24400 | 73.94% | 1.88 | 0 | 11 |  |  |  | No | R-410A | 2.65 | Residential & Commercial | Ducted CEE Tier 1
213779777 | Central HP <5.4 tons | HEIL | HRCU-A-CB (Split System: Heat Pump with Remote Outdoor Unit-Air-Source) | HVH837GKA** |  |  | EA*4X61L24A*+WALLCON | *97CMN1002122B* | 33200 | 17.5 | 8.5 | 32000 | 24800 | 77.5% | 2 | 0 | 11.7 |  |  |  | No | R-410A | 2.7667 | Residential & Commercial | Ducted CEE Tier 1
213779577 | Central HP <5.4 tons | HEIL | HRCU-A-CB (Split System: Heat Pump with Remote Outdoor Unit-Air-Source) | HVH837GKA** |  |  | EA*4X60L24A*+WALLCON | *80CTL1352422B* | 32800 | 17.5 | 8.1 | 31800 | 24600 | 77.36% | 1.98 | 0 | 11.5 |  |  |  | No | R-410A | 2.7333 | Residential & Commercial | Ducted CEE Tier 1
216050999 | Central HP <5.4 tons | FRIEDRICH | HRCU-A-CB (Split System: Heat Pump with Remote Outdoor Unit-Air-Source) | FRP19AY24AJVC |  |  | TCFY2421HEAAM | FR951V0603A17M4 | 22800 | 21 | 8.5 | 22800 | 18600 | 81.58% | 1.8 | 0 | 13 |  |  |  | No | R-454B | 1.9 | Residential & Commercial | Ducted CEE Tier 1
216551622 | Central HP <5.4 tons | FRIEDRICH | HRCU-A-CB (Split System: Heat Pump with Remote Outdoor Unit-Air-Source) | FRP19AY24AJVC |  |  | RCFY2421HEAAM | FR921V0703A17M4 | 22800 | 20 | 10 | 22800 | 18600 | 81.58% | 1.8 | 0 | 12 |  |  |  | No | R-454B | 1.9 | Residential & Commercial | Ducted CEE Tier 1
215935484 | Central HP <5.4 tons | CARRIER | HRCU-A-CB (Split System: Heat Pump with Remote Outdoor Unit-Air-Source) | 27VNA336A*030* |  |  | CVAMA6124XMA*+UI | 59CU5B100C21**22 | 36000 | 22.5 | 8.5 | 37600 | 28200 | 75% | 2.06 | 0 | 12.5 |  |  |  | No | R-454B | 3 | Residential & Commercial | Ducted CEE Tier 1
215935634 | Central HP <5.4 tons | CARRIER | HRCU-A-CB (Split System: Heat Pump with Remote Outdoor Unit-Air-Source) | 27VNA336A*030* |  |  | CVAVA3621XMA*+UI | 58TN*B070C21**20 | 34400 | 21 | 8.5 | 38500 | 28200 | 73.25% | 2.04 | 0 | 11.7 |  |  |  | No | R-454B | 2.8667 | Residential & Commercial | Ducted CEE Tier 1
215935684 | Central HP <5.4 tons | CARRIER | HRCU-A-CB (Split System: Heat Pump with Remote Outdoor Unit-Air-Source) | 27VNA336A*030* |  |  | CVAVA3621XMA*+UI | 59CU5B080C21**20 | 34400 | 20.5 | 8.5 | 38500 | 28200 | 73.25% | 2.04 | 0 | 11.7 |  |  |  | No | R-454B | 2.8667 | Residential & Commercial | Ducted CEE Tier 1
215936127 | Central HP <5.4 tons | AIRQUEST | HRCU-A-CB (Split System: Heat Pump with Remote Outdoor Unit-Air-Source) | H5H3V36*K*AAA* |  |  | EVD5X42M21A*+WALLCON | *96CTN0801714B* | 34200 | 20.5 | 8.5 | 39000 | 28400 | 72.82% | 2.02 | 0 | 11.5 |  |  |  | No | R-454B | 2.85 | Residential & Commercial | Ducted CEE Tier 1
215936227 | Central HP <5.4 tons | AIRQUEST | HRCU-A-CB (Split System: Heat Pump with Remote Outdoor Unit-Air-Source) | H5H3V36*K*AAA* |  |  | EVD5X42M24A*+WALLCON | *97CMN0802120B* | 35400 | 21.5 | 8.5 | 38000 | 28400 | 74.74% | 2.04 | 0 | 12 |  |  |  | No | R-454B | 2.95 | Residential & Commercial | Ducted CEE Tier 1
215936377 | Central HP <5.4 tons | AIRQUEST | HRCU-A-CB (Split System: Heat Pump with Remote Outdoor Unit-Air-Source) | H5H3V36*K*AAA* |  |  | EVD5X48M24A*+WALLCON | *97CMN0802120B* | 35000 | 21 | 8.5 | 38500 | 28400 | 73.77% | 2.04 | 0 | 12 |  |  |  | No | R-454B | 2.9167 | Residential & Commercial | Ducted CEE Tier 1
211229908 | Central HP <5.4 tons | BRYANT HEATING AND COOLING SYSTEMS | HRCU-A-CB (Split System: Heat Pump with Remote Outdoor Unit-Air-Source) | 38MURAQ36AB3* |  |  | CNPV*4821AL* | 8(0,1)*SA36070E17*** | 36200 | 15.5 | 8.1 | 38500 | 35000 | 90.91% | 2.02 | 0 | 10 |  |  |  | No | R-410A | 3.0167 | Residential & Commercial | Ducted CEE Tier 1
213078475 | Central HP <5.4 tons | CARRIER | HRCU-A-CB (Split System: Heat Pump with Remote Outdoor Unit-Air-Source) | 38MURAQ36AB3* |  |  | CNPV*4824AL* | 58S(B,C)*B090M21**16 | 35800 | 16.5 | 8.1 | 38500 | 34800 | 90.39% | 2 | 0 | 10 |  |  |  | No | R-410A | 2.9833 | Residential & Commercial | Ducted CEE Tier 1
211227710 | Central HP <5.4 tons | BRYANT HEATING AND COOLING SYSTEMS | HRCU-A-CB (Split System: Heat Pump with Remote Outdoor Unit-Air-Source) | 38MURAQ36AB3* |  |  | CAP**4221AL* | 926TB66100V21*** | 35400 | 16.5 | 8.1 | 38500 | 35000 | 90.91% | 1.88 | 0 | 10 |  |  |  | No | R-410A | 2.95 | Residential & Commercial | Ducted CEE Tier 1
213076946 | Central HP <5.4 tons | BRYANT HEATING AND COOLING SYSTEMS | HRCU-A-CB (Split System: Heat Pump with Remote Outdoor Unit-Air-Source) | 38MURAQ36AB3* |  |  | CAP**3717AL* | 926SB48080V17*** | 36000 | 15.5 | 8.5 | 38500 | 35200 | 91.43% | 2 | 0 | 10 |  |  |  | No | R-410A | 3 | Residential & Commercial | Ducted CEE Tier 1
213076673 | Central HP <5.4 tons | BRYANT HEATING AND COOLING SYSTEMS | HRCU-A-CB (Split System: Heat Pump with Remote Outdoor Unit-Air-Source) | 38MURAQ36AB3* |  |  | CAP**4321AL* | 82*TB60090V21*** | 36800 | 16 | 8.5 | 38500 | 35000 | 90.91% | 2.08 | 0 | 10 |  |  |  | No | R-410A | 3.0667 | Residential & Commercial | Ducted CEE Tier 1
213077226 | Central HP <5.4 tons | BRYANT HEATING AND COOLING SYSTEMS | HRCU-A-CB (Split System: Heat Pump with Remote Outdoor Unit-Air-Source) | 38MURAQ36AB3* |  |  | CNPV*4824AL* | 926SB60100V21*** | 36000 | 16.5 | 8.1 | 38500 | 35000 | 90.91% | 2 | 0 | 10 |  |  |  | No | R-410A | 3 | Residential & Commercial | Ducted CEE Tier 1
211261119 | Central HP <5.4 tons | DAY & NIGHT | HRCU-A-CB (Split System: Heat Pump with Remote Outdoor Unit-Air-Source) | DLCURAH18ABK |  |  | EA*4X25L17A* | *80ES(N,L)0701412A* | 18200 | 16.5 | 8.5 | 17900 | 17500 | 97.77% | 2.12 | 0 | 11 |  |  |  | No | R-410A | 1.5167 | Residential & Commercial | Ducted CEE Tier 1
211261285 | Central HP <5.4 tons | DAY & NIGHT | HRCU-A-CB (Split System: Heat Pump with Remote Outdoor Unit-Air-Source) | DLCURAH18ABK |  |  | EA*4X30L14A* | *96VSN0601412A* | 18000 | 16 | 8.5 | 18500 | 18500 | 100% | 2.22 | 0 | 10.5 |  |  |  | No | R-410A | 1.5 | Residential & Commercial | Ducted CEE Tier 1
212986163 | Central HP <5.4 tons | CARRIER | HRCU-A-CB (Split System: Heat Pump with Remote Outdoor Unit-Air-Source) | 38MURAQ24AB3* |  |  | CAP**3014AL* | 59SC6A040M14**10 | 23400 | 16 | 8.5 | 26400 | 24800 | 93.94% | 2.04 | 0 | 10 |  |  |  | No | R-410A | 1.95 | Residential & Commercial | Ducted CEE Tier 1
212983279 | Central HP <5.4 tons | HEIL | HRCU-A-CB (Split System: Heat Pump with Remote Outdoor Unit-Air-Source) | DLCURAH18ABK |  |  | EA*4X25L17A* | *92MSN0401712A* | 17700 | 16 | 8.1 | 17700 | 17800 | 100.6% | 2.14 | 0 | 10.5 |  |  |  | No | R-410A | 1.475 | Residential & Commercial | Ducted CEE Tier 1
212983713 | Central HP <5.4 tons | HEIL | HRCU-A-CB (Split System: Heat Pump with Remote Outdoor Unit-Air-Source) | DLCURAH18ABK |  |  | EN(A,D)4X24L17** | *92MSN0601412A* | 17500 | 16 | 8.5 | 18500 | 19200 | 103.8% | 2.3 | 0 | 11 |  |  |  | No | R-410A | 1.4583 | Residential & Commercial | Ducted CEE Tier 1
212983724 | Central HP <5.4 tons | HEIL | HRCU-A-CB (Split System: Heat Pump with Remote Outdoor Unit-Air-Source) | DLCURAH18ABK |  |  | EN(A,D)4X30L14** | *92MSN0601412A* | 17400 | 16 | 8.1 | 17900 | 18600 | 103.9% | 2.24 | 0 | 11 |  |  |  | No | R-410A | 1.45 | Residential & Commercial | Ducted CEE Tier 1
212984049 | Central HP <5.4 tons | CARRIER | HRCU-A-CB (Split System: Heat Pump with Remote Outdoor Unit-Air-Source) | 38MURAQ24AB3* |  |  | CAP**3017AL* | 59SC2E060M17**14 | 23600 | 17 | 8.5 | 26400 | 24600 | 93.18% | 2.04 | 0 | 10 |  |  |  | No | R-410A | 1.9667 | Residential & Commercial | Ducted CEE Tier 1
210596854 | Central HP <5.4 tons | COMFORTMAKER | HRCU-A-CB (Split System: Heat Pump with Remote Outdoor Unit-Air-Source) | CVH825GKA2* |  |  | EA*4X48L24A*+WALLCON | *80CSU1002120A* | 24000 | 16.5 | 8.1 | 21000 | 16600 | 79.05% | 2.02 | 0 | 11 |  |  |  | No | R-410A | 2 | Residential & Commercial | Ducted CEE Tier 1
210596881 | Central HP <5.4 tons | COMFORTMAKER | HRCU-A-CB (Split System: Heat Pump with Remote Outdoor Unit-Air-Source) | CVH825GKA2* |  |  | EHD4X42AAL+WALLCON | *80CSU0401712A* | 24200 | 16.5 | 8.1 | 21400 | 16600 | 77.57% | 2 | 0 | 11 |  |  |  | No | R-410A | 2.0167 | Residential & Commercial | Ducted CEE Tier 1
210596947 | Central HP <5.4 tons | COMFORTMAKER | HRCU-A-CB (Split System: Heat Pump with Remote Outdoor Unit-Air-Source) | CVH825GKA2* |  |  | EHD4X48AAL+WALLCON | *80CSU1002120A* | 24200 | 16 | 8.1 | 21200 | 16600 | 78.3% | 2 | 0 | 10.5 |  |  |  | No | R-410A | 2.0167 | Residential & Commercial | Ducted CEE Tier 1
211393556 | Central HP <5.4 tons | JOHNSON CONTROLS | HRCU-A-CB (Split System: Heat Pump with Remote Outdoor Unit-Air-Source) | HMH72B341 |  |  | XAFB36DBCN1 | TL8E060A12UH11 | 34000 | 18 | 8.1 | 33800 | 23800 | 70.41% | 2.06 | 0 | 10 |  |  |  | No | R-410A | 2.8333 | Residential & Commercial | Ducted CEE Tier 1
211392020 | Central HP <5.4 tons | JOHNSON CONTROLS | HRCU-A-CB (Split System: Heat Pump with Remote Outdoor Unit-Air-Source) | HMH72B341 |  |  | XAHC36DBCN1 | TMLE080C16MP11 | 33600 | 17.5 | 8.1 | 32800 | 23200 | 70.73% | 2.04 | 0 | 10 |  |  |  | No | R-410A | 2.8 | Residential & Commercial | Ducted CEE Tier 1
211392059 | Central HP <5.4 tons | JOHNSON CONTROLS | HRCU-A-CB (Split System: Heat Pump with Remote Outdoor Unit-Air-Source) | HMH72B341 |  |  | XAFC36DXXN1+TXV | TM8E080C16MP11 | 34000 | 17 | 8.5 | 33600 | 23600 | 70.24% | 2.08 | 0 | 10 |  |  |  | No | R-410A | 2.8333 | Residential & Commercial | Ducted CEE Tier 1
211391855 | Central HP <5.4 tons | JOHNSON CONTROLS | HRCU-A-CB (Split System: Heat Pump with Remote Outdoor Unit-Air-Source) | HMH72B341 |  |  | XAFB36DBCN1 | TM8E100B12MP11 | 34000 | 18 | 8.1 | 33800 | 23800 | 70.41% | 2.06 | 0 | 10 |  |  |  | No | R-410A | 2.8333 | Residential & Commercial | Ducted CEE Tier 1
211392920 | Central HP <5.4 tons | JOHNSON CONTROLS | HRCU-A-CB (Split System: Heat Pump with Remote Outdoor Unit-Air-Source) | HMH72B341 |  |  | XAFB30CXXN1+TXV | TM8E040A12MP11 | 32800 | 18 | 8.1 | 33400 | 23400 | 70.06% | 2.04 | 0 | 10 |  |  |  | No | R-410A | 2.7333 | Residential & Commercial | Ducted CEE Tier 1
212986295 | Central HP <5.4 tons | CARRIER | HRCU-A-CB (Split System: Heat Pump with Remote Outdoor Unit-Air-Source) | 38MURAQ18AB3* |  |  | CAP**2417AL* | 59SC6A040M14**10 | 17400 | 16 | 8.5 | 18500 | 19500 | 105.4% | 2.34 | 0 | 10.5 |  |  |  | No | R-410A | 1.45 | Residential & Commercial | Ducted CEE Tier 1
212986331 | Central HP <5.4 tons | CARRIER | HRCU-A-CB (Split System: Heat Pump with Remote Outdoor Unit-Air-Source) | 38MURAQ18AB3* |  |  | CNPV*1814AL* | 59SC6A040M14**10 | 17200 | 15.5 | 8.5 | 18500 | 19800 | 107% | 2.38 | 0 | 10.5 |  |  |  | No | R-410A | 1.4333 | Residential & Commercial | Ducted CEE Tier 1
212986715 | Central HP <5.4 tons | CARRIER | HRCU-A-CB (Split System: Heat Pump with Remote Outdoor Unit-Air-Source) | 38MURAQ18AB3* |  |  | CNPV*3017AL* | 59SC6A040M17**12 | 17400 | 15.5 | 8.1 | 18100 | 18700 | 103.3% | 2.24 | 0 | 10.5 |  |  |  | No | R-410A | 1.45 | Residential & Commercial | Ducted CEE Tier 1
212970918 | Central HP <5.4 tons | CARRIER | HRCU-A-CB (Split System: Heat Pump with Remote Outdoor Unit-Air-Source) | 38MURAQ18AB3* |  |  | CNPV*2414AL* | 58TP*B045V14**12 | 17700 | 16.5 | 8.5 | 18700 | 19100 | 102.1% | 2.3 | 0 | 11 |  |  |  | No | R-410A | 1.475 | Residential & Commercial | Ducted CEE Tier 1
212971352 | Central HP <5.4 tons | CARRIER | HRCU-A-CB (Split System: Heat Pump with Remote Outdoor Unit-Air-Source) | 38MURAQ18AB3* |  |  | CAP**2414AL* | 58TP*B070V14**12 | 17600 | 16.5 | 8.5 | 18500 | 19400 | 104.9% | 2.34 | 0 | 10.5 |  |  |  | No | R-410A | 1.4667 | Residential & Commercial | Ducted CEE Tier 1
212971434 | Central HP <5.4 tons | CARRIER | HRCU-A-CB (Split System: Heat Pump with Remote Outdoor Unit-Air-Source) | 38MURAQ18AB3* |  |  | CAP**1917AL* | 58TP*B070V17**16 | 18000 | 16.5 | 8.5 | 18000 | 17800 | 98.89% | 2.14 | 0 | 10.5 |  |  |  | No | R-410A | 1.5 | Residential & Commercial | Ducted CEE Tier 1
213781017 | Central HP <5.4 tons | HEIL | HRCU-A-CB (Split System: Heat Pump with Remote Outdoor Unit-Air-Source) | HVH837GKA2* |  |  | EA*4X42L21A*+WALLCON | *95CSU0601716B* | 31600 | 16.5 | 8.1 | 33000 | 24600 | 74.55% | 1.86 | 0 | 10.5 |  |  |  | No | R-410A | 2.6333 | Residential & Commercial | Ducted CEE Tier 1
214574550 | Central HP <5.4 tons | HEIL | HRCU-A-CB (Split System: Heat Pump with Remote Outdoor Unit-Air-Source) | HVH837GKA2* |  |  | EN(A,D,W)4X42L21**+WALLCON | *97CMN0802120B* | 31800 | 17 | 8.1 | 33000 | 24400 | 73.94% | 1.88 | 0 | 11 |  |  |  | No | R-410A | 2.65 | Residential & Commercial | Ducted CEE Tier 1
214574650 | Central HP <5.4 tons | HEIL | HRCU-A-CB (Split System: Heat Pump with Remote Outdoor Unit-Air-Source) | HVH837GKA2* |  |  | EN(A,D)4X48L24**+WALLCON | *95CSU1002122B* | 32400 | 17.5 | 8.5 | 32600 | 24800 | 76.07% | 1.98 | 0 | 11.5 |  |  |  | No | R-410A | 2.7 | Residential & Commercial | Ducted CEE Tier 1
211241730 | Central HP <5.4 tons | AIRQUEST | HRCU-A-CB (Split System: Heat Pump with Remote Outdoor Unit-Air-Source) | DLCURAH24ABK |  |  | EA*4X30L17A* | *95ESN0801716A* | 24600 | 15.5 | 8.5 | 27000 | 22400 | 82.96% | 1.82 | 0 | 10 |  |  |  | No | R-410A | 2.05 | Residential & Commercial | Ducted CEE Tier 1
210473210 | Central HP <5.4 tons | COMFORTMAKER | HRCU-A-CB (Split System: Heat Pump with Remote Outdoor Unit-Air-Source) | CVH825GKA3* |  |  | EA*4X43L21A*+WALLCON | *97CMN0801714A* | 24400 | 16.5 | 8.1 | 21200 | 16700 | 78.77% | 2.02 | 0 | 11 |  |  |  | No | R-410A | 2.0333 | Residential & Commercial | Ducted CEE Tier 1
210473276 | Central HP <5.4 tons | COMFORTMAKER | HRCU-A-CB (Split System: Heat Pump with Remote Outdoor Unit-Air-Source) | CVH825GKA3* |  |  | EA*4X48L21A*+WALLCON | *95CSU0802120A* | 24200 | 17 | 8.1 | 21000 | 16500 | 78.57% | 2.02 | 0 | 11 |  |  |  | No | R-410A | 2.0167 | Residential & Commercial | Ducted CEE Tier 1
210471260 | Central HP <5.4 tons | COMFORTMAKER | HRCU-A-CB (Split System: Heat Pump with Remote Outdoor Unit-Air-Source) | CVH837GKA2* |  |  | EHD4X60AAL+WALLCON | *97CMN1202422A* | 33000 | 17 | 8.1 | 32200 | 25000 | 77.64% | 2 | 0 | 11 |  |  |  | No | R-410A | 2.75 | Residential & Commercial | Ducted CEE Tier 1
213077027 | Central HP <5.4 tons | AIRQUEST | HRCU-A-CB (Split System: Heat Pump with Remote Outdoor Unit-Air-Source) | DLCURAH36ABK |  |  | EN(A,D,W)4X48L21** | *96VSN0801716B* | 35600 | 16 | 8.1 | 38500 | 35000 | 90.91% | 1.98 | 0 | 10 |  |  |  | No | R-410A | 2.9667 | Residential & Commercial | Ducted CEE Tier 1
213077127 | Central HP <5.4 tons | AIRQUEST | HRCU-A-CB (Split System: Heat Pump with Remote Outdoor Unit-Air-Source) | DLCURAH36ABK |  |  | EN(A,D)4X48L24** | *96VSN0802120B* | 35600 | 16.5 | 8.1 | 38500 | 34800 | 90.39% | 1.98 | 0 | 10 |  |  |  | No | R-410A | 2.9667 | Residential & Commercial | Ducted CEE Tier 1
213077177 | Central HP <5.4 tons | AIRQUEST | HRCU-A-CB (Split System: Heat Pump with Remote Outdoor Unit-Air-Source) | DLCURAH36ABK |  |  | EA*4X43L21A* | *96VSN1002120B* | 36200 | 16 | 8.5 | 38000 | 34800 | 91.58% | 2.04 | 0 | 10 |  |  |  | No | R-410A | 3.0167 | Residential & Commercial | Ducted CEE Tier 1
213077361 | Central HP <5.4 tons | AIRQUEST | HRCU-A-CB (Split System: Heat Pump with Remote Outdoor Unit-Air-Source) | DLCURAH36ABK |  |  | EA*4X37L17A* | *96VTN0801716B* | 36000 | 15.5 | 8.5 | 38500 | 35200 | 91.43% | 2 | 0 | 10 |  |  |  | No | R-410A | 3 | Residential & Commercial | Ducted CEE Tier 1
213077488 | Central HP <5.4 tons | AIRQUEST | HRCU-A-CB (Split System: Heat Pump with Remote Outdoor Unit-Air-Source) | DLCURAH36ABK |  |  | EA*4X37L21A* | *96VTN0802120B* | 36600 | 16 | 8.5 | 38000 | 34800 | 91.58% | 2.06 | 0 | 10 |  |  |  | No | R-410A | 3.05 | Residential & Commercial | Ducted CEE Tier 1
213077588 | Central HP <5.4 tons | AIRQUEST | HRCU-A-CB (Split System: Heat Pump with Remote Outdoor Unit-Air-Source) | DLCURAH36ABK |  |  | EA*4X36L21A* | *96VTN1002120B* | 35200 | 16 | 8.1 | 38500 | 35200 | 91.43% | 1.82 | 0 | 10 |  |  |  | No | R-410A | 2.9333 | Residential & Commercial | Ducted CEE Tier 1
213077713 | Central HP <5.4 tons | AIRQUEST | HRCU-A-CB (Split System: Heat Pump with Remote Outdoor Unit-Air-Source) | DLCURAH36ABK |  |  | EA*4X37L21A* | *96VTN1002122B* | 36600 | 16.5 | 8.5 | 38000 | 34800 | 91.58% | 2.08 | 0 | 10 |  |  |  | No | R-410A | 3.05 | Residential & Commercial | Ducted CEE Tier 1
213078306 | Central HP <5.4 tons | AIRQUEST | HRCU-A-CB (Split System: Heat Pump with Remote Outdoor Unit-Air-Source) | DLCURAH36ABK |  |  | EA*4X42L21A* | *80MS(N,L)0901714A* | 35400 | 16.5 | 8.1 | 38500 | 35000 | 90.91% | 1.88 | 0 | 10 |  |  |  | No | R-410A | 2.95 | Residential & Commercial | Ducted CEE Tier 1
213078156 | Central HP <5.4 tons | AIRQUEST | HRCU-A-CB (Split System: Heat Pump with Remote Outdoor Unit-Air-Source) | DLCURAH36ABK |  |  | EN(A,D,W)4X48L21** | *80MS(N,L)0701716A* | 35800 | 16.5 | 8.1 | 38500 | 35000 | 90.91% | 2 | 0 | 10 |  |  |  | No | R-410A | 2.9833 | Residential & Commercial | Ducted CEE Tier 1
216440243 | Central HP <5.4 tons | AMERICAN STANDARD | HRCU-A-CB (Split System: Heat Pump with Remote Outdoor Unit-Air-Source) | 5A6V0X48A1 |  |  | 5PX*C007AS3 | S9V2C080U5VSB+LRP | 44000 | 20 | 9.7 | 46500 | 33200 | 71.4% | 2.1 | 0 | 12 |  |  |  | No | R-454B | 3.6667 | Residential & Commercial | Ducted CEE Tier 1
216440395 | Central HP <5.4 tons | AMERICAN STANDARD | HRCU-A-CB (Split System: Heat Pump with Remote Outdoor Unit-Air-Source) | 5A6V0X48A1 |  |  | 5TXCD010AS3 | S9V2D120U5VSB+LRP | 44500 | 20.2 | 9.7 | 46000 | 32800 | 71.3% | 2.1 | 0 | 12 |  |  |  | No | R-454B | 3.7083 | Residential & Commercial | Ducted CEE Tier 1
213078467 | Central HP <5.4 tons | AIRQUEST | HRCU-A-CB (Split System: Heat Pump with Remote Outdoor Unit-Air-Source) | DLCURAH36ABK |  |  | EN(A,D,W)4X48L21** | *80MS(N,L)0902116A* | 35800 | 16.5 | 8.1 | 38500 | 34800 | 90.39% | 2 | 0 | 10 |  |  |  | No | R-410A | 2.9833 | Residential & Commercial | Ducted CEE Tier 1
213078533 | Central HP <5.4 tons | AIRQUEST | HRCU-A-CB (Split System: Heat Pump with Remote Outdoor Unit-Air-Source) | DLCURAH36ABK |  |  | EA*4X43L21A* | *80MS(N,L)0902120A* | 37000 | 16 | 8.5 | 38500 | 35000 | 90.91% | 2.08 | 0 | 10 |  |  |  | No | R-410A | 3.0833 | Residential & Commercial | Ducted CEE Tier 1
215934579 | Central HP <5.4 tons | COMFORTMAKER | HRCU-A-CB (Split System: Heat Pump with Remote Outdoor Unit-Air-Source) | C5H3V48*K*AAA* |  |  | ESH5X60M12A*+WALLCON | *95CSU0601716B* | 44000 | 19.5 | 9 | 49000 | 36400 | 74.29% | 1.84 | 0 | 11 |  |  |  | No | R-454B | 3.6667 | Residential & Commercial | Ducted CEE Tier 1
210596974 | Central HP <5.4 tons | COMFORTMAKER | HRCU-A-CB (Split System: Heat Pump with Remote Outdoor Unit-Air-Source) | CVH825GKA2* |  |  | EHD4X48AAL+WALLCON | *96CTN0601714A* | 24200 | 16 | 8.1 | 21400 | 16700 | 78.04% | 2 | 0 | 10.5 |  |  |  | No | R-410A | 2.0167 | Residential & Commercial | Ducted CEE Tier 1
205750634 | Central HP <5.4 tons | COMFORTMAKER | HRCU-A-CB (Split System: Heat Pump with Remote Outdoor Unit-Air-Source) | CVH825GKA2* |  |  | EA*4X37L21A*+WALLCON | *80CTL0451712A* | 24200 | 16.5 | 8.1 | 21200 | 16700 | 78.77% | 2 | 11 | 11 |  |  |  | No | R-410A | 2.0167 | Residential & Commercial | Ducted CEE Tier 1
216440419 | Central HP <5.4 tons | AMERICAN STANDARD | HRCU-A-CB (Split System: Heat Pump with Remote Outdoor Unit-Air-Source) | 5A6V0X60A1 |  |  | 5PX*C007AS3+P0V0C000M50SD+LRP |  | 52000 | 18.8 | 9 | 54000 | 38000 | 70.37% | 2 | 0 | 10.5 |  |  |  | No | R-454B | 4.3333 | Residential & Commercial | Ducted CEE Tier 1
216440455 | Central HP <5.4 tons | AMERICAN STANDARD | HRCU-A-CB (Split System: Heat Pump with Remote Outdoor Unit-Air-Source) | 5A6V0X60A1 |  |  | 5PX*D008AS3 | S9V2C100U5PSC+LRP | 52000 | 18.6 | 9 | 54500 | 38500 | 70.64% | 2 | 0 | 10 |  |  |  | No | R-454B | 4.3333 | Residential & Commercial | Ducted CEE Tier 1
216440503 | Central HP <5.4 tons | AMERICAN STANDARD | HRCU-A-CB (Split System: Heat Pump with Remote Outdoor Unit-Air-Source) | 5A6V0X60A1 |  |  | 5TXCC007AS3 | S9V2C100U5VSB+LRP | 52000 | 18.4 | 9 | 54500 | 38500 | 70.64% | 2 | 0 | 10 |  |  |  | No | R-454B | 4.3333 | Residential & Commercial | Ducted CEE Tier 1
215936614 | Central HP <5.4 tons | CARRIER | HRCU-A-CB (Split System: Heat Pump with Remote Outdoor Unit-Air-Source) | 27VNA336A*030* |  |  | CVAVA6021XMA*+UI | 58TN*B090C17**16 | 35600 | 22 | 8.5 | 38000 | 28600 | 75.26% | 2.02 | 0 | 12 |  |  |  | No | R-454B | 2.9667 | Residential & Commercial | Ducted CEE Tier 1
211389716 | Central HP <5.4 tons | JOHNSON CONTROLS | HRCU-A-CB (Split System: Heat Pump with Remote Outdoor Unit-Air-Source) | HMH72B341 |  |  | XAFC36DBCN1 | TM8Y080B12MP11 | 34000 | 18 | 8.1 | 33600 | 23600 | 70.24% | 2.06 | 0 | 10 |  |  |  | No | R-410A | 2.8333 | Residential & Commercial | Ducted CEE Tier 1
216440109 | Central HP <5.4 tons | AMERICAN STANDARD | HRCU-A-CB (Split System: Heat Pump with Remote Outdoor Unit-Air-Source) | 5A6V0X36A1 |  |  | 5TAMXC03AV31 |  | 34400 | 20 | 9.4 | 33400 | 25000 | 74.85% | 2.1 | 0 | 12 |  |  |  | No | R-454B | 2.8667 | Residential & Commercial | Ducted CEE Tier 1
216440111 | Central HP <5.4 tons | AMERICAN STANDARD | HRCU-A-CB (Split System: Heat Pump with Remote Outdoor Unit-Air-Source) | 5A6V0X36A1 |  |  | 5TAMXD04AV31 |  | 34400 | 19.4 | 10 | 33000 | 24600 | 74.55% | 2.1 | 0 | 12 |  |  |  | No | R-454B | 2.8667 | Residential & Commercial | Ducted CEE Tier 1
216440129 | Central HP <5.4 tons | AMERICAN STANDARD | HRCU-A-CB (Split System: Heat Pump with Remote Outdoor Unit-Air-Source) | 5A6V0X36A1 |  |  | 5TXCB004AS3 | S9V2B060U4PSC+LRP | 33400 | 18.2 | 9.4 | 32000 | 24200 | 75.62% | 2.1 | 0 | 12 |  |  |  | No | R-454B | 2.7833 | Residential & Commercial | Ducted CEE Tier 1
216440161 | Central HP <5.4 tons | AMERICAN STANDARD | HRCU-A-CB (Split System: Heat Pump with Remote Outdoor Unit-Air-Source) | 5A6V0X36A1 |  |  | 5TXCB006AS3 | S9V2B040U3PSC+LRP | 34200 | 19.2 | 9.4 | 32800 | 24200 | 73.78% | 2.1 | 0 | 12 |  |  |  | No | R-454B | 2.85 | Residential & Commercial | Ducted CEE Tier 1
213781067 | Central HP <5.4 tons | HEIL | HRCU-A-CB (Split System: Heat Pump with Remote Outdoor Unit-Air-Source) | HVH837GKA2* |  |  | EA*4X42L21A*+WALLCON | *96CTN0801714B* | 31600 | 17 | 8.1 | 33000 | 24600 | 74.55% | 1.86 | 0 | 10.5 |  |  |  | No | R-410A | 2.6333 | Residential & Commercial | Ducted CEE Tier 1
213782267 | Central HP <5.4 tons | HEIL | HRCU-A-CB (Split System: Heat Pump with Remote Outdoor Unit-Air-Source) | HVH837GKA2* |  |  | EHD4X60AAL+WALLCON | *80CTL1352422B* | 33000 | 16.5 | 8.1 | 32200 | 24800 | 77.02% | 2 | 0 | 11.5 |  |  |  | No | R-410A | 2.75 | Residential & Commercial | Ducted CEE Tier 1
211389883 | Central HP <5.4 tons | JOHNSON CONTROLS | HRCU-A-CB (Split System: Heat Pump with Remote Outdoor Unit-Air-Source) | HMH72B341 |  |  | XAUB36DXXN1+TXV | TM8Y060A12MP11 | 33800 | 18 | 8.1 | 33400 | 23400 | 70.06% | 2.04 | 0 | 10 |  |  |  | No | R-410A | 2.8167 | Residential & Commercial | Ducted CEE Tier 1
211389371 | Central HP <5.4 tons | JOHNSON CONTROLS | HRCU-A-CB (Split System: Heat Pump with Remote Outdoor Unit-Air-Source) | HMH72B341 |  |  | XAFC36DXXN1+TXV | TM8Y120C20MP11 | 34000 | 17.5 | 8.5 | 33800 | 23800 | 70.41% | 2.1 | 0 | 10 |  |  |  | No | R-410A | 2.8333 | Residential & Commercial | Ducted CEE Tier 1
210597103 | Central HP <5.4 tons | COMFORTMAKER | HRCU-A-CB (Split System: Heat Pump with Remote Outdoor Unit-Air-Source) | CVH825GKA2* |  |  | EN(A,D,W)4X48L21**+WALLCON | *96CTN0601714A* | 24000 | 16.5 | 8.1 | 21400 | 16700 | 78.04% | 2 | 0 | 11 |  |  |  | No | R-410A | 2 | Residential & Commercial | Ducted CEE Tier 1
210597118 | Central HP <5.4 tons | COMFORTMAKER | HRCU-A-CB (Split System: Heat Pump with Remote Outdoor Unit-Air-Source) | CVH825GKA2* |  |  | EN(A,D,W)4X48L21**+WALLCON | *97CMN0801714A* | 24000 | 16.5 | 8.1 | 21400 | 16700 | 78.04% | 2 | 0 | 11 |  |  |  | No | R-410A | 2 | Residential & Commercial | Ducted CEE Tier 1
216440415 | Central HP <5.4 tons | AMERICAN STANDARD | HRCU-A-CB (Split System: Heat Pump with Remote Outdoor Unit-Air-Source) | 5A6V0X60A1 |  |  | 5PX*C007AS3 | S9V2C080U5PSC+LRP | 51500 | 18.4 | 9 | 54500 | 38500 | 70.64% | 2 | 0 | 10 |  |  |  | No | R-454B | 4.2917 | Residential & Commercial | Ducted CEE Tier 1
216440417 | Central HP <5.4 tons | AMERICAN STANDARD | HRCU-A-CB (Split System: Heat Pump with Remote Outdoor Unit-Air-Source) | 5A6V0X60A1 |  |  | 5PX*C007AS3 | L8V1C100U5VSB+LRP | 52000 | 18.6 | 9 | 54000 | 38500 | 71.3% | 2 | 0 | 10 |  |  |  | No | R-454B | 4.3333 | Residential & Commercial | Ducted CEE Tier 1
216440449 | Central HP <5.4 tons | AMERICAN STANDARD | HRCU-A-CB (Split System: Heat Pump with Remote Outdoor Unit-Air-Source) | 5A6V0X60A1 |  |  | 5PX*D008AS3 | S9V2D120U5VSB+LRP | 52000 | 18.6 | 9 | 54000 | 38000 | 70.37% | 2 | 0 | 10.5 |  |  |  | No | R-454B | 4.3333 | Residential & Commercial | Ducted CEE Tier 1
213779507 | Central HP <5.4 tons | HEIL | HRCU-A-CB (Split System: Heat Pump with Remote Outdoor Unit-Air-Source) | HVH837GKA** |  |  | EA*4X48L24A*+WALLCON | *80CTL1352422B* | 32400 | 17.5 | 8.5 | 32400 | 24800 | 76.54% | 1.98 | 0 | 11.5 |  |  |  | No | R-410A | 2.7 | Residential & Commercial | Ducted CEE Tier 1
213779657 | Central HP <5.4 tons | HEIL | HRCU-A-CB (Split System: Heat Pump with Remote Outdoor Unit-Air-Source) | HVH837GKA** |  |  | EA*4X61L21A*+WALLCON | *80CTL0902120B* | 33200 | 17.5 | 8.5 | 32000 | 24800 | 77.5% | 1.98 | 0 | 11.7 |  |  |  | No | R-410A | 2.7667 | Residential & Commercial | Ducted CEE Tier 1
212983663 | Central HP <5.4 tons | HEIL | HRCU-A-CB (Split System: Heat Pump with Remote Outdoor Unit-Air-Source) | DLCURAH18ABK |  |  | EA*4X25L17A* | *92MSN0601412A* | 17700 | 16.5 | 8.1 | 17700 | 17800 | 100.6% | 2.14 | 0 | 10.5 |  |  |  | No | R-410A | 1.475 | Residential & Commercial | Ducted CEE Tier 1
212987375 | Central HP <5.4 tons | CARRIER | HRCU-A-CB (Split System: Heat Pump with Remote Outdoor Unit-Air-Source) | 38MURAQ24AB3* |  |  | CAP**2517AL* | 59SC6A080M17**16 | 24400 | 17 | 8.5 | 25200 | 21600 | 85.71% | 1.8 | 0 | 10 |  |  |  | No | R-410A | 2.0333 | Residential & Commercial | Ducted CEE Tier 1
212987459 | Central HP <5.4 tons | CARRIER | HRCU-A-CB (Split System: Heat Pump with Remote Outdoor Unit-Air-Source) | 38MURAQ24AB3* |  |  | CNPV*3017AL* | 59SC6A080M17**16 | 23800 | 17 | 8.5 | 26400 | 24000 | 90.91% | 2 | 0 | 10.5 |  |  |  | No | R-410A | 1.9833 | Residential & Commercial | Ducted CEE Tier 1
211391273 | Central HP <5.4 tons | JOHNSON CONTROLS | HRCU-A-CB (Split System: Heat Pump with Remote Outdoor Unit-Air-Source) | HMH72B341 |  |  | XAHC36DBCN1 | TMLE120C16MP11 | 33600 | 17.5 | 8.1 | 33000 | 23200 | 70.3% | 2.04 | 0 | 10 |  |  |  | No | R-410A | 2.8 | Residential & Commercial | Ducted CEE Tier 1
211391452 | Central HP <5.4 tons | JOHNSON CONTROLS | HRCU-A-CB (Split System: Heat Pump with Remote Outdoor Unit-Air-Source) | HMH72B341 |  |  | XAHC36DBCN1 | TMLE100C16MP11 | 33600 | 17.5 | 8.1 | 33000 | 23200 | 70.3% | 2.04 | 0 | 10 |  |  |  | No | R-410A | 2.8 | Residential & Commercial | Ducted CEE Tier 1
214290132 | Central HP <5.4 tons | YISO | HRCU-A-C (Split System: Heat Pump with Remote Outdoor Unit with No Indoor Fan --Air Source) | YOHA2-36AA |  |  | YLCN2-3036BA+DK |  | 31000 | 15.2 | 8.8 | 33600 | 23600 | 70.24% | 1.9 | 0 | 10.8 |  |  |  | No | R-410A | 2.5833 | Residential & Commercial | Ducted CEE Tier 1
216570916 | Central HP <5.4 tons | TRANE | HRCU-A-CB (Split System: Heat Pump with Remote Outdoor Unit-Air-Source) | 5TWV0X24A1 |  |  | 5TXCB003AS3 | L8V1A060U3VSB+LRP | 21400 | 20.4 | 10 | 24200 | 18400 | 76.03% | 2.1 | 0 | 11.2 |  |  |  | No | R-454B | 1.7833 | Residential & Commercial | Ducted CEE Tier 1
216570874 | Central HP <5.4 tons | TRANE | HRCU-A-CB (Split System: Heat Pump with Remote Outdoor Unit-Air-Source) | 5TWV0X24A1 |  |  | 5PX*B006AS3 | *UHMB080CCV3+LRP | 22200 | 22.4 | 10 | 22400 | 17700 | 79.02% | 2.2 | 0 | 12 |  |  |  | No | R-454B | 1.85 | Residential & Commercial | Ducted CEE Tier 1
216570922 | Central HP <5.4 tons | TRANE | HRCU-A-CB (Split System: Heat Pump with Remote Outdoor Unit-Air-Source) | 5TWV0X24A1 |  |  | 5TXCB003AS3 | *UHMB060CCV3+LRP | 21600 | 21.2 | 10 | 24000 | 18200 | 75.83% | 2.2 | 0 | 11.7 |  |  |  | No | R-454B | 1.8 | Residential & Commercial | Ducted CEE Tier 1
216571192 | Central HP <5.4 tons | TRANE | HRCU-A-CB (Split System: Heat Pump with Remote Outdoor Unit-Air-Source) | 5TWV8X24A1 |  |  | 5PX*B006AS3 | L8V1A040U3VSB+LRP | 22000 | 18.1 | 8.5 | 23000 | 18700 | 81.3% | 2.2 | 0 | 11.5 |  |  |  | No | R-454B | 1.8333 | Residential & Commercial | Ducted CEE Tier 1
216571226 | Central HP <5.4 tons | TRANE | HRCU-A-CB (Split System: Heat Pump with Remote Outdoor Unit-Air-Source) | 5TWV8X24A1 |  |  | 5TXCB003AS3 | S8V2B080M4PCB | 21400 | 18.1 | 8.5 | 24400 | 18900 | 77.46% | 2.1 | 0 | 11.2 |  |  |  | No | R-454B | 1.7833 | Residential & Commercial | Ducted CEE Tier 1
213077359 | Central HP <5.4 tons | BRYANT HEATING AND COOLING SYSTEMS | HRCU-A-CB (Split System: Heat Pump with Remote Outdoor Unit-Air-Source) | 38MURAQ36AB3* |  |  | CAP**3717AL* | 926TC48080V17*** | 36000 | 15.5 | 8.5 | 38500 | 35200 | 91.43% | 2 | 0 | 10 |  |  |  | No | R-410A | 3 | Residential & Commercial | Ducted CEE Tier 1
213077690 | Central HP <5.4 tons | BRYANT HEATING AND COOLING SYSTEMS | HRCU-A-CB (Split System: Heat Pump with Remote Outdoor Unit-Air-Source) | 38MURAQ36AB3* |  |  | CNPV*4824AL* | 926TC60100V21*** | 36000 | 16.5 | 8.1 | 38500 | 35000 | 90.91% | 2 | 0 | 10 |  |  |  | No | R-410A | 3 | Residential & Commercial | Ducted CEE Tier 1
213076552 | Central HP <5.4 tons | BRYANT HEATING AND COOLING SYSTEMS | HRCU-A-CB (Split System: Heat Pump with Remote Outdoor Unit-Air-Source) | 38MURAQ36AB3* |  |  | CNPV*4217AL* | 82*TB48070V17*** | 35400 | 16 | 8.1 | 38500 | 35000 | 90.91% | 1.94 | 0 | 10 |  |  |  | No | R-410A | 2.95 | Residential & Commercial | Ducted CEE Tier 1
213076593 | Central HP <5.4 tons | BRYANT HEATING AND COOLING SYSTEMS | HRCU-A-CB (Split System: Heat Pump with Remote Outdoor Unit-Air-Source) | 38MURAQ36AB3* |  |  | CAP**3717AL* | 82*TB48090V17*** | 36000 | 15.5 | 8.5 | 38500 | 35000 | 90.91% | 2 | 0 | 10 |  |  |  | No | R-410A | 3 | Residential & Commercial | Ducted CEE Tier 1
213076695 | Central HP <5.4 tons | BRYANT HEATING AND COOLING SYSTEMS | HRCU-A-CB (Split System: Heat Pump with Remote Outdoor Unit-Air-Source) | 38MURAQ36AB3* |  |  | CNPV*4221AL* | 82*TB60090V21*** | 35600 | 15.5 | 8.1 | 39000 | 35200 | 90.26% | 1.9 | 0 | 10 |  |  |  | No | R-410A | 2.9667 | Residential & Commercial | Ducted CEE Tier 1
213076836 | Central HP <5.4 tons | BRYANT HEATING AND COOLING SYSTEMS | HRCU-A-CB (Split System: Heat Pump with Remote Outdoor Unit-Air-Source) | 38MURAQ36AB3* |  |  | CNPV*4821AL* | 82*TB66110V21*** | 36400 | 16.5 | 8.1 | 38500 | 35000 | 90.91% | 2.02 | 0 | 10.5 |  |  |  | No | R-410A | 3.0333 | Residential & Commercial | Ducted CEE Tier 1
211228304 | Central HP <5.4 tons | BRYANT HEATING AND COOLING SYSTEMS | HRCU-A-CB (Split System: Heat Pump with Remote Outdoor Unit-Air-Source) | 38MURAQ36AB3* |  |  | CAP**4321AL* | 82*SA48070V17*** | 36600 | 15.5 | 8.5 | 38500 | 34800 | 90.39% | 2.1 | 0 | 10 |  |  |  | No | R-410A | 3.05 | Residential & Commercial | Ducted CEE Tier 1
213076344 | Central HP <5.4 tons | AIRQUEST | HRCU-A-CB (Split System: Heat Pump with Remote Outdoor Unit-Air-Source) | DLCURAH24ABK |  |  | EA*4X36L21A* | *95MSU1002122A* | 23600 | 17.5 | 8.5 | 26200 | 23800 | 90.84% | 1.98 | 0 | 10 |  |  |  | No | R-410A | 1.9667 | Residential & Commercial | Ducted CEE Tier 1
216440179 | Central HP <5.4 tons | AMERICAN STANDARD | HRCU-A-CB (Split System: Heat Pump with Remote Outdoor Unit-Air-Source) | 5A6V0X36A1 |  |  | 5TXCB006AS3 | S9V2B080U4PSC+LRP | 34200 | 19.2 | 9.4 | 32800 | 24200 | 73.78% | 2.1 | 0 | 12 |  |  |  | No | R-454B | 2.85 | Residential & Commercial | Ducted CEE Tier 1
216440193 | Central HP <5.4 tons | AMERICAN STANDARD | HRCU-A-CB (Split System: Heat Pump with Remote Outdoor Unit-Air-Source) | 5A6V0X36A1 |  |  | 5TXCC005AS3 | S9V2C080U5VSB+LRP | 33200 | 18.6 | 9.4 | 31800 | 24000 | 75.47% | 2.1 | 0 | 12 |  |  |  | No | R-454B | 2.7667 | Residential & Commercial | Ducted CEE Tier 1
216440211 | Central HP <5.4 tons | AMERICAN STANDARD | HRCU-A-CB (Split System: Heat Pump with Remote Outdoor Unit-Air-Source) | 5A6V0X36A1 |  |  | 5TXCC007AS3 | S9V2C100D5VSB+LRP | 32600 | 18.1 | 9.4 | 31600 | 23600 | 74.68% | 2.1 | 0 | 12 |  |  |  | No | R-454B | 2.7167 | Residential & Commercial | Ducted CEE Tier 1
216440213 | Central HP <5.4 tons | AMERICAN STANDARD | HRCU-A-CB (Split System: Heat Pump with Remote Outdoor Unit-Air-Source) | 5A6V0X36A1 |  |  | 5TXCC007AS3 | S9V2C100D5PSC+LRP | 32600 | 18.1 | 9.4 | 31600 | 23600 | 74.68% | 2.1 | 0 | 12 |  |  |  | No | R-454B | 2.7167 | Residential & Commercial | Ducted CEE Tier 1
212984052 | Central HP <5.4 tons | AIRQUEST | HRCU-A-CB (Split System: Heat Pump with Remote Outdoor Unit-Air-Source) | DLCURAH24ABK |  |  | EA*4X30L17A* | *92MSN0601714A* | 23600 | 17 | 8.5 | 26400 | 24600 | 93.18% | 2.04 | 0 | 10 |  |  |  | No | R-410A | 1.9667 | Residential & Commercial | Ducted CEE Tier 1
212984604 | Central HP <5.4 tons | AIRQUEST | HRCU-A-CB (Split System: Heat Pump with Remote Outdoor Unit-Air-Source) | DLCURAH24ABK |  |  | EA*4X36L17A* | *92MSN0801716A* | 23600 | 17.5 | 8.5 | 26200 | 24000 | 91.6% | 2 | 0 | 10 |  |  |  | No | R-410A | 1.9667 | Residential & Commercial | Ducted CEE Tier 1
212986610 | Central HP <5.4 tons | AIRQUEST | HRCU-A-CB (Split System: Heat Pump with Remote Outdoor Unit-Air-Source) | DLCURAH24ABK |  |  | EN(A,D)4X24L17** | *96MSN0401712A* | 23200 | 15.2 | 8.5 | 27200 | 24800 | 91.18% | 2.04 | 0 | 10 |  |  |  | No | R-410A | 1.9333 | Residential & Commercial | Ducted CEE Tier 1
216439317 | Central HP <5.4 tons | AMERICAN STANDARD | HRCU-A-CB (Split System: Heat Pump with Remote Outdoor Unit-Air-Source) | 5A6V0X36A1 |  |  | 5TEMCD04AV31+TDR |  | 34600 | 19.2 | 9.4 | 32800 | 25400 | 77.44% | 2.24 | 0 | 12 |  |  |  | No | R-454B | 2.8833 | Residential & Commercial | Ducted CEE Tier 1
216440101 | Central HP <5.4 tons | AMERICAN STANDARD | HRCU-A-CB (Split System: Heat Pump with Remote Outdoor Unit-Air-Source) | 5A6V0X36A1 |  |  | 5PX*CD09AS3+P0V0C000M50SD+LRP |  | 34600 | 20 | 9.4 | 32600 | 23800 | 73.01% | 2.1 | 0 | 12.7 |  |  |  | No | R-454B | 2.8833 | Residential & Commercial | Ducted CEE Tier 1
212986910 | Central HP <5.4 tons | AIRQUEST | HRCU-A-CB (Split System: Heat Pump with Remote Outdoor Unit-Air-Source) | DLCURAH24ABK |  |  | EA*4X36L17A* | *96MSN0601412A* | 23600 | 16.5 | 8.5 | 26200 | 23800 | 90.84% | 1.98 | 0 | 10 |  |  |  | No | R-410A | 1.9667 | Residential & Commercial | Ducted CEE Tier 1
212987378 | Central HP <5.4 tons | AIRQUEST | HRCU-A-CB (Split System: Heat Pump with Remote Outdoor Unit-Air-Source) | DLCURAH24ABK |  |  | EA*4X25L17A* | *96MSN0801716A* | 24400 | 17 | 8.5 | 25200 | 21600 | 85.71% | 1.8 | 0 | 10 |  |  |  | No | R-410A | 2.0333 | Residential & Commercial | Ducted CEE Tier 1
212987426 | Central HP <5.4 tons | AIRQUEST | HRCU-A-CB (Split System: Heat Pump with Remote Outdoor Unit-Air-Source) | DLCURAH24ABK |  |  | EA*4X37L17A* | *96MSN0801716A* | 24200 | 17 | 8.5 | 25200 | 22000 | 87.3% | 1.84 | 0 | 10 |  |  |  | No | R-410A | 2.0167 | Residential & Commercial | Ducted CEE Tier 1
208447885 | Central HP <5.4 tons | CARRIER | HRCU-A-CB (Split System: Heat Pump with Remote Outdoor Unit-Air-Source) | 38MURAQ18AB3 |  |  | 40MUAAQ18XA3 |  | 18000 | 18 | 9.3 | 19000 | 16500 | 86.84% | 2.04 | 12.5 | 12.4 |  |  |  | No | R-410A | 1.5 | Residential & Commercial | Ducted CEE Tier 1
209865024 | Central HP <5.4 tons | CTMorley | HRCU-A-CB (Split System: Heat Pump with Remote Outdoor Unit-Air-Source) | MOU-A18VH-4 |  |  | MIU-A18V-4 |  | 18000 | 18 | 9.3 | 19000 | 16500 | 86.84% | 2.04 | 12.5 | 12.4 |  |  |  | No | R-410A | 1.5 | Residential & Commercial | Ducted CEE Tier 1
216570936 | Central HP <5.4 tons | TRANE | HRCU-A-CB (Split System: Heat Pump with Remote Outdoor Unit-Air-Source) | 5TWV0X36A1 |  |  | 5PX*B004AS3 | S8V2A040M3PCB | 33800 | 19 | 9.7 | 31600 | 24800 | 78.48% | 2.1 | 0 | 12 |  |  |  | No | R-454B | 2.8167 | Residential & Commercial | Ducted CEE Tier 1
216570952 | Central HP <5.4 tons | TRANE | HRCU-A-CB (Split System: Heat Pump with Remote Outdoor Unit-Air-Source) | 5TWV0X36A1 |  |  | 5PX*B006AS3 | S8V2A040M3PCB | 34800 | 20 | 9.4 | 32400 | 25000 | 77.16% | 2.1 | 0 | 12 |  |  |  | No | R-454B | 2.9 | Residential & Commercial | Ducted CEE Tier 1
216571242 | Central HP <5.4 tons | TRANE | HRCU-A-CB (Split System: Heat Pump with Remote Outdoor Unit-Air-Source) | 5TWV8X36A1 |  |  | 5PX*B006AS3 | *UHMB080CCV3+LRP | 32600 | 18.1 | 8.5 | 33400 | 25600 | 76.65% | 2.1 | 0 | 10 |  |  |  | No | R-454B | 2.7167 | Residential & Commercial | Ducted CEE Tier 1
216571306 | Central HP <5.4 tons | TRANE | HRCU-A-CB (Split System: Heat Pump with Remote Outdoor Unit-Air-Source) | 5TWV8X36A1 |  |  | 5TXCC007AS3 | S8V2C080M5PCB | 32800 | 18.1 | 8.5 | 33200 | 25400 | 76.51% | 2.1 | 0 | 10.5 |  |  |  | No | R-454B | 2.7333 | Residential & Commercial | Ducted CEE Tier 1
216571308 | Central HP <5.4 tons | TRANE | HRCU-A-CB (Split System: Heat Pump with Remote Outdoor Unit-Air-Source) | 5TWV8X36A1 |  |  | 5TXCC009AS3 | S8V2C100M5PDB | 33200 | 18.1 | 8.5 | 33200 | 25400 | 76.51% | 2.1 | 0 | 10.5 |  |  |  | No | R-454B | 2.7667 | Residential & Commercial | Ducted CEE Tier 1
211228313 | Central HP <5.4 tons | BRYANT HEATING AND COOLING SYSTEMS | HRCU-A-CB (Split System: Heat Pump with Remote Outdoor Unit-Air-Source) | 38MURAQ36AB3* |  |  | CAP**4321AL* | 82*SA60070V21*** | 36200 | 16 | 8.5 | 38500 | 34800 | 90.39% | 2.06 | 0 | 10 |  |  |  | No | R-410A | 3.0167 | Residential & Commercial | Ducted CEE Tier 1
213077186 | Central HP <5.4 tons | BRYANT HEATING AND COOLING SYSTEMS | HRCU-A-CB (Split System: Heat Pump with Remote Outdoor Unit-Air-Source) | 38MURAQ36AB3* |  |  | CAP**4824AL* | 926SB60100V21*** | 35800 | 16 | 8.5 | 38000 | 34800 | 91.58% | 2.02 | 0 | 10 |  |  |  | No | R-410A | 2.9833 | Residential & Commercial | Ducted CEE Tier 1
213077372 | Central HP <5.4 tons | BRYANT HEATING AND COOLING SYSTEMS | HRCU-A-CB (Split System: Heat Pump with Remote Outdoor Unit-Air-Source) | 38MURAQ36AB3* |  |  | CAP**3721AL* | 926TC48080V17*** | 36400 | 15.5 | 8.5 | 38500 | 35000 | 90.91% | 2.06 | 0 | 10 |  |  |  | No | R-410A | 3.0333 | Residential & Commercial | Ducted CEE Tier 1
213078808 | Central HP <5.4 tons | BRYANT HEATING AND COOLING SYSTEMS | HRCU-A-CB (Split System: Heat Pump with Remote Outdoor Unit-Air-Source) | 38MURAQ36AB3* |  |  | CNPV*4824AL* | 8(0,1)*SB60155M24*** | 36200 | 16.5 | 8.1 | 38500 | 35000 | 90.91% | 2.02 | 0 | 10.5 |  |  |  | No | R-410A | 3.0167 | Residential & Commercial | Ducted CEE Tier 1
215936417 | Central HP <5.4 tons | AIRQUEST | HRCU-A-CB (Split System: Heat Pump with Remote Outdoor Unit-Air-Source) | H5H3V36*K*AAA* |  |  | EVD5X48M24A*+WALLCON | *96CTN1202422B* | 35000 | 21.5 | 8.5 | 38000 | 28200 | 74.21% | 2.02 | 0 | 12 |  |  |  | No | R-454B | 2.9167 | Residential & Commercial | Ducted CEE Tier 1
215936467 | Central HP <5.4 tons | AIRQUEST | HRCU-A-CB (Split System: Heat Pump with Remote Outdoor Unit-Air-Source) | H5H3V36*K*AAA* |  |  | EVD5X49M24A*+WALLCON | *80CTL1352422B* | 35600 | 22 | 8.5 | 38000 | 28400 | 74.74% | 2.04 | 0 | 12.5 |  |  |  | No | R-454B | 2.9667 | Residential & Commercial | Ducted CEE Tier 1
213080207 | Central HP <5.4 tons | CARRIER | HRCU-A-CB (Split System: Heat Pump with Remote Outdoor Unit-Air-Source) | 38MURAQ36AB3* |  |  | CAP**4824AL* | 59SC6A080M21**20 | 36000 | 16 | 8.5 | 38000 | 34800 | 91.58% | 2.04 | 0 | 10 |  |  |  | No | R-410A | 3 | Residential & Commercial | Ducted CEE Tier 1
211228498 | Central HP <5.4 tons | BRYANT HEATING AND COOLING SYSTEMS | HRCU-A-CB (Split System: Heat Pump with Remote Outdoor Unit-Air-Source) | 38MURAQ36AB3* |  |  | CAP**4321AL* | 915SB60080E21*** | 37200 | 15.5 | 8.5 | 38500 | 35000 | 90.91% | 2.12 | 0 | 10 |  |  |  | No | R-410A | 3.1 | Residential & Commercial | Ducted CEE Tier 1
211228683 | Central HP <5.4 tons | BRYANT HEATING AND COOLING SYSTEMS | HRCU-A-CB (Split System: Heat Pump with Remote Outdoor Unit-Air-Source) | 38MURAQ36AB3* |  |  | CAP**4321AL* | OVMAAB036098 | 36200 | 15.2 | 8.5 | 38500 | 35000 | 90.91% | 2.06 | 0 | 10 |  |  |  | No | R-410A | 3.0167 | Residential & Commercial | Ducted CEE Tier 1
212987462 | Central HP <5.4 tons | AIRQUEST | HRCU-A-CB (Split System: Heat Pump with Remote Outdoor Unit-Air-Source) | DLCURAH24ABK |  |  | EN(A,D)4X30L17** | *96MSN0801716A* | 23800 | 17 | 8.5 | 26400 | 24000 | 90.91% | 2 | 0 | 10.5 |  |  |  | No | R-410A | 1.9833 | Residential & Commercial | Ducted CEE Tier 1
210597578 | Central HP <5.4 tons | COMFORTMAKER | HRCU-A-CB (Split System: Heat Pump with Remote Outdoor Unit-Air-Source) | CVH837GKA** |  |  | EN(A,D)4X48L24**+WALLCON | *95CSU0802120A* | 32400 | 17.5 | 8.1 | 32800 | 24800 | 75.61% | 1.96 | 0 | 11.7 |  |  |  | No | R-410A | 2.7 | Residential & Commercial | Ducted CEE Tier 1
210597611 | Central HP <5.4 tons | COMFORTMAKER | HRCU-A-CB (Split System: Heat Pump with Remote Outdoor Unit-Air-Source) | CVH837GKA** |  |  | EN(A,D,W)4X60L24**+WALLCON | *80CTL1352422A* | 32800 | 18 | 8.1 | 32200 | 24600 | 76.4% | 1.98 | 0 | 12 |  |  |  | No | R-410A | 2.7333 | Residential & Commercial | Ducted CEE Tier 1
205751197 | Central HP <5.4 tons | COMFORTMAKER | HRCU-A-CB (Split System: Heat Pump with Remote Outdoor Unit-Air-Source) | CVH837GKA** |  |  | EA*4X43L21A*+WALLCON | *97CMN1002122A* | 33000 | 17.5 | 8.5 | 33000 | 25200 | 76.36% | 2 | 12 | 11.7 |  |  |  | No | R-410A | 2.75 | Residential & Commercial | Ducted CEE Tier 1
214574440 | Central HP <5.4 tons | HEIL | HRCU-A-CB (Split System: Heat Pump with Remote Outdoor Unit-Air-Source) | HVH837GKA2* |  |  | EHD4X60AAL+WALLCON | *96CTN0802120B* | 33000 | 18 | 8.5 | 32000 | 24800 | 77.5% | 2.02 | 0 | 11.5 |  |  |  | No | R-410A | 2.75 | Residential & Commercial | Ducted CEE Tier 1
214574490 | Central HP <5.4 tons | HEIL | HRCU-A-CB (Split System: Heat Pump with Remote Outdoor Unit-Air-Source) | HVH837GKA2* |  |  | EN(A,D)4X36L21**+WALLCON | *97CMN0802120B* | 31400 | 17 | 8.1 | 33200 | 24200 | 72.89% | 1.82 | 0 | 11 |  |  |  | No | R-410A | 2.6167 | Residential & Commercial | Ducted CEE Tier 1
213077742 | Central HP <5.4 tons | BRYANT HEATING AND COOLING SYSTEMS | HRCU-A-CB (Split System: Heat Pump with Remote Outdoor Unit-Air-Source) | 38MURAQ36AB3* |  |  | CAP**4321AL* | 926TC66100V21*** | 36800 | 16.5 | 8.5 | 38000 | 34800 | 91.58% | 2.08 | 0 | 10 |  |  |  | No | R-410A | 3.0667 | Residential & Commercial | Ducted CEE Tier 1
213077877 | Central HP <5.4 tons | BRYANT HEATING AND COOLING SYSTEMS | HRCU-A-CB (Split System: Heat Pump with Remote Outdoor Unit-Air-Source) | 38MURAQ36AB3* |  |  | CAP**3717AL* | 8(0,1)*SB36070M14*** | 36000 | 15.5 | 8.5 | 38500 | 35000 | 90.91% | 2 | 0 | 10 |  |  |  | No | R-410A | 3 | Residential & Commercial | Ducted CEE Tier 1
213078094 | Central HP <5.4 tons | BRYANT HEATING AND COOLING SYSTEMS | HRCU-A-CB (Split System: Heat Pump with Remote Outdoor Unit-Air-Source) | 38MURAQ36AB3* |  |  | CAP**4321AL* | 8(0,1)*SB48070M17*** | 36600 | 16 | 8.5 | 38500 | 35000 | 90.91% | 2.06 | 0 | 10 |  |  |  | No | R-410A | 3.05 | Residential & Commercial | Ducted CEE Tier 1
213078176 | Central HP <5.4 tons | BRYANT HEATING AND COOLING SYSTEMS | HRCU-A-CB (Split System: Heat Pump with Remote Outdoor Unit-Air-Source) | 38MURAQ36AB3* |  |  | CAP**3721AL* | 8(0,1)*SB48070M21*** | 36400 | 16 | 8.5 | 38000 | 34800 | 91.58% | 2.06 | 0 | 10 |  |  |  | No | R-410A | 3.0333 | Residential & Commercial | Ducted CEE Tier 1
213078712 | Central HP <5.4 tons | BRYANT HEATING AND COOLING SYSTEMS | HRCU-A-CB (Split System: Heat Pump with Remote Outdoor Unit-Air-Source) | 38MURAQ36AB3* |  |  | CNPV*4821AL* | 8(0,1)*SB60110M21*** | 36400 | 16.5 | 8.1 | 38500 | 35000 | 90.91% | 2.02 | 0 | 10.5 |  |  |  | No | R-410A | 3.0333 | Residential & Commercial | Ducted CEE Tier 1
213078746 | Central HP <5.4 tons | BRYANT HEATING AND COOLING SYSTEMS | HRCU-A-CB (Split System: Heat Pump with Remote Outdoor Unit-Air-Source) | 38MURAQ36AB3* |  |  | CAP**4824AL* | 8(0,1)*SB60110M24*** | 36200 | 16.5 | 8.5 | 38000 | 34600 | 91.05% | 2.04 | 0 | 10 |  |  |  | No | R-410A | 3.0167 | Residential & Commercial | Ducted CEE Tier 1
213079046 | Central HP <5.4 tons | BRYANT HEATING AND COOLING SYSTEMS | HRCU-A-CB (Split System: Heat Pump with Remote Outdoor Unit-Air-Source) | 38MURAQ36AB3* |  |  | CNPV*4217AL* | 83*SB36040M17*** | 35400 | 15.5 | 8.5 | 39000 | 34800 | 89.23% | 1.94 | 0 | 10 |  |  |  | No | R-410A | 2.95 | Residential & Commercial | Ducted CEE Tier 1
213079364 | Central HP <5.4 tons | BRYANT HEATING AND COOLING SYSTEMS | HRCU-A-CB (Split System: Heat Pump with Remote Outdoor Unit-Air-Source) | 38MURAQ36AB3* |  |  | CNPV*4217AL* | 912SE36060M14*** | 35600 | 15.5 | 8.1 | 38500 | 35200 | 91.43% | 1.94 | 0 | 10 |  |  |  | No | R-410A | 2.9667 | Residential & Commercial | Ducted CEE Tier 1
213079398 | Central HP <5.4 tons | BRYANT HEATING AND COOLING SYSTEMS | HRCU-A-CB (Split System: Heat Pump with Remote Outdoor Unit-Air-Source) | 38MURAQ36AB3* |  |  | CAP**3717AL* | 912SE42060M17*** | 36000 | 15.5 | 8.5 | 38500 | 35000 | 90.91% | 2 | 0 | 10 |  |  |  | No | R-410A | 3 | Residential & Commercial | Ducted CEE Tier 1
211230883 | Central HP <5.4 tons | BRYANT HEATING AND COOLING SYSTEMS | HRCU-A-CB (Split System: Heat Pump with Remote Outdoor Unit-Air-Source) | 38MURAQ36AB3* |  |  | FMA4X36**AL* |  | 35800 | 17 | 8.1 | 40000 | 35200 | 88% | 1.86 | 0 | 10 |  |  |  | No | R-410A | 2.9833 | Residential & Commercial | Ducted CEE Tier 1
211230937 | Central HP <5.4 tons | BRYANT HEATING AND COOLING SYSTEMS | HRCU-A-CB (Split System: Heat Pump with Remote Outdoor Unit-Air-Source) | 38MURAQ36AB3* |  |  | FZ4ANP048L |  | 36200 | 17 | 8.1 | 38500 | 34600 | 89.87% | 1.96 | 0 | 10 |  |  |  | No | R-410A | 3.0167 | Residential & Commercial | Ducted CEE Tier 1
212987999 | Central HP <5.4 tons | CARRIER | HRCU-A-CB (Split System: Heat Pump with Remote Outdoor Unit-Air-Source) | 38MURAQ36AB3* |  |  | CAP**4821AL* | 59SC6A100M21**20 | 35800 | 16.5 | 8.5 | 37800 | 34600 | 91.53% | 2.04 | 0 | 10 |  |  |  | No | R-410A | 2.9833 | Residential & Commercial | Ducted CEE Tier 1
212988224 | Central HP <5.4 tons | CARRIER | HRCU-A-CB (Split System: Heat Pump with Remote Outdoor Unit-Air-Source) | 38MURAQ36AB3* |  |  | CAP**4824AL* | 59SC6A100M21**22 | 35800 | 16.5 | 8.5 | 37800 | 34600 | 91.53% | 2.06 | 0 | 10 |  |  |  | No | R-410A | 2.9833 | Residential & Commercial | Ducted CEE Tier 1
215866704 | Central HP <5.4 tons | AI AIR CONDITIONING | HRCU-A-CB (Split System: Heat Pump with Remote Outdoor Unit-Air-Source) | AUO19-18N2-M3H |  |  | AUH2-18N2-BM3E |  | 18000 | 19 | 9.7 | 19000 | 18000 | 94.74% | 2 | 0 | 12.5 |  |  |  | No | R-454B | 1.5 | Residential & Commercial | Ducted CEE Tier 1
216551667 | Central HP <5.4 tons | FRIEDRICH | HRCU-A-CB (Split System: Heat Pump with Remote Outdoor Unit-Air-Source) | FRP19AY24AJVC |  |  | RCFY2421HEAAM | FR802V0754A17UH | 22800 | 21 | 10 | 22800 | 18400 | 80.7% | 1.8 | 0 | 13 |  |  |  | No | R-454B | 1.9 | Residential & Commercial | Ducted CEE Tier 1
216551733 | Central HP <5.4 tons | FRIEDRICH | HRCU-A-CB (Split System: Heat Pump with Remote Outdoor Unit-Air-Source) | FRP19AY24AJVC |  |  | RCFY2421HEAAM | FR98MV0603A17UP | 22800 | 21 | 10 | 22800 | 18500 | 81.14% | 1.8 | 0 | 13 |  |  |  | No | R-454B | 1.9 | Residential & Commercial | Ducted CEE Tier 1
216551735 | Central HP <5.4 tons | FRIEDRICH | HRCU-A-CB (Split System: Heat Pump with Remote Outdoor Unit-Air-Source) | FRP19AY24AJVC |  |  | RCFY2421HEAAM | FR962V0403A17M4 | 22800 | 21 | 10 | 22800 | 18500 | 81.14% | 1.8 | 0 | 13 |  |  |  | No | R-454B | 1.9 | Residential & Commercial | Ducted CEE Tier 1
215318766 | Central HP <5.4 tons | CARRIER | HRCU-A-CB (Split System: Heat Pump with Remote Outdoor Unit-Air-Source) | 37MAHAQ33AA3 |  |  | 45MBAAQ36XB3 |  | 33000 | 16.7 | 10 | 35000 | 34000 | 97.14% | 2 | 0 | 11.7 |  |  |  | No | R-454B | 2.75 | Residential & Commercial | Ducted CEE Tier 1
214574590 | Central HP <5.4 tons | HEIL | HRCU-A-CB (Split System: Heat Pump with Remote Outdoor Unit-Air-Source) | HVH837GKA2* |  |  | EN(A,D,W)4X48L21**+WALLCON | *95CSU1002122B* | 32400 | 17.5 | 8.5 | 32600 | 24800 | 76.07% | 1.98 | 0 | 11.5 |  |  |  | No | R-410A | 2.7 | Residential & Commercial | Ducted CEE Tier 1
213353769 | Central HP <5.4 tons | AIRQUEST | HRCU-A-CB (Split System: Heat Pump with Remote Outdoor Unit-Air-Source) | DLCURAH24ABK |  |  | F5MA4*24L*B* |  | 24400 | 17 | 9.5 | 26600 | 22800 | 85.71% | 1.9 | 0 | 10 |  |  |  | No | R-410A | 2.0333 | Residential & Commercial | Ducted CEE Tier 1
213779690 | Central HP <5.4 tons | COMFORTMAKER | HRCU-A-CB (Split System: Heat Pump with Remote Outdoor Unit-Air-Source) | CVH837GKA** |  |  | EA*4X61L21A*+WALLCON | *97CMN0601714B* | 33000 | 17 | 8.1 | 32200 | 25200 | 78.26% | 1.94 | 0 | 11 |  |  |  | No | R-410A | 2.75 | Residential & Commercial | Ducted CEE Tier 1
213779740 | Central HP <5.4 tons | COMFORTMAKER | HRCU-A-CB (Split System: Heat Pump with Remote Outdoor Unit-Air-Source) | CVH837GKA** |  |  | EA*4X61L21A*+WALLCON | *96CTN1002122B* | 33200 | 17.5 | 8.5 | 32000 | 24800 | 77.5% | 1.98 | 0 | 11.7 |  |  |  | No | R-410A | 2.7667 | Residential & Commercial | Ducted CEE Tier 1
213781997 | Central HP <5.4 tons | HEIL | HRCU-A-CB (Split System: Heat Pump with Remote Outdoor Unit-Air-Source) | HVH837GKA2* |  |  | EHD4X42AAL+WALLCON | *97CMN1202422B* | 32400 | 16.5 | 8.1 | 32800 | 24800 | 75.61% | 1.94 | 0 | 11 |  |  |  | No | R-410A | 2.7 | Residential & Commercial | Ducted CEE Tier 1
216440121 | Central HP <5.4 tons | AMERICAN STANDARD | HRCU-A-CB (Split System: Heat Pump with Remote Outdoor Unit-Air-Source) | 5A6V0X36A1 |  |  | 5TXCB004AS3 | S9V2B060U4VSB+LRP | 33400 | 18.2 | 9.4 | 32000 | 24200 | 75.62% | 2.1 | 0 | 12 |  |  |  | No | R-454B | 2.7833 | Residential & Commercial | Ducted CEE Tier 1
213078399 | Central HP <5.4 tons | BRYANT HEATING AND COOLING SYSTEMS | HRCU-A-CB (Split System: Heat Pump with Remote Outdoor Unit-Air-Source) | 38MURAQ36AB3* |  |  | CAP**3721AL* | 8(0,1)*SB48090M21*** | 36400 | 16.5 | 8.5 | 38000 | 34800 | 91.58% | 2.06 | 0 | 10 |  |  |  | No | R-410A | 3.0333 | Residential & Commercial | Ducted CEE Tier 1
213079344 | Central HP <5.4 tons | BRYANT HEATING AND COOLING SYSTEMS | HRCU-A-CB (Split System: Heat Pump with Remote Outdoor Unit-Air-Source) | 38MURAQ36AB3* |  |  | CAP**3717AL* | 912SE36060M14*** | 36200 | 15.2 | 8.5 | 38500 | 35200 | 91.43% | 2 | 0 | 10 |  |  |  | No | R-410A | 3.0167 | Residential & Commercial | Ducted CEE Tier 1
213079742 | Central HP <5.4 tons | BRYANT HEATING AND COOLING SYSTEMS | HRCU-A-CB (Split System: Heat Pump with Remote Outdoor Unit-Air-Source) | 38MURAQ36AB3* |  |  | CAP**3721AL* | 912SE60100M21*** | 36600 | 16.5 | 8.5 | 38000 | 34800 | 91.58% | 2.06 | 0 | 10 |  |  |  | No | R-410A | 3.05 | Residential & Commercial | Ducted CEE Tier 1
215318765 | Central HP <5.4 tons | CARRIER | HRCU-A-CB (Split System: Heat Pump with Remote Outdoor Unit-Air-Source) | 37MAHAQ24AA3 |  |  | 45MBAAQ24XB3 |  | 23000 | 18.8 | 10 | 26000 | 23600 | 90.77% | 2.16 | 0 | 12 |  |  |  | No | R-454B | 1.9167 | Residential & Commercial | Ducted CEE Tier 1
213079778 | Central HP <5.4 tons | BRYANT HEATING AND COOLING SYSTEMS | HRCU-A-CB (Split System: Heat Pump with Remote Outdoor Unit-Air-Source) | 38MURAQ36AB3* |  |  | CAP**4321AL* | 912SE60100M21*** | 36600 | 16.5 | 8.5 | 38000 | 34800 | 91.58% | 2.08 | 0 | 10 |  |  |  | No | R-410A | 3.05 | Residential & Commercial | Ducted CEE Tier 1
213076605 | Central HP <5.4 tons | BRYANT HEATING AND COOLING SYSTEMS | HRCU-A-CB (Split System: Heat Pump with Remote Outdoor Unit-Air-Source) | 38MURAQ36AB3* |  |  | CAP**4321AL* | 82*TB48090V17*** | 36200 | 16 | 8.5 | 38000 | 34800 | 91.58% | 2.04 | 0 | 10 |  |  |  | No | R-410A | 3.0167 | Residential & Commercial | Ducted CEE Tier 1
213078726 | Central HP <5.4 tons | AIRQUEST | HRCU-A-CB (Split System: Heat Pump with Remote Outdoor Unit-Air-Source) | DLCURAH36ABK |  |  | EN(A,D)4X48L24** | *80MS(N,L)1102120A* | 36400 | 16.5 | 8.1 | 38500 | 35000 | 90.91% | 2.02 | 0 | 10.5 |  |  |  | No | R-410A | 3.0333 | Residential & Commercial | Ducted CEE Tier 1
213078976 | Central HP <5.4 tons | AIRQUEST | HRCU-A-CB (Split System: Heat Pump with Remote Outdoor Unit-Air-Source) | DLCURAH36ABK |  |  | EA*4X37L17A* | *80MSU0401712A* | 36000 | 15.5 | 8.5 | 38500 | 34800 | 90.39% | 2.02 | 0 | 10 |  |  |  | No | R-410A | 3 | Residential & Commercial | Ducted CEE Tier 1
213079108 | Central HP <5.4 tons | AIRQUEST | HRCU-A-CB (Split System: Heat Pump with Remote Outdoor Unit-Air-Source) | DLCURAH36ABK |  |  | EA*4X42L21A* | *80MSU0601716A* | 35200 | 16.5 | 8.1 | 38500 | 35000 | 90.91% | 1.86 | 0 | 10 |  |  |  | No | R-410A | 2.9333 | Residential & Commercial | Ducted CEE Tier 1
213079474 | Central HP <5.4 tons | AIRQUEST | HRCU-A-CB (Split System: Heat Pump with Remote Outdoor Unit-Air-Source) | DLCURAH36ABK |  |  | END4X42L17** | *92MSN0601714A* | 35400 | 16 | 8.1 | 38500 | 35000 | 90.91% | 1.94 | 0 | 10 |  |  |  | No | R-410A | 2.95 | Residential & Commercial | Ducted CEE Tier 1
215937834 | Central HP <5.4 tons | CARRIER | HRCU-A-CB (Split System: Heat Pump with Remote Outdoor Unit-Air-Source) | 27VNA348A*030* |  |  | CVAVA4821XMA*+UI | 59MN7C100C21**22 | 44500 | 20 | 8.1 | 52000 | 38500 | 74.04% | 2 | 0 | 11 |  |  |  | No | R-454B | 3.7083 | Residential & Commercial | Ducted CEE Tier 1
208447883 | Central HP <5.4 tons | CARRIER | HRCU-A-CB (Split System: Heat Pump with Remote Outdoor Unit-Air-Source) | 38MURAQ36AB3 |  |  | 40MUAAQ36XA3 |  | 36000 | 16 | 9.5 | 40000 | 34400 | 86% | 1.97 | 10.5 | 10 |  |  |  | No | R-410A | 3 | Residential & Commercial | Ducted CEE Tier 1
214574330 | Central HP <5.4 tons | HEIL | HRCU-A-CB (Split System: Heat Pump with Remote Outdoor Unit-Air-Source) | HVH837GKA2* |  |  | EHD4X48AAL+WALLCON | *80CTL0702120B* | 32600 | 17.5 | 8.5 | 32800 | 25000 | 76.22% | 1.98 | 0 | 11 |  |  |  | No | R-410A | 2.7167 | Residential & Commercial | Ducted CEE Tier 1
214574380 | Central HP <5.4 tons | HEIL | HRCU-A-CB (Split System: Heat Pump with Remote Outdoor Unit-Air-Source) | HVH837GKA2* |  |  | EHD4X48AAL+WALLCON | *96CTN0802120B* | 32600 | 17.5 | 8.5 | 32600 | 24800 | 76.07% | 1.98 | 0 | 11 |  |  |  | No | R-410A | 2.7167 | Residential & Commercial | Ducted CEE Tier 1
214574430 | Central HP <5.4 tons | HEIL | HRCU-A-CB (Split System: Heat Pump with Remote Outdoor Unit-Air-Source) | HVH837GKA2* |  |  | EHD4X60AAL+WALLCON | *97CMN0802120B* | 33000 | 17 | 8.5 | 32200 | 24800 | 77.02% | 2 | 0 | 11.5 |  |  |  | No | R-410A | 2.75 | Residential & Commercial | Ducted CEE Tier 1
216571328 | Central HP <5.4 tons | TRANE | HRCU-A-CB (Split System: Heat Pump with Remote Outdoor Unit-Air-Source) | 5TWV8X60A1 |  |  | 5PX*D008AS3 | S8V2C080M5PCB | 53000 | 18.1 | 8.5 | 55500 | 40000 | 72.07% | 2 | 0 | 10 |  |  |  | No | R-454B | 4.4167 | Residential & Commercial | Ducted CEE Tier 1
210597392 | Central HP <5.4 tons | COMFORTMAKER | HRCU-A-CB (Split System: Heat Pump with Remote Outdoor Unit-Air-Source) | CVH837GKA** |  |  | EA*4X60L24A*+WALLCON | *96CTN1202422A* | 32800 | 18 | 8.5 | 31800 | 24800 | 77.99% | 2 | 0 | 11.7 |  |  |  | No | R-410A | 2.7333 | Residential & Commercial | Ducted CEE Tier 1
210597401 | Central HP <5.4 tons | COMFORTMAKER | HRCU-A-CB (Split System: Heat Pump with Remote Outdoor Unit-Air-Source) | CVH837GKA** |  |  | EA*4X60L24A*+WALLCON | *97CMN1002122A* | 32800 | 17.5 | 8.5 | 31800 | 24800 | 77.99% | 2 | 0 | 11.7 |  |  |  | No | R-410A | 2.7333 | Residential & Commercial | Ducted CEE Tier 1
210597458 | Central HP <5.4 tons | COMFORTMAKER | HRCU-A-CB (Split System: Heat Pump with Remote Outdoor Unit-Air-Source) | CVH837GKA** |  |  | EA*4X61L24A*+WALLCON | *95CSU0802120A* | 33200 | 18 | 8.5 | 32000 | 24800 | 77.5% | 2 | 0 | 11.5 |  |  |  | No | R-410A | 2.7667 | Residential & Commercial | Ducted CEE Tier 1
216445235 | Central HP <5.4 tons | YISO | HRCU-A-CB (Split System: Heat Pump with Remote Outdoor Unit-Air-Source) | YOHA2-36CB |  |  | YAHA2-24CB |  | 24000 | 20 | 10 | 24000 | 19600 | 81.67% | 2.1 | 0 | 13 |  |  |  | No | R-454B | 2 | Residential & Commercial | Ducted CEE Tier 1
213076642 | Central HP <5.4 tons | AIRQUEST | HRCU-A-CB (Split System: Heat Pump with Remote Outdoor Unit-Air-Source) | DLCURAH36ABK |  |  | EA*4X37L21A* | *80VTL0902120B* | 36600 | 16 | 8.5 | 38500 | 35000 | 90.91% | 2.08 | 0 | 10 |  |  |  | No | R-410A | 3.05 | Residential & Commercial | Ducted CEE Tier 1
213077087 | Central HP <5.4 tons | AIRQUEST | HRCU-A-CB (Split System: Heat Pump with Remote Outdoor Unit-Air-Source) | DLCURAH36ABK |  |  | EA*4X48L21A* | *96VSN0802120B* | 36200 | 16 | 8.5 | 38000 | 34800 | 91.58% | 2.04 | 0 | 10 |  |  |  | No | R-410A | 3.0167 | Residential & Commercial | Ducted CEE Tier 1
213077723 | Central HP <5.4 tons | AIRQUEST | HRCU-A-CB (Split System: Heat Pump with Remote Outdoor Unit-Air-Source) | DLCURAH36ABK |  |  | EA*4X42L21A* | *96VTN1002122B* | 35400 | 16.5 | 8.1 | 38500 | 35000 | 90.91% | 1.88 | 0 | 10 |  |  |  | No | R-410A | 2.95 | Residential & Commercial | Ducted CEE Tier 1
213078714 | Central HP <5.4 tons | AIRQUEST | HRCU-A-CB (Split System: Heat Pump with Remote Outdoor Unit-Air-Source) | DLCURAH36ABK |  |  | EN(A,D,W)4X48L21** | *80MS(N,L)1102120A* | 36400 | 16.5 | 8.1 | 38500 | 35000 | 90.91% | 2.02 | 0 | 10.5 |  |  |  | No | R-410A | 3.0333 | Residential & Commercial | Ducted CEE Tier 1
213078748 | Central HP <5.4 tons | AIRQUEST | HRCU-A-CB (Split System: Heat Pump with Remote Outdoor Unit-Air-Source) | DLCURAH36ABK |  |  | EA*4X48L24A* | *80MS(N,L)1102420A* | 36200 | 16.5 | 8.5 | 38000 | 34600 | 91.05% | 2.04 | 0 | 10 |  |  |  | No | R-410A | 3.0167 | Residential & Commercial | Ducted CEE Tier 1
214574450 | Central HP <5.4 tons | HEIL | HRCU-A-CB (Split System: Heat Pump with Remote Outdoor Unit-Air-Source) | HVH837GKA2* |  |  | EN(A,D)4X36L21**+WALLCON | *80CTL0702120B* | 31400 | 17 | 8.1 | 33200 | 24200 | 72.89% | 1.82 | 0 | 11 |  |  |  | No | R-410A | 2.6167 | Residential & Commercial | Ducted CEE Tier 1
214574500 | Central HP <5.4 tons | HEIL | HRCU-A-CB (Split System: Heat Pump with Remote Outdoor Unit-Air-Source) | HVH837GKA2* |  |  | EN(A,D)4X36L21**+WALLCON | *96CTN0802120B* | 31400 | 17 | 8.1 | 33000 | 24000 | 72.73% | 1.84 | 0 | 11 |  |  |  | No | R-410A | 2.6167 | Residential & Commercial | Ducted CEE Tier 1
214574600 | Central HP <5.4 tons | HEIL | HRCU-A-CB (Split System: Heat Pump with Remote Outdoor Unit-Air-Source) | HVH837GKA2* |  |  | EN(A,D,W)4X48L21**+WALLCON | *97CMN0602120B* | 32200 | 17 | 8.1 | 33000 | 25000 | 75.76% | 1.94 | 0 | 11.5 |  |  |  | No | R-410A | 2.6833 | Residential & Commercial | Ducted CEE Tier 1
212982727 | Central HP <5.4 tons | HEIL | HRCU-A-CB (Split System: Heat Pump with Remote Outdoor Unit-Air-Source) | DLCURAH24ABK |  |  | EN(A,D)4X36L21** | *80MSU0601716A* | 23600 | 17 | 8.5 | 25600 | 24000 | 93.75% | 2 | 0 | 10.5 |  |  |  | No | R-410A | 1.9667 | Residential & Commercial | Ducted CEE Tier 1
216439999 | Central HP <5.4 tons | AMERICAN STANDARD | HRCU-A-CB (Split System: Heat Pump with Remote Outdoor Unit-Air-Source) | 5A6V0X36A1 |  |  | 5PX*B004AS3 | S9V2B080U4PSC+LRP | 33200 | 18.4 | 9.4 | 32000 | 24200 | 75.62% | 2.1 | 0 | 12 |  |  |  | No | R-454B | 2.7667 | Residential & Commercial | Ducted CEE Tier 1
216440063 | Central HP <5.4 tons | AMERICAN STANDARD | HRCU-A-CB (Split System: Heat Pump with Remote Outdoor Unit-Air-Source) | 5A6V0X36A1 |  |  | 5PX*C005AS3 | S9V2C100D4VSB+LRP | 31600 | 17.2 | 9.4 | 31400 | 23400 | 74.52% | 2 | 0 | 11.7 |  |  |  | No | R-454B | 2.6333 | Residential & Commercial | Ducted CEE Tier 1
216440131 | Central HP <5.4 tons | AMERICAN STANDARD | HRCU-A-CB (Split System: Heat Pump with Remote Outdoor Unit-Air-Source) | 5A6V0X36A1 |  |  | 5TXCB004AS3 | S9V2B060U3VSB+LRP | 33400 | 18.2 | 9.4 | 32000 | 24200 | 75.62% | 2.1 | 0 | 12 |  |  |  | No | R-454B | 2.7833 | Residential & Commercial | Ducted CEE Tier 1
216570934 | Central HP <5.4 tons | TRANE | HRCU-A-CB (Split System: Heat Pump with Remote Outdoor Unit-Air-Source) | 5TWV0X36A1 |  |  | 5PX*B004AS3 | L8V1A040U3VSB+LRP | 33800 | 18.6 | 9.7 | 31800 | 25000 | 78.62% | 2.1 | 0 | 11.7 |  |  |  | No | R-454B | 2.8167 | Residential & Commercial | Ducted CEE Tier 1
216570968 | Central HP <5.4 tons | TRANE | HRCU-A-CB (Split System: Heat Pump with Remote Outdoor Unit-Air-Source) | 5TWV0X36A1 |  |  | 5PX*C005AS3 | S8V2C080M5PDB | 34000 | 19.2 | 9.4 | 31000 | 25000 | 80.65% | 2.1 | 0 | 12 |  |  |  | No | R-454B | 2.8333 | Residential & Commercial | Ducted CEE Tier 1
216571018 | Central HP <5.4 tons | TRANE | HRCU-A-CB (Split System: Heat Pump with Remote Outdoor Unit-Air-Source) | 5TWV0X36A1 |  |  | 5TXCB004AS3 | *UHMB060CCV3+LRP | 34000 | 19.2 | 9.7 | 31800 | 25000 | 78.62% | 2.1 | 0 | 12 |  |  |  | No | R-454B | 2.8333 | Residential & Commercial | Ducted CEE Tier 1
216571054 | Central HP <5.4 tons | TRANE | HRCU-A-CB (Split System: Heat Pump with Remote Outdoor Unit-Air-Source) | 5TWV0X36A1 |  |  | 5TXCC005AS3 | S8V2C100M5PDB | 34200 | 19.2 | 9.4 | 31400 | 25000 | 79.62% | 2.1 | 0 | 12 |  |  |  | No | R-454B | 2.85 | Residential & Commercial | Ducted CEE Tier 1
216571288 | Central HP <5.4 tons | TRANE | HRCU-A-CB (Split System: Heat Pump with Remote Outdoor Unit-Air-Source) | 5TWV8X36A1 |  |  | 5PX*D010AS3 | S8V2D120M5PCB | 33600 | 18.1 | 8.5 | 33000 | 25200 | 76.36% | 2.1 | 0 | 10.5 |  |  |  | No | R-454B | 2.8 | Residential & Commercial | Ducted CEE Tier 1
216571322 | Central HP <5.4 tons | TRANE | HRCU-A-CB (Split System: Heat Pump with Remote Outdoor Unit-Air-Source) | 5TWV8X36A1 |  |  | 5TXCD010AS3 | S8V2D120M5PCB | 33600 | 18.1 | 8.5 | 33200 | 25200 | 75.9% | 2.1 | 0 | 10.5 |  |  |  | No | R-454B | 2.8 | Residential & Commercial | Ducted CEE Tier 1
216440147 | Central HP <5.4 tons | AMERICAN STANDARD | HRCU-A-CB (Split System: Heat Pump with Remote Outdoor Unit-Air-Source) | 5A6V0X36A1 |  |  | 5TXCB004AS3 | L8V1B080U4VSB+LRP | 34000 | 18.8 | 9.7 | 31600 | 25000 | 79.11% | 2.1 | 0 | 12 |  |  |  | No | R-454B | 2.8333 | Residential & Commercial | Ducted CEE Tier 1
211241857 | Central HP <5.4 tons | AIRQUEST | HRCU-A-CB (Split System: Heat Pump with Remote Outdoor Unit-Air-Source) | DLCURAH24ABK |  |  | EA*4X36L17A* | *96VSN0601412A* | 23600 | 16.5 | 8.5 | 25800 | 23400 | 90.7% | 1.94 | 0 | 10 |  |  |  | No | R-410A | 1.9667 | Residential & Commercial | Ducted CEE Tier 1
211242064 | Central HP <5.4 tons | AIRQUEST | HRCU-A-CB (Split System: Heat Pump with Remote Outdoor Unit-Air-Source) | DLCURAH24ABK |  |  | EA*4X36L17A* | *96VTN0601714A* | 24000 | 16.5 | 8.5 | 26000 | 22800 | 87.69% | 1.88 | 0 | 10 |  |  |  | No | R-410A | 2 | Residential & Commercial | Ducted CEE Tier 1
211242166 | Central HP <5.4 tons | AIRQUEST | HRCU-A-CB (Split System: Heat Pump with Remote Outdoor Unit-Air-Source) | DLCURAH24ABK |  |  | EA*4X36L17A* | *95ESN0801716A* | 24800 | 15.5 | 8.5 | 26800 | 22000 | 82.09% | 1.8 | 0 | 10 |  |  |  | No | R-410A | 2.0667 | Residential & Commercial | Ducted CEE Tier 1
211242284 | Central HP <5.4 tons | AIRQUEST | HRCU-A-CB (Split System: Heat Pump with Remote Outdoor Unit-Air-Source) | DLCURAH24ABK |  |  | EA*4X36L21A* | *96VSN0802120A* | 24200 | 17 | 8.5 | 26000 | 22600 | 86.92% | 1.88 | 0 | 10 |  |  |  | No | R-410A | 2.0167 | Residential & Commercial | Ducted CEE Tier 1
213781167 | Central HP <5.4 tons | HEIL | HRCU-A-CB (Split System: Heat Pump with Remote Outdoor Unit-Air-Source) | HVH837GKA2* |  |  | EA*4X43L21A*+WALLCON | *80CTL0701716B* | 32800 | 17 | 8.5 | 33000 | 25200 | 76.36% | 1.96 | 0 | 11 |  |  |  | No | R-410A | 2.7333 | Residential & Commercial | Ducted CEE Tier 1
213781717 | Central HP <5.4 tons | HEIL | HRCU-A-CB (Split System: Heat Pump with Remote Outdoor Unit-Air-Source) | HVH837GKA2* |  |  | EA*4X61L24A*+WALLCON | *96CTN1202422B* | 33200 | 17.5 | 8.5 | 32000 | 24800 | 77.5% | 2 | 0 | 11.7 |  |  |  | No | R-410A | 2.7667 | Residential & Commercial | Ducted CEE Tier 1
213079768 | Central HP <5.4 tons | AIRQUEST | HRCU-A-CB (Split System: Heat Pump with Remote Outdoor Unit-Air-Source) | DLCURAH36ABK |  |  | EA*4X42L24A* | *92MSN1002120A* | 35400 | 16.5 | 8.1 | 38500 | 35000 | 90.91% | 1.88 | 0 | 10 |  |  |  | No | R-410A | 2.95 | Residential & Commercial | Ducted CEE Tier 1
213079911 | Central HP <5.4 tons | AIRQUEST | HRCU-A-CB (Split System: Heat Pump with Remote Outdoor Unit-Air-Source) | DLCURAH36ABK |  |  | EN(A,D)4X48L24** | *92MSN1002122A* | 36000 | 16.5 | 8.1 | 38500 | 35000 | 90.91% | 2 | 0 | 10.5 |  |  |  | No | R-410A | 3 | Residential & Commercial | Ducted CEE Tier 1
213079943 | Central HP <5.4 tons | AIRQUEST | HRCU-A-CB (Split System: Heat Pump with Remote Outdoor Unit-Air-Source) | DLCURAH36ABK |  |  | EN(A,D)4X48L24** | *92MSN1202420A* | 36400 | 16 | 8.1 | 38500 | 35000 | 90.91% | 2.02 | 0 | 10.5 |  |  |  | No | R-410A | 3.0333 | Residential & Commercial | Ducted CEE Tier 1
209865027 | Central HP <5.4 tons | CTMorley | HRCU-A-CB (Split System: Heat Pump with Remote Outdoor Unit-Air-Source) | MOU-A36VH-4 |  |  | MIU-A36V-4 |  | 36000 | 16 | 9.5 | 40000 | 34400 | 86% | 1.97 | 10.5 | 10 |  |  |  | No | R-410A | 3 | Residential & Commercial | Ducted CEE Tier 1
216440261 | Central HP <5.4 tons | AMERICAN STANDARD | HRCU-A-CB (Split System: Heat Pump with Remote Outdoor Unit-Air-Source) | 5A6V0X48A1 |  |  | 5PX*C009AS3 | S9V2C100U5PSC+LRP | 44500 | 20 | 9.7 | 46000 | 33000 | 71.74% | 2.1 | 0 | 12 |  |  |  | No | R-454B | 3.7083 | Residential & Commercial | Ducted CEE Tier 1
216440293 | Central HP <5.4 tons | AMERICAN STANDARD | HRCU-A-CB (Split System: Heat Pump with Remote Outdoor Unit-Air-Source) | 5A6V0X48A1 |  |  | 5PX*D010AS3 | S9V2C100U5VSB+LRP | 44500 | 20 | 9.7 | 46000 | 33000 | 71.74% | 2.1 | 0 | 12 |  |  |  | No | R-454B | 3.7083 | Residential & Commercial | Ducted CEE Tier 1
215866701 | Central HP <5.4 tons | AI AIR CONDITIONING | HRCU-A-CB (Split System: Heat Pump with Remote Outdoor Unit-Air-Source) | AUO18-36N2-M3 |  |  | AUH2-36N2-CM3E |  | 36000 | 16.1 | 8.7 | 36000 | 27000 | 75% | 2 | 0 | 10 |  |  |  | No | R-454B | 3 | Residential & Commercial | Ducted CEE Tier 1
216440491 | Central HP <5.4 tons | AMERICAN STANDARD | HRCU-A-CB (Split System: Heat Pump with Remote Outdoor Unit-Air-Source) | 5A6V0X60A1 |  |  | 5PX*DD10AS3 | S9V2D120D5VSB+LRP | 51500 | 18.4 | 9 | 53500 | 37800 | 70.65% | 2 | 0 | 10 |  |  |  | No | R-454B | 4.2917 | Residential & Commercial | Ducted CEE Tier 1
216440525 | Central HP <5.4 tons | AMERICAN STANDARD | HRCU-A-CB (Split System: Heat Pump with Remote Outdoor Unit-Air-Source) | 5A6V0X60A1 |  |  | 5TXCD008AS3+P0V0C000M50SD+LRP |  | 52000 | 18.8 | 9 | 54000 | 38000 | 70.37% | 2 | 0 | 10.5 |  |  |  | No | R-454B | 4.3333 | Residential & Commercial | Ducted CEE Tier 1
216440543 | Central HP <5.4 tons | AMERICAN STANDARD | HRCU-A-CB (Split System: Heat Pump with Remote Outdoor Unit-Air-Source) | 5A6V0X60A1 |  |  | 5TXCD010AS3 | S9V2D120U5PSC+LRP | 53000 | 18.8 | 9.4 | 53500 | 38000 | 71.03% | 2 | 0 | 10.5 |  |  |  | No | R-454B | 4.4167 | Residential & Commercial | Ducted CEE Tier 1
213772541 | Central HP <5.4 tons | DAY & NIGHT | HRCU-A-CB (Split System: Heat Pump with Remote Outdoor Unit-Air-Source) | CVH825GKA2* |  |  | EHD4X48AAL+WALLCON | *97CMN1202422B* | 24200 | 16 | 8.1 | 21200 | 16600 | 78.3% | 2.02 | 0 | 10.5 |  |  |  | No | R-410A | 2.0167 | Residential & Commercial | Ducted CEE Tier 1
216440067 | Central HP <5.4 tons | AMERICAN STANDARD | HRCU-A-CB (Split System: Heat Pump with Remote Outdoor Unit-Air-Source) | 5A6V0X36A1 |  |  | 5PX*C005AS3+P0V0C000M50SD+LRP |  | 33200 | 18.8 | 9.7 | 32000 | 24000 | 75% | 2.1 | 0 | 12 |  |  |  | No | R-454B | 2.7667 | Residential & Commercial | Ducted CEE Tier 1
216440103 | Central HP <5.4 tons | AMERICAN STANDARD | HRCU-A-CB (Split System: Heat Pump with Remote Outdoor Unit-Air-Source) | 5A6V0X36A1 |  |  | 5PX*CD09AS3 | S9V2C100D4VSB+LRP | 34800 | 20 | 9.4 | 32400 | 23800 | 73.46% | 2.1 | 0 | 12.7 |  |  |  | No | R-454B | 2.9 | Residential & Commercial | Ducted CEE Tier 1
216440135 | Central HP <5.4 tons | AMERICAN STANDARD | HRCU-A-CB (Split System: Heat Pump with Remote Outdoor Unit-Air-Source) | 5A6V0X36A1 |  |  | 5TXCB004AS3 | L8V1A060U3VSB+LRP | 34000 | 18.6 | 9.7 | 31800 | 25000 | 78.62% | 2.1 | 0 | 11.7 |  |  |  | No | R-454B | 2.8333 | Residential & Commercial | Ducted CEE Tier 1
216440137 | Central HP <5.4 tons | AMERICAN STANDARD | HRCU-A-CB (Split System: Heat Pump with Remote Outdoor Unit-Air-Source) | 5A6V0X36A1 |  |  | 5TXCB004AS3 | S9V2B040U3VSB+LRP | 33200 | 18.4 | 9 | 32000 | 24200 | 75.62% | 2.1 | 0 | 12 |  |  |  | No | R-454B | 2.7667 | Residential & Commercial | Ducted CEE Tier 1
216440153 | Central HP <5.4 tons | AMERICAN STANDARD | HRCU-A-CB (Split System: Heat Pump with Remote Outdoor Unit-Air-Source) | 5A6V0X36A1 |  |  | 5TXCB006AS3+P0V0B000M40SD+LRP |  | 34200 | 19.4 | 9.4 | 32600 | 24200 | 74.23% | 2.1 | 0 | 12.5 |  |  |  | No | R-454B | 2.85 | Residential & Commercial | Ducted CEE Tier 1
216440185 | Central HP <5.4 tons | AMERICAN STANDARD | HRCU-A-CB (Split System: Heat Pump with Remote Outdoor Unit-Air-Source) | 5A6V0X36A1 |  |  | 5TXCC005AS3 | S9V2C100U5PSC+LRP | 33200 | 18.8 | 9.4 | 32000 | 23800 | 74.38% | 2.1 | 0 | 12 |  |  |  | No | R-454B | 2.7667 | Residential & Commercial | Ducted CEE Tier 1
216440181 | Central HP <5.4 tons | AMERICAN STANDARD | HRCU-A-CB (Split System: Heat Pump with Remote Outdoor Unit-Air-Source) | 5A6V0X36A1 |  |  | 5TXCC005AS3 | S9V2C080U5PSC+LRP | 33200 | 18.6 | 9.4 | 31800 | 24000 | 75.47% | 2.1 | 0 | 12 |  |  |  | No | R-454B | 2.7667 | Residential & Commercial | Ducted CEE Tier 1
216440183 | Central HP <5.4 tons | AMERICAN STANDARD | HRCU-A-CB (Split System: Heat Pump with Remote Outdoor Unit-Air-Source) | 5A6V0X36A1 |  |  | 5TXCC005AS3 | S9V2C100D4VSB+LRP | 31600 | 17.2 | 9.4 | 31400 | 23400 | 74.52% | 2 | 0 | 11.7 |  |  |  | No | R-454B | 2.6333 | Residential & Commercial | Ducted CEE Tier 1
210597368 | Central HP <5.4 tons | COMFORTMAKER | HRCU-A-CB (Split System: Heat Pump with Remote Outdoor Unit-Air-Source) | CVH837GKA** |  |  | EA*4X60L24A*+WALLCON | *80CSU1002120A* | 32800 | 17 | 8.1 | 32000 | 24800 | 77.5% | 1.96 | 0 | 11 |  |  |  | No | R-410A | 2.7333 | Residential & Commercial | Ducted CEE Tier 1
210597503 | Central HP <5.4 tons | COMFORTMAKER | HRCU-A-CB (Split System: Heat Pump with Remote Outdoor Unit-Air-Source) | CVH837GKA** |  |  | EHD4X60AAL+WALLCON | *80CSU1002120A* | 32800 | 16.5 | 8.1 | 32200 | 24800 | 77.02% | 1.98 | 0 | 11 |  |  |  | No | R-410A | 2.7333 | Residential & Commercial | Ducted CEE Tier 1
212983224 | Central HP <5.4 tons | HEIL | HRCU-A-CB (Split System: Heat Pump with Remote Outdoor Unit-Air-Source) | DLCURAH24ABK |  |  | EN(A,D)4X30L17** | *92MSN0401712A* | 23400 | 15.5 | 8.1 | 26200 | 24200 | 92.37% | 1.98 | 0 | 10 |  |  |  | No | R-410A | 1.95 | Residential & Commercial | Ducted CEE Tier 1
212981001 | Central HP <5.4 tons | HEIL | HRCU-A-CB (Split System: Heat Pump with Remote Outdoor Unit-Air-Source) | DLCURAH24ABK |  |  | EA*4X37L21A* | *80MS(N,L)1102120A* | 24800 | 17.5 | 8.5 | 25600 | 21200 | 82.81% | 1.8 | 0 | 10.5 |  |  |  | No | R-410A | 2.0667 | Residential & Commercial | Ducted CEE Tier 1
212981719 | Central HP <5.4 tons | HEIL | HRCU-A-CB (Split System: Heat Pump with Remote Outdoor Unit-Air-Source) | DLCURAH24ABK |  |  | EA*4X30L17A* | *80MSU1002120A* | 23800 | 16.5 | 8.5 | 26200 | 23600 | 90.08% | 1.96 | 0 | 10 |  |  |  | No | R-410A | 1.9833 | Residential & Commercial | Ducted CEE Tier 1
212988700 | Central HP <5.4 tons | AIRQUEST | HRCU-A-CB (Split System: Heat Pump with Remote Outdoor Unit-Air-Source) | DLCURAH24ABK |  |  | EA*4X37L17A* | *95MSU0401712A* | 24000 | 16.5 | 8.5 | 25200 | 22200 | 88.1% | 1.84 | 0 | 10 |  |  |  | No | R-410A | 2 | Residential & Commercial | Ducted CEE Tier 1
216440313 | Central HP <5.4 tons | AMERICAN STANDARD | HRCU-A-CB (Split System: Heat Pump with Remote Outdoor Unit-Air-Source) | 5A6V0X48A1 |  |  | 5PX*DD10AS3 | S9V2D120D5PSC+LRP | 43500 | 20 | 9.7 | 46000 | 32800 | 71.3% | 2.1 | 0 | 12 |  |  |  | No | R-454B | 3.625 | Residential & Commercial | Ducted CEE Tier 1
216440343 | Central HP <5.4 tons | AMERICAN STANDARD | HRCU-A-CB (Split System: Heat Pump with Remote Outdoor Unit-Air-Source) | 5A6V0X48A1 |  |  | 5TXCB006AS3 | L8V1B080U4VSB+LRP | 43500 | 19 | 9.4 | 47000 | 33600 | 71.49% | 2.1 | 0 | 11.7 |  |  |  | No | R-454B | 3.625 | Residential & Commercial | Ducted CEE Tier 1
216440377 | Central HP <5.4 tons | AMERICAN STANDARD | HRCU-A-CB (Split System: Heat Pump with Remote Outdoor Unit-Air-Source) | 5A6V0X48A1 |  |  | 5TXCD008AS3 | L8V1C100U5VSB+LRP | 44500 | 20 | 9.7 | 47500 | 34000 | 71.58% | 2.1 | 0 | 12 |  |  |  | No | R-454B | 3.7083 | Residential & Commercial | Ducted CEE Tier 1
216440393 | Central HP <5.4 tons | AMERICAN STANDARD | HRCU-A-CB (Split System: Heat Pump with Remote Outdoor Unit-Air-Source) | 5A6V0X48A1 |  |  | 5TXCD008AS3 | S9V2D120U5VSB+LRP | 44000 | 20 | 9.7 | 46500 | 33200 | 71.4% | 2.1 | 0 | 12 |  |  |  | No | R-454B | 3.6667 | Residential & Commercial | Ducted CEE Tier 1
216440411 | Central HP <5.4 tons | AMERICAN STANDARD | HRCU-A-CB (Split System: Heat Pump with Remote Outdoor Unit-Air-Source) | 5A6V0X48A1 |  |  | 5TXCD010AS3 | S9V2C100U4VSB+LRP | 44500 | 20 | 9.7 | 46000 | 33200 | 72.17% | 2.1 | 0 | 12 |  |  |  | No | R-454B | 3.7083 | Residential & Commercial | Ducted CEE Tier 1
216571144 | Central HP <5.4 tons | TRANE | HRCU-A-CB (Split System: Heat Pump with Remote Outdoor Unit-Air-Source) | 5TWV0X48A1 |  |  | 5TXCD010AS3 | *UHMD120CCV5+LRP | 45000 | 20 | 9.7 | 46500 | 33400 | 71.83% | 2.1 | 0 | 12 |  |  |  | No | R-454B | 3.75 | Residential & Commercial | Ducted CEE Tier 1
212988763 | Central HP <5.4 tons | DAY & NIGHT | HRCU-A-CB (Split System: Heat Pump with Remote Outdoor Unit-Air-Source) | DLCURAH24ABK |  |  | EN(A,D)4X36L21** | *95MSU0401712A* | 23600 | 16.5 | 8.5 | 26400 | 24200 | 91.67% | 2 | 0 | 10 |  |  |  | No | R-410A | 1.9667 | Residential & Commercial | Ducted CEE Tier 1
212988715 | Central HP <5.4 tons | DAY & NIGHT | HRCU-A-CB (Split System: Heat Pump with Remote Outdoor Unit-Air-Source) | DLCURAH24ABK |  |  | EA*4X37L21A* | *95MSU0401712A* | 24200 | 17 | 8.5 | 25200 | 21400 | 84.92% | 1.8 | 0 | 10 |  |  |  | No | R-410A | 2.0167 | Residential & Commercial | Ducted CEE Tier 1
213076373 | Central HP <5.4 tons | AIRQUEST | HRCU-A-CB (Split System: Heat Pump with Remote Outdoor Unit-Air-Source) | DLCURAH24ABK |  |  | EA*4X24L17A* | *96VTN0601716B* | 23200 | 16.5 | 8.5 | 26800 | 26600 | 99.25% | 2.26 | 0 | 10 |  |  |  | No | R-410A | 1.9333 | Residential & Commercial | Ducted CEE Tier 1
212969738 | Central HP <5.4 tons | AIRQUEST | HRCU-A-CB (Split System: Heat Pump with Remote Outdoor Unit-Air-Source) | DLCURAH24ABK |  |  | EA*4X24L17A* | *80VSL0451412B* | 23200 | 17 | 8.5 | 26800 | 27000 | 100.7% | 2.3 | 0 | 10 |  |  |  | No | R-410A | 1.9333 | Residential & Commercial | Ducted CEE Tier 1
212982307 | Central HP <5.4 tons | HEIL | HRCU-A-CB (Split System: Heat Pump with Remote Outdoor Unit-Air-Source) | DLCURAH24ABK |  |  | EA*4X37L17A* | *80MSU0401712A* | 24200 | 16.5 | 8.5 | 25200 | 22000 | 87.3% | 1.84 | 0 | 10 |  |  |  | No | R-410A | 2.0167 | Residential & Commercial | Ducted CEE Tier 1
212982355 | Central HP <5.4 tons | HEIL | HRCU-A-CB (Split System: Heat Pump with Remote Outdoor Unit-Air-Source) | DLCURAH24ABK |  |  | EN(A,D,W)4X36L17** | *80MSU0401712A* | 23800 | 16.5 | 8.5 | 25800 | 23800 | 92.25% | 1.98 | 0 | 10.5 |  |  |  | No | R-410A | 1.9833 | Residential & Commercial | Ducted CEE Tier 1
216440187 | Central HP <5.4 tons | AMERICAN STANDARD | HRCU-A-CB (Split System: Heat Pump with Remote Outdoor Unit-Air-Source) | 5A6V0X36A1 |  |  | 5TXCC005AS3+P0V0C000M50SD+LRP |  | 33200 | 18.8 | 9.7 | 32000 | 24000 | 75% | 2.1 | 0 | 12 |  |  |  | No | R-454B | 2.7667 | Residential & Commercial | Ducted CEE Tier 1
211389397 | Central HP <5.4 tons | JOHNSON CONTROLS | HRCU-A-CB (Split System: Heat Pump with Remote Outdoor Unit-Air-Source) | HMH72B341 |  |  | XAFC36DBCN1 | TM8Y120C20MP11 | 34000 | 17.5 | 8.5 | 33800 | 23800 | 70.41% | 2.1 | 0 | 10 |  |  |  | No | R-410A | 2.8333 | Residential & Commercial | Ducted CEE Tier 1
209847221 | Central HP <5.4 tons | CTMorley | HRCU-A-CB (Split System: Heat Pump with Remote Outdoor Unit-Air-Source) | MOU-A24V-4 |  |  | MIU-A24V-4 |  | 24000 | 17 | 9.2 | 26000 | 19400 | 74.62% | 2.1 | 11.3 | 10.5 |  |  |  | No | R-410A | 2 | Residential & Commercial | Ducted CEE Tier 1
212981539 | Central HP <5.4 tons | HEIL | HRCU-A-CB (Split System: Heat Pump with Remote Outdoor Unit-Air-Source) | DLCURAH36ABK |  |  | EA*4X48L21A* | *80MSU1002120A* | 35600 | 16 | 8.5 | 38000 | 34600 | 91.05% | 2.04 | 0 | 10 |  |  |  | No | R-410A | 2.9667 | Residential & Commercial | Ducted CEE Tier 1
213080261 | Central HP <5.4 tons | DAY & NIGHT | HRCU-A-CB (Split System: Heat Pump with Remote Outdoor Unit-Air-Source) | DLCURAH36ABK |  |  | EN(A,D)4X48L24** | *96MSN0802120A* | 36200 | 16 | 8.1 | 38500 | 35000 | 90.91% | 2.02 | 0 | 10 |  |  |  | No | R-410A | 3.0167 | Residential & Commercial | Ducted CEE Tier 1
213076850 | Central HP <5.4 tons | AIRQUEST | HRCU-A-CB (Split System: Heat Pump with Remote Outdoor Unit-Air-Source) | DLCURAH36ABK |  |  | EN(A,D)4X48L24** | *80VTL1102122B* | 36400 | 16.5 | 8.1 | 38500 | 35000 | 90.91% | 2.02 | 0 | 10.5 |  |  |  | No | R-410A | 3.0333 | Residential & Commercial | Ducted CEE Tier 1
213076947 | Central HP <5.4 tons | AIRQUEST | HRCU-A-CB (Split System: Heat Pump with Remote Outdoor Unit-Air-Source) | DLCURAH36ABK |  |  | EA*4X37L17A* | *96VSN0801716B* | 36000 | 15.5 | 8.5 | 38500 | 35200 | 91.43% | 2 | 0 | 10 |  |  |  | No | R-410A | 3 | Residential & Commercial | Ducted CEE Tier 1
213077217 | Central HP <5.4 tons | AIRQUEST | HRCU-A-CB (Split System: Heat Pump with Remote Outdoor Unit-Air-Source) | DLCURAH36ABK |  |  | EN(A,D,W)4X48L21** | *96VSN1002120B* | 36000 | 16.5 | 8.1 | 38500 | 35000 | 90.91% | 2 | 0 | 10 |  |  |  | No | R-410A | 3 | Residential & Commercial | Ducted CEE Tier 1
213077465 | Central HP <5.4 tons | AIRQUEST | HRCU-A-CB (Split System: Heat Pump with Remote Outdoor Unit-Air-Source) | DLCURAH36ABK |  |  | EN(A,D,W)4X48L21** | *96VTN0801716B* | 35600 | 16 | 8.1 | 38500 | 35000 | 90.91% | 1.98 | 0 | 10 |  |  |  | No | R-410A | 2.9667 | Residential & Commercial | Ducted CEE Tier 1
212987807 | Central HP <5.4 tons | CARRIER | HRCU-A-CB (Split System: Heat Pump with Remote Outdoor Unit-Air-Source) | 38MURAQ24AB3* |  |  | CAP**3721AL* | 59SC6A080M21**20 | 24200 | 17.5 | 8.5 | 25200 | 21600 | 85.71% | 1.82 | 0 | 10 |  |  |  | No | R-410A | 2.0167 | Residential & Commercial | Ducted CEE Tier 1
212988709 | Central HP <5.4 tons | CARRIER | HRCU-A-CB (Split System: Heat Pump with Remote Outdoor Unit-Air-Source) | 38MURAQ24AB3* |  |  | CAP**3721AL* | 59SU5B040M17**12 | 24200 | 17 | 8.5 | 25200 | 21400 | 84.92% | 1.8 | 0 | 10 |  |  |  | No | R-410A | 2.0167 | Residential & Commercial | Ducted CEE Tier 1
212989213 | Central HP <5.4 tons | CARRIER | HRCU-A-CB (Split System: Heat Pump with Remote Outdoor Unit-Air-Source) | 38MURAQ24AB3* |  |  | CNPV*2417AL* | 59SU5B060M17**16 | 23200 | 16.5 | 8.5 | 26800 | 25400 | 94.78% | 2.14 | 0 | 10 |  |  |  | No | R-410A | 1.9333 | Residential & Commercial | Ducted CEE Tier 1
212969598 | Central HP <5.4 tons | AIRQUEST | HRCU-A-CB (Split System: Heat Pump with Remote Outdoor Unit-Air-Source) | DLCURAH18ABK |  |  | EN(A,D)4X30L17** | *80VSL0451412B* | 17400 | 16.5 | 8.1 | 17900 | 18600 | 103.9% | 2.24 | 0 | 11 |  |  |  | No | R-410A | 1.45 | Residential & Commercial | Ducted CEE Tier 1
213780357 | Central HP <5.4 tons | HEIL | HRCU-A-CB (Split System: Heat Pump with Remote Outdoor Unit-Air-Source) | HVH837GKA** |  |  | EHD4X60AAL+WALLCON | *80CTL1352422B* | 33000 | 16.5 | 8.1 | 32200 | 24800 | 77.02% | 2 | 0 | 11.5 |  |  |  | No | R-410A | 2.75 | Residential & Commercial | Ducted CEE Tier 1
212986595 | Central HP <5.4 tons | CARRIER | HRCU-A-CB (Split System: Heat Pump with Remote Outdoor Unit-Air-Source) | 38MURAQ24AB3* |  |  | CAP**3721AL* | 59SC6A040M17**12 | 24000 | 16 | 8.1 | 25200 | 22000 | 87.3% | 1.82 | 0 | 10 |  |  |  | No | R-410A | 2 | Residential & Commercial | Ducted CEE Tier 1
212384787 | Central HP <5.4 tons | BRYANT HEATING AND COOLING SYSTEMS | HRCU-A-CB (Split System: Heat Pump with Remote Outdoor Unit-Air-Source) | 38MURAQ36AB3* |  |  | CNPV*4821AL* | 912SD48080E17*** | 36200 | 16.5 | 8.1 | 39000 | 34800 | 89.23% | 2.02 | 0 | 10.5 |  |  |  | No | R-410A | 3.0167 | Residential & Commercial | Ducted CEE Tier 1
213782117 | Central HP <5.4 tons | HEIL | HRCU-A-CB (Split System: Heat Pump with Remote Outdoor Unit-Air-Source) | HVH837GKA2* |  |  | EHD4X48AAL+WALLCON | *95CSU0601716B* | 32400 | 16 | 8.1 | 33000 | 25000 | 75.76% | 1.94 | 0 | 11 |  |  |  | No | R-410A | 2.7 | Residential & Commercial | Ducted CEE Tier 1
213782137 | Central HP <5.4 tons | HEIL | HRCU-A-CB (Split System: Heat Pump with Remote Outdoor Unit-Air-Source) | HVH837GKA2* |  |  | EHD4X48AAL+WALLCON | *97CMN0801714B* | 32400 | 16.5 | 8.1 | 33000 | 25000 | 75.76% | 1.94 | 0 | 11 |  |  |  | No | R-410A | 2.7 | Residential & Commercial | Ducted CEE Tier 1
212983563 | Central HP <5.4 tons | HEIL | HRCU-A-CB (Split System: Heat Pump with Remote Outdoor Unit-Air-Source) | DLCURAH24ABK |  |  | EA*4X36L17A* | *92MSN0601412A* | 24000 | 17 | 8.5 | 26400 | 23400 | 88.64% | 1.94 | 0 | 10 |  |  |  | No | R-410A | 2 | Residential & Commercial | Ducted CEE Tier 1
213782257 | Central HP <5.4 tons | HEIL | HRCU-A-CB (Split System: Heat Pump with Remote Outdoor Unit-Air-Source) | HVH837GKA2* |  |  | EHD4X60AAL+WALLCON | *80CTL1102120B* | 33000 | 16.5 | 8.1 | 32200 | 25400 | 78.88% | 2.04 | 0 | 11.5 |  |  |  | No | R-410A | 2.75 | Residential & Commercial | Ducted CEE Tier 1
211244336 | Central HP <5.4 tons | AIRQUEST | HRCU-A-CB (Split System: Heat Pump with Remote Outdoor Unit-Air-Source) | DLCURAH24ABK |  |  | EN(A,D)4X30L14** | *96VTN0401410A* | 23600 | 15.5 | 8.1 | 26200 | 23600 | 90.08% | 1.92 | 0 | 10 |  |  |  | No | R-410A | 1.9667 | Residential & Commercial | Ducted CEE Tier 1
212619670 | Central HP <5.4 tons | YISO | HRCU-A-CB (Split System: Heat Pump with Remote Outdoor Unit-Air-Source) | YOHA8-36A |  |  | YAHA-36A |  | 33600 | 19 | 9 | 36000 | 25200 | 70% | 2.4 | 0 | 10.8 |  |  |  | No | R-410A | 2.8 | Residential & Commercial | Ducted CEE Tier 1
211243011 | Central HP <5.4 tons | DAY & NIGHT | HRCU-A-CB (Split System: Heat Pump with Remote Outdoor Unit-Air-Source) | DLCURAH24ABK |  |  | EA*4X37L17A* | *96VTN0601714A* | 24400 | 16.5 | 8.5 | 25600 | 21600 | 84.38% | 1.8 | 0 | 10 |  |  |  | No | R-410A | 2.0333 | Residential & Commercial | Ducted CEE Tier 1
215447626 | Central HP <5.4 tons | YISO | HRCU-A-CB (Split System: Heat Pump with Remote Outdoor Unit-Air-Source) | YOHA2-36AA |  |  | YAHA2-36AA |  | 33600 | 18.2 | 9.5 | 35000 | 24600 | 70.29% | 2 | 0 | 11.7 |  |  |  | No | R-410A | 2.8 | Residential & Commercial | Ducted CEE Tier 1
214290136 | Central HP <5.4 tons | YISO | HRCU-A-CB (Split System: Heat Pump with Remote Outdoor Unit-Air-Source) | YOHA2-36AA |  |  | YLCN2-2430AA | MGH96M080B3A | 23800 | 18.5 | 9 | 24000 | 19200 | 80% | 2 | 0 | 12 |  |  |  | No | R-410A | 1.9833 | Residential & Commercial | Ducted CEE Tier 1
214574130 | Central HP <5.4 tons | HEIL | HRCU-A-CB (Split System: Heat Pump with Remote Outdoor Unit-Air-Source) | HVH837GKA2* |  |  | EA*4X61L21A*+WALLCON | *97CMN0802120B* | 33200 | 17.5 | 8.5 | 32000 | 24800 | 77.5% | 2 | 0 | 11.5 |  |  |  | No | R-410A | 2.7667 | Residential & Commercial | Ducted CEE Tier 1
214574680 | Central HP <5.4 tons | HEIL | HRCU-A-CB (Split System: Heat Pump with Remote Outdoor Unit-Air-Source) | HVH837GKA2* |  |  | EN(A,D)4X48L24**+WALLCON | *96CTN0802120B* | 32400 | 17.5 | 8.5 | 32600 | 24800 | 76.07% | 1.98 | 0 | 11.5 |  |  |  | No | R-410A | 2.7 | Residential & Commercial | Ducted CEE Tier 1
214574580 | Central HP <5.4 tons | HEIL | HRCU-A-CB (Split System: Heat Pump with Remote Outdoor Unit-Air-Source) | HVH837GKA2* |  |  | EN(A,D,W)4X48L21**+WALLCON | *95CSU0802120B* | 32400 | 17.5 | 8.1 | 32800 | 24800 | 75.61% | 1.96 | 0 | 11.5 |  |  |  | No | R-410A | 2.7 | Residential & Commercial | Ducted CEE Tier 1
213076399 | Central HP <5.4 tons | AIRQUEST | HRCU-A-CB (Split System: Heat Pump with Remote Outdoor Unit-Air-Source) | DLCURAH24ABK |  |  | EN(A,D)4X24L17** | *96VTN0601716B* | 23200 | 16.5 | 8.5 | 26800 | 25400 | 94.78% | 2.12 | 0 | 10 |  |  |  | No | R-410A | 1.9333 | Residential & Commercial | Ducted CEE Tier 1
213077601 | Central HP <5.4 tons | AIRQUEST | HRCU-A-CB (Split System: Heat Pump with Remote Outdoor Unit-Air-Source) | DLCURAH36ABK |  |  | EA*4X37L21A* | *96VTN1002120B* | 36200 | 16.5 | 8.5 | 38000 | 34800 | 91.58% | 2.04 | 0 | 10 |  |  |  | No | R-410A | 3.0167 | Residential & Commercial | Ducted CEE Tier 1
213078354 | Central HP <5.4 tons | AIRQUEST | HRCU-A-CB (Split System: Heat Pump with Remote Outdoor Unit-Air-Source) | DLCURAH36ABK |  |  | END4X42L17** | *80MS(N,L)0901714A* | 35600 | 16 | 8.1 | 38500 | 35000 | 90.91% | 1.94 | 0 | 10 |  |  |  | No | R-410A | 2.9667 | Residential & Commercial | Ducted CEE Tier 1
213078618 | Central HP <5.4 tons | AIRQUEST | HRCU-A-CB (Split System: Heat Pump with Remote Outdoor Unit-Air-Source) | DLCURAH36ABK |  |  | EA*4X37L21A* | *80MS(N,L)1102120A* | 36600 | 16.5 | 8.5 | 38000 | 34800 | 91.58% | 2.06 | 0 | 10 |  |  |  | No | R-410A | 3.05 | Residential & Commercial | Ducted CEE Tier 1
213077834 | Central HP <5.4 tons | DAY & NIGHT | HRCU-A-CB (Split System: Heat Pump with Remote Outdoor Unit-Air-Source) | DLCURAH36ABK |  |  | EA*4X37L17A* | *80MS(N,L)0451412A* | 36000 | 15.2 | 8.5 | 38500 | 35200 | 91.43% | 2 | 0 | 10 |  |  |  | No | R-410A | 3 | Residential & Commercial | Ducted CEE Tier 1
213078404 | Central HP <5.4 tons | DAY & NIGHT | HRCU-A-CB (Split System: Heat Pump with Remote Outdoor Unit-Air-Source) | DLCURAH36ABK |  |  | EA*4X37L21A* | *80MS(N,L)0902116A* | 36400 | 16.5 | 8.5 | 38000 | 34800 | 91.58% | 2.06 | 0 | 10 |  |  |  | No | R-410A | 3.0333 | Residential & Commercial | Ducted CEE Tier 1
212984412 | Central HP <5.4 tons | AIRQUEST | HRCU-A-CB (Split System: Heat Pump with Remote Outdoor Unit-Air-Source) | DLCURAH36ABK |  |  | EA*4X48L21A* | *92MSN0801716A* | 35800 | 16.5 | 8.5 | 37800 | 34600 | 91.53% | 2.02 | 0 | 10 |  |  |  | No | R-410A | 2.9833 | Residential & Commercial | Ducted CEE Tier 1
212989492 | Central HP <5.4 tons | AIRQUEST | HRCU-A-CB (Split System: Heat Pump with Remote Outdoor Unit-Air-Source) | DLCURAH36ABK |  |  | EA*4X48L21A* | *95MSU0802120A* | 35600 | 16.5 | 8.5 | 37800 | 34600 | 91.53% | 2.02 | 0 | 10 |  |  |  | No | R-410A | 2.9667 | Residential & Commercial | Ducted CEE Tier 1
213076365 | Central HP <5.4 tons | DAY & NIGHT | HRCU-A-CB (Split System: Heat Pump with Remote Outdoor Unit-Air-Source) | DLCURAH24ABK |  |  | EN(A,D)4X36L21** | *95MSU1002122A* | 23400 | 17 | 8.5 | 26200 | 24600 | 93.89% | 2.06 | 0 | 10.5 |  |  |  | No | R-410A | 1.95 | Residential & Commercial | Ducted CEE Tier 1
216440013 | Central HP <5.4 tons | AMERICAN STANDARD | HRCU-A-CB (Split System: Heat Pump with Remote Outdoor Unit-Air-Source) | 5A6V0X36A1 |  |  | 5PX*B004AS3 | S9V2B040U3VSB+LRP | 33200 | 18.4 | 9 | 32000 | 24000 | 75% | 2.1 | 0 | 12 |  |  |  | No | R-454B | 2.7667 | Residential & Commercial | Ducted CEE Tier 1
216440031 | Central HP <5.4 tons | AMERICAN STANDARD | HRCU-A-CB (Split System: Heat Pump with Remote Outdoor Unit-Air-Source) | 5A6V0X36A1 |  |  | 5PX*B006AS3 | S9V2B080D4VSB+LRP | 32000 | 17.2 | 9.4 | 31800 | 23600 | 74.21% | 2.1 | 0 | 11.7 |  |  |  | No | R-454B | 2.6667 | Residential & Commercial | Ducted CEE Tier 1
216440097 | Central HP <5.4 tons | AMERICAN STANDARD | HRCU-A-CB (Split System: Heat Pump with Remote Outdoor Unit-Air-Source) | 5A6V0X36A1 |  |  | 5PX*C009AS3 | S9V2C100U5VSB+LRP | 34800 | 20 | 9.4 | 32400 | 23800 | 73.46% | 2.1 | 0 | 12.7 |  |  |  | No | R-454B | 2.9 | Residential & Commercial | Ducted CEE Tier 1
216440113 | Central HP <5.4 tons | AMERICAN STANDARD | HRCU-A-CB (Split System: Heat Pump with Remote Outdoor Unit-Air-Source) | 5A6V0X36A1 |  |  | 5TAMXD05AV41 |  | 35400 | 20.4 | 10 | 33000 | 24600 | 74.55% | 2.1 | 0 | 12.7 |  |  |  | No | R-454B | 2.95 | Residential & Commercial | Ducted CEE Tier 1
216440167 | Central HP <5.4 tons | AMERICAN STANDARD | HRCU-A-CB (Split System: Heat Pump with Remote Outdoor Unit-Air-Source) | 5A6V0X36A1 |  |  | 5TXCB006AS3 | S9V2B060U3VSB+LRP | 34200 | 19.2 | 9.4 | 32800 | 24200 | 73.78% | 2.1 | 0 | 12.5 |  |  |  | No | R-454B | 2.85 | Residential & Commercial | Ducted CEE Tier 1
212983180 | Central HP <5.4 tons | HEIL | HRCU-A-CB (Split System: Heat Pump with Remote Outdoor Unit-Air-Source) | DLCURAH24ABK |  |  | EA*4X36L21A* | *92MSN0401712A* | 23600 | 16 | 8.5 | 26400 | 24000 | 90.91% | 1.96 | 0 | 10 |  |  |  | No | R-410A | 1.9667 | Residential & Commercial | Ducted CEE Tier 1
212982703 | Central HP <5.4 tons | HEIL | HRCU-A-CB (Split System: Heat Pump with Remote Outdoor Unit-Air-Source) | DLCURAH24ABK |  |  | EA*4X36L21A* | *80MSU0601716A* | 23800 | 17.5 | 8.5 | 25600 | 23400 | 91.41% | 1.96 | 0 | 10 |  |  |  | No | R-410A | 1.9833 | Residential & Commercial | Ducted CEE Tier 1
212983573 | Central HP <5.4 tons | HEIL | HRCU-A-CB (Split System: Heat Pump with Remote Outdoor Unit-Air-Source) | DLCURAH24ABK |  |  | EA*4X37L17A* | *92MSN0601412A* | 24200 | 17 | 8.5 | 25800 | 22200 | 86.05% | 1.84 | 0 | 10 |  |  |  | No | R-410A | 2.0167 | Residential & Commercial | Ducted CEE Tier 1
212983623 | Central HP <5.4 tons | HEIL | HRCU-A-CB (Split System: Heat Pump with Remote Outdoor Unit-Air-Source) | DLCURAH24ABK |  |  | EN(A,D,W)4X36L17** | *92MSN0601412A* | 23800 | 17 | 8.5 | 26400 | 23800 | 90.15% | 1.98 | 0 | 10.5 |  |  |  | No | R-410A | 1.9833 | Residential & Commercial | Ducted CEE Tier 1
214574120 | Central HP <5.4 tons | HEIL | HRCU-A-CB (Split System: Heat Pump with Remote Outdoor Unit-Air-Source) | HVH837GKA2* |  |  | EA*4X61L21A*+WALLCON | *97CMN0602120B* | 33000 | 17.5 | 8.5 | 32200 | 25000 | 77.64% | 1.98 | 0 | 11 |  |  |  | No | R-410A | 2.75 | Residential & Commercial | Ducted CEE Tier 1
212983312 | Central HP <5.4 tons | HEIL | HRCU-A-CB (Split System: Heat Pump with Remote Outdoor Unit-Air-Source) | DLCURAH18ABK |  |  | EN(A,D)4X30L17** | *92MSN0401712A* | 17400 | 15.5 | 8.1 | 18100 | 18700 | 103.3% | 2.24 | 0 | 10.5 |  |  |  | No | R-410A | 1.45 | Residential & Commercial | Ducted CEE Tier 1
212989237 | Central HP <5.4 tons | CARRIER | HRCU-A-CB (Split System: Heat Pump with Remote Outdoor Unit-Air-Source) | 38MURAQ24AB3* |  |  | CNPV*3617AL* | 59SU5B060M17**16 | 23600 | 17 | 8.5 | 26400 | 24400 | 92.42% | 2.02 | 0 | 10.5 |  |  |  | No | R-410A | 1.9667 | Residential & Commercial | Ducted CEE Tier 1
212987050 | Central HP <5.4 tons | AIRQUEST | HRCU-A-CB (Split System: Heat Pump with Remote Outdoor Unit-Air-Source) | DLCURAH18ABK |  |  | EN(A,D)4X24L14** | *96MSN0601412A* | 17300 | 16 | 8.1 | 18300 | 19200 | 104.9% | 2.32 | 0 | 10.5 |  |  |  | No | R-410A | 1.4417 | Residential & Commercial | Ducted CEE Tier 1
213774627 | Central HP <5.4 tons | HEIL | HRCU-A-CB (Split System: Heat Pump with Remote Outdoor Unit-Air-Source) | HVH825GKA3* |  |  | EHD4X48AAL+WALLCON | *95CSU0601716B* | 24200 | 16 | 8.1 | 21400 | 16600 | 77.57% | 2 | 0 | 10.5 |  |  |  | No | R-410A | 2.0167 | Residential & Commercial | Ducted CEE Tier 1
212989324 | Central HP <5.4 tons | AIRQUEST | HRCU-A-CB (Split System: Heat Pump with Remote Outdoor Unit-Air-Source) | DLCURAH18ABK |  |  | EN(A,D)4X30L17** | *95MSU0601716A* | 17600 | 16.5 | 8.1 | 18100 | 18700 | 103.3% | 2.24 | 0 | 11 |  |  |  | No | R-410A | 1.4667 | Residential & Commercial | Ducted CEE Tier 1
213780127 | Central HP <5.4 tons | HEIL | HRCU-A-CB (Split System: Heat Pump with Remote Outdoor Unit-Air-Source) | HVH837GKA** |  |  | EHD4X42AAL+WALLCON | *96CTN1202422B* | 32600 | 16.5 | 8.1 | 33000 | 24600 | 74.55% | 1.94 | 0 | 11 |  |  |  | No | R-410A | 2.7167 | Residential & Commercial | Ducted CEE Tier 1
214838759 | Central HP <5.4 tons | YISO | HRCU-A-CB (Split System: Heat Pump with Remote Outdoor Unit-Air-Source) | YOHA2-36AA |  |  | YLCN2-2430BA | FG7TE-060D-V24B* | 24000 | 18.5 | 9 | 24000 | 19400 | 80.83% | 2.1 | 0 | 12 |  |  |  | No | R-410A | 2 | Residential & Commercial | Ducted CEE Tier 1
214243175 | Central HP <5.4 tons | CARRIER | HRCU-A-CB (Split System: Heat Pump with Remote Outdoor Unit-Air-Source) | 25VNA825A*031* |  |  | CNPV*4821AL*+UI | 59TN6C080C17**14 | 24000 | 17 | 8.1 | 21400 | 16600 | 77.57% | 2 | 0 | 11 |  |  |  | No | R-410A | 2 | Residential & Commercial | Ducted CEE Tier 1
215935884 | Central HP <5.4 tons | CARRIER | HRCU-A-CB (Split System: Heat Pump with Remote Outdoor Unit-Air-Source) | 27VNA336A*030* |  |  | CVAVA3817XMA*+UI | 59MN7C080C17**14 | 35200 | 21 | 8.5 | 38500 | 29200 | 75.84% | 2 | 0 | 11.7 |  |  |  | No | R-454B | 2.9333 | Residential & Commercial | Ducted CEE Tier 1
215936034 | Central HP <5.4 tons | CARRIER | HRCU-A-CB (Split System: Heat Pump with Remote Outdoor Unit-Air-Source) | 27VNA336A*030* |  |  | CVAVA4221XMA*+UI | 59CU5B060C17**16 | 34200 | 20.5 | 8.5 | 39000 | 28600 | 73.33% | 2.04 | 0 | 11.5 |  |  |  | No | R-454B | 2.85 | Residential & Commercial | Ducted CEE Tier 1
208447881 | Central HP <5.4 tons | CARRIER | HRCU-A-CB (Split System: Heat Pump with Remote Outdoor Unit-Air-Source) | 38MURAQ24AA3 |  |  | 40MUAAQ24XA3 |  | 24000 | 17 | 9.2 | 26000 | 19400 | 74.62% | 2.1 | 11.3 | 10.5 |  |  |  | No | R-410A | 2 | Residential & Commercial | Ducted CEE Tier 1
211081434 | Central HP <5.4 tons | AMERICAN STANDARD | HRCU-A-CB (Split System: Heat Pump with Remote Outdoor Unit-Air-Source) | 4A6V0X60A1 |  |  | 4PX*CU60BS3 | S8V2C100M5PDA | 54000 | 19 | 8.2 | 52000 | 40000 | 76.92% | 1.78 | 11.7 | 11.7 |  |  |  | No | R-410A | 4.5 | Residential & Commercial | Ducted CEE Tier 1
214574290 | Central HP <5.4 tons | HEIL | HRCU-A-CB (Split System: Heat Pump with Remote Outdoor Unit-Air-Source) | HVH837GKA2* |  |  | EHD4X42AAL+WALLCON | *95CSU1002122B* | 32600 | 17 | 8.5 | 32800 | 24800 | 75.61% | 1.96 | 0 | 11 |  |  |  | No | R-410A | 2.7167 | Residential & Commercial | Ducted CEE Tier 1
212981767 | Central HP <5.4 tons | HEIL | HRCU-A-CB (Split System: Heat Pump with Remote Outdoor Unit-Air-Source) | DLCURAH24ABK |  |  | EA*4X37L21A* | *80MSU1002120A* | 24400 | 17 | 8.5 | 25200 | 21400 | 84.92% | 1.78 | 0 | 10 |  |  |  | No | R-410A | 2.0333 | Residential & Commercial | Ducted CEE Tier 1
216440159 | Central HP <5.4 tons | AMERICAN STANDARD | HRCU-A-CB (Split System: Heat Pump with Remote Outdoor Unit-Air-Source) | 5A6V0X36A1 |  |  | 5TXCB006AS3 | S9V2B040D3VSB+LRP | 32600 | 17.6 | 9.4 | 31800 | 23800 | 74.84% | 2.1 | 0 | 11.7 |  |  |  | No | R-454B | 2.7167 | Residential & Commercial | Ducted CEE Tier 1
216440163 | Central HP <5.4 tons | AMERICAN STANDARD | HRCU-A-CB (Split System: Heat Pump with Remote Outdoor Unit-Air-Source) | 5A6V0X36A1 |  |  | 5TXCB006AS3 | L8V1A060U3VSB+LRP | 35000 | 19.4 | 9.4 | 32600 | 25200 | 77.3% | 2.1 | 0 | 12 |  |  |  | No | R-454B | 2.9167 | Residential & Commercial | Ducted CEE Tier 1
215853301 | Central HP <5.4 tons | YORK | HRCU-A-CB (Split System: Heat Pump with Remote Outdoor Unit-Air-Source) | HH836E2S11 |  |  | CTM36C5CDS1+JME12C2SN1 |  | 33400 | 19 | 9 | 30400 | 24800 | 81.58% | 2 | 0 | 12 |  |  |  | No | R-454B | 2.7833 | Residential & Commercial | Ducted CEE Tier 1
213079919 | Central HP <5.4 tons | BRYANT HEATING AND COOLING SYSTEMS | HRCU-A-CB (Split System: Heat Pump with Remote Outdoor Unit-Air-Source) | 38MURAQ36AB3* |  |  | CAP**4224AL* | 912SE60120M24*** | 35800 | 16 | 8.1 | 38500 | 35200 | 91.43% | 1.9 | 0 | 10 |  |  |  | No | R-410A | 2.9833 | Residential & Commercial | Ducted CEE Tier 1
215866716 | Central HP <5.4 tons | AI AIR CONDITIONING | HRCU-A-CB (Split System: Heat Pump with Remote Outdoor Unit-Air-Source) | AUO19-36N2-M3H |  |  | AUH3-36N2-BM3E |  | 36000 | 17.7 | 10 | 36000 | 32600 | 90.56% | 2.06 | 0 | 12 |  |  |  | No | R-454B | 3 | Residential & Commercial | Ducted CEE Tier 1
216440435 | Central HP <5.4 tons | AMERICAN STANDARD | HRCU-A-CB (Split System: Heat Pump with Remote Outdoor Unit-Air-Source) | 5A6V0X60A1 |  |  | 5PX*C009AS3 | S9V2C100U5VSB+LRP | 53000 | 18.6 | 9 | 54000 | 38000 | 70.37% | 2 | 0 | 10.5 |  |  |  | No | R-454B | 4.4167 | Residential & Commercial | Ducted CEE Tier 1
216440487 | Central HP <5.4 tons | AMERICAN STANDARD | HRCU-A-CB (Split System: Heat Pump with Remote Outdoor Unit-Air-Source) | 5A6V0X60A1 |  |  | 5PX*DD10AS3 | S9V2C100D5VSB+LRP | 51500 | 18.4 | 9 | 54000 | 38000 | 70.37% | 2 | 0 | 10 |  |  |  | No | R-454B | 4.2917 | Residential & Commercial | Ducted CEE Tier 1
216440535 | Central HP <5.4 tons | AMERICAN STANDARD | HRCU-A-CB (Split System: Heat Pump with Remote Outdoor Unit-Air-Source) | 5A6V0X60A1 |  |  | 5TXCD008AS3 | S9V2C100U5PSC+LRP | 52000 | 18.6 | 9 | 54500 | 38500 | 70.64% | 2 | 0 | 10 |  |  |  | No | R-454B | 4.3333 | Residential & Commercial | Ducted CEE Tier 1
216440553 | Central HP <5.4 tons | AMERICAN STANDARD | HRCU-A-CB (Split System: Heat Pump with Remote Outdoor Unit-Air-Source) | 5A6V0X60A1 |  |  | 5TXCD010AS3 | S9V2C080U5PSC+LRP | 53000 | 18.6 | 9 | 54000 | 38000 | 70.37% | 2 | 0 | 10.5 |  |  |  | No | R-454B | 4.4167 | Residential & Commercial | Ducted CEE Tier 1
213080244 | Central HP <5.4 tons | BRYANT HEATING AND COOLING SYSTEMS | HRCU-A-CB (Split System: Heat Pump with Remote Outdoor Unit-Air-Source) | 38MURAQ36AB3* |  |  | CNPV*4821AL* | 916SA60080M21*** | 36200 | 16 | 8.1 | 38500 | 35000 | 90.91% | 2.02 | 0 | 10 |  |  |  | No | R-410A | 3.0167 | Residential & Commercial | Ducted CEE Tier 1
213080403 | Central HP <5.4 tons | BRYANT HEATING AND COOLING SYSTEMS | HRCU-A-CB (Split System: Heat Pump with Remote Outdoor Unit-Air-Source) | 38MURAQ36AB3* |  |  | CAP**4224AL* | 916SA66100M21*** | 35400 | 16 | 8.5 | 38500 | 35000 | 90.91% | 1.88 | 0 | 10 |  |  |  | No | R-410A | 2.95 | Residential & Commercial | Ducted CEE Tier 1
213078768 | Central HP <5.4 tons | AIRQUEST | HRCU-A-CB (Split System: Heat Pump with Remote Outdoor Unit-Air-Source) | DLCURAH36ABK |  |  | EA*4X42L24A* | *80MS(N,L)1352420A* | 35400 | 16.5 | 8.1 | 38500 | 35000 | 90.91% | 1.88 | 0 | 10 |  |  |  | No | R-410A | 2.95 | Residential & Commercial | Ducted CEE Tier 1
213080459 | Central HP <5.4 tons | AIRQUEST | HRCU-A-CB (Split System: Heat Pump with Remote Outdoor Unit-Air-Source) | DLCURAH36ABK |  |  | EA*4X42L24A* | *96MSN1202422A* | 35200 | 16 | 8.1 | 38500 | 35000 | 90.91% | 1.88 | 0 | 10 |  |  |  | No | R-410A | 2.9333 | Residential & Commercial | Ducted CEE Tier 1
213080404 | Central HP <5.4 tons | AIRQUEST | HRCU-A-CB (Split System: Heat Pump with Remote Outdoor Unit-Air-Source) | DLCURAH36ABK |  |  | EA*4X42L24A* | *96MSN1002122A* | 35400 | 16 | 8.5 | 38500 | 35000 | 90.91% | 1.88 | 0 | 10 |  |  |  | No | R-410A | 2.95 | Residential & Commercial | Ducted CEE Tier 1
216440235 | Central HP <5.4 tons | AMERICAN STANDARD | HRCU-A-CB (Split System: Heat Pump with Remote Outdoor Unit-Air-Source) | 5A6V0X48A1 |  |  | 5PX*B006AS3+P0V0B000M40SD+LRP |  | 44000 | 19.6 | 9.7 | 46500 | 33400 | 71.83% | 2.1 | 0 | 12 |  |  |  | No | R-454B | 3.6667 | Residential & Commercial | Ducted CEE Tier 1
213080412 | Central HP <5.4 tons | BRYANT HEATING AND COOLING SYSTEMS | HRCU-A-CB (Split System: Heat Pump with Remote Outdoor Unit-Air-Source) | 38MURAQ36AB3* |  |  | CAP**4321AL* | 916SA66100M21*** | 36800 | 16 | 8.5 | 38500 | 34800 | 90.39% | 2.1 | 0 | 10 |  |  |  | No | R-410A | 3.0667 | Residential & Commercial | Ducted CEE Tier 1
213080537 | Central HP <5.4 tons | BRYANT HEATING AND COOLING SYSTEMS | HRCU-A-CB (Split System: Heat Pump with Remote Outdoor Unit-Air-Source) | 38MURAQ36AB3* |  |  | CAP**3721AL* | 935SB36040M17*** | 36200 | 15.2 | 8.5 | 38000 | 35000 | 92.11% | 2.04 | 0 | 10 |  |  |  | No | R-410A | 3.0167 | Residential & Commercial | Ducted CEE Tier 1
211228749 | Central HP <5.4 tons | BRYANT HEATING AND COOLING SYSTEMS | HRCU-A-CB (Split System: Heat Pump with Remote Outdoor Unit-Air-Source) | 38MURAQ36AB3* |  |  | CAP**4821AL* | 8(0,1)*SA36070E17*** | 36000 | 15.5 | 8.5 | 38500 | 34800 | 90.39% | 2.06 | 0 | 10 |  |  |  | No | R-410A | 3 | Residential & Commercial | Ducted CEE Tier 1
211228785 | Central HP <5.4 tons | BRYANT HEATING AND COOLING SYSTEMS | HRCU-A-CB (Split System: Heat Pump with Remote Outdoor Unit-Air-Source) | 38MURAQ36AB3* |  |  | CAP**4821AL* | 8(0,1)*SA48090E21*** | 36200 | 16 | 8.5 | 38500 | 34600 | 89.87% | 2.08 | 0 | 10 |  |  |  | No | R-410A | 3.0167 | Residential & Commercial | Ducted CEE Tier 1
211229035 | Central HP <5.4 tons | BRYANT HEATING AND COOLING SYSTEMS | HRCU-A-CB (Split System: Heat Pump with Remote Outdoor Unit-Air-Source) | 38MURAQ36AB3* |  |  | CAP**4821AL* | 915SB60080E21*** | 36600 | 15.5 | 8.5 | 38500 | 34800 | 90.39% | 2.08 | 0 | 10 |  |  |  | No | R-410A | 3.05 | Residential & Commercial | Ducted CEE Tier 1
211229270 | Central HP <5.4 tons | BRYANT HEATING AND COOLING SYSTEMS | HRCU-A-CB (Split System: Heat Pump with Remote Outdoor Unit-Air-Source) | 38MURAQ36AB3* |  |  | CAP**4824AL* | 8(0,1)*SA60090E21*** | 36600 | 16 | 8.5 | 38500 | 34800 | 90.39% | 2.08 | 0 | 10 |  |  |  | No | R-410A | 3.05 | Residential & Commercial | Ducted CEE Tier 1
211717290 | Central HP <5.4 tons | DIYCOOL | HRCU-A-CB (Split System: Heat Pump with Remote Outdoor Unit-Air-Source) | SC-2436-HP |  |  | SC-36-AH |  | 34000 | 16 | 9 | 35000 | 28000 | 80% | 1.8 | 10 | 10 |  |  |  | No | R-410A | 2.8333 | Residential & Commercial | Ducted CEE Tier 1
214095453 | Central HP <5.4 tons | FRIEDRICH | HRCU-A-CB (Split System: Heat Pump with Remote Outdoor Unit-Air-Source) | RD17AZ24AJ3N |  |  | FRH3VZ3617STACN |  | 22600 | 17 | 9.5 | 22600 | 16700 | 73.89% | 2.1 | 0 | 11.7 |  |  |  | No | R-410A | 1.8833 | Residential & Commercial | Ducted CEE Tier 1
215739593 | Central HP <5.4 tons | FRIEDRICH | HRCU-A-CB (Split System: Heat Pump with Remote Outdoor Unit-Air-Source) | FRP19AY24AJVC |  |  | FRHMVY3621MEACA |  | 22800 | 19 | 8.5 | 22800 | 19500 | 85.53% | 1.9 | 0 | 12 |  |  |  | No | R-454B | 1.9 | Residential & Commercial | Ducted CEE Tier 1
215936234 | Central HP <5.4 tons | CARRIER | HRCU-A-CB (Split System: Heat Pump with Remote Outdoor Unit-Air-Source) | 27VNA336A*030* |  |  | CVAVA4224XMA*+UI | 59MN7C100C21**22 | 35600 | 22 | 8.5 | 38000 | 28400 | 74.74% | 2.04 | 0 | 12.5 |  |  |  | No | R-454B | 2.9667 | Residential & Commercial | Ducted CEE Tier 1
215936484 | Central HP <5.4 tons | CARRIER | HRCU-A-CB (Split System: Heat Pump with Remote Outdoor Unit-Air-Source) | 27VNA336A*030* |  |  | CVAVA4924XMA*+UI | 59CU5B100C21**22 | 35600 | 22 | 8.5 | 38000 | 28400 | 74.74% | 2.06 | 0 | 12.5 |  |  |  | No | R-454B | 2.9667 | Residential & Commercial | Ducted CEE Tier 1
215936704 | Central HP <5.4 tons | CARRIER | HRCU-A-CB (Split System: Heat Pump with Remote Outdoor Unit-Air-Source) | 27VNA336A*030* |  |  | CVAVA6021XMA*+UI | 59MN7C100C21**22 | 35600 | 22 | 8.5 | 38000 | 28600 | 75.26% | 2.02 | 0 | 12.5 |  |  |  | No | R-454B | 2.9667 | Residential & Commercial | Ducted CEE Tier 1
212984136 | Central HP <5.4 tons | AIRQUEST | HRCU-A-CB (Split System: Heat Pump with Remote Outdoor Unit-Air-Source) | DLCURAH24ABK |  |  | EN(A,D,W)4X36L17** | *92MSN0601714A* | 23600 | 17 | 8.5 | 26400 | 24400 | 92.42% | 2.02 | 0 | 10.5 |  |  |  | No | R-410A | 1.9667 | Residential & Commercial | Ducted CEE Tier 1
212986226 | Central HP <5.4 tons | AIRQUEST | HRCU-A-CB (Split System: Heat Pump with Remote Outdoor Unit-Air-Source) | DLCURAH24ABK |  |  | EN(A,D)4X24L17** | *96MSN0401410A* | 23200 | 16 | 8.5 | 27000 | 25200 | 93.33% | 2.1 | 0 | 10 |  |  |  | No | R-410A | 1.9333 | Residential & Commercial | Ducted CEE Tier 1
216440007 | Central HP <5.4 tons | AMERICAN STANDARD | HRCU-A-CB (Split System: Heat Pump with Remote Outdoor Unit-Air-Source) | 5A6V0X36A1 |  |  | 5PX*B004AS3 | S9V2B040D3VSB+LRP | 31400 | 17.1 | 9.4 | 31400 | 23600 | 75.16% | 2 | 0 | 11.7 |  |  |  | No | R-454B | 2.6167 | Residential & Commercial | Ducted CEE Tier 1
216440021 | Central HP <5.4 tons | AMERICAN STANDARD | HRCU-A-CB (Split System: Heat Pump with Remote Outdoor Unit-Air-Source) | 5A6V0X36A1 |  |  | 5PX*B004AS3 | S9V2B060U4VSB+LRP | 33400 | 18.2 | 9.4 | 32000 | 24000 | 75% | 2.1 | 0 | 12 |  |  |  | No | R-454B | 2.7833 | Residential & Commercial | Ducted CEE Tier 1
216440041 | Central HP <5.4 tons | AMERICAN STANDARD | HRCU-A-CB (Split System: Heat Pump with Remote Outdoor Unit-Air-Source) | 5A6V0X36A1 |  |  | 5PX*B006AS3 | S9V2B040U3VSB+LRP | 34200 | 19.2 | 9.4 | 32800 | 24200 | 73.78% | 2.1 | 0 | 12 |  |  |  | No | R-454B | 2.85 | Residential & Commercial | Ducted CEE Tier 1
216440057 | Central HP <5.4 tons | AMERICAN STANDARD | HRCU-A-CB (Split System: Heat Pump with Remote Outdoor Unit-Air-Source) | 5A6V0X36A1 |  |  | 5PX*C005AS3 | S9V2C100D5PSC+LRP | 31600 | 17.2 | 9.4 | 31400 | 23400 | 74.52% | 2 | 0 | 11.7 |  |  |  | No | R-454B | 2.6333 | Residential & Commercial | Ducted CEE Tier 1
216440123 | Central HP <5.4 tons | AMERICAN STANDARD | HRCU-A-CB (Split System: Heat Pump with Remote Outdoor Unit-Air-Source) | 5A6V0X36A1 |  |  | 5TXCB004AS3 | S9V2B080D4PSC+LRP | 31400 | 17.1 | 9 | 31400 | 23600 | 75.16% | 2 | 0 | 11.7 |  |  |  | No | R-454B | 2.6167 | Residential & Commercial | Ducted CEE Tier 1
216440205 | Central HP <5.4 tons | AMERICAN STANDARD | HRCU-A-CB (Split System: Heat Pump with Remote Outdoor Unit-Air-Source) | 5A6V0X36A1 |  |  | 5TXCC007AS3 | S9V2C080U5PSC+LRP | 34200 | 19.4 | 9.4 | 32600 | 24200 | 74.23% | 2.1 | 0 | 12.5 |  |  |  | No | R-454B | 2.85 | Residential & Commercial | Ducted CEE Tier 1
216445236 | Central HP <5.4 tons | YISO | HRCU-A-CB (Split System: Heat Pump with Remote Outdoor Unit-Air-Source) | YOHA2-36CB |  |  | YAHA2-36CB |  | 34200 | 19 | 10 | 36000 | 25200 | 70% | 2 | 0 | 12 |  |  |  | No | R-454B | 2.85 | Residential & Commercial | Ducted CEE Tier 1
212985508 | Central HP <5.4 tons | AIRQUEST | HRCU-A-CB (Split System: Heat Pump with Remote Outdoor Unit-Air-Source) | DLCURAH36ABK |  |  | EA*4X48L21A* | *92MSN1002122A* | 35800 | 16.5 | 8.5 | 37800 | 34600 | 91.53% | 2.02 | 0 | 10 |  |  |  | No | R-410A | 2.9833 | Residential & Commercial | Ducted CEE Tier 1
212988229 | Central HP <5.4 tons | DAY & NIGHT | HRCU-A-CB (Split System: Heat Pump with Remote Outdoor Unit-Air-Source) | DLCURAH36ABK |  |  | EA*4X48L24A* | *96MSN1002122A* | 35800 | 16.5 | 8.5 | 37800 | 34600 | 91.53% | 2.06 | 0 | 10 |  |  |  | No | R-410A | 2.9833 | Residential & Commercial | Ducted CEE Tier 1
216571100 | Central HP <5.4 tons | TRANE | HRCU-A-CB (Split System: Heat Pump with Remote Outdoor Unit-Air-Source) | 5TWV0X48A1 |  |  | 5PX*D008AS3 | *UHMD120CCV5+LRP | 44000 | 20 | 9.7 | 47000 | 33800 | 71.91% | 2.1 | 0 | 12 |  |  |  | No | R-454B | 3.6667 | Residential & Commercial | Ducted CEE Tier 1
215318758 | Central HP <5.4 tons | CARRIER | HRCU-A-CB (Split System: Heat Pump with Remote Outdoor Unit-Air-Source) | 37MURAQ36AA3 |  |  | 45MUAAQ36XX3 |  | 36000 | 16.2 | 8.7 | 36000 | 27000 | 75% | 2 | 0 | 10 |  |  |  | No | R-454B | 3 | Residential & Commercial | Ducted CEE Tier 1
212985839 | Central HP <5.4 tons | DAY & NIGHT | HRCU-A-CB (Split System: Heat Pump with Remote Outdoor Unit-Air-Source) | DLCURAH24ABK |  |  | EN(A,D)4X24L17** | *96MSN0261410A* | 23200 | 16 | 8.5 | 27000 | 25200 | 93.33% | 2.08 | 0 | 10 |  |  |  | No | R-410A | 1.9333 | Residential & Commercial | Ducted CEE Tier 1
212985859 | Central HP <5.4 tons | DAY & NIGHT | HRCU-A-CB (Split System: Heat Pump with Remote Outdoor Unit-Air-Source) | DLCURAH24ABK |  |  | EN(A,D)4X30L17** | *96MSN0261410A* | 23400 | 16.5 | 8.1 | 26000 | 24400 | 93.85% | 2.02 | 0 | 10 |  |  |  | No | R-410A | 1.95 | Residential & Commercial | Ducted CEE Tier 1
214574510 | Central HP <5.4 tons | HEIL | HRCU-A-CB (Split System: Heat Pump with Remote Outdoor Unit-Air-Source) | HVH837GKA2* |  |  | EN(A,D,W)4X42L21**+WALLCON | *80CTL0702120B* | 31800 | 17 | 8.1 | 33000 | 24600 | 74.55% | 1.88 | 0 | 11 |  |  |  | No | R-410A | 2.65 | Residential & Commercial | Ducted CEE Tier 1
211245680 | Central HP <5.4 tons | AIRQUEST | HRCU-A-CB (Split System: Heat Pump with Remote Outdoor Unit-Air-Source) | DLCURAH24ABK |  |  | EN(A,D)4X36L21** | *92ESN0802120A* | 24800 | 16.5 | 8.5 | 26800 | 22200 | 82.84% | 1.84 | 0 | 10.5 |  |  |  | No | R-410A | 2.0667 | Residential & Commercial | Ducted CEE Tier 1
211245311 | Central HP <5.4 tons | AIRQUEST | HRCU-A-CB (Split System: Heat Pump with Remote Outdoor Unit-Air-Source) | DLCURAH24ABK |  |  | EN(A,D)4X36L21** | *96VSN0601714A* | 23400 | 16.5 | 8.1 | 25800 | 24000 | 93.02% | 2 | 0 | 10 |  |  |  | No | R-410A | 1.95 | Residential & Commercial | Ducted CEE Tier 1
211245494 | Central HP <5.4 tons | AIRQUEST | HRCU-A-CB (Split System: Heat Pump with Remote Outdoor Unit-Air-Source) | DLCURAH24ABK |  |  | EN(A,D)4X36L21** | *96VTN0401712A* | 23400 | 16 | 8.1 | 25800 | 24000 | 93.02% | 1.98 | 0 | 10 |  |  |  | No | R-410A | 1.95 | Residential & Commercial | Ducted CEE Tier 1
212982091 | Central HP <5.4 tons | HEIL | HRCU-A-CB (Split System: Heat Pump with Remote Outdoor Unit-Air-Source) | DLCURAH36ABK |  |  | EA*4X48L21A* | *80MSU0401712A* | 35600 | 16 | 8.5 | 37800 | 34600 | 91.53% | 2.04 | 0 | 10 |  |  |  | No | R-410A | 2.9667 | Residential & Commercial | Ducted CEE Tier 1
216571090 | Central HP <5.4 tons | TRANE | HRCU-A-CB (Split System: Heat Pump with Remote Outdoor Unit-Air-Source) | 5TWV0X48A1 |  |  | 5PX*CD09AS3 | S8V2C080M5PCB | 45500 | 20 | 9.4 | 46500 | 33600 | 72.26% | 2 | 0 | 12 |  |  |  | No | R-454B | 3.7917 | Residential & Commercial | Ducted CEE Tier 1
216440231 | Central HP <5.4 tons | AMERICAN STANDARD | HRCU-A-CB (Split System: Heat Pump with Remote Outdoor Unit-Air-Source) | 5A6V0X48A1 |  |  | 5PX*B006AS3 | L8V1B080U4VSB+LRP | 43500 | 19 | 9.4 | 46500 | 33600 | 72.26% | 2.1 | 0 | 11.7 |  |  |  | No | R-454B | 3.625 | Residential & Commercial | Ducted CEE Tier 1
216571092 | Central HP <5.4 tons | TRANE | HRCU-A-CB (Split System: Heat Pump with Remote Outdoor Unit-Air-Source) | 5TWV0X48A1 |  |  | 5PX*CD09AS3 | *DHMC100CCV4+LRP | 45000 | 19.6 | 9.4 | 46500 | 33400 | 71.83% | 2 | 0 | 12 |  |  |  | No | R-454B | 3.75 | Residential & Commercial | Ducted CEE Tier 1
216440233 | Central HP <5.4 tons | AMERICAN STANDARD | HRCU-A-CB (Split System: Heat Pump with Remote Outdoor Unit-Air-Source) | 5A6V0X48A1 |  |  | 5PX*B006AS3 | S9V2B060U4PSC+LRP | 43500 | 19.2 | 9.4 | 46500 | 33600 | 72.26% | 2.1 | 0 | 11.7 |  |  |  | No | R-454B | 3.625 | Residential & Commercial | Ducted CEE Tier 1
216440299 | Central HP <5.4 tons | AMERICAN STANDARD | HRCU-A-CB (Split System: Heat Pump with Remote Outdoor Unit-Air-Source) | 5A6V0X48A1 |  |  | 5PX*D010AS3+P0V0C000M50SD+LRP |  | 45000 | 20.2 | 9.7 | 46000 | 32800 | 71.3% | 2.1 | 0 | 12 |  |  |  | No | R-454B | 3.75 | Residential & Commercial | Ducted CEE Tier 1
210596800 | Central HP <5.4 tons | COMFORTMAKER | HRCU-A-CB (Split System: Heat Pump with Remote Outdoor Unit-Air-Source) | CVH825GKA2* |  |  | EA*4X43L21A*+WALLCON | *97CMN0801714A* | 24400 | 16.5 | 8.1 | 21200 | 16700 | 78.77% | 2.02 | 0 | 11 |  |  |  | No | R-410A | 2.0333 | Residential & Commercial | Ducted CEE Tier 1
210596803 | Central HP <5.4 tons | COMFORTMAKER | HRCU-A-CB (Split System: Heat Pump with Remote Outdoor Unit-Air-Source) | CVH825GKA2* |  |  | EA*4X43L21A*+WALLCON | *97CMN1002122A* | 24400 | 16.5 | 8.5 | 21200 | 16600 | 78.3% | 2.04 | 0 | 11 |  |  |  | No | R-410A | 2.0333 | Residential & Commercial | Ducted CEE Tier 1
210596920 | Central HP <5.4 tons | COMFORTMAKER | HRCU-A-CB (Split System: Heat Pump with Remote Outdoor Unit-Air-Source) | CVH825GKA2* |  |  | EHD4X42AAL+WALLCON | *96CTN1002122A* | 24200 | 16 | 8.1 | 21400 | 16600 | 77.57% | 2 | 0 | 10.5 |  |  |  | No | R-410A | 2.0167 | Residential & Commercial | Ducted CEE Tier 1
210596950 | Central HP <5.4 tons | COMFORTMAKER | HRCU-A-CB (Split System: Heat Pump with Remote Outdoor Unit-Air-Source) | CVH825GKA2* |  |  | EHD4X48AAL+WALLCON | *80CTL0451712A* | 24200 | 16 | 8.1 | 21400 | 16700 | 78.04% | 2 | 0 | 10.5 |  |  |  | No | R-410A | 2.0167 | Residential & Commercial | Ducted CEE Tier 1
210472935 | Central HP <5.4 tons | COMFORTMAKER | HRCU-A-CB (Split System: Heat Pump with Remote Outdoor Unit-Air-Source) | CVH825GKA3* |  |  | EA*4X42L21A*+WALLCON | *97CMN0801714A* | 23600 | 16.5 | 8.1 | 21400 | 16700 | 78.04% | 1.96 | 0 | 11 |  |  |  | No | R-410A | 1.9667 | Residential & Commercial | Ducted CEE Tier 1
210473122 | Central HP <5.4 tons | COMFORTMAKER | HRCU-A-CB (Split System: Heat Pump with Remote Outdoor Unit-Air-Source) | CVH825GKA3* |  |  | EA*4X43L21A*+WALLCON | *80CSU0401712A* | 24400 | 17 | 8.5 | 21200 | 16600 | 78.3% | 2.02 | 0 | 11 |  |  |  | No | R-410A | 2.0333 | Residential & Commercial | Ducted CEE Tier 1
210473353 | Central HP <5.4 tons | COMFORTMAKER | HRCU-A-CB (Split System: Heat Pump with Remote Outdoor Unit-Air-Source) | CVH825GKA3* |  |  | EA*4X48L21A*+WALLCON | *96CTN0601714A* | 24000 | 16.5 | 8.1 | 21000 | 16600 | 79.05% | 2 | 0 | 11 |  |  |  | No | R-410A | 2 | Residential & Commercial | Ducted CEE Tier 1
214097711 | Central HP <5.4 tons | FRIEDRICH | HRCU-A-CB (Split System: Heat Pump with Remote Outdoor Unit-Air-Source) | RD17AZ48AJ3N |  |  | TCFZ6024SEANM | FR98MV1005A21UP | 45500 | 16 | 8.1 | 45500 | 40500 | 89.01% | 2 | 0 | 10 |  |  |  | No | R-410A | 3.7917 | Residential & Commercial | Ducted CEE Tier 1
214097713 | Central HP <5.4 tons | FRIEDRICH | HRCU-A-CB (Split System: Heat Pump with Remote Outdoor Unit-Air-Source) | RD17AZ48AJ3N |  |  | TCFZ6024SEANM | FR97MV1155A24DH | 45500 | 17 | 8.1 | 45500 | 40500 | 89.01% | 2.1 | 0 | 10 |  |  |  | No | R-410A | 3.7917 | Residential & Commercial | Ducted CEE Tier 1
214097714 | Central HP <5.4 tons | FRIEDRICH | HRCU-A-CB (Split System: Heat Pump with Remote Outdoor Unit-Air-Source) | RD17AZ48AJ3N |  |  | TCFZ6024SEANM | FR97MV1005A21DH | 45500 | 17 | 8.1 | 45500 | 40500 | 89.01% | 2.1 | 0 | 10 |  |  |  | No | R-410A | 3.7917 | Residential & Commercial | Ducted CEE Tier 1
216440351 | Central HP <5.4 tons | AMERICAN STANDARD | HRCU-A-CB (Split System: Heat Pump with Remote Outdoor Unit-Air-Source) | 5A6V0X48A1 |  |  | 5TXCC007AS3 | S9V2C100U5VSB+LRP | 44000 | 20 | 9.7 | 46500 | 33400 | 71.83% | 2.1 | 0 | 12 |  |  |  | No | R-454B | 3.6667 | Residential & Commercial | Ducted CEE Tier 1
216571114 | Central HP <5.4 tons | TRANE | HRCU-A-CB (Split System: Heat Pump with Remote Outdoor Unit-Air-Source) | 5TWV0X48A1 |  |  | 5PX*DD10AS3 | S8V2C080M5PDB | 44000 | 20 | 9.7 | 46500 | 33600 | 72.26% | 2.1 | 0 | 11.7 |  |  |  | No | R-454B | 3.6667 | Residential & Commercial | Ducted CEE Tier 1
216571116 | Central HP <5.4 tons | TRANE | HRCU-A-CB (Split System: Heat Pump with Remote Outdoor Unit-Air-Source) | 5TWV0X48A1 |  |  | 5PX*DD10AS3 | *DHMC100CCV4+LRP | 44000 | 19.4 | 9.7 | 46500 | 33600 | 72.26% | 2.1 | 0 | 11.7 |  |  |  | No | R-454B | 3.6667 | Residential & Commercial | Ducted CEE Tier 1
210470163 | Central HP <5.4 tons | COMFORTMAKER | HRCU-A-CB (Split System: Heat Pump with Remote Outdoor Unit-Air-Source) | CVH837GKA2* |  |  | EA*4X42L21A*+WALLCON | *80CSU1002120A* | 31800 | 17 | 8.1 | 33200 | 24400 | 73.49% | 1.88 | 0 | 11 |  |  |  | No | R-410A | 2.65 | Residential & Commercial | Ducted CEE Tier 1
210470248 | Central HP <5.4 tons | COMFORTMAKER | HRCU-A-CB (Split System: Heat Pump with Remote Outdoor Unit-Air-Source) | CVH837GKA2* |  |  | EA*4X60L24A*+WALLCON | *95CSU1002122A* | 32800 | 18 | 8.5 | 31800 | 24800 | 77.99% | 2 | 0 | 11.5 |  |  |  | No | R-410A | 2.7333 | Residential & Commercial | Ducted CEE Tier 1
210471150 | Central HP <5.4 tons | COMFORTMAKER | HRCU-A-CB (Split System: Heat Pump with Remote Outdoor Unit-Air-Source) | CVH837GKA2* |  |  | EHD4X60AAL+WALLCON | *80CSU0601716A* | 33000 | 16.5 | 8.1 | 32400 | 24800 | 76.54% | 1.98 | 0 | 11 |  |  |  | No | R-410A | 2.75 | Residential & Commercial | Ducted CEE Tier 1
210471282 | Central HP <5.4 tons | COMFORTMAKER | HRCU-A-CB (Split System: Heat Pump with Remote Outdoor Unit-Air-Source) | CVH837GKA2* |  |  | EHD4X60AAL+WALLCON | *96CTN1002122A* | 33000 | 17 | 8.1 | 32200 | 24800 | 77.02% | 2.02 | 0 | 11.5 |  |  |  | No | R-410A | 2.75 | Residential & Commercial | Ducted CEE Tier 1
210596887 | Central HP <5.4 tons | COMFORTMAKER | HRCU-A-CB (Split System: Heat Pump with Remote Outdoor Unit-Air-Source) | CVH825GKA2* |  |  | EHD4X42AAL+WALLCON | *80CSU1002120A* | 24200 | 16 | 8.1 | 21400 | 16700 | 78.04% | 2 | 0 | 10.5 |  |  |  | No | R-410A | 2.0167 | Residential & Commercial | Ducted CEE Tier 1
216440499 | Central HP <5.4 tons | AMERICAN STANDARD | HRCU-A-CB (Split System: Heat Pump with Remote Outdoor Unit-Air-Source) | 5A6V0X60A1 |  |  | 5TXCC007AS3+P0V0C000M50SD+LRP |  | 52000 | 18.8 | 9 | 54000 | 38000 | 70.37% | 2 | 0 | 10.5 |  |  |  | No | R-454B | 4.3333 | Residential & Commercial | Ducted CEE Tier 1
216440501 | Central HP <5.4 tons | AMERICAN STANDARD | HRCU-A-CB (Split System: Heat Pump with Remote Outdoor Unit-Air-Source) | 5A6V0X60A1 |  |  | 5TXCC007AS3 | L8V1C100U5VSB+LRP | 52000 | 18.6 | 9 | 54500 | 38500 | 70.64% | 2 | 0 | 10 |  |  |  | No | R-454B | 4.3333 | Residential & Commercial | Ducted CEE Tier 1
210597001 | Central HP <5.4 tons | COMFORTMAKER | HRCU-A-CB (Split System: Heat Pump with Remote Outdoor Unit-Air-Source) | CVH825GKA2* |  |  | EN(A,D)4X48L24**+WALLCON | *80CSU1002120A* | 24000 | 16.5 | 8.1 | 21400 | 16600 | 77.57% | 2 | 0 | 11 |  |  |  | No | R-410A | 2 | Residential & Commercial | Ducted CEE Tier 1
210597121 | Central HP <5.4 tons | COMFORTMAKER | HRCU-A-CB (Split System: Heat Pump with Remote Outdoor Unit-Air-Source) | CVH825GKA2* |  |  | EN(A,D,W)4X48L21**+WALLCON | *97CMN1002122A* | 24200 | 17 | 8.1 | 21400 | 16600 | 77.57% | 2.02 | 0 | 11.5 |  |  |  | No | R-410A | 2.0167 | Residential & Commercial | Ducted CEE Tier 1
216440431 | Central HP <5.4 tons | AMERICAN STANDARD | HRCU-A-CB (Split System: Heat Pump with Remote Outdoor Unit-Air-Source) | 5A6V0X60A1 |  |  | 5PX*C009AS3 | S9V2C080U5VSB+LRP | 53000 | 18.6 | 9 | 54000 | 38000 | 70.37% | 2 | 0 | 10.5 |  |  |  | No | R-454B | 4.4167 | Residential & Commercial | Ducted CEE Tier 1
215938023 | Central HP <5.4 tons | TEMPSTAR | HRCU-A-CB (Split System: Heat Pump with Remote Outdoor Unit-Air-Source) | T5H3V48*K*AAA* |  |  | EVD5X49M24A*+WALLCON | *80CTL0902120B* | 45500 | 21 | 8.1 | 52500 | 38000 | 72.38% | 1.95 | 0 | 11.5 |  |  |  | No | R-454B | 3.7917 | Residential & Commercial | Ducted CEE Tier 1
214290138 | Central HP <5.4 tons | YISO | HRCU-A-CB (Split System: Heat Pump with Remote Outdoor Unit-Air-Source) | YOHA2-36AA |  |  | YLCN2-2430AA | MGH96M060B3A | 23800 | 18.5 | 9 | 24000 | 19200 | 80% | 2 | 0 | 12 |  |  |  | No | R-410A | 1.9833 | Residential & Commercial | Ducted CEE Tier 1
215679565 | Central HP <5.4 tons | HEIL | HRCU-A-CB (Split System: Heat Pump with Remote Outdoor Unit-Air-Source) | H5H0V36*K*AAA* |  |  | EA*5X60M24A*+WALLCON | *97CTN0802120A* | 34400 | 18 | 9 | 34200 | 24800 | 72.51% | 1.9 | 0 | 10 |  |  |  | No | R-454B | 2.8667 | Residential & Commercial | Ducted CEE Tier 1
211260120 | Central HP <5.4 tons | BRYANT HEATING AND COOLING SYSTEMS | HRCU-A-CB (Split System: Heat Pump with Remote Outdoor Unit-Air-Source) | 38MURAQ18AB3* |  |  | CAP**2414AL* | 82*TA36070V14*** | 17700 | 16 | 8.5 | 18500 | 19100 | 103.2% | 2.3 | 0 | 10.5 |  |  |  | No | R-410A | 1.475 | Residential & Commercial | Ducted CEE Tier 1
211260387 | Central HP <5.4 tons | BRYANT HEATING AND COOLING SYSTEMS | HRCU-A-CB (Split System: Heat Pump with Remote Outdoor Unit-Air-Source) | 38MURAQ18AB3* |  |  | CAP**2417AL* | 82*TA36045V14*** | 17600 | 16.5 | 8.5 | 18500 | 19100 | 103.2% | 2.3 | 0 | 10.5 |  |  |  | No | R-410A | 1.4667 | Residential & Commercial | Ducted CEE Tier 1
211260403 | Central HP <5.4 tons | BRYANT HEATING AND COOLING SYSTEMS | HRCU-A-CB (Split System: Heat Pump with Remote Outdoor Unit-Air-Source) | 38MURAQ18AB3* |  |  | CAP**2417AL* | 926TB36040V17*** | 17700 | 15.5 | 8.5 | 18700 | 19100 | 102.1% | 2.28 | 0 | 10.5 |  |  |  | No | R-410A | 1.475 | Residential & Commercial | Ducted CEE Tier 1
211260519 | Central HP <5.4 tons | BRYANT HEATING AND COOLING SYSTEMS | HRCU-A-CB (Split System: Heat Pump with Remote Outdoor Unit-Air-Source) | 38MURAQ18AB3* |  |  | CAP**2417AL* | 926TB42060V17*** | 17600 | 15.5 | 8.5 | 18600 | 19100 | 102.7% | 2.3 | 0 | 10.5 |  |  |  | No | R-410A | 1.4667 | Residential & Commercial | Ducted CEE Tier 1
211260637 | Central HP <5.4 tons | BRYANT HEATING AND COOLING SYSTEMS | HRCU-A-CB (Split System: Heat Pump with Remote Outdoor Unit-Air-Source) | 38MURAQ18AB3* |  |  | CAP**2417AL* | 83*SA48060E17*** | 18500 | 16 | 9 | 19400 | 18600 | 95.88% | 2.26 | 0 | 10.5 |  |  |  | No | R-410A | 1.5417 | Residential & Commercial | Ducted CEE Tier 1
211260937 | Central HP <5.4 tons | BRYANT HEATING AND COOLING SYSTEMS | HRCU-A-CB (Split System: Heat Pump with Remote Outdoor Unit-Air-Source) | 38MURAQ18AB3* |  |  | CAP**2517AL* | 926TB36060V14*** | 18500 | 16 | 8.5 | 18300 | 17400 | 95.08% | 2.12 | 0 | 11 |  |  |  | No | R-410A | 1.5417 | Residential & Commercial | Ducted CEE Tier 1
213780177 | Central HP <5.4 tons | HEIL | HRCU-A-CB (Split System: Heat Pump with Remote Outdoor Unit-Air-Source) | HVH837GKA** |  |  | EHD4X48AAL+WALLCON | *80CTL0902120B* | 32600 | 16.5 | 8.1 | 33000 | 24800 | 75.15% | 1.96 | 0 | 11 |  |  |  | No | R-410A | 2.7167 | Residential & Commercial | Ducted CEE Tier 1
211245948 | Central HP <5.4 tons | BRYANT HEATING AND COOLING SYSTEMS | HRCU-A-CB (Split System: Heat Pump with Remote Outdoor Unit-Air-Source) | 38MURAQ24AB3* |  |  | FM(C,U)4Z30**AL* |  | 24200 | 18 | 9 | 26600 | 23000 | 86.47% | 1.92 | 0 | 10.5 |  |  |  | No | R-410A | 2.0167 | Residential & Commercial | Ducted CEE Tier 1
213353742 | Central HP <5.4 tons | DAY & NIGHT | HRCU-A-CB (Split System: Heat Pump with Remote Outdoor Unit-Air-Source) | DLCURAH18ABK |  |  | F5MA4*24L*B* |  | 18100 | 16 | 8.5 | 18600 | 18600 | 100% | 2.24 | 0 | 10.5 |  |  |  | No | R-410A | 1.5083 | Residential & Commercial | Ducted CEE Tier 1
215318750 | Central HP <5.4 tons | CARRIER | HRCU-A-CB (Split System: Heat Pump with Remote Outdoor Unit-Air-Source) | 37MUHAQ30AA3 |  |  | 45MUAAQ30XX3 |  | 30000 | 16.9 | 10 | 34000 | 32600 | 95.88% | 1.96 | 0 | 11.7 |  |  |  | No | R-454B | 2.5 | Residential & Commercial | Ducted CEE Tier 1
212984220 | Central HP <5.4 tons | AIRQUEST | HRCU-A-CB (Split System: Heat Pump with Remote Outdoor Unit-Air-Source) | DLCURAH18ABK |  |  | EN(A,D)4X30L17** | *92MSN0601714A* | 17700 | 16.5 | 8.1 | 18300 | 18600 | 101.6% | 2.24 | 0 | 11 |  |  |  | No | R-410A | 1.475 | Residential & Commercial | Ducted CEE Tier 1
212985956 | Central HP <5.4 tons | AIRQUEST | HRCU-A-CB (Split System: Heat Pump with Remote Outdoor Unit-Air-Source) | DLCURAH18ABK |  |  | EN(A,D)4X24L17** | *96MSN0261410A* | 17300 | 20 | 8.1 | 18300 | 19200 | 104.9% | 2.3 | 0 | 10.5 |  |  |  | No | R-410A | 1.4417 | Residential & Commercial | Ducted CEE Tier 1
212984703 | Central HP <5.4 tons | DAY & NIGHT | HRCU-A-CB (Split System: Heat Pump with Remote Outdoor Unit-Air-Source) | DLCURAH18ABK |  |  | EA*4X19L17A* | *92MSN0801716A* | 18300 | 16.5 | 8.5 | 18200 | 17700 | 97.25% | 2.14 | 0 | 11 |  |  |  | No | R-410A | 1.525 | Residential & Commercial | Ducted CEE Tier 1
213773757 | Central HP <5.4 tons | HEIL | HRCU-A-CB (Split System: Heat Pump with Remote Outdoor Unit-Air-Source) | HVH825GKA3* |  |  | EA*4X48L21A*+WALLCON | *97CMN0801714B* | 24000 | 16.5 | 8.1 | 21000 | 16600 | 79.05% | 2 | 0 | 10.5 |  |  |  | No | R-410A | 2 | Residential & Commercial | Ducted CEE Tier 1
216440359 | Central HP <5.4 tons | AMERICAN STANDARD | HRCU-A-CB (Split System: Heat Pump with Remote Outdoor Unit-Air-Source) | 5A6V0X48A1 |  |  | 5TXCC007AS3 | S9V2C100U4VSB+LRP | 44000 | 20 | 9.7 | 46500 | 33400 | 71.83% | 2.1 | 0 | 12 |  |  |  | No | R-454B | 3.6667 | Residential & Commercial | Ducted CEE Tier 1
216440375 | Central HP <5.4 tons | AMERICAN STANDARD | HRCU-A-CB (Split System: Heat Pump with Remote Outdoor Unit-Air-Source) | 5A6V0X48A1 |  |  | 5TXCD008AS3+P0V0C000M50SD+LRP |  | 44000 | 20 | 9.7 | 46500 | 33200 | 71.4% | 2.1 | 0 | 12 |  |  |  | No | R-454B | 3.6667 | Residential & Commercial | Ducted CEE Tier 1
216440381 | Central HP <5.4 tons | AMERICAN STANDARD | HRCU-A-CB (Split System: Heat Pump with Remote Outdoor Unit-Air-Source) | 5A6V0X48A1 |  |  | 5TXCD008AS3 | S9V2C100U5PSC+LRP | 44000 | 20 | 9.7 | 46500 | 33400 | 71.83% | 2.1 | 0 | 12 |  |  |  | No | R-454B | 3.6667 | Residential & Commercial | Ducted CEE Tier 1
216440397 | Central HP <5.4 tons | AMERICAN STANDARD | HRCU-A-CB (Split System: Heat Pump with Remote Outdoor Unit-Air-Source) | 5A6V0X48A1 |  |  | 5TXCD010AS3 | S9V2D120U5PSC+LRP | 44500 | 20.2 | 9.7 | 46000 | 32800 | 71.3% | 2.1 | 0 | 12 |  |  |  | No | R-454B | 3.7083 | Residential & Commercial | Ducted CEE Tier 1
212982607 | Central HP <5.4 tons | HEIL | HRCU-A-CB (Split System: Heat Pump with Remote Outdoor Unit-Air-Source) | DLCURAH36ABK |  |  | EA*4X48L24A* | *80MSU0601716A* | 35600 | 17 | 8.5 | 37800 | 34600 | 91.53% | 2.02 | 0 | 10 |  |  |  | No | R-410A | 2.9667 | Residential & Commercial | Ducted CEE Tier 1
216440389 | Central HP <5.4 tons | AMERICAN STANDARD | HRCU-A-CB (Split System: Heat Pump with Remote Outdoor Unit-Air-Source) | 5A6V0X48A1 |  |  | 5TXCD008AS3 | S9V2C100U5VSB+LRP | 44000 | 20 | 9.7 | 46500 | 33400 | 71.83% | 2.1 | 0 | 12 |  |  |  | No | R-454B | 3.6667 | Residential & Commercial | Ducted CEE Tier 1
213076290 | Central HP <5.4 tons | AIRQUEST | HRCU-A-CB (Split System: Heat Pump with Remote Outdoor Unit-Air-Source) | DLCURAH36ABK |  |  | EA*4X48L21A* | *95MSU1002122A* | 36000 | 16.5 | 8.5 | 38000 | 34800 | 91.58% | 2.04 | 0 | 10 |  |  |  | No | R-410A | 3 | Residential & Commercial | Ducted CEE Tier 1
216570886 | Central HP <5.4 tons | TRANE | HRCU-A-CB (Split System: Heat Pump with Remote Outdoor Unit-Air-Source) | 5TWV0X24A1 |  |  | 5PX*B006AS3 | L8V1A060U3VSB+LRP | 22000 | 21.4 | 10 | 22600 | 18200 | 80.53% | 2.2 | 0 | 11.7 |  |  |  | No | R-454B | 1.8333 | Residential & Commercial | Ducted CEE Tier 1
215387249 | Central HP <5.4 tons | Stealth Comfort | HRCU-A-CB (Split System: Heat Pump with Remote Outdoor Unit-Air-Source) | ACIQ-60-HP32 |  |  | ACIQ-60-AH32 |  | 54000 | 16 | 9 | 54000 | 45000 | 83.33% | 1.8 | 0 | 11 |  |  |  | No | R-32 | 4.5 | Residential & Commercial | Ducted CEE Tier 1
209865026 | Central HP <5.4 tons | CTMorley | HRCU-A-CB (Split System: Heat Pump with Remote Outdoor Unit-Air-Source) | MOU-A30VH-4 |  |  | MIU-A30V-4 |  | 30000 | 16.2 | 8.9 | 33000 | 24000 | 72.73% | 1.8 | 11 | 10 |  |  |  | No | R-410A | 2.5 | Residential & Commercial | Ducted CEE Tier 1
216570870 | Central HP <5.4 tons | TRANE | HRCU-A-CB (Split System: Heat Pump with Remote Outdoor Unit-Air-Source) | 5TWV0X24A1 |  |  | 5PX*B003AS3 | *DHMB060CCV3+LRP | 20000 | 18.2 | 9.4 | 23000 | 17800 | 77.39% | 2 | 0 | 10.5 |  |  |  | No | R-454B | 1.6667 | Residential & Commercial | Ducted CEE Tier 1
212981755 | Central HP <5.4 tons | HEIL | HRCU-A-CB (Split System: Heat Pump with Remote Outdoor Unit-Air-Source) | DLCURAH24ABK |  |  | EA*4X37L17A* | *80MSU1002120A* | 24200 | 16.5 | 8.5 | 25200 | 22000 | 87.3% | 1.84 | 0 | 10 |  |  |  | No | R-410A | 2.0167 | Residential & Commercial | Ducted CEE Tier 1
216440005 | Central HP <5.4 tons | AMERICAN STANDARD | HRCU-A-CB (Split System: Heat Pump with Remote Outdoor Unit-Air-Source) | 5A6V0X36A1 |  |  | 5PX*B004AS3 | S9V2B040D3PSC+LRP | 31400 | 17.1 | 9.4 | 31400 | 23600 | 75.16% | 2 | 0 | 11.7 |  |  |  | No | R-454B | 2.6167 | Residential & Commercial | Ducted CEE Tier 1
216440039 | Central HP <5.4 tons | AMERICAN STANDARD | HRCU-A-CB (Split System: Heat Pump with Remote Outdoor Unit-Air-Source) | 5A6V0X36A1 |  |  | 5PX*B006AS3 | L8V1A060U3VSB+LRP | 35000 | 19.6 | 9.4 | 32600 | 25200 | 77.3% | 2.1 | 0 | 12 |  |  |  | No | R-454B | 2.9167 | Residential & Commercial | Ducted CEE Tier 1
216440089 | Central HP <5.4 tons | AMERICAN STANDARD | HRCU-A-CB (Split System: Heat Pump with Remote Outdoor Unit-Air-Source) | 5A6V0X36A1 |  |  | 5PX*C009AS3 | S9V2C100U5PSC+LRP | 34800 | 20 | 9.4 | 32400 | 23800 | 73.46% | 2.1 | 0 | 12.7 |  |  |  | No | R-454B | 2.9 | Residential & Commercial | Ducted CEE Tier 1
216440091 | Central HP <5.4 tons | AMERICAN STANDARD | HRCU-A-CB (Split System: Heat Pump with Remote Outdoor Unit-Air-Source) | 5A6V0X36A1 |  |  | 5PX*C009AS3 | S9V2C080U5PSC+LRP | 34800 | 20 | 9.4 | 32400 | 23800 | 73.46% | 2.1 | 0 | 12.7 |  |  |  | No | R-454B | 2.9 | Residential & Commercial | Ducted CEE Tier 1
213769923 | Central HP <5.4 tons | AI AIR CONDITIONING | HRCU-A-CB (Split System: Heat Pump with Remote Outdoor Unit-Air-Source) | AUO18-24N1-M3H |  |  | AUH2-24N1-BM3E |  | 24000 | 17.4 | 10 | 24000 | 22600 | 94.17% | 1.91 | 12.5 | 11.7 |  |  |  | No | R-410A | 2 | Residential & Commercial | Ducted CEE Tier 1
212348049 | Central HP <5.4 tons | LENNOX | HRCU-A-CB (Split System: Heat Pump with Remote Outdoor Unit-Air-Source) | MLB018S4S-1P |  |  | MMA018SM4-*P |  | 18000 | 17.6 | 9.6 | 19000 | 17000 | 89.47% | 2 | 0 | 11.7 |  |  |  | No | R-410A | 1.5 | Residential & Commercial | Ducted CEE Tier 1
216440467 | Central HP <5.4 tons | AMERICAN STANDARD | HRCU-A-CB (Split System: Heat Pump with Remote Outdoor Unit-Air-Source) | 5A6V0X60A1 |  |  | 5PX*D010AS3+P0V0D000M50SD+LRP |  | 53000 | 19 | 9.4 | 53500 | 37800 | 70.65% | 2.1 | 0 | 10.5 |  |  |  | No | R-454B | 4.4167 | Residential & Commercial | Ducted CEE Tier 1
216440475 | Central HP <5.4 tons | AMERICAN STANDARD | HRCU-A-CB (Split System: Heat Pump with Remote Outdoor Unit-Air-Source) | 5A6V0X60A1 |  |  | 5PX*D010AS3 | S9V2D120U5VSB+LRP | 53000 | 18.8 | 9.4 | 53500 | 38000 | 71.03% | 2 | 0 | 10.5 |  |  |  | No | R-454B | 4.4167 | Residential & Commercial | Ducted CEE Tier 1
211261057 | Central HP <5.4 tons | BRYANT HEATING AND COOLING SYSTEMS | HRCU-A-CB (Split System: Heat Pump with Remote Outdoor Unit-Air-Source) | 38MURAQ18AB3* |  |  | CAP**2517AL* | 912SD36040E17*** | 18400 | 15.5 | 8.5 | 18300 | 17500 | 95.63% | 2.12 | 0 | 10.5 |  |  |  | No | R-410A | 1.5333 | Residential & Commercial | Ducted CEE Tier 1
216091299 | Central HP <5.4 tons | CARRIER | HRCU-A-CB (Split System: Heat Pump with Remote Outdoor Unit-Air-Source) | DLCSRBH24AAK |  |  | 40MBABQ24XB3 |  | 23000 | 18.4 | 9.3 | 26000 | 21200 | 81.54% | 1.9 | 12.5 | 11.7 |  |  |  | No | R-410A | 1.9167 | Residential & Commercial | Ducted CEE Tier 1
213076488 | Central HP <5.4 tons | AIRQUEST | HRCU-A-CB (Split System: Heat Pump with Remote Outdoor Unit-Air-Source) | DLCURAH36ABK |  |  | EA*4X37L17A* | *80VTL0701716B* | 36000 | 15.5 | 8.5 | 38500 | 35000 | 90.91% | 2 | 0 | 10 |  |  |  | No | R-410A | 3 | Residential & Commercial | Ducted CEE Tier 1
213076554 | Central HP <5.4 tons | AIRQUEST | HRCU-A-CB (Split System: Heat Pump with Remote Outdoor Unit-Air-Source) | DLCURAH36ABK |  |  | END4X42L17** | *80VTL0701716B* | 35400 | 16 | 8.1 | 38500 | 35000 | 90.91% | 1.94 | 0 | 10 |  |  |  | No | R-410A | 2.95 | Residential & Commercial | Ducted CEE Tier 1
213077374 | Central HP <5.4 tons | AIRQUEST | HRCU-A-CB (Split System: Heat Pump with Remote Outdoor Unit-Air-Source) | DLCURAH36ABK |  |  | EA*4X37L21A* | *96VTN0801716B* | 36400 | 15.5 | 8.5 | 38500 | 35000 | 90.91% | 2.06 | 0 | 10 |  |  |  | No | R-410A | 3.0333 | Residential & Commercial | Ducted CEE Tier 1
213077640 | Central HP <5.4 tons | AIRQUEST | HRCU-A-CB (Split System: Heat Pump with Remote Outdoor Unit-Air-Source) | DLCURAH36ABK |  |  | EA*4X43L21A* | *96VTN1002120B* | 36200 | 16.5 | 8.5 | 38000 | 34800 | 91.58% | 2.04 | 0 | 10 |  |  |  | No | R-410A | 3.0167 | Residential & Commercial | Ducted CEE Tier 1
213077692 | Central HP <5.4 tons | AIRQUEST | HRCU-A-CB (Split System: Heat Pump with Remote Outdoor Unit-Air-Source) | DLCURAH36ABK |  |  | EN(A,D)4X48L24** | *96VTN1002120B* | 36000 | 16.5 | 8.1 | 38500 | 35000 | 90.91% | 2 | 0 | 10 |  |  |  | No | R-410A | 3 | Residential & Commercial | Ducted CEE Tier 1
213078378 | Central HP <5.4 tons | AIRQUEST | HRCU-A-CB (Split System: Heat Pump with Remote Outdoor Unit-Air-Source) | DLCURAH36ABK |  |  | EN(A,D,W)4X48L21** | *80MS(N,L)0901714A* | 36000 | 16.5 | 8.1 | 38500 | 35000 | 90.91% | 2 | 0 | 10.5 |  |  |  | No | R-410A | 3 | Residential & Commercial | Ducted CEE Tier 1
213078025 | Central HP <5.4 tons | AIRQUEST | HRCU-A-CB (Split System: Heat Pump with Remote Outdoor Unit-Air-Source) | DLCURAH36ABK |  |  | EN(A,D,W)4X48L21** | *80MS(N,L)0701712A* | 35600 | 16.5 | 8.1 | 38500 | 34800 | 90.39% | 1.98 | 0 | 10 |  |  |  | No | R-410A | 2.9667 | Residential & Commercial | Ducted CEE Tier 1
215937027 | Central HP <5.4 tons | AIRQUEST | HRCU-A-CB (Split System: Heat Pump with Remote Outdoor Unit-Air-Source) | H5H3V48*K*AAA* |  |  | EVM5X48M21A*+WALLCON | *80CTL1102120B* | 44500 | 20 | 8.1 | 52000 | 38000 | 73.08% | 1.9 | 0 | 11 |  |  |  | No | R-454B | 3.7083 | Residential & Commercial | Ducted CEE Tier 1
215936584 | Central HP <5.4 tons | CARRIER | HRCU-A-CB (Split System: Heat Pump with Remote Outdoor Unit-Air-Source) | 27VNA336A*030* |  |  | CVAVA6021XMA*+UI | 58TN*B045C17**12 | 35200 | 21 | 8.5 | 39000 | 29400 | 75.38% | 2 | 0 | 11.7 |  |  |  | No | R-454B | 2.9333 | Residential & Commercial | Ducted CEE Tier 1
215936754 | Central HP <5.4 tons | CARRIER | HRCU-A-CB (Split System: Heat Pump with Remote Outdoor Unit-Air-Source) | 27VNA336A*030* |  |  | CVAVA6024XMA*+UI | 58TN*B090C21**20 | 35600 | 22 | 8.5 | 38000 | 28400 | 74.74% | 2.04 | 0 | 12.5 |  |  |  | No | R-454B | 2.9667 | Residential & Commercial | Ducted CEE Tier 1
215935039 | Central HP <5.4 tons | COMFORTMAKER | HRCU-A-CB (Split System: Heat Pump with Remote Outdoor Unit-Air-Source) | C5H3V36*K*AAA* |  |  | EVM5X49M21A*+WALLCON | *80CTL0902120B* | 35600 | 22 | 8.5 | 38000 | 28400 | 74.74% | 2.04 | 0 | 12.5 |  |  |  | No | R-454B | 2.9667 | Residential & Commercial | Ducted CEE Tier 1
207436331 | Central HP <5.4 tons | LENNOX | HRCU-A-CB (Split System: Heat Pump with Remote Outdoor Unit-Air-Source) | SL25XPV-036-230A** |  |  | CH35-42B+TDR+TXV | SL280UH080NV48B* | 34600 | 21 | 8.8 | 34200 | 26200 | 76.61% | 1.82 | 14 | 13.3 |  |  |  | No | R-410A | 2.8833 | Residential & Commercial | Ducted CEE Tier 1
214290139 | Central HP <5.4 tons | YISO | HRCU-A-CB (Split System: Heat Pump with Remote Outdoor Unit-Air-Source) | YOHA2-36AA |  |  | YLCN2-2430BA | MGH96M060B3A | 24000 | 18.5 | 9 | 24000 | 19400 | 80.83% | 2.1 | 0 | 12 |  |  |  | No | R-410A | 2 | Residential & Commercial | Ducted CEE Tier 1
214290140 | Central HP <5.4 tons | YISO | HRCU-A-CB (Split System: Heat Pump with Remote Outdoor Unit-Air-Source) | YOHA2-36AA |  |  | YLCN2-3036BA | MGH96M080B3A | 33000 | 18 | 9 | 34600 | 24400 | 70.52% | 1.95 | 0 | 11 |  |  |  | No | R-410A | 2.75 | Residential & Commercial | Ducted CEE Tier 1
214066912 | Central HP <5.4 tons | FRIEDRICH | HRCU-A-CB (Split System: Heat Pump with Remote Outdoor Unit-Air-Source) | RD17AZ36AJ3N |  |  | TCFZ3621MTANM | FR801V0504A17UHN | 34200 | 18 | 8.1 | 34200 | 29800 | 87.13% | 1.9 | 0 | 10 |  |  |  | No | R-410A | 2.85 | Residential & Commercial | Ducted CEE Tier 1
214584640 | Central HP <5.4 tons | JOHNSON CONTROLS | HRCU-A-CB (Split System: Heat Pump with Remote Outdoor Unit-Air-Source) | HH860E2S11 |  |  | CTM60D5CHS1 | Z8ES130D20SMPS1 | 54000 | 19 | 9 | 54500 | 38500 | 70.64% | 2 | 0 | 12 |  |  |  | No | R-454B | 4.5 | Residential & Commercial | Ducted CEE Tier 1
216570882 | Central HP <5.4 tons | TRANE | HRCU-A-CB (Split System: Heat Pump with Remote Outdoor Unit-Air-Source) | 5TWV0X24A1 |  |  | 5PX*B006AS3 | S8V2A040M3PCB | 22000 | 21.6 | 10 | 22600 | 17900 | 79.2% | 2.2 | 0 | 12 |  |  |  | No | R-454B | 1.8333 | Residential & Commercial | Ducted CEE Tier 1
216571182 | Central HP <5.4 tons | TRANE | HRCU-A-CB (Split System: Heat Pump with Remote Outdoor Unit-Air-Source) | 5TWV8X24A1 |  |  | 5PX*B003AS3 | S8V2A040M3PDB | 21200 | 18.1 | 8.5 | 24400 | 18900 | 77.46% | 2.1 | 0 | 11.2 |  |  |  | No | R-454B | 1.7667 | Residential & Commercial | Ducted CEE Tier 1
216571234 | Central HP <5.4 tons | TRANE | HRCU-A-CB (Split System: Heat Pump with Remote Outdoor Unit-Air-Source) | 5TWV8X24A1 |  |  | 5TXCB003AS3 | L8V1A040U3VSB+LRP | 21400 | 18.1 | 8.5 | 24600 | 19000 | 77.24% | 2.1 | 0 | 11 |  |  |  | No | R-454B | 1.7833 | Residential & Commercial | Ducted CEE Tier 1
216570858 | Central HP <5.4 tons | TRANE | HRCU-A-CB (Split System: Heat Pump with Remote Outdoor Unit-Air-Source) | 5TWV0X24A1 |  |  | 5PX*B003AS3 | S8V2B060M4PCB | 21600 | 20.6 | 10 | 24000 | 18400 | 76.67% | 2.2 | 0 | 11.5 |  |  |  | No | R-454B | 1.8 | Residential & Commercial | Ducted CEE Tier 1
211390180 | Central HP <5.4 tons | JOHNSON CONTROLS | HRCU-A-CB (Split System: Heat Pump with Remote Outdoor Unit-Air-Source) | HMH72B341 |  |  | XAFC36DXXN1+TXV | TM8V080C16MP12 | 34000 | 17.5 | 8.5 | 33800 | 23800 | 70.41% | 2.08 | 0 | 10 |  |  |  | No | R-410A | 2.8333 | Residential & Commercial | Ducted CEE Tier 1
211390207 | Central HP <5.4 tons | JOHNSON CONTROLS | HRCU-A-CB (Split System: Heat Pump with Remote Outdoor Unit-Air-Source) | HMH72B341 |  |  | XAFC36DXXN1+TXV | TPLC080C16MP13 | 34000 | 17.5 | 8.5 | 33800 | 23800 | 70.41% | 2.08 | 0 | 10 |  |  |  | No | R-410A | 2.8333 | Residential & Commercial | Ducted CEE Tier 1
213361586 | Central HP <5.4 tons | BRYANT HEATING AND COOLING SYSTEMS | HRCU-A-CB (Split System: Heat Pump with Remote Outdoor Unit-Air-Source) | 284ANV036*0**B* |  |  | FE4BN(B,X)C48L*+UI |  | 34400 | 21 | 9 | 35800 | 25200 | 70.39% | 2.04 | 0 | 12.5 |  |  |  | No | R-410A | 2.8667 | Residential & Commercial | Ducted CEE Tier 1
216440105 | Central HP <5.4 tons | AMERICAN STANDARD | HRCU-A-CB (Split System: Heat Pump with Remote Outdoor Unit-Air-Source) | 5A6V0X36A1 |  |  | 5PX*CD09AS3 | S9V2C100D5VSB+LRP | 34800 | 20 | 9.4 | 32400 | 23800 | 73.46% | 2.1 | 0 | 12.7 |  |  |  | No | R-454B | 2.9 | Residential & Commercial | Ducted CEE Tier 1
212983235 | Central HP <5.4 tons | HEIL | HRCU-A-CB (Split System: Heat Pump with Remote Outdoor Unit-Air-Source) | DLCURAH24ABK |  |  | EN(A,D,W)4X36L17** | *92MSN0401712A* | 23400 | 15.5 | 8.1 | 26200 | 24200 | 92.37% | 1.98 | 0 | 10 |  |  |  | No | R-410A | 1.95 | Residential & Commercial | Ducted CEE Tier 1
216440175 | Central HP <5.4 tons | AMERICAN STANDARD | HRCU-A-CB (Split System: Heat Pump with Remote Outdoor Unit-Air-Source) | 5A6V0X36A1 |  |  | 5TXCB006AS3 | S9V2B080D4PSC+LRP | 32400 | 17.6 | 9.4 | 31800 | 23600 | 74.21% | 2.1 | 0 | 11.7 |  |  |  | No | R-454B | 2.7 | Residential & Commercial | Ducted CEE Tier 1
216440207 | Central HP <5.4 tons | AMERICAN STANDARD | HRCU-A-CB (Split System: Heat Pump with Remote Outdoor Unit-Air-Source) | 5A6V0X36A1 |  |  | 5TXCC007AS3 | S9V2C080U5VSB+LRP | 34200 | 19.4 | 9.4 | 32600 | 24200 | 74.23% | 2.1 | 0 | 12.5 |  |  |  | No | R-454B | 2.85 | Residential & Commercial | Ducted CEE Tier 1
212989132 | Central HP <5.4 tons | AIRQUEST | HRCU-A-CB (Split System: Heat Pump with Remote Outdoor Unit-Air-Source) | DLCURAH24ABK |  |  | EA*4X24L17A* | *95MSU0601716A* | 23400 | 17 | 9 | 26800 | 26400 | 98.51% | 2.24 | 0 | 10 |  |  |  | No | R-410A | 1.95 | Residential & Commercial | Ducted CEE Tier 1
212989600 | Central HP <5.4 tons | AIRQUEST | HRCU-A-CB (Split System: Heat Pump with Remote Outdoor Unit-Air-Source) | DLCURAH24ABK |  |  | EA*4X36L21A* | *95MSU0802120A* | 23600 | 17 | 8.5 | 26200 | 23800 | 90.84% | 1.98 | 0 | 10 |  |  |  | No | R-410A | 1.9667 | Residential & Commercial | Ducted CEE Tier 1
212984103 | Central HP <5.4 tons | DAY & NIGHT | HRCU-A-CB (Split System: Heat Pump with Remote Outdoor Unit-Air-Source) | DLCURAH24ABK |  |  | EA*4X37L21A* | *92MSN0601714A* | 24200 | 17.5 | 8.5 | 25200 | 21600 | 85.71% | 1.82 | 0 | 10 |  |  |  | No | R-410A | 2.0167 | Residential & Commercial | Ducted CEE Tier 1
212981731 | Central HP <5.4 tons | HEIL | HRCU-A-CB (Split System: Heat Pump with Remote Outdoor Unit-Air-Source) | DLCURAH24ABK |  |  | EA*4X36L17A* | *80MSU1002120A* | 23400 | 17 | 8.5 | 26000 | 24400 | 93.85% | 2.02 | 0 | 10 |  |  |  | No | R-410A | 1.95 | Residential & Commercial | Ducted CEE Tier 1
216570972 | Central HP <5.4 tons | TRANE | HRCU-A-CB (Split System: Heat Pump with Remote Outdoor Unit-Air-Source) | 5TWV0X36A1 |  |  | 5PX*C005AS3 | S8V2C100M5PDB | 34200 | 19.2 | 9.4 | 31400 | 25000 | 79.62% | 2.1 | 0 | 12 |  |  |  | No | R-454B | 2.85 | Residential & Commercial | Ducted CEE Tier 1
216570974 | Central HP <5.4 tons | TRANE | HRCU-A-CB (Split System: Heat Pump with Remote Outdoor Unit-Air-Source) | 5TWV0X36A1 |  |  | 5PX*C005AS3 | *DHMC100CCV4+LRP | 32200 | 17.2 | 9.7 | 31200 | 24200 | 77.56% | 2.1 | 0 | 11.5 |  |  |  | No | R-454B | 2.6833 | Residential & Commercial | Ducted CEE Tier 1
216571006 | Central HP <5.4 tons | TRANE | HRCU-A-CB (Split System: Heat Pump with Remote Outdoor Unit-Air-Source) | 5TWV0X36A1 |  |  | 5PX*CD07AS3 | S8V2C100M5PDB | 35200 | 20 | 9.4 | 33600 | 25200 | 75% | 2.1 | 0 | 12.5 |  |  |  | No | R-454B | 2.9333 | Residential & Commercial | Ducted CEE Tier 1
216440439 | Central HP <5.4 tons | AMERICAN STANDARD | HRCU-A-CB (Split System: Heat Pump with Remote Outdoor Unit-Air-Source) | 5A6V0X60A1 |  |  | 5PX*CD09AS3+P0V0C000M50SD+LRP |  | 53000 | 18.8 | 9 | 53500 | 37600 | 70.28% | 2 | 0 | 10.5 |  |  |  | No | R-454B | 4.4167 | Residential & Commercial | Ducted CEE Tier 1
216440441 | Central HP <5.4 tons | AMERICAN STANDARD | HRCU-A-CB (Split System: Heat Pump with Remote Outdoor Unit-Air-Source) | 5A6V0X60A1 |  |  | 5PX*CD09AS3 | S9V2C100D5VSB+LRP | 53000 | 18.6 | 9 | 54000 | 38000 | 70.37% | 2 | 0 | 10.5 |  |  |  | No | R-454B | 4.4167 | Residential & Commercial | Ducted CEE Tier 1
216440483 | Central HP <5.4 tons | AMERICAN STANDARD | HRCU-A-CB (Split System: Heat Pump with Remote Outdoor Unit-Air-Source) | 5A6V0X60A1 |  |  | 5PX*DD10AS3 | S9V2C100D5PSC+LRP | 51500 | 18.4 | 9 | 54000 | 38000 | 70.37% | 2 | 0 | 10 |  |  |  | No | R-454B | 4.2917 | Residential & Commercial | Ducted CEE Tier 1
216440533 | Central HP <5.4 tons | AMERICAN STANDARD | HRCU-A-CB (Split System: Heat Pump with Remote Outdoor Unit-Air-Source) | 5A6V0X60A1 |  |  | 5TXCD008AS3 | S9V2D120U5PSC+LRP | 52000 | 18.6 | 9 | 54000 | 38000 | 70.37% | 2 | 0 | 10.5 |  |  |  | No | R-454B | 4.3333 | Residential & Commercial | Ducted CEE Tier 1
215935239 | Central HP <5.4 tons | COMFORTMAKER | HRCU-A-CB (Split System: Heat Pump with Remote Outdoor Unit-Air-Source) | C5H3V36*K*AAA* |  |  | EVM5X60M21A*+WALLCON | *95CSU0601716B* | 35400 | 21.5 | 8.5 | 38500 | 29000 | 75.32% | 2.02 | 0 | 12 |  |  |  | No | R-454B | 2.95 | Residential & Commercial | Ducted CEE Tier 1
216571156 | Central HP <5.4 tons | TRANE | HRCU-A-CB (Split System: Heat Pump with Remote Outdoor Unit-Air-Source) | 5TWV0X60A1 |  |  | 5PX*D010AS3 | *UHMD120CCV5+LRP | 53000 | 18.6 | 9 | 53000 | 38000 | 71.7% | 2 | 0 | 10 |  |  |  | No | R-454B | 4.4167 | Residential & Commercial | Ducted CEE Tier 1
215938123 | Central HP <5.4 tons | TEMPSTAR | HRCU-A-CB (Split System: Heat Pump with Remote Outdoor Unit-Air-Source) | T5H3V48*K*AAA* |  |  | EVD5X49M24A*+WALLCON | *96CTN1202422B* | 45500 | 20.5 | 8.1 | 52500 | 38000 | 72.38% | 1.95 | 0 | 11.5 |  |  |  | No | R-454B | 3.7917 | Residential & Commercial | Ducted CEE Tier 1
216551808 | Central HP <5.4 tons | FRIEDRICH | HRCU-A-CB (Split System: Heat Pump with Remote Outdoor Unit-Air-Source) | FRP19AY48AJVC |  |  | TCFY4821SEAAM | FR802V0755A21UH | 45500 | 19 | 10 | 45500 | 42000 | 92.31% | 2.1 | 0 | 12 |  |  |  | No | R-454B | 3.7917 | Residential & Commercial | Ducted CEE Tier 1
216570892 | Central HP <5.4 tons | TRANE | HRCU-A-CB (Split System: Heat Pump with Remote Outdoor Unit-Air-Source) | 5TWV0X24A1 |  |  | 5PX*BD06AS3 | S8V2B060M4PDB | 22000 | 21 | 10 | 23400 | 18100 | 77.35% | 2.2 | 0 | 11.7 |  |  |  | No | R-454B | 1.8333 | Residential & Commercial | Ducted CEE Tier 1
216570906 | Central HP <5.4 tons | TRANE | HRCU-A-CB (Split System: Heat Pump with Remote Outdoor Unit-Air-Source) | 5TWV0X24A1 |  |  | 5TXCA002AS3 | L8V1A060U3VSB+LRP | 21600 | 21 | 9.4 | 24200 | 18300 | 75.62% | 2 | 0 | 11.2 |  |  |  | No | R-454B | 1.8 | Residential & Commercial | Ducted CEE Tier 1
216571190 | Central HP <5.4 tons | TRANE | HRCU-A-CB (Split System: Heat Pump with Remote Outdoor Unit-Air-Source) | 5TWV8X24A1 |  |  | 5PX*B006AS3 | *UHMB080CCV3+LRP | 22000 | 18.1 | 8.5 | 22800 | 18300 | 80.26% | 2.2 | 0 | 11.5 |  |  |  | No | R-454B | 1.8333 | Residential & Commercial | Ducted CEE Tier 1
214569356 | Central HP <5.4 tons | CARRIER | HRCU-A-CB (Split System: Heat Pump with Remote Outdoor Unit-Air-Source) | 25VNA424A*031* |  |  | CSPH*3012AL*+UI | 58TN*B070C21**20 | 23400 | 19 | 10.5 | 26800 | 19900 | 74.25% | 2.46 | 0 | 12.5 |  |  |  | No | R-410A | 1.95 | Residential & Commercial | Ducted CEE Tier 1
216570856 | Central HP <5.4 tons | TRANE | HRCU-A-CB (Split System: Heat Pump with Remote Outdoor Unit-Air-Source) | 5TWV0X24A1 |  |  | 5PX*B003AS3 | S8V2B060M4PDB | 21600 | 20.6 | 10 | 24000 | 18400 | 76.67% | 2.2 | 0 | 11.5 |  |  |  | No | R-454B | 1.8 | Residential & Commercial | Ducted CEE Tier 1
216570890 | Central HP <5.4 tons | TRANE | HRCU-A-CB (Split System: Heat Pump with Remote Outdoor Unit-Air-Source) | 5TWV0X24A1 |  |  | 5PX*B006AS3 | *UHMB060CCV3+LRP | 22200 | 22.4 | 10 | 22400 | 17800 | 79.46% | 2.2 | 0 | 12 |  |  |  | No | R-454B | 1.85 | Residential & Commercial | Ducted CEE Tier 1
213773807 | Central HP <5.4 tons | HEIL | HRCU-A-CB (Split System: Heat Pump with Remote Outdoor Unit-Air-Source) | HVH825GKA3* |  |  | EA*4X48L24A*+WALLCON | *80CTL0902120B* | 24200 | 17 | 8.1 | 21000 | 16500 | 78.57% | 2.02 | 0 | 11 |  |  |  | No | R-410A | 2.0167 | Residential & Commercial | Ducted CEE Tier 1
213778837 | Central HP <5.4 tons | HEIL | HRCU-A-CB (Split System: Heat Pump with Remote Outdoor Unit-Air-Source) | HVH837GKA** |  |  | EA*4X36L21A*+WALLCON | *80CTL0901716B* | 31600 | 17 | 8.1 | 33000 | 24200 | 73.33% | 1.84 | 0 | 11 |  |  |  | No | R-410A | 2.6333 | Residential & Commercial | Ducted CEE Tier 1
213779007 | Central HP <5.4 tons | HEIL | HRCU-A-CB (Split System: Heat Pump with Remote Outdoor Unit-Air-Source) | HVH837GKA** |  |  | EA*4X37L21A*+WALLCON | *97CMN0801714B* | 32800 | 17 | 8.1 | 33000 | 25200 | 76.36% | 1.96 | 0 | 11 |  |  |  | No | R-410A | 2.7333 | Residential & Commercial | Ducted CEE Tier 1
212985959 | Central HP <5.4 tons | DAY & NIGHT | HRCU-A-CB (Split System: Heat Pump with Remote Outdoor Unit-Air-Source) | DLCURAH18ABK |  |  | EN(A,D)4X24L17** | *96MSN0261410A* | 17300 | 20 | 8.1 | 18300 | 19200 | 104.9% | 2.3 | 0 | 10.5 |  |  |  | No | R-410A | 1.4417 | Residential & Commercial | Ducted CEE Tier 1
212989300 | Central HP <5.4 tons | AIRQUEST | HRCU-A-CB (Split System: Heat Pump with Remote Outdoor Unit-Air-Source) | DLCURAH18ABK |  |  | EA*4X30L17A* | *95MSU0601716A* | 17500 | 16.5 | 8.5 | 18100 | 18700 | 103.3% | 2.26 | 0 | 10.5 |  |  |  | No | R-410A | 1.4583 | Residential & Commercial | Ducted CEE Tier 1
211261279 | Central HP <5.4 tons | AIRQUEST | HRCU-A-CB (Split System: Heat Pump with Remote Outdoor Unit-Air-Source) | DLCURAH18ABK |  |  | EA*4X30L14A* | *96VSN0601412A* | 18000 | 16 | 8.5 | 18500 | 18500 | 100% | 2.22 | 0 | 10.5 |  |  |  | No | R-410A | 1.5 | Residential & Commercial | Ducted CEE Tier 1
211261497 | Central HP <5.4 tons | AIRQUEST | HRCU-A-CB (Split System: Heat Pump with Remote Outdoor Unit-Air-Source) | DLCURAH18ABK |  |  | EA*4X30L14A* | *80ES(N,L)0701412A* | 17700 | 16.5 | 8.5 | 18200 | 18500 | 101.6% | 2.22 | 0 | 10.5 |  |  |  | No | R-410A | 1.475 | Residential & Commercial | Ducted CEE Tier 1
211261916 | Central HP <5.4 tons | AIRQUEST | HRCU-A-CB (Split System: Heat Pump with Remote Outdoor Unit-Air-Source) | DLCURAH18ABK |  |  | EA*4X30L17A* | *96VTN0401410A* | 17500 | 16 | 8.5 | 18100 | 18600 | 102.8% | 2.24 | 0 | 10.5 |  |  |  | No | R-410A | 1.4583 | Residential & Commercial | Ducted CEE Tier 1
211261932 | Central HP <5.4 tons | AIRQUEST | HRCU-A-CB (Split System: Heat Pump with Remote Outdoor Unit-Air-Source) | DLCURAH18ABK |  |  | EA*4X30L17A* | *96VTN0601412A* | 18000 | 16 | 8.5 | 18600 | 18500 | 99.46% | 2.22 | 0 | 10.5 |  |  |  | No | R-410A | 1.5 | Residential & Commercial | Ducted CEE Tier 1
211260230 | Central HP <5.4 tons | AIRQUEST | HRCU-A-CB (Split System: Heat Pump with Remote Outdoor Unit-Air-Source) | DLCURAH18ABK |  |  | EA*4X24L14A* | *80ES(N,L)0701412A* | 17600 | 16 | 8.5 | 18400 | 19100 | 103.8% | 2.3 | 0 | 10.5 |  |  |  | No | R-410A | 1.4667 | Residential & Commercial | Ducted CEE Tier 1
211260296 | Central HP <5.4 tons | AIRQUEST | HRCU-A-CB (Split System: Heat Pump with Remote Outdoor Unit-Air-Source) | DLCURAH18ABK |  |  | EA*4X24L17A* | *96VSN0601412A* | 17900 | 16 | 8.5 | 18800 | 19000 | 101.1% | 2.28 | 0 | 10.5 |  |  |  | No | R-410A | 1.4917 | Residential & Commercial | Ducted CEE Tier 1
211260662 | Central HP <5.4 tons | AIRQUEST | HRCU-A-CB (Split System: Heat Pump with Remote Outdoor Unit-Air-Source) | DLCURAH18ABK |  |  | EA*4X24L17A* | OLV098A12* | 18000 | 15.5 | 8.5 | 19000 | 18900 | 99.47% | 2.26 | 0 | 10.5 |  |  |  | No | R-410A | 1.5 | Residential & Commercial | Ducted CEE Tier 1
211260978 | Central HP <5.4 tons | AIRQUEST | HRCU-A-CB (Split System: Heat Pump with Remote Outdoor Unit-Air-Source) | DLCURAH18ABK |  |  | EA*4X25L17A* | *80ES(N,L)0451412A* | 18600 | 16.5 | 8.5 | 18400 | 17400 | 94.57% | 2.12 | 0 | 11 |  |  |  | No | R-410A | 1.55 | Residential & Commercial | Ducted CEE Tier 1
211262116 | Central HP <5.4 tons | AIRQUEST | HRCU-A-CB (Split System: Heat Pump with Remote Outdoor Unit-Air-Source) | DLCURAH18ABK |  |  | EA*4X30L17A* | *92ESN0401410A* | 18000 | 15.5 | 8.5 | 18700 | 18500 | 98.93% | 2.22 | 0 | 10.5 |  |  |  | No | R-410A | 1.5 | Residential & Commercial | Ducted CEE Tier 1
212983683 | Central HP <5.4 tons | HEIL | HRCU-A-CB (Split System: Heat Pump with Remote Outdoor Unit-Air-Source) | DLCURAH18ABK |  |  | EA*4X30L17A* | *92MSN0601412A* | 17400 | 16.5 | 8.5 | 18000 | 18900 | 105% | 2.28 | 0 | 10.5 |  |  |  | No | R-410A | 1.45 | Residential & Commercial | Ducted CEE Tier 1
213077156 | Central HP <5.4 tons | BRYANT HEATING AND COOLING SYSTEMS | HRCU-A-CB (Split System: Heat Pump with Remote Outdoor Unit-Air-Source) | 38MURAQ36AB3* |  |  | CAP**4221AL* | 926SB60100V21*** | 35400 | 16 | 8.1 | 38500 | 35200 | 91.43% | 1.88 | 0 | 10 |  |  |  | No | R-410A | 2.95 | Residential & Commercial | Ducted CEE Tier 1
213077508 | Central HP <5.4 tons | BRYANT HEATING AND COOLING SYSTEMS | HRCU-A-CB (Split System: Heat Pump with Remote Outdoor Unit-Air-Source) | 38MURAQ36AB3* |  |  | CAP**4224AL* | 926TC60080V21*** | 35000 | 16 | 8.1 | 38500 | 35000 | 90.91% | 1.88 | 0 | 10 |  |  |  | No | R-410A | 2.9167 | Residential & Commercial | Ducted CEE Tier 1
213077574 | Central HP <5.4 tons | BRYANT HEATING AND COOLING SYSTEMS | HRCU-A-CB (Split System: Heat Pump with Remote Outdoor Unit-Air-Source) | 38MURAQ36AB3* |  |  | CNPV*4824AL* | 926TC60080V21*** | 35600 | 16.5 | 8.1 | 38500 | 34800 | 90.39% | 1.98 | 0 | 10 |  |  |  | No | R-410A | 2.9667 | Residential & Commercial | Ducted CEE Tier 1
213078777 | Central HP <5.4 tons | BRYANT HEATING AND COOLING SYSTEMS | HRCU-A-CB (Split System: Heat Pump with Remote Outdoor Unit-Air-Source) | 38MURAQ36AB3* |  |  | CNPV*4824AL* | 8(0,1)*SB60135M24*** | 36000 | 16.5 | 8.1 | 38500 | 35000 | 90.91% | 2 | 0 | 10.5 |  |  |  | No | R-410A | 3 | Residential & Commercial | Ducted CEE Tier 1
216570980 | Central HP <5.4 tons | TRANE | HRCU-A-CB (Split System: Heat Pump with Remote Outdoor Unit-Air-Source) | 5TWV0X36A1 |  |  | 5PX*C007AS3 | *UHMC100CCV4+LRP | 35200 | 20.4 | 9.7 | 32600 | 24800 | 76.07% | 2.2 | 0 | 12.7 |  |  |  | No | R-454B | 2.9333 | Residential & Commercial | Ducted CEE Tier 1
216570998 | Central HP <5.4 tons | TRANE | HRCU-A-CB (Split System: Heat Pump with Remote Outdoor Unit-Air-Source) | 5TWV0X36A1 |  |  | 5PX*C009AS3 | S8V2C100M5PCB | 35800 | 20 | 9.7 | 32000 | 24800 | 77.5% | 2.2 | 0 | 12.7 |  |  |  | No | R-454B | 2.9833 | Residential & Commercial | Ducted CEE Tier 1
213782147 | Central HP <5.4 tons | HEIL | HRCU-A-CB (Split System: Heat Pump with Remote Outdoor Unit-Air-Source) | HVH837GKA2* |  |  | EHD4X48AAL+WALLCON | *97CMN1002122B* | 32600 | 16.5 | 8.1 | 33000 | 24800 | 75.15% | 1.96 | 0 | 11 |  |  |  | No | R-410A | 2.7167 | Residential & Commercial | Ducted CEE Tier 1
213782247 | Central HP <5.4 tons | HEIL | HRCU-A-CB (Split System: Heat Pump with Remote Outdoor Unit-Air-Source) | HVH837GKA2* |  |  | EHD4X60AAL+WALLCON | *80CTL0902120B* | 33000 | 16.5 | 8.1 | 32200 | 24800 | 77.02% | 2 | 0 | 11.5 |  |  |  | No | R-410A | 2.75 | Residential & Commercial | Ducted CEE Tier 1
216571326 | Central HP <5.4 tons | TRANE | HRCU-A-CB (Split System: Heat Pump with Remote Outdoor Unit-Air-Source) | 5TWV8X60A1 |  |  | 5PX*D008AS3 | *UHMD120CCV5+LRP | 52500 | 18.1 | 8.5 | 55500 | 39500 | 71.17% | 2 | 0 | 10 |  |  |  | No | R-454B | 4.375 | Residential & Commercial | Ducted CEE Tier 1
210597626 | Central HP <5.4 tons | COMFORTMAKER | HRCU-A-CB (Split System: Heat Pump with Remote Outdoor Unit-Air-Source) | CVH837GKA** |  |  | EN(A,D,W)4X60L24**+WALLCON | *96CTN1202422A* | 32800 | 18 | 8.1 | 32200 | 24600 | 76.4% | 1.98 | 0 | 12 |  |  |  | No | R-410A | 2.7333 | Residential & Commercial | Ducted CEE Tier 1
216439995 | Central HP <5.4 tons | AMERICAN STANDARD | HRCU-A-CB (Split System: Heat Pump with Remote Outdoor Unit-Air-Source) | 5A6V0X36A1 |  |  | 5PX*B004AS3 | S9V2B080D4PSC+LRP | 31400 | 17.1 | 9 | 31400 | 23600 | 75.16% | 2 | 0 | 11.7 |  |  |  | No | R-454B | 2.6167 | Residential & Commercial | Ducted CEE Tier 1
216440061 | Central HP <5.4 tons | AMERICAN STANDARD | HRCU-A-CB (Split System: Heat Pump with Remote Outdoor Unit-Air-Source) | 5A6V0X36A1 |  |  | 5PX*C005AS3 | S9V2C100U4VSB+LRP | 33200 | 18.8 | 9.4 | 32000 | 24000 | 75% | 2.1 | 0 | 12 |  |  |  | No | R-454B | 2.7667 | Residential & Commercial | Ducted CEE Tier 1
211391557 | Central HP <5.4 tons | JOHNSON CONTROLS | HRCU-A-CB (Split System: Heat Pump with Remote Outdoor Unit-Air-Source) | HMH72B341 |  |  | XAFC30CXXN1+TXV | TM8E100C16MP11 | 33000 | 18 | 8.5 | 33000 | 23200 | 70.3% | 2.04 | 0 | 10 |  |  |  | No | R-410A | 2.75 | Residential & Commercial | Ducted CEE Tier 1
211391975 | Central HP <5.4 tons | JOHNSON CONTROLS | HRCU-A-CB (Split System: Heat Pump with Remote Outdoor Unit-Air-Source) | HMH72B341 |  |  | XAHC36DXXN1+TXV | TM8E080C16MP11 | 33600 | 17.5 | 8.1 | 32800 | 23200 | 70.73% | 2.04 | 0 | 10 |  |  |  | No | R-410A | 2.8 | Residential & Commercial | Ducted CEE Tier 1
216571264 | Central HP <5.4 tons | TRANE | HRCU-A-CB (Split System: Heat Pump with Remote Outdoor Unit-Air-Source) | 5TWV8X36A1 |  |  | 5PX*C009AS3 | S8V2C080M5PCB | 33000 | 18.1 | 8.5 | 33000 | 25200 | 76.36% | 2.1 | 0 | 10.5 |  |  |  | No | R-454B | 2.75 | Residential & Commercial | Ducted CEE Tier 1
216571040 | Central HP <5.4 tons | TRANE | HRCU-A-CB (Split System: Heat Pump with Remote Outdoor Unit-Air-Source) | 5TWV0X36A1 |  |  | 5TXCB006AS3 | *UHMB060CCV3+LRP | 35200 | 20.2 | 9.7 | 32600 | 25200 | 77.3% | 2.1 | 0 | 12.5 |  |  |  | No | R-454B | 2.9333 | Residential & Commercial | Ducted CEE Tier 1
216571042 | Central HP <5.4 tons | TRANE | HRCU-A-CB (Split System: Heat Pump with Remote Outdoor Unit-Air-Source) | 5TWV0X36A1 |  |  | 5TXCB006AS3 | S8V2A040M3PCB | 34800 | 20 | 9.4 | 32400 | 25000 | 77.16% | 2.1 | 0 | 12 |  |  |  | No | R-454B | 2.9 | Residential & Commercial | Ducted CEE Tier 1
216571072 | Central HP <5.4 tons | TRANE | HRCU-A-CB (Split System: Heat Pump with Remote Outdoor Unit-Air-Source) | 5TWV0X36A1 |  |  | 5TXCC009AS3 | S8V2C100M5PDB | 35800 | 20 | 9.7 | 32000 | 24800 | 77.5% | 2.2 | 0 | 12.7 |  |  |  | No | R-454B | 2.9833 | Residential & Commercial | Ducted CEE Tier 1
216571258 | Central HP <5.4 tons | TRANE | HRCU-A-CB (Split System: Heat Pump with Remote Outdoor Unit-Air-Source) | 5TWV8X36A1 |  |  | 5PX*B006AS3 | L8V1A060U3VSB+LRP | 32400 | 18.1 | 8.5 | 33400 | 25800 | 77.25% | 2 | 0 | 10 |  |  |  | No | R-454B | 2.7 | Residential & Commercial | Ducted CEE Tier 1
213079214 | Central HP <5.4 tons | BRYANT HEATING AND COOLING SYSTEMS | HRCU-A-CB (Split System: Heat Pump with Remote Outdoor Unit-Air-Source) | 38MURAQ36AB3* |  |  | CAP**3721AL* | 83*SB60080M21*** | 36600 | 16.5 | 8.5 | 38000 | 34600 | 91.05% | 2.08 | 0 | 10 |  |  |  | No | R-410A | 3.05 | Residential & Commercial | Ducted CEE Tier 1
213080064 | Central HP <5.4 tons | BRYANT HEATING AND COOLING SYSTEMS | HRCU-A-CB (Split System: Heat Pump with Remote Outdoor Unit-Air-Source) | 38MURAQ36AB3* |  |  | CAP**4821AL* | 916SA48080M17*** | 35800 | 15.5 | 8.5 | 38000 | 34800 | 91.58% | 2.02 | 0 | 10 |  |  |  | No | R-410A | 2.9833 | Residential & Commercial | Ducted CEE Tier 1
212383388 | Central HP <5.4 tons | BRYANT HEATING AND COOLING SYSTEMS | HRCU-A-CB (Split System: Heat Pump with Remote Outdoor Unit-Air-Source) | 38MURAQ36AB3* |  |  | CAP**3717AL* | 83*SA48060E17*** | 36600 | 15.5 | 8.5 | 39500 | 35000 | 88.61% | 2.04 | 0 | 10 |  |  |  | No | R-410A | 3.05 | Residential & Commercial | Ducted CEE Tier 1
213076457 | Central HP <5.4 tons | CARRIER | HRCU-A-CB (Split System: Heat Pump with Remote Outdoor Unit-Air-Source) | 38MURAQ36AB3* |  |  | CAP**3717AL* | 58TP*B070V14**12 | 36000 | 15.5 | 8.5 | 38500 | 35000 | 90.91% | 2 | 0 | 10 |  |  |  | No | R-410A | 3 | Residential & Commercial | Ducted CEE Tier 1
211393054 | Central HP <5.4 tons | JOHNSON CONTROLS | HRCU-A-CB (Split System: Heat Pump with Remote Outdoor Unit-Air-Source) | HMH72B341 |  |  | XAFC30CXXN1+TXV | TL9E100C20UH11 | 33400 | 17 | 8.5 | 33400 | 23400 | 70.06% | 2.06 | 0 | 10 |  |  |  | No | R-410A | 2.7833 | Residential & Commercial | Ducted CEE Tier 1
213078178 | Central HP <5.4 tons | AIRQUEST | HRCU-A-CB (Split System: Heat Pump with Remote Outdoor Unit-Air-Source) | DLCURAH36ABK |  |  | EA*4X37L21A* | *80MS(N,L)0702116A* | 36400 | 16 | 8.5 | 38000 | 34800 | 91.58% | 2.06 | 0 | 10 |  |  |  | No | R-410A | 3.0333 | Residential & Commercial | Ducted CEE Tier 1
213078511 | Central HP <5.4 tons | AIRQUEST | HRCU-A-CB (Split System: Heat Pump with Remote Outdoor Unit-Air-Source) | DLCURAH36ABK |  |  | EA*4X42L21A* | *80MS(N,L)0902120A* | 35400 | 16.5 | 8.1 | 38500 | 35000 | 90.91% | 1.88 | 0 | 10 |  |  |  | No | R-410A | 2.95 | Residential & Commercial | Ducted CEE Tier 1
213079228 | Central HP <5.4 tons | AIRQUEST | HRCU-A-CB (Split System: Heat Pump with Remote Outdoor Unit-Air-Source) | DLCURAH36ABK |  |  | EA*4X42L21A* | *80MSU0802120A* | 35000 | 16.5 | 8.1 | 38500 | 35000 | 90.91% | 1.9 | 0 | 10 |  |  |  | No | R-410A | 2.9167 | Residential & Commercial | Ducted CEE Tier 1
213078503 | Central HP <5.4 tons | DAY & NIGHT | HRCU-A-CB (Split System: Heat Pump with Remote Outdoor Unit-Air-Source) | DLCURAH36ABK |  |  | EA*4X37L21A* | *80MS(N,L)0902120A* | 37000 | 16 | 8.5 | 38500 | 35000 | 90.91% | 2.08 | 0 | 10 |  |  |  | No | R-410A | 3.0833 | Residential & Commercial | Ducted CEE Tier 1
213076281 | Central HP <5.4 tons | AIRQUEST | HRCU-A-CB (Split System: Heat Pump with Remote Outdoor Unit-Air-Source) | DLCURAH36ABK |  |  | EA*4X43L21A* | *95MSU1002122A* | 36400 | 16.5 | 8.5 | 38000 | 34800 | 91.58% | 2.06 | 0 | 10 |  |  |  | No | R-410A | 3.0333 | Residential & Commercial | Ducted CEE Tier 1
213076730 | Central HP <5.4 tons | AIRQUEST | HRCU-A-CB (Split System: Heat Pump with Remote Outdoor Unit-Air-Source) | DLCURAH36ABK |  |  | EA*4X36L21A* | *80VTL1102122B* | 35400 | 16 | 8.1 | 39000 | 35200 | 90.26% | 1.84 | 0 | 10 |  |  |  | No | R-410A | 2.95 | Residential & Commercial | Ducted CEE Tier 1
213077117 | Central HP <5.4 tons | AIRQUEST | HRCU-A-CB (Split System: Heat Pump with Remote Outdoor Unit-Air-Source) | DLCURAH36ABK |  |  | EN(A,D,W)4X48L21** | *96VSN0802120B* | 35600 | 16.5 | 8.1 | 38500 | 34800 | 90.39% | 1.98 | 0 | 10 |  |  |  | No | R-410A | 2.9667 | Residential & Commercial | Ducted CEE Tier 1
209865025 | Central HP <5.4 tons | CTMorley | HRCU-A-CB (Split System: Heat Pump with Remote Outdoor Unit-Air-Source) | MOU-A24VH-4 |  |  | MIU-A24V-4 |  | 24000 | 17.4 | 10 | 24000 | 22600 | 94.17% | 1.91 | 12.5 | 11.7 |  |  |  | No | R-410A | 2 | Residential & Commercial | Ducted CEE Tier 1
207436551 | Central HP <5.4 tons | LENNOX | HRCU-A-CB (Split System: Heat Pump with Remote Outdoor Unit-Air-Source) | SL25XPV-048-230A** |  |  | CH35-51C+TDR+TXV | SL280UH110XV60C* | 45000 | 20 | 9.2 | 45500 | 37400 | 82.2% | 1.82 | 12.5 | 12.5 |  |  |  | No | R-410A | 3.75 | Residential & Commercial | Ducted CEE Tier 1
207436517 | Central HP <5.4 tons | LENNOX | HRCU-A-CB (Split System: Heat Pump with Remote Outdoor Unit-Air-Source) | SL25XPV-048-230A** |  |  | C35-49C+TDR+TXV | SL280UH090XV60C* | 45500 | 20 | 8.9 | 43500 | 35600 | 81.84% | 1.8 | 12.5 | 12.4 |  |  |  | No | R-410A | 3.7917 | Residential & Commercial | Ducted CEE Tier 1
207436615 | Central HP <5.4 tons | LENNOX | HRCU-A-CB (Split System: Heat Pump with Remote Outdoor Unit-Air-Source) | SL25XPV-048-230A** |  |  | CX35-60C+TDR | SLP99UH110XV60C* | 46000 | 20 | 9.5 | 44000 | 36200 | 82.27% | 1.92 | 12.5 | 12.5 |  |  |  | No | R-410A | 3.8333 | Residential & Commercial | Ducted CEE Tier 1
215676535 | Central HP <5.4 tons | HEIL | HRCU-A-CB (Split System: Heat Pump with Remote Outdoor Unit-Air-Source) | H5H0V48*K*AAA* |  |  | EVD5X60M21A*+WALLCON | *97CMN0801714B* | 47500 | 18.5 | 9 | 50000 | 37400 | 74.8% | 1.98 | 0 | 10 |  |  |  | No | R-454B | 3.9583 | Residential & Commercial | Ducted CEE Tier 1
215676935 | Central HP <5.4 tons | HEIL | HRCU-A-CB (Split System: Heat Pump with Remote Outdoor Unit-Air-Source) | H5H0V48*K*AAA* |  |  | EVD5X61M24A*+WALLCON | *97CMN1202422B* | 48500 | 19.5 | 9.5 | 50000 | 36800 | 73.6% | 2.12 | 0 | 10.5 |  |  |  | No | R-454B | 4.0417 | Residential & Commercial | Ducted CEE Tier 1
213076371 | Central HP <5.4 tons | BRYANT HEATING AND COOLING SYSTEMS | HRCU-A-CB (Split System: Heat Pump with Remote Outdoor Unit-Air-Source) | 38MURAQ24AB3* |  |  | CAP**2417AL* | 926TC48060V17*** | 23200 | 16.5 | 8.5 | 26800 | 26600 | 99.25% | 2.26 | 0 | 10 |  |  |  | No | R-410A | 1.9333 | Residential & Commercial | Ducted CEE Tier 1
213779467 | Central HP <5.4 tons | HEIL | HRCU-A-CB (Split System: Heat Pump with Remote Outdoor Unit-Air-Source) | HVH837GKA** |  |  | EA*4X48L21A*+WALLCON | *96CTN0801714B* | 32200 | 17 | 8.1 | 32800 | 25000 | 76.22% | 1.96 | 0 | 11 |  |  |  | No | R-410A | 2.6833 | Residential & Commercial | Ducted CEE Tier 1
212983268 | Central HP <5.4 tons | HEIL | HRCU-A-CB (Split System: Heat Pump with Remote Outdoor Unit-Air-Source) | DLCURAH18ABK |  |  | EA*4X24L17A* | *92MSN0401712A* | 17200 | 15.5 | 8.5 | 18300 | 19400 | 106% | 2.32 | 0 | 10 |  |  |  | No | R-410A | 1.4333 | Residential & Commercial | Ducted CEE Tier 1
212983653 | Central HP <5.4 tons | HEIL | HRCU-A-CB (Split System: Heat Pump with Remote Outdoor Unit-Air-Source) | DLCURAH18ABK |  |  | EA*4X24L17A* | *92MSN0601412A* | 17600 | 16 | 8.5 | 18500 | 19400 | 104.9% | 2.34 | 0 | 10.5 |  |  |  | No | R-410A | 1.4667 | Residential & Commercial | Ducted CEE Tier 1
211260124 | Central HP <5.4 tons | AIRQUEST | HRCU-A-CB (Split System: Heat Pump with Remote Outdoor Unit-Air-Source) | DLCURAH18ABK |  |  | EA*4X24L14A* | *95ESN0401410A* | 17700 | 15.5 | 8.5 | 18700 | 19000 | 101.6% | 2.28 | 0 | 10.5 |  |  |  | No | R-410A | 1.475 | Residential & Commercial | Ducted CEE Tier 1
211260456 | Central HP <5.4 tons | AIRQUEST | HRCU-A-CB (Split System: Heat Pump with Remote Outdoor Unit-Air-Source) | DLCURAH18ABK |  |  | EA*4X24L17A* | *95ESN0401712A* | 17300 | 15.5 | 8.5 | 18300 | 19300 | 105.5% | 2.3 | 0 | 10 |  |  |  | No | R-410A | 1.4417 | Residential & Commercial | Ducted CEE Tier 1
213076386 | Central HP <5.4 tons | AIRQUEST | HRCU-A-CB (Split System: Heat Pump with Remote Outdoor Unit-Air-Source) | DLCURAH18ABK |  |  | EA*4X24L17A* | *96VTN0601716B* | 17400 | 16 | 8.5 | 18400 | 19500 | 106% | 2.34 | 0 | 10.5 |  |  |  | No | R-410A | 1.45 | Residential & Commercial | Ducted CEE Tier 1
213779117 | Central HP <5.4 tons | HEIL | HRCU-A-CB (Split System: Heat Pump with Remote Outdoor Unit-Air-Source) | HVH837GKA** |  |  | EA*4X42L21A*+WALLCON | *97CMN0601714B* | 31600 | 16.5 | 8.1 | 33200 | 24600 | 74.1% | 1.84 | 0 | 10.5 |  |  |  | No | R-410A | 2.6333 | Residential & Commercial | Ducted CEE Tier 1
213779287 | Central HP <5.4 tons | HEIL | HRCU-A-CB (Split System: Heat Pump with Remote Outdoor Unit-Air-Source) | HVH837GKA** |  |  | EA*4X43L21A*+WALLCON | *80CTL1102120B* | 33000 | 17 | 8.5 | 32600 | 25000 | 76.69% | 1.98 | 0 | 11.5 |  |  |  | No | R-410A | 2.75 | Residential & Commercial | Ducted CEE Tier 1
213779437 | Central HP <5.4 tons | HEIL | HRCU-A-CB (Split System: Heat Pump with Remote Outdoor Unit-Air-Source) | HVH837GKA** |  |  | EA*4X48L21A*+WALLCON | *97CMN0801714B* | 32200 | 17 | 8.1 | 32600 | 25000 | 76.69% | 1.94 | 0 | 11 |  |  |  | No | R-410A | 2.6833 | Residential & Commercial | Ducted CEE Tier 1
213779537 | Central HP <5.4 tons | HEIL | HRCU-A-CB (Split System: Heat Pump with Remote Outdoor Unit-Air-Source) | HVH837GKA** |  |  | EA*4X48L24A*+WALLCON | *96CTN1002122B* | 32400 | 17 | 8.5 | 32200 | 24800 | 77.02% | 1.98 | 0 | 11 |  |  |  | No | R-410A | 2.7 | Residential & Commercial | Ducted CEE Tier 1
213779737 | Central HP <5.4 tons | HEIL | HRCU-A-CB (Split System: Heat Pump with Remote Outdoor Unit-Air-Source) | HVH837GKA** |  |  | EA*4X61L21A*+WALLCON | *96CTN1002122B* | 33200 | 17.5 | 8.5 | 32000 | 24800 | 77.5% | 1.98 | 0 | 11.7 |  |  |  | No | R-410A | 2.7667 | Residential & Commercial | Ducted CEE Tier 1
213779787 | Central HP <5.4 tons | HEIL | HRCU-A-CB (Split System: Heat Pump with Remote Outdoor Unit-Air-Source) | HVH837GKA** |  |  | EA*4X61L24A*+WALLCON | *97CMN1202422B* | 33200 | 17.5 | 8.5 | 32000 | 24800 | 77.5% | 1.98 | 0 | 11.7 |  |  |  | No | R-410A | 2.7667 | Residential & Commercial | Ducted CEE Tier 1
213780037 | Central HP <5.4 tons | HEIL | HRCU-A-CB (Split System: Heat Pump with Remote Outdoor Unit-Air-Source) | HVH837GKA** |  |  | EHD4X42AAL+WALLCON | *80CTL1352422B* | 32600 | 16.5 | 8.1 | 33000 | 24600 | 74.55% | 1.96 | 0 | 11 |  |  |  | No | R-410A | 2.7167 | Residential & Commercial | Ducted CEE Tier 1
216570940 | Central HP <5.4 tons | TRANE | HRCU-A-CB (Split System: Heat Pump with Remote Outdoor Unit-Air-Source) | 5TWV0X36A1 |  |  | 5PX*B004AS3 | *DHMB060CCV3+LRP | 32000 | 17 | 9.4 | 31200 | 24600 | 78.85% | 2 | 0 | 11.2 |  |  |  | No | R-454B | 2.6667 | Residential & Commercial | Ducted CEE Tier 1
216445238 | Central HP <5.4 tons | YISO | HRCU-A-CB (Split System: Heat Pump with Remote Outdoor Unit-Air-Source) | YOHA2-60CB |  |  | YAHA2-60CB |  | 54000 | 18.5 | 10 | 55000 | 38500 | 70% | 1.9 | 0 | 11.2 |  |  |  | No | R-454B | 4.5 | Residential & Commercial | Ducted CEE Tier 1
216570930 | Central HP <5.4 tons | TRANE | HRCU-A-CB (Split System: Heat Pump with Remote Outdoor Unit-Air-Source) | 5TWV0X36A1 |  |  | 5PX*B004AS3 | *UHMB080CCV3+LRP | 34000 | 19.4 | 9.7 | 31600 | 24800 | 78.48% | 2.1 | 0 | 12 |  |  |  | No | R-454B | 2.8333 | Residential & Commercial | Ducted CEE Tier 1
216570948 | Central HP <5.4 tons | TRANE | HRCU-A-CB (Split System: Heat Pump with Remote Outdoor Unit-Air-Source) | 5TWV0X36A1 |  |  | 5PX*B006AS3 | L8V1A040U3VSB+LRP | 35000 | 19.4 | 9.4 | 32600 | 25200 | 77.3% | 2.1 | 0 | 12 |  |  |  | No | R-454B | 2.9167 | Residential & Commercial | Ducted CEE Tier 1
216570964 | Central HP <5.4 tons | TRANE | HRCU-A-CB (Split System: Heat Pump with Remote Outdoor Unit-Air-Source) | 5TWV0X36A1 |  |  | 5PX*BD06AS3 | *DHMB060CCV3+LRP | 35000 | 19.2 | 9.4 | 33800 | 25400 | 75.15% | 2.1 | 0 | 12 |  |  |  | No | R-454B | 2.9167 | Residential & Commercial | Ducted CEE Tier 1
216571030 | Central HP <5.4 tons | TRANE | HRCU-A-CB (Split System: Heat Pump with Remote Outdoor Unit-Air-Source) | 5TWV0X36A1 |  |  | 5TXCB004AS3 | *UHMB080CCV3+LRP | 34000 | 19.4 | 9.7 | 31600 | 24800 | 78.48% | 2.1 | 0 | 12 |  |  |  | No | R-454B | 2.8333 | Residential & Commercial | Ducted CEE Tier 1
216571066 | Central HP <5.4 tons | TRANE | HRCU-A-CB (Split System: Heat Pump with Remote Outdoor Unit-Air-Source) | 5TWV0X36A1 |  |  | 5TXCC007AS3 | S8V2C080M5PDB | 35000 | 20 | 9.7 | 31800 | 25000 | 78.62% | 2.2 | 0 | 12.5 |  |  |  | No | R-454B | 2.9167 | Residential & Commercial | Ducted CEE Tier 1
213079662 | Central HP <5.4 tons | AIRQUEST | HRCU-A-CB (Split System: Heat Pump with Remote Outdoor Unit-Air-Source) | DLCURAH36ABK |  |  | EA*4X42L21A* | *92MSN0802120A* | 35200 | 16.5 | 8.1 | 38500 | 35000 | 90.91% | 1.88 | 0 | 10 |  |  |  | No | R-410A | 2.9333 | Residential & Commercial | Ducted CEE Tier 1
213080030 | Central HP <5.4 tons | AIRQUEST | HRCU-A-CB (Split System: Heat Pump with Remote Outdoor Unit-Air-Source) | DLCURAH36ABK |  |  | EA*4X37L21A* | *96MSN0801716A* | 36400 | 15.5 | 8.5 | 38000 | 35000 | 92.11% | 2.06 | 0 | 10 |  |  |  | No | R-410A | 3.0333 | Residential & Commercial | Ducted CEE Tier 1
213078928 | Central HP <5.4 tons | AIRQUEST | HRCU-A-CB (Split System: Heat Pump with Remote Outdoor Unit-Air-Source) | DLCURAH36ABK |  |  | EN(A,D,W)4X42L21** | *80MSU1002120A* | 35400 | 15.5 | 8.5 | 38500 | 35200 | 91.43% | 1.88 | 0 | 10 |  |  |  | No | R-410A | 2.95 | Residential & Commercial | Ducted CEE Tier 1
213080683 | Central HP <5.4 tons | AIRQUEST | HRCU-A-CB (Split System: Heat Pump with Remote Outdoor Unit-Air-Source) | DLCURAH36ABK |  |  | EA*4X37L21A* | *95MSU0601716A* | 36600 | 16 | 8.5 | 38500 | 35000 | 90.91% | 2.06 | 0 | 10 |  |  |  | No | R-410A | 3.05 | Residential & Commercial | Ducted CEE Tier 1
213361592 | Central HP <5.4 tons | BRYANT HEATING AND COOLING SYSTEMS | HRCU-A-CB (Split System: Heat Pump with Remote Outdoor Unit-Air-Source) | 284ANV048*0**B* |  |  | FE4BNBD60L*+UI |  | 46000 | 22 | 9.5 | 45500 | 35400 | 77.8% | 2.48 | 0 | 13 |  |  |  | No | R-410A | 3.8333 | Residential & Commercial | Ducted CEE Tier 1
215866699 | Central HP <5.4 tons | AI AIR CONDITIONING | HRCU-A-CB (Split System: Heat Pump with Remote Outdoor Unit-Air-Source) | AUO18-24N2-M3 |  |  | AUH2-24N2-BM3E |  | 24000 | 18.1 | 9.7 | 26000 | 21600 | 83.08% | 1.87 | 0 | 11 |  |  |  | No | R-454B | 2 | Residential & Commercial | Ducted CEE Tier 1
216440251 | Central HP <5.4 tons | AMERICAN STANDARD | HRCU-A-CB (Split System: Heat Pump with Remote Outdoor Unit-Air-Source) | 5A6V0X48A1 |  |  | 5PX*C009AS3+P0V0C000M50SD+LRP |  | 45000 | 20.2 | 9.7 | 46000 | 32800 | 71.3% | 2.1 | 0 | 12 |  |  |  | No | R-454B | 3.75 | Residential & Commercial | Ducted CEE Tier 1
216440335 | Central HP <5.4 tons | AMERICAN STANDARD | HRCU-A-CB (Split System: Heat Pump with Remote Outdoor Unit-Air-Source) | 5A6V0X48A1 |  |  | 5TEMCD05AV41+TDR |  | 44000 | 20 | 10 | 47000 | 33400 | 71.06% | 2.2 | 0 | 12 |  |  |  | No | R-454B | 3.6667 | Residential & Commercial | Ducted CEE Tier 1
216440369 | Central HP <5.4 tons | AMERICAN STANDARD | HRCU-A-CB (Split System: Heat Pump with Remote Outdoor Unit-Air-Source) | 5A6V0X48A1 |  |  | 5TXCC009AS3 | L8V1C100U5VSB+LRP | 45500 | 20.2 | 9.7 | 47000 | 33600 | 71.49% | 2.1 | 0 | 12 |  |  |  | No | R-454B | 3.7917 | Residential & Commercial | Ducted CEE Tier 1
216440385 | Central HP <5.4 tons | AMERICAN STANDARD | HRCU-A-CB (Split System: Heat Pump with Remote Outdoor Unit-Air-Source) | 5A6V0X48A1 |  |  | 5TXCD008AS3 | S9V2C100U4VSB+LRP | 44000 | 20 | 9.7 | 46500 | 33400 | 71.83% | 2.1 | 0 | 12 |  |  |  | No | R-454B | 3.6667 | Residential & Commercial | Ducted CEE Tier 1
215934989 | Central HP <5.4 tons | COMFORTMAKER | HRCU-A-CB (Split System: Heat Pump with Remote Outdoor Unit-Air-Source) | C5H3V36*K*AAA* |  |  | EVM5X49M21A*+WALLCON | *80CSU1002120A* | 35600 | 21.5 | 8.5 | 38000 | 28800 | 75.79% | 2.02 | 0 | 12 |  |  |  | No | R-454B | 2.9667 | Residential & Commercial | Ducted CEE Tier 1
215935139 | Central HP <5.4 tons | COMFORTMAKER | HRCU-A-CB (Split System: Heat Pump with Remote Outdoor Unit-Air-Source) | C5H3V36*K*AAA* |  |  | EVM5X49M21A*+WALLCON | *96CTN1002122B* | 35600 | 22 | 8.5 | 38000 | 28600 | 75.26% | 2.02 | 0 | 12.5 |  |  |  | No | R-454B | 2.9667 | Residential & Commercial | Ducted CEE Tier 1
216571150 | Central HP <5.4 tons | TRANE | HRCU-A-CB (Split System: Heat Pump with Remote Outdoor Unit-Air-Source) | 5TWV0X60A1 |  |  | 5PX*D008AS3 | S8V2C080M5PCB | 52000 | 18.6 | 9 | 54000 | 38500 | 71.3% | 2 | 0 | 10 |  |  |  | No | R-454B | 4.3333 | Residential & Commercial | Ducted CEE Tier 1
214244039 | Central HP <5.4 tons | CARRIER | HRCU-A-CB (Split System: Heat Pump with Remote Outdoor Unit-Air-Source) | 25VNA424A*031* |  |  | CNPV*3621AL*+UI | 59TN6C060C17**14 | 23200 | 19.5 | 9.5 | 26800 | 20000 | 74.63% | 2.36 | 0 | 13 |  |  |  | No | R-410A | 1.9333 | Residential & Commercial | Ducted CEE Tier 1
214244057 | Central HP <5.4 tons | CARRIER | HRCU-A-CB (Split System: Heat Pump with Remote Outdoor Unit-Air-Source) | 25VNA424A*031* |  |  | CNPV*4217AL*+UI | 59TN6C040C14**10 | 23200 | 18 | 9.5 | 27000 | 20400 | 75.56% | 2.36 | 0 | 12 |  |  |  | No | R-410A | 1.9333 | Residential & Commercial | Ducted CEE Tier 1
213769924 | Central HP <5.4 tons | AI AIR CONDITIONING | HRCU-A-CB (Split System: Heat Pump with Remote Outdoor Unit-Air-Source) | AUO18-30N1-M3H |  |  | AUH2-30N1-CM3E |  | 30000 | 16.2 | 8.9 | 33000 | 24000 | 72.73% | 1.8 | 11 | 10 |  |  |  | No | R-410A | 2.5 | Residential & Commercial | Ducted CEE Tier 1
216570880 | Central HP <5.4 tons | TRANE | HRCU-A-CB (Split System: Heat Pump with Remote Outdoor Unit-Air-Source) | 5TWV0X24A1 |  |  | 5PX*B006AS3 | S8V2A040M3PDB | 22000 | 21.6 | 10 | 22600 | 17900 | 79.2% | 2.2 | 0 | 12 |  |  |  | No | R-454B | 1.8333 | Residential & Commercial | Ducted CEE Tier 1
213076639 | Central HP <5.4 tons | CARRIER | HRCU-A-CB (Split System: Heat Pump with Remote Outdoor Unit-Air-Source) | 38MURAQ36AB3* |  |  | CAP**3721AL* | 58TP*B090V21**20 | 36600 | 16 | 8.5 | 38500 | 35000 | 90.91% | 2.08 | 0 | 10 |  |  |  | No | R-410A | 3.05 | Residential & Commercial | Ducted CEE Tier 1
213077075 | Central HP <5.4 tons | CARRIER | HRCU-A-CB (Split System: Heat Pump with Remote Outdoor Unit-Air-Source) | 38MURAQ36AB3* |  |  | CAP**4321AL* | 59SP6B080V21**20 | 36600 | 16 | 8.5 | 38500 | 35000 | 90.91% | 2.06 | 0 | 10 |  |  |  | No | R-410A | 3.05 | Residential & Commercial | Ducted CEE Tier 1
213077573 | Central HP <5.4 tons | CARRIER | HRCU-A-CB (Split System: Heat Pump with Remote Outdoor Unit-Air-Source) | 38MURAQ36AB3* |  |  | CNPV*4824AL* | 59TP6C080V21**20 | 35600 | 16.5 | 8.1 | 38500 | 34800 | 90.39% | 1.98 | 0 | 10 |  |  |  | No | R-410A | 2.9667 | Residential & Commercial | Ducted CEE Tier 1
213077624 | Central HP <5.4 tons | CARRIER | HRCU-A-CB (Split System: Heat Pump with Remote Outdoor Unit-Air-Source) | 38MURAQ36AB3* |  |  | CAP**4224AL* | GG96VTAB60100C** | 35400 | 16.5 | 8.1 | 38500 | 35000 | 90.91% | 1.88 | 0 | 10 |  |  |  | No | R-410A | 2.95 | Residential & Commercial | Ducted CEE Tier 1
213077147 | Central HP <5.4 tons | AIRQUEST | HRCU-A-CB (Split System: Heat Pump with Remote Outdoor Unit-Air-Source) | DLCURAH36ABK |  |  | EA*4X37L21A* | *96VSN1002120B* | 36200 | 16 | 8.5 | 38000 | 34800 | 91.58% | 2.04 | 0 | 10 |  |  |  | No | R-410A | 3.0167 | Residential & Commercial | Ducted CEE Tier 1
213077565 | Central HP <5.4 tons | AIRQUEST | HRCU-A-CB (Split System: Heat Pump with Remote Outdoor Unit-Air-Source) | DLCURAH36ABK |  |  | EN(A,D,W)4X48L21** | *96VTN0802120B* | 35600 | 16.5 | 8.1 | 38500 | 34800 | 90.39% | 1.98 | 0 | 10 |  |  |  | No | R-410A | 2.9667 | Residential & Commercial | Ducted CEE Tier 1
213078919 | Central HP <5.4 tons | DAY & NIGHT | HRCU-A-CB (Split System: Heat Pump with Remote Outdoor Unit-Air-Source) | DLCURAH36ABK |  |  | END4X42L17** | *80MSU1002120A* | 36000 | 15.5 | 8.1 | 39000 | 35200 | 90.26% | 1.96 | 0 | 10 |  |  |  | No | R-410A | 3 | Residential & Commercial | Ducted CEE Tier 1
216571136 | Central HP <5.4 tons | TRANE | HRCU-A-CB (Split System: Heat Pump with Remote Outdoor Unit-Air-Source) | 5TWV0X48A1 |  |  | 5TXCD008AS3 | *UHMC100CCV4+LRP | 44500 | 20 | 9.7 | 47000 | 34000 | 72.34% | 2.1 | 0 | 12 |  |  |  | No | R-454B | 3.7083 | Residential & Commercial | Ducted CEE Tier 1
213075901 | Central HP <5.4 tons | AIRQUEST | HRCU-A-CB (Split System: Heat Pump with Remote Outdoor Unit-Air-Source) | DLCURAH36ABK |  |  | EA*4X42L21A* | *95MSU1002120A* | 35600 | 16 | 8.1 | 38500 | 35200 | 91.43% | 1.9 | 0 | 10 |  |  |  | No | R-410A | 2.9667 | Residential & Commercial | Ducted CEE Tier 1
216440337 | Central HP <5.4 tons | AMERICAN STANDARD | HRCU-A-CB (Split System: Heat Pump with Remote Outdoor Unit-Air-Source) | 5A6V0X48A1 |  |  | 5TEMCD07AV51+TDR |  | 46000 | 20.6 | 10 | 47000 | 33400 | 71.06% | 2.2 | 0 | 12 |  |  |  | No | R-454B | 3.8333 | Residential & Commercial | Ducted CEE Tier 1
216440371 | Central HP <5.4 tons | AMERICAN STANDARD | HRCU-A-CB (Split System: Heat Pump with Remote Outdoor Unit-Air-Source) | 5A6V0X48A1 |  |  | 5TXCC009AS3 | S9V2C080U5VSB+LRP | 44500 | 20 | 9.7 | 46000 | 33000 | 71.74% | 2.1 | 0 | 12 |  |  |  | No | R-454B | 3.7083 | Residential & Commercial | Ducted CEE Tier 1
215318773 | Central HP <5.4 tons | CARRIER | HRCU-A-CB (Split System: Heat Pump with Remote Outdoor Unit-Air-Source) | 37MBRAQ48AA3 |  |  | 45MBAAQ48XA3 |  | 48000 | 17.8 | 10 | 50000 | 35200 | 70.4% | 1.9 | 0 | 10 |  |  |  | No | R-454B | 4 | Residential & Commercial | Ducted CEE Tier 1
216440493 | Central HP <5.4 tons | AMERICAN STANDARD | HRCU-A-CB (Split System: Heat Pump with Remote Outdoor Unit-Air-Source) | 5A6V0X60A1 |  |  | 5TAMXD06AV41 |  | 53000 | 18.8 | 9 | 54000 | 38500 | 71.3% | 2 | 0 | 10 |  |  |  | No | R-454B | 4.4167 | Residential & Commercial | Ducted CEE Tier 1
210596671 | Central HP <5.4 tons | COMFORTMAKER | HRCU-A-CB (Split System: Heat Pump with Remote Outdoor Unit-Air-Source) | CVH825GKA2* |  |  | EA*4X42L21A*+WALLCON | *95CSU0601716A* | 23600 | 16.5 | 8.1 | 21400 | 16700 | 78.04% | 1.94 | 0 | 10.5 |  |  |  | No | R-410A | 1.9667 | Residential & Commercial | Ducted CEE Tier 1
210596737 | Central HP <5.4 tons | COMFORTMAKER | HRCU-A-CB (Split System: Heat Pump with Remote Outdoor Unit-Air-Source) | CVH825GKA2* |  |  | EA*4X42L24A*+WALLCON | *97CMN0602120A* | 23600 | 16.5 | 8.1 | 21400 | 16700 | 78.04% | 1.96 | 0 | 11 |  |  |  | No | R-410A | 1.9667 | Residential & Commercial | Ducted CEE Tier 1
210596896 | Central HP <5.4 tons | COMFORTMAKER | HRCU-A-CB (Split System: Heat Pump with Remote Outdoor Unit-Air-Source) | CVH825GKA2* |  |  | EHD4X42AAL+WALLCON | *80CTL0701716A* | 24200 | 16 | 8.1 | 21400 | 16600 | 77.57% | 2 | 0 | 10.5 |  |  |  | No | R-410A | 2.0167 | Residential & Commercial | Ducted CEE Tier 1
210596971 | Central HP <5.4 tons | COMFORTMAKER | HRCU-A-CB (Split System: Heat Pump with Remote Outdoor Unit-Air-Source) | CVH825GKA2* |  |  | EHD4X48AAL+WALLCON | *95CSU1002122A* | 24200 | 16.5 | 8.1 | 21200 | 16600 | 78.3% | 2.02 | 0 | 11 |  |  |  | No | R-410A | 2.0167 | Residential & Commercial | Ducted CEE Tier 1
213077676 | Central HP <5.4 tons | CARRIER | HRCU-A-CB (Split System: Heat Pump with Remote Outdoor Unit-Air-Source) | 38MURAQ36AB3* |  |  | CNPV*4821AL* | GG96VTAB60100C** | 36000 | 16.5 | 8.1 | 38500 | 35000 | 90.91% | 2 | 0 | 10 |  |  |  | No | R-410A | 3 | Residential & Commercial | Ducted CEE Tier 1
210450263 | Central HP <5.4 tons | BRYANT HEATING AND COOLING SYSTEMS | HRCU-A-CB (Split System: Heat Pump with Remote Outdoor Unit-Air-Source) | 38MURAQ36AB3* |  |  | CNPV*4821AL* | 926TB48080V17*** | 35800 | 16 | 8.5 | 38500 | 35000 | 90.91% | 2 | 0 | 10 |  |  |  | No | R-410A | 2.9833 | Residential & Commercial | Ducted CEE Tier 1
207436533 | Central HP <5.4 tons | LENNOX | HRCU-A-CB (Split System: Heat Pump with Remote Outdoor Unit-Air-Source) | SL25XPV-048-230A** |  |  | C35-60C+TDR+TXV | SL280UH100NV60C* | 46000 | 20.6 | 9.5 | 43500 | 36200 | 83.22% | 1.92 | 13 | 12.5 |  |  |  | No | R-410A | 3.8333 | Residential & Commercial | Ducted CEE Tier 1
207436565 | Central HP <5.4 tons | LENNOX | HRCU-A-CB (Split System: Heat Pump with Remote Outdoor Unit-Air-Source) | SL25XPV-048-230A** |  |  | CHX35-51/61C-**-*+TDR | SL280UH090V60C* | 45000 | 21 | 9.2 | 45500 | 37200 | 81.76% | 1.84 | 12.5 | 12.5 |  |  |  | No | R-410A | 3.75 | Residential & Commercial | Ducted CEE Tier 1
214066771 | Central HP <5.4 tons | FRIEDRICH | HRCU-A-CB (Split System: Heat Pump with Remote Outdoor Unit-Air-Source) | RD17AZ36AJ3N |  |  | TCFZ3621MTANM | FR97MV0855A21DH | 34200 | 18 | 8.1 | 34200 | 29400 | 85.96% | 1.9 | 0 | 10 |  |  |  | No | R-410A | 2.85 | Residential & Commercial | Ducted CEE Tier 1
214066786 | Central HP <5.4 tons | FRIEDRICH | HRCU-A-CB (Split System: Heat Pump with Remote Outdoor Unit-Air-Source) | RD17AZ36AJ3N |  |  | TCFZ3621MTANM | FR801V0755A21DZ | 34200 | 17 | 8.1 | 34200 | 29400 | 85.96% | 2 | 0 | 11.7 |  |  |  | No | R-410A | 2.85 | Residential & Commercial | Ducted CEE Tier 1
214290137 | Central HP <5.4 tons | YISO | HRCU-A-CB (Split System: Heat Pump with Remote Outdoor Unit-Air-Source) | YOHA2-36AA |  |  | YLCN2-2430BA | MGH96M080B3A | 24000 | 18.5 | 9 | 24000 | 19400 | 80.83% | 2.1 | 0 | 12 |  |  |  | No | R-410A | 2 | Residential & Commercial | Ducted CEE Tier 1
216571248 | Central HP <5.4 tons | TRANE | HRCU-A-CB (Split System: Heat Pump with Remote Outdoor Unit-Air-Source) | 5TWV8X36A1 |  |  | 5PX*B006AS3 | S8V2B060M4PDB | 32800 | 18.1 | 8.5 | 33400 | 25600 | 76.65% | 2.1 | 0 | 10 |  |  |  | No | R-454B | 2.7333 | Residential & Commercial | Ducted CEE Tier 1
216571284 | Central HP <5.4 tons | TRANE | HRCU-A-CB (Split System: Heat Pump with Remote Outdoor Unit-Air-Source) | 5TWV8X36A1 |  |  | 5PX*D008AS3 | S8V2D120M5PCB | 33400 | 18.1 | 8.5 | 33400 | 25600 | 76.65% | 2.1 | 0 | 10.5 |  |  |  | No | R-454B | 2.7833 | Residential & Commercial | Ducted CEE Tier 1
216571044 | Central HP <5.4 tons | TRANE | HRCU-A-CB (Split System: Heat Pump with Remote Outdoor Unit-Air-Source) | 5TWV0X36A1 |  |  | 5TXCC005AS3 | *DHMC100CCV4+LRP | 32200 | 17.2 | 9.7 | 31200 | 24200 | 77.56% | 2.1 | 0 | 11.5 |  |  |  | No | R-454B | 2.6833 | Residential & Commercial | Ducted CEE Tier 1
216570876 | Central HP <5.4 tons | TRANE | HRCU-A-CB (Split System: Heat Pump with Remote Outdoor Unit-Air-Source) | 5TWV0X24A1 |  |  | 5PX*B006AS3 | S8V2B060M4PDB | 22000 | 21.4 | 10 | 22400 | 18100 | 80.8% | 2.2 | 0 | 12 |  |  |  | No | R-454B | 1.8333 | Residential & Commercial | Ducted CEE Tier 1
216570912 | Central HP <5.4 tons | TRANE | HRCU-A-CB (Split System: Heat Pump with Remote Outdoor Unit-Air-Source) | 5TWV0X24A1 |  |  | 5TXCB003AS3 | S8V2A040M3PCB | 21400 | 20.4 | 10 | 24000 | 18300 | 76.25% | 2.2 | 0 | 11.5 |  |  |  | No | R-454B | 1.7833 | Residential & Commercial | Ducted CEE Tier 1
216570928 | Central HP <5.4 tons | TRANE | HRCU-A-CB (Split System: Heat Pump with Remote Outdoor Unit-Air-Source) | 5TWV0X24A1 |  |  | 5TXCB003AS3 | S8V2B060M4PDB | 21600 | 20.6 | 10 | 24000 | 18400 | 76.67% | 2.2 | 0 | 11.5 |  |  |  | No | R-454B | 1.8 | Residential & Commercial | Ducted CEE Tier 1
216571230 | Central HP <5.4 tons | TRANE | HRCU-A-CB (Split System: Heat Pump with Remote Outdoor Unit-Air-Source) | 5TWV8X24A1 |  |  | 5TXCB003AS3 | S8V2A040M3PDB | 21200 | 18.1 | 8.5 | 24400 | 18900 | 77.46% | 2.1 | 0 | 11.2 |  |  |  | No | R-454B | 1.7667 | Residential & Commercial | Ducted CEE Tier 1
214584705 | Central HP <5.4 tons | JOHNSON CONTROLS | HRCU-A-CB (Split System: Heat Pump with Remote Outdoor Unit-Air-Source) | HH860E2S11 |  |  | CTM60D5CGS1 | Z8ES130D20SMPS1 | 45000 | 18 | 9 | 45000 | 33600 | 74.67% | 2 | 0 | 12 |  |  |  | No | R-454B | 3.75 | Residential & Commercial | Ducted CEE Tier 1
214584755 | Central HP <5.4 tons | JOHNSON CONTROLS | HRCU-A-CB (Split System: Heat Pump with Remote Outdoor Unit-Air-Source) | HH860E2S11 |  |  | CTF60C5CGS1 | Z8ES080C20SMPS1 | 44000 | 18 | 9 | 44500 | 33400 | 75.06% | 2 | 0 | 12 |  |  |  | No | R-454B | 3.6667 | Residential & Commercial | Ducted CEE Tier 1
216440145 | Central HP <5.4 tons | AMERICAN STANDARD | HRCU-A-CB (Split System: Heat Pump with Remote Outdoor Unit-Air-Source) | 5A6V0X36A1 |  |  | 5TXCB004AS3+P0V0A000M30SD+LRP |  | 33200 | 18.2 | 9.4 | 32000 | 24200 | 75.62% | 2.1 | 0 | 12 |  |  |  | No | R-454B | 2.7667 | Residential & Commercial | Ducted CEE Tier 1
212983233 | Central HP <5.4 tons | COMFORTMAKER | HRCU-A-CB (Split System: Heat Pump with Remote Outdoor Unit-Air-Source) | DLCURAH24ABK |  |  | EN(A,D,W)4X36L17** | *92MSN0401712A* | 23400 | 15.5 | 8.1 | 26200 | 24200 | 92.37% | 1.98 | 0 | 10 |  |  |  | No | R-410A | 1.95 | Residential & Commercial | Ducted CEE Tier 1
212983583 | Central HP <5.4 tons | HEIL | HRCU-A-CB (Split System: Heat Pump with Remote Outdoor Unit-Air-Source) | DLCURAH24ABK |  |  | EN(A,D)4X24L14** | *92MSN0601412A* | 23400 | 16.5 | 8.5 | 27000 | 24600 | 91.11% | 2.04 | 0 | 10 |  |  |  | No | R-410A | 1.95 | Residential & Commercial | Ducted CEE Tier 1
216440075 | Central HP <5.4 tons | AMERICAN STANDARD | HRCU-A-CB (Split System: Heat Pump with Remote Outdoor Unit-Air-Source) | 5A6V0X36A1 |  |  | 5PX*C007AS3+P0V0C000M50SD+LRP |  | 34200 | 20 | 9.4 | 32600 | 24200 | 74.23% | 2.1 | 0 | 12.7 |  |  |  | No | R-454B | 2.85 | Residential & Commercial | Ducted CEE Tier 1
216440107 | Central HP <5.4 tons | AMERICAN STANDARD | HRCU-A-CB (Split System: Heat Pump with Remote Outdoor Unit-Air-Source) | 5A6V0X36A1 |  |  | 5PX*CD09AS3 | S9V2C100D5PSC+LRP | 34800 | 20 | 9.4 | 32400 | 23800 | 73.46% | 2.1 | 0 | 12.7 |  |  |  | No | R-454B | 2.9 | Residential & Commercial | Ducted CEE Tier 1
212983613 | Central HP <5.4 tons | HEIL | HRCU-A-CB (Split System: Heat Pump with Remote Outdoor Unit-Air-Source) | DLCURAH24ABK |  |  | EN(A,D)4X30L17** | *92MSN0601412A* | 23800 | 17 | 8.5 | 26400 | 23800 | 90.15% | 1.98 | 0 | 10.5 |  |  |  | No | R-410A | 1.9833 | Residential & Commercial | Ducted CEE Tier 1
212982259 | Central HP <5.4 tons | HEIL | HRCU-A-CB (Split System: Heat Pump with Remote Outdoor Unit-Air-Source) | DLCURAH24ABK |  |  | EA*4X25L17A* | *80MSU0401712A* | 24400 | 17 | 8.5 | 25200 | 21600 | 85.71% | 1.82 | 0 | 10 |  |  |  | No | R-410A | 2.0333 | Residential & Commercial | Ducted CEE Tier 1
212982343 | Central HP <5.4 tons | HEIL | HRCU-A-CB (Split System: Heat Pump with Remote Outdoor Unit-Air-Source) | DLCURAH24ABK |  |  | EN(A,D)4X30L17** | *80MSU0401712A* | 23800 | 16.5 | 8.5 | 25800 | 23800 | 92.25% | 1.98 | 0 | 10.5 |  |  |  | No | R-410A | 1.9833 | Residential & Commercial | Ducted CEE Tier 1
215935607 | Central HP <5.4 tons | AIRQUEST | HRCU-A-CB (Split System: Heat Pump with Remote Outdoor Unit-Air-Source) | H5H3V36*K*AAA* |  |  | EVD5X36M21A*+WALLCON | *80CSU1002120A* | 34400 | 20.5 | 8.5 | 38500 | 28200 | 73.25% | 2.04 | 0 | 11.7 |  |  |  | No | R-454B | 2.8667 | Residential & Commercial | Ducted CEE Tier 1
215936007 | Central HP <5.4 tons | AIRQUEST | HRCU-A-CB (Split System: Heat Pump with Remote Outdoor Unit-Air-Source) | H5H3V36*K*AAA* |  |  | EVD5X42M21A*+WALLCON | *80CTL0901716B* | 34400 | 21 | 8.5 | 38500 | 28200 | 73.25% | 2.04 | 0 | 11.7 |  |  |  | No | R-454B | 2.8667 | Residential & Commercial | Ducted CEE Tier 1
215936207 | Central HP <5.4 tons | AIRQUEST | HRCU-A-CB (Split System: Heat Pump with Remote Outdoor Unit-Air-Source) | H5H3V36*K*AAA* |  |  | EVD5X42M24A*+WALLCON | *95CSU1002122B* | 35600 | 22 | 8.5 | 38000 | 28400 | 74.74% | 2.06 | 0 | 12.5 |  |  |  | No | R-454B | 2.9667 | Residential & Commercial | Ducted CEE Tier 1
211245689 | Central HP <5.4 tons | BRYANT HEATING AND COOLING SYSTEMS | HRCU-A-CB (Split System: Heat Pump with Remote Outdoor Unit-Air-Source) | 38MURAQ24AB3* |  |  | CNPV*3621AL* | 912SD60100E21*** | 24800 | 16.5 | 8.5 | 26800 | 22200 | 82.84% | 1.84 | 0 | 10.5 |  |  |  | No | R-410A | 2.0667 | Residential & Commercial | Ducted CEE Tier 1
212982415 | Central HP <5.4 tons | HEIL | HRCU-A-CB (Split System: Heat Pump with Remote Outdoor Unit-Air-Source) | DLCURAH18ABK |  |  | EA*4X30L17A* | *80MSU0401712A* | 17500 | 16 | 8.5 | 18100 | 18500 | 102.2% | 2.24 | 0 | 10.5 |  |  |  | No | R-410A | 1.4583 | Residential & Commercial | Ducted CEE Tier 1
212983301 | Central HP <5.4 tons | HEIL | HRCU-A-CB (Split System: Heat Pump with Remote Outdoor Unit-Air-Source) | DLCURAH18ABK |  |  | EN(A,D)4X24L17** | *92MSN0401712A* | 17200 | 15.5 | 8.1 | 18300 | 19300 | 105.5% | 2.3 | 0 | 10.5 |  |  |  | No | R-410A | 1.4333 | Residential & Commercial | Ducted CEE Tier 1
212983703 | Central HP <5.4 tons | HEIL | HRCU-A-CB (Split System: Heat Pump with Remote Outdoor Unit-Air-Source) | DLCURAH18ABK |  |  | EN(A,D)4X24L14** | *92MSN0601412A* | 17500 | 16 | 8.5 | 18500 | 19200 | 103.8% | 2.3 | 0 | 11 |  |  |  | No | R-410A | 1.4583 | Residential & Commercial | Ducted CEE Tier 1
207436484 | Central HP <5.4 tons | LENNOX | HRCU-A-CB (Split System: Heat Pump with Remote Outdoor Unit-Air-Source) | SL25XPV-036-230A** |  |  | CX35-48C+TDR | SL280UH090XV60C* | 34000 | 21.4 | 8.8 | 35400 | 27400 | 77.4% | 1.84 | 14 | 13.5 |  |  |  | No | R-410A | 2.8333 | Residential & Commercial | Ducted CEE Tier 1
207436481 | Central HP <5.4 tons | LENNOX | HRCU-A-CB (Split System: Heat Pump with Remote Outdoor Unit-Air-Source) | SL25XPV-036-230A** |  |  | CX35-48C+TDR | EL296UH110XV60C* | 34000 | 21.2 | 8.8 | 35600 | 27400 | 76.97% | 1.82 | 14 | 13.5 |  |  |  | No | R-410A | 2.8333 | Residential & Commercial | Ducted CEE Tier 1
207436383 | Central HP <5.4 tons | LENNOX | HRCU-A-CB (Split System: Heat Pump with Remote Outdoor Unit-Air-Source) | SL25XPV-036-230A** |  |  | CHX35-42B-**-*+TDR | SL280UH080NV48B* | 34600 | 21 | 8.8 | 34200 | 26200 | 76.61% | 1.82 | 14 | 13.3 |  |  |  | No | R-410A | 2.8833 | Residential & Commercial | Ducted CEE Tier 1
207436501 | Central HP <5.4 tons | LENNOX | HRCU-A-CB (Split System: Heat Pump with Remote Outdoor Unit-Air-Source) | SL25XPV-036-230A** |  |  | CX35-50/60C+TDR | SL280UH090XV60C* | 33800 | 21.6 | 8.7 | 34200 | 26600 | 77.78% | 1.82 | 14 | 13.5 |  |  |  | No | R-410A | 2.8167 | Residential & Commercial | Ducted CEE Tier 1
211393626 | Central HP <5.4 tons | JOHNSON CONTROLS | HRCU-A-CB (Split System: Heat Pump with Remote Outdoor Unit-Air-Source) | HMH72B341 |  |  | JHVTB36DBCC2N1 |  | 34000 | 18.5 | 8.5 | 33800 | 23800 | 70.41% | 2.1 | 0 | 10 |  |  |  | No | R-410A | 2.8333 | Residential & Commercial | Ducted CEE Tier 1
213773161 | Central HP <5.4 tons | DAY & NIGHT | HRCU-A-CB (Split System: Heat Pump with Remote Outdoor Unit-Air-Source) | CVH825GKA3* |  |  | EA*4X37L17A*+WALLCON | *80CTL0451712B* | 24000 | 16 | 8.1 | 21600 | 16800 | 77.78% | 1.98 | 0 | 10.5 |  |  |  | No | R-410A | 2 | Residential & Commercial | Ducted CEE Tier 1
213773211 | Central HP <5.4 tons | DAY & NIGHT | HRCU-A-CB (Split System: Heat Pump with Remote Outdoor Unit-Air-Source) | CVH825GKA3* |  |  | EA*4X37L17A*+WALLCON | *97CMN0601714B* | 24000 | 16 | 8.1 | 21600 | 16800 | 77.78% | 1.98 | 0 | 10.5 |  |  |  | No | R-410A | 2 | Residential & Commercial | Ducted CEE Tier 1
213773361 | Central HP <5.4 tons | DAY & NIGHT | HRCU-A-CB (Split System: Heat Pump with Remote Outdoor Unit-Air-Source) | CVH825GKA3* |  |  | EA*4X37L21A*+WALLCON | *96CTN0801714B* | 24400 | 16.5 | 8.1 | 21200 | 16600 | 78.3% | 2.02 | 0 | 11 |  |  |  | No | R-410A | 2.0333 | Residential & Commercial | Ducted CEE Tier 1
210474152 | Central HP <5.4 tons | COMFORTMAKER | HRCU-A-CB (Split System: Heat Pump with Remote Outdoor Unit-Air-Source) | CVH825GKA3* |  |  | EN(A,D)4X48L24**+WALLCON | *97CMN0602120A* | 24000 | 16.5 | 8.1 | 21400 | 16700 | 78.04% | 2 | 0 | 11 |  |  |  | No | R-410A | 2 | Residential & Commercial | Ducted CEE Tier 1
212983633 | Central HP <5.4 tons | HEIL | HRCU-A-CB (Split System: Heat Pump with Remote Outdoor Unit-Air-Source) | DLCURAH18ABK |  |  | EA*4X19L17A* | *92MSN0601412A* | 17700 | 16.5 | 8.1 | 17700 | 17900 | 101.1% | 2.16 | 0 | 10.5 |  |  |  | No | R-410A | 1.475 | Residential & Commercial | Ducted CEE Tier 1
213779727 | Central HP <5.4 tons | HEIL | HRCU-A-CB (Split System: Heat Pump with Remote Outdoor Unit-Air-Source) | HVH837GKA** |  |  | EA*4X61L21A*+WALLCON | *96CTN0801714B* | 33000 | 17 | 8.1 | 32000 | 25000 | 78.12% | 1.96 | 0 | 11 |  |  |  | No | R-410A | 2.75 | Residential & Commercial | Ducted CEE Tier 1
216571152 | Central HP <5.4 tons | TRANE | HRCU-A-CB (Split System: Heat Pump with Remote Outdoor Unit-Air-Source) | 5TWV0X60A1 |  |  | 5PX*D010AS3 | S8V2C080M5PDB | 53500 | 19 | 9 | 53500 | 38000 | 71.03% | 2 | 0 | 10 |  |  |  | No | R-454B | 4.4583 | Residential & Commercial | Ducted CEE Tier 1
212987047 | Central HP <5.4 tons | CARRIER | HRCU-A-CB (Split System: Heat Pump with Remote Outdoor Unit-Air-Source) | 38MURAQ18AB3* |  |  | CNPV*2414AL* | 59SC6A060M14**12 | 17300 | 16 | 8.1 | 18300 | 19200 | 104.9% | 2.32 | 0 | 10.5 |  |  |  | No | R-410A | 1.4417 | Residential & Commercial | Ducted CEE Tier 1
212988769 | Central HP <5.4 tons | CARRIER | HRCU-A-CB (Split System: Heat Pump with Remote Outdoor Unit-Air-Source) | 38MURAQ18AB3* |  |  | CAP**1917AL* | 59SU5B040M17**12 | 17700 | 16.5 | 8.1 | 17700 | 17900 | 101.1% | 2.16 | 0 | 10.5 |  |  |  | No | R-410A | 1.475 | Residential & Commercial | Ducted CEE Tier 1
215222798 | Central HP <5.4 tons | FRIEDRICH | HRCU-A-CB (Split System: Heat Pump with Remote Outdoor Unit-Air-Source) | RD17AZ60AJ3N |  |  | TCFZ6021STAAM | FR951T1005A21M4 | 54500 | 17 | 8.1 | 46500 | 34000 | 73.12% | 2.1 | 0 | 10 |  |  |  | No | R-410A | 4.5417 | Residential & Commercial | Ducted CEE Tier 1
212984565 | Central HP <5.4 tons | CARRIER | HRCU-A-CB (Split System: Heat Pump with Remote Outdoor Unit-Air-Source) | 38MURAQ24AB3* |  |  | CAP**2417AL* | 59SC2E080M17**16 | 23200 | 17 | 9 | 26800 | 26800 | 100% | 2.3 | 0 | 10 |  |  |  | No | R-410A | 1.9333 | Residential & Commercial | Ducted CEE Tier 1
212984601 | Central HP <5.4 tons | CARRIER | HRCU-A-CB (Split System: Heat Pump with Remote Outdoor Unit-Air-Source) | 38MURAQ24AB3* |  |  | CAP**3617AL* | 59SC2E080M17**16 | 23600 | 17.5 | 8.5 | 26200 | 24000 | 91.6% | 2 | 0 | 10 |  |  |  | No | R-410A | 1.9667 | Residential & Commercial | Ducted CEE Tier 1
212984649 | Central HP <5.4 tons | CARRIER | HRCU-A-CB (Split System: Heat Pump with Remote Outdoor Unit-Air-Source) | 38MURAQ24AB3* |  |  | CNPV*2417AL* | 59SC2E080M17**16 | 23600 | 17 | 8.5 | 27000 | 24400 | 90.37% | 2.02 | 0 | 10 |  |  |  | No | R-410A | 1.9667 | Residential & Commercial | Ducted CEE Tier 1
212972761 | Central HP <5.4 tons | TEMPSTAR | HRCU-A-CB (Split System: Heat Pump with Remote Outdoor Unit-Air-Source) | DLCURAH18ABK |  |  | EN(A,D)4X30L14** | *96VSN0401410B* | 17400 | 16 | 8.1 | 18000 | 18700 | 103.9% | 2.24 | 0 | 10.5 |  |  |  | No | R-410A | 1.45 | Residential & Commercial | Ducted CEE Tier 1
216440509 | Central HP <5.4 tons | AMERICAN STANDARD | HRCU-A-CB (Split System: Heat Pump with Remote Outdoor Unit-Air-Source) | 5A6V0X60A1 |  |  | 5TXCC007AS3 | S9V2C100U5PSC+LRP | 52000 | 18.4 | 9 | 54500 | 38500 | 70.64% | 2 | 0 | 10 |  |  |  | No | R-454B | 4.3333 | Residential & Commercial | Ducted CEE Tier 1
216440541 | Central HP <5.4 tons | AMERICAN STANDARD | HRCU-A-CB (Split System: Heat Pump with Remote Outdoor Unit-Air-Source) | 5A6V0X60A1 |  |  | 5TXCD010AS3 | S9V2C100U5VSB+LRP | 53000 | 18.8 | 9 | 54000 | 38000 | 70.37% | 2 | 0 | 10.5 |  |  |  | No | R-454B | 4.4167 | Residential & Commercial | Ducted CEE Tier 1
214327650 | Central HP <5.4 tons | FRIEDRICH | HRCU-A-CB (Split System: Heat Pump with Remote Outdoor Unit-Air-Source) | FRP18AZ48AJVC |  |  | RCFZ6021SEAAM | FR962V1005A21M4 | 44500 | 19 | 8.5 | 43500 | 45000 | 103.4% | 2 | 0 | 10.9 |  |  |  | No | R-410A | 3.7083 | Residential & Commercial | Ducted CEE Tier 1
210597007 | Central HP <5.4 tons | COMFORTMAKER | HRCU-A-CB (Split System: Heat Pump with Remote Outdoor Unit-Air-Source) | CVH825GKA2* |  |  | EN(A,D)4X48L24**+WALLCON | *95CSU0802120A* | 24200 | 17 | 8.1 | 21200 | 16600 | 78.3% | 2.02 | 0 | 11.5 |  |  |  | No | R-410A | 2.0167 | Residential & Commercial | Ducted CEE Tier 1
210597082 | Central HP <5.4 tons | COMFORTMAKER | HRCU-A-CB (Split System: Heat Pump with Remote Outdoor Unit-Air-Source) | CVH825GKA2* |  |  | EN(A,D,W)4X48L21**+WALLCON | *80CSU1002120A* | 24000 | 16.5 | 8.1 | 21400 | 16600 | 77.57% | 2 | 0 | 11 |  |  |  | No | R-410A | 2 | Residential & Commercial | Ducted CEE Tier 1
211391771 | Central HP <5.4 tons | JOHNSON CONTROLS | HRCU-A-CB (Split System: Heat Pump with Remote Outdoor Unit-Air-Source) | HMH72B341 |  |  | XAFC36DBCN1 | TM8E100B12MP11 | 34000 | 18 | 8.1 | 33800 | 23800 | 70.41% | 2.06 | 0 | 10 |  |  |  | No | R-410A | 2.8333 | Residential & Commercial | Ducted CEE Tier 1
211392657 | Central HP <5.4 tons | JOHNSON CONTROLS | HRCU-A-CB (Split System: Heat Pump with Remote Outdoor Unit-Air-Source) | HMH72B341 |  |  | XAUB36DXXN1+TXV | TM8E060A12MP11 | 34000 | 18 | 8.1 | 33800 | 23800 | 70.41% | 2.06 | 0 | 10 |  |  |  | No | R-410A | 2.8333 | Residential & Commercial | Ducted CEE Tier 1
216440469 | Central HP <5.4 tons | AMERICAN STANDARD | HRCU-A-CB (Split System: Heat Pump with Remote Outdoor Unit-Air-Source) | 5A6V0X60A1 |  |  | 5PX*D010AS3 | L8V1C100U5VSB+LRP | 53500 | 19 | 9 | 53500 | 38500 | 71.96% | 2 | 0 | 10.5 |  |  |  | No | R-454B | 4.4583 | Residential & Commercial | Ducted CEE Tier 1
216440519 | Central HP <5.4 tons | AMERICAN STANDARD | HRCU-A-CB (Split System: Heat Pump with Remote Outdoor Unit-Air-Source) | 5A6V0X60A1 |  |  | 5TXCC009AS3 | S9V2C100U5VSB+LRP | 53000 | 18.6 | 9 | 54000 | 38000 | 70.37% | 2 | 0 | 10.5 |  |  |  | No | R-454B | 4.4167 | Residential & Commercial | Ducted CEE Tier 1
216440521 | Central HP <5.4 tons | AMERICAN STANDARD | HRCU-A-CB (Split System: Heat Pump with Remote Outdoor Unit-Air-Source) | 5A6V0X60A1 |  |  | 5TXCC009AS3+P0V0C000M50SD+LRP |  | 53000 | 18.8 | 9.4 | 53500 | 38000 | 71.03% | 2 | 0 | 10.5 |  |  |  | No | R-454B | 4.4167 | Residential & Commercial | Ducted CEE Tier 1
216440537 | Central HP <5.4 tons | AMERICAN STANDARD | HRCU-A-CB (Split System: Heat Pump with Remote Outdoor Unit-Air-Source) | 5A6V0X60A1 |  |  | 5TXCD008AS3+P0V0D000M50SD+LRP |  | 52000 | 18.8 | 9 | 54000 | 38000 | 70.37% | 2 | 0 | 10.5 |  |  |  | No | R-454B | 4.3333 | Residential & Commercial | Ducted CEE Tier 1
213772441 | Central HP <5.4 tons | DAY & NIGHT | HRCU-A-CB (Split System: Heat Pump with Remote Outdoor Unit-Air-Source) | CVH825GKA2* |  |  | EHD4X48AAL+WALLCON | *80CTL0701412B* | 24400 | 17 | 8.1 | 21200 | 16600 | 78.3% | 2.02 | 0 | 11 |  |  |  | No | R-410A | 2.0333 | Residential & Commercial | Ducted CEE Tier 1
216440421 | Central HP <5.4 tons | AMERICAN STANDARD | HRCU-A-CB (Split System: Heat Pump with Remote Outdoor Unit-Air-Source) | 5A6V0X60A1 |  |  | 5PX*C007AS3 | S9V2C100U5VSB+LRP | 51500 | 18.4 | 9 | 54500 | 38500 | 70.64% | 2 | 0 | 10 |  |  |  | No | R-454B | 4.2917 | Residential & Commercial | Ducted CEE Tier 1
212986319 | Central HP <5.4 tons | CARRIER | HRCU-A-CB (Split System: Heat Pump with Remote Outdoor Unit-Air-Source) | 38MURAQ18AB3* |  |  | CAP**3017AL* | 59SC6A040M14**10 | 17600 | 16 | 8.5 | 18300 | 18800 | 102.7% | 2.26 | 0 | 10.5 |  |  |  | No | R-410A | 1.4667 | Residential & Commercial | Ducted CEE Tier 1
212986355 | Central HP <5.4 tons | CARRIER | HRCU-A-CB (Split System: Heat Pump with Remote Outdoor Unit-Air-Source) | 38MURAQ18AB3* |  |  | CNPV*2417AL* | 59SC6A040M14**10 | 17400 | 15.5 | 8.5 | 18500 | 19200 | 103.8% | 2.3 | 0 | 10.5 |  |  |  | No | R-410A | 1.45 | Residential & Commercial | Ducted CEE Tier 1
211260417 | Central HP <5.4 tons | BRYANT HEATING AND COOLING SYSTEMS | HRCU-A-CB (Split System: Heat Pump with Remote Outdoor Unit-Air-Source) | 38MURAQ18AB3* |  |  | CAP**2417AL* | 926TB48080V17*** | 17400 | 16 | 8.5 | 18300 | 19200 | 104.9% | 2.3 | 0 | 10.5 |  |  |  | No | R-410A | 1.45 | Residential & Commercial | Ducted CEE Tier 1
212984698 | Central HP <5.4 tons | BRYANT HEATING AND COOLING SYSTEMS | HRCU-A-CB (Split System: Heat Pump with Remote Outdoor Unit-Air-Source) | 38MURAQ18AB3* |  |  | CAP**1917AL* | 912SE48080M17*** | 18300 | 16.5 | 8.5 | 18200 | 17700 | 97.25% | 2.14 | 0 | 11 |  |  |  | No | R-410A | 1.525 | Residential & Commercial | Ducted CEE Tier 1
212984734 | Central HP <5.4 tons | BRYANT HEATING AND COOLING SYSTEMS | HRCU-A-CB (Split System: Heat Pump with Remote Outdoor Unit-Air-Source) | 38MURAQ18AB3* |  |  | CAP**3017AL* | 912SE48080M17*** | 17900 | 16.5 | 8.5 | 18500 | 18700 | 101.1% | 2.26 | 0 | 10.5 |  |  |  | No | R-410A | 1.4917 | Residential & Commercial | Ducted CEE Tier 1
212985904 | Central HP <5.4 tons | BRYANT HEATING AND COOLING SYSTEMS | HRCU-A-CB (Split System: Heat Pump with Remote Outdoor Unit-Air-Source) | 38MURAQ18AB3* |  |  | CAP**2517AL* | 916SA30026M14*** | 17800 | 16.5 | 8.1 | 17700 | 17700 | 100% | 2.14 | 0 | 10.5 |  |  |  | No | R-410A | 1.4833 | Residential & Commercial | Ducted CEE Tier 1
215679275 | Central HP <5.4 tons | HEIL | HRCU-A-CB (Split System: Heat Pump with Remote Outdoor Unit-Air-Source) | H5H0V36*K*AAA* |  |  | EA*5X37M21A*+WALLCON | *96CTN0802120B* | 34400 | 18 | 9 | 35400 | 25200 | 71.19% | 1.88 | 0 | 10 |  |  |  | No | R-454B | 2.8667 | Residential & Commercial | Ducted CEE Tier 1
210596600 | Central HP <5.4 tons | BRYANT HEATING AND COOLING SYSTEMS | HRCU-A-CB (Split System: Heat Pump with Remote Outdoor Unit-Air-Source) | 288BNV037*0**A* |  |  | CSPH*6012AL*+UI | 88*TA60090C21*** | 33000 | 17 | 8.1 | 32200 | 25000 | 77.64% | 2 | 0 | 11.5 |  |  |  | No | R-410A | 2.75 | Residential & Commercial | Ducted CEE Tier 1
210597407 | Central HP <5.4 tons | COMFORTMAKER | HRCU-A-CB (Split System: Heat Pump with Remote Outdoor Unit-Air-Source) | CVH837GKA** |  |  | EA*4X61L21A*+WALLCON | *80CSU0401712A* | 33200 | 17.5 | 8.1 | 32000 | 24800 | 77.5% | 1.98 | 0 | 11.5 |  |  |  | No | R-410A | 2.7667 | Residential & Commercial | Ducted CEE Tier 1
210597539 | Central HP <5.4 tons | COMFORTMAKER | HRCU-A-CB (Split System: Heat Pump with Remote Outdoor Unit-Air-Source) | CVH837GKA** |  |  | EHD4X60AAL+WALLCON | *96CTN1202422A* | 33000 | 17 | 8.1 | 32200 | 24800 | 77.02% | 2.02 | 0 | 11.5 |  |  |  | No | R-410A | 2.75 | Residential & Commercial | Ducted CEE Tier 1
212969768 | Central HP <5.4 tons | AIRQUEST | HRCU-A-CB (Split System: Heat Pump with Remote Outdoor Unit-Air-Source) | DLCURAH24ABK |  |  | EA*4X30L17A* | *80VSL0451412B* | 23400 | 17 | 8.5 | 26200 | 24800 | 94.66% | 2.08 | 0 | 10 |  |  |  | No | R-410A | 1.95 | Residential & Commercial | Ducted CEE Tier 1
216551849 | Central HP <5.4 tons | FRIEDRICH | HRCU-A-CB (Split System: Heat Pump with Remote Outdoor Unit-Air-Source) | FRP19AY48AJVC |  |  | RCFY4821SEAAM | FR802V1005A21DZ | 45500 | 19 | 10 | 45500 | 41500 | 91.21% | 2.1 | 0 | 12 |  |  |  | No | R-454B | 3.7917 | Residential & Commercial | Ducted CEE Tier 1
215835684 | Central HP <5.4 tons | AMERICAN STANDARD | HRCU-A-CB (Split System: Heat Pump with Remote Outdoor Unit-Air-Source) | 5A6V8X60A1 |  |  | 5TEMCD07AV51+TDR |  | 54500 | 18.1 | 8.5 | 53500 | 38500 | 71.96% | 1.9 | 0 | 10 |  |  |  | No | R-454B | 4.5417 | Residential & Commercial | Ducted CEE Tier 1
215679575 | Central HP <5.4 tons | HEIL | HRCU-A-CB (Split System: Heat Pump with Remote Outdoor Unit-Air-Source) | H5H0V36*K*AAA* |  |  | EA*5X60M24A*+WALLCON | *97CTN1002122A* | 34400 | 18.5 | 9 | 34200 | 24800 | 72.51% | 1.9 | 0 | 10.5 |  |  |  | No | R-454B | 2.8667 | Residential & Commercial | Ducted CEE Tier 1
215679595 | Central HP <5.4 tons | HEIL | HRCU-A-CB (Split System: Heat Pump with Remote Outdoor Unit-Air-Source) | H5H0V36*K*AAA* |  |  | EA*5X61M21A*+WALLCON | *96CTN0802120B* | 34800 | 18 | 9 | 34400 | 24800 | 72.09% | 1.92 | 0 | 10.5 |  |  |  | No | R-454B | 2.9 | Residential & Commercial | Ducted CEE Tier 1
215679665 | Central HP <5.4 tons | HEIL | HRCU-A-CB (Split System: Heat Pump with Remote Outdoor Unit-Air-Source) | H5H0V36*K*AAA* |  |  | EA*5X61M24A*+WALLCON | *96CTN0802120B* | 34800 | 18 | 9 | 34400 | 24800 | 72.09% | 1.92 | 0 | 10.5 |  |  |  | No | R-454B | 2.9 | Residential & Commercial | Ducted CEE Tier 1
215932123 | Central HP <5.4 tons | TEMPSTAR | HRCU-A-CB (Split System: Heat Pump with Remote Outdoor Unit-Air-Source) | T5H3V36*K*AAA* |  |  | EA*5X36M17A*+WALLCON | *96CTN0601714B* | 32000 | 19 | 9.5 | 34600 | 26600 | 76.88% | 2.02 | 0 | 10.5 |  |  |  | No | R-454B | 2.6667 | Residential & Commercial | Ducted CEE Tier 1
215932223 | Central HP <5.4 tons | TEMPSTAR | HRCU-A-CB (Split System: Heat Pump with Remote Outdoor Unit-Air-Source) | T5H3V36*K*AAA* |  |  | EA*5X42M21A*+WALLCON | *80CTL0451712B* | 32200 | 19 | 9 | 35800 | 27600 | 77.09% | 1.88 | 0 | 10.5 |  |  |  | No | R-454B | 2.6833 | Residential & Commercial | Ducted CEE Tier 1
216570864 | Central HP <5.4 tons | TRANE | HRCU-A-CB (Split System: Heat Pump with Remote Outdoor Unit-Air-Source) | 5TWV0X24A1 |  |  | 5PX*B003AS3 | L8V1A060U3VSB+LRP | 21400 | 20.4 | 10 | 24200 | 18400 | 76.03% | 2.1 | 0 | 11.2 |  |  |  | No | R-454B | 1.7833 | Residential & Commercial | Ducted CEE Tier 1
216571200 | Central HP <5.4 tons | TRANE | HRCU-A-CB (Split System: Heat Pump with Remote Outdoor Unit-Air-Source) | 5TWV8X24A1 |  |  | 5PX*B006AS3 | S8V2B080M4PDB | 22000 | 18.1 | 8.5 | 23000 | 18600 | 80.87% | 2.2 | 0 | 11.5 |  |  |  | No | R-454B | 1.8333 | Residential & Commercial | Ducted CEE Tier 1
216571214 | Central HP <5.4 tons | TRANE | HRCU-A-CB (Split System: Heat Pump with Remote Outdoor Unit-Air-Source) | 5TWV8X24A1 |  |  | 5PX*BD06AS3 | S8V2B060M4PDB | 21800 | 18.1 | 8.5 | 23800 | 18700 | 78.57% | 2.2 | 0 | 11.5 |  |  |  | No | R-454B | 1.8167 | Residential & Commercial | Ducted CEE Tier 1
216571216 | Central HP <5.4 tons | TRANE | HRCU-A-CB (Split System: Heat Pump with Remote Outdoor Unit-Air-Source) | 5TWV8X24A1 |  |  | 5PX*BD06AS3 | S8V2B060M4PCB | 21800 | 18.1 | 8.5 | 23800 | 18700 | 78.57% | 2.2 | 0 | 11.5 |  |  |  | No | R-454B | 1.8167 | Residential & Commercial | Ducted CEE Tier 1
216571218 | Central HP <5.4 tons | TRANE | HRCU-A-CB (Split System: Heat Pump with Remote Outdoor Unit-Air-Source) | 5TWV8X24A1 |  |  | 5PX*BD06AS3 | *DHMB080CCV3+LRP | 21800 | 18.1 | 8.5 | 23800 | 18600 | 78.15% | 2.2 | 0 | 11.5 |  |  |  | No | R-454B | 1.8167 | Residential & Commercial | Ducted CEE Tier 1
216571350 | Central HP <5.4 tons | TRANE | HRCU-A-CB (Split System: Heat Pump with Remote Outdoor Unit-Air-Source) | 5TWV8X24A1 |  |  | 5TXCB003AS3 | S8V2B060M4PDB | 21400 | 18.1 | 8.5 | 24400 | 18900 | 77.46% | 2.2 | 0 | 11.5 |  |  |  | No | R-454B | 1.7833 | Residential & Commercial | Ducted CEE Tier 1
211245546 | Central HP <5.4 tons | AIRQUEST | HRCU-A-CB (Split System: Heat Pump with Remote Outdoor Unit-Air-Source) | DLCURAH24ABK |  |  | EN(A,D)4X36L21** | *96VTN0601714A* | 24000 | 16.5 | 8.1 | 26200 | 23200 | 88.55% | 1.92 | 0 | 10 |  |  |  | No | R-410A | 2 | Residential & Commercial | Ducted CEE Tier 1
212972981 | Central HP <5.4 tons | TEMPSTAR | HRCU-A-CB (Split System: Heat Pump with Remote Outdoor Unit-Air-Source) | DLCURAH24ABK |  |  | EN(A,D)4X24L17** | *96VSN0401410B* | 23000 | 16 | 8.5 | 27000 | 24800 | 91.85% | 2.04 | 0 | 10 |  |  |  | No | R-410A | 1.9167 | Residential & Commercial | Ducted CEE Tier 1
212973631 | Central HP <5.4 tons | TEMPSTAR | HRCU-A-CB (Split System: Heat Pump with Remote Outdoor Unit-Air-Source) | DLCURAH24ABK |  |  | EN(A,D)4X30L17** | *96VSN0601412B* | 23400 | 16.5 | 8.1 | 26200 | 24600 | 93.89% | 2.04 | 0 | 10 |  |  |  | No | R-410A | 1.95 | Residential & Commercial | Ducted CEE Tier 1
212973881 | Central HP <5.4 tons | TEMPSTAR | HRCU-A-CB (Split System: Heat Pump with Remote Outdoor Unit-Air-Source) | DLCURAH24ABK |  |  | EA*4X37L17A* | *96VSN0801716B* | 24200 | 17 | 8.5 | 25800 | 21200 | 82.17% | 1.78 | 0 | 10 |  |  |  | No | R-410A | 2.0167 | Residential & Commercial | Ducted CEE Tier 1
216440017 | Central HP <5.4 tons | AMERICAN STANDARD | HRCU-A-CB (Split System: Heat Pump with Remote Outdoor Unit-Air-Source) | 5A6V0X36A1 |  |  | 5PX*B004AS3 | S9V2B060U3VSB+LRP | 33400 | 18.2 | 9.4 | 32000 | 24200 | 75.62% | 2.1 | 0 | 12 |  |  |  | No | R-454B | 2.7833 | Residential & Commercial | Ducted CEE Tier 1
216440035 | Central HP <5.4 tons | AMERICAN STANDARD | HRCU-A-CB (Split System: Heat Pump with Remote Outdoor Unit-Air-Source) | 5A6V0X36A1 |  |  | 5PX*B006AS3 | L8V1B080U4VSB+LRP | 35200 | 20 | 9.4 | 32400 | 25200 | 77.78% | 2.1 | 0 | 12 |  |  |  | No | R-454B | 2.9333 | Residential & Commercial | Ducted CEE Tier 1
215669501 | Central HP <5.4 tons | TEMPSTAR | HRCU-A-CB (Split System: Heat Pump with Remote Outdoor Unit-Air-Source) | T5H0V36*K*AAA* |  |  | EA*5X61M21A*+WALLCON | *80CTL1102120B* | 35000 | 18.5 | 9 | 34400 | 24800 | 72.09% | 1.92 | 0 | 10.5 |  |  |  | No | R-454B | 2.9167 | Residential & Commercial | Ducted CEE Tier 1
212973381 | Central HP <5.4 tons | TEMPSTAR | HRCU-A-CB (Split System: Heat Pump with Remote Outdoor Unit-Air-Source) | DLCURAH18ABK |  |  | EN(A,D)4X24L17** | *96VSN0601412B* | 17500 | 16 | 8.5 | 18500 | 18700 | 101.1% | 2.24 | 0 | 10.5 |  |  |  | No | R-410A | 1.4583 | Residential & Commercial | Ducted CEE Tier 1
212974636 | Central HP <5.4 tons | TEMPSTAR | HRCU-A-CB (Split System: Heat Pump with Remote Outdoor Unit-Air-Source) | DLCURAH18ABK |  |  | EA*4X24L14A* | *96VTN0401410B* | 17300 | 15.5 | 8.5 | 18400 | 19400 | 105.4% | 2.32 | 0 | 10.5 |  |  |  | No | R-410A | 1.4417 | Residential & Commercial | Ducted CEE Tier 1
215866706 | Central HP <5.4 tons | AI AIR CONDITIONING | HRCU-A-CB (Split System: Heat Pump with Remote Outdoor Unit-Air-Source) | AUO19-30N2-M3H |  |  | AUH2-30N2-CM3E |  | 30000 | 16.8 | 10 | 34000 | 32600 | 95.88% | 1.96 | 0 | 11.7 |  |  |  | No | R-454B | 2.5 | Residential & Commercial | Ducted CEE Tier 1
215866715 | Central HP <5.4 tons | AI AIR CONDITIONING | HRCU-A-CB (Split System: Heat Pump with Remote Outdoor Unit-Air-Source) | AUO19-30N2-M3H |  |  | AUH3-30N2-BM3E |  | 30000 | 17.2 | 10.8 | 33000 | 33200 | 100.6% | 1.97 | 0 | 12 |  |  |  | No | R-454B | 2.5 | Residential & Commercial | Ducted CEE Tier 1
213353729 | Central HP <5.4 tons | AIRQUEST | HRCU-A-CB (Split System: Heat Pump with Remote Outdoor Unit-Air-Source) | DLCURAH18ABK |  |  | F5MA4*18L*A* |  | 18200 | 16 | 9 | 19200 | 19100 | 99.48% | 2.3 | 0 | 10.5 |  |  |  | No | R-410A | 1.5167 | Residential & Commercial | Ducted CEE Tier 1
213079255 | Central HP <5.4 tons | DAY & NIGHT | HRCU-A-CB (Split System: Heat Pump with Remote Outdoor Unit-Air-Source) | DLCURAH36ABK |  |  | EA*4X43L21A* | *80MSU0802120A* | 36600 | 16.5 | 8.5 | 38000 | 34600 | 91.05% | 2.08 | 0 | 10 |  |  |  | No | R-410A | 3.05 | Residential & Commercial | Ducted CEE Tier 1
213079771 | Central HP <5.4 tons | DAY & NIGHT | HRCU-A-CB (Split System: Heat Pump with Remote Outdoor Unit-Air-Source) | DLCURAH36ABK |  |  | EA*4X42L24A* | *92MSN1002120A* | 35400 | 16.5 | 8.1 | 38500 | 35000 | 90.91% | 1.88 | 0 | 10 |  |  |  | No | R-410A | 2.95 | Residential & Commercial | Ducted CEE Tier 1
213078003 | Central HP <5.4 tons | AIRQUEST | HRCU-A-CB (Split System: Heat Pump with Remote Outdoor Unit-Air-Source) | DLCURAH36ABK |  |  | END4X42L17** | *80MS(N,L)0701712A* | 35600 | 16 | 8.1 | 38500 | 35000 | 90.91% | 1.94 | 0 | 10 |  |  |  | No | R-410A | 2.9667 | Residential & Commercial | Ducted CEE Tier 1
213078434 | Central HP <5.4 tons | AIRQUEST | HRCU-A-CB (Split System: Heat Pump with Remote Outdoor Unit-Air-Source) | DLCURAH36ABK |  |  | EA*4X43L21A* | *80MS(N,L)0902116A* | 36400 | 16.5 | 8.5 | 38000 | 34800 | 91.58% | 2.06 | 0 | 10 |  |  |  | No | R-410A | 3.0333 | Residential & Commercial | Ducted CEE Tier 1
213078654 | Central HP <5.4 tons | AIRQUEST | HRCU-A-CB (Split System: Heat Pump with Remote Outdoor Unit-Air-Source) | DLCURAH36ABK |  |  | EA*4X43L21A* | *80MS(N,L)1102120A* | 36600 | 16.5 | 8.5 | 38000 | 34800 | 91.58% | 2.06 | 0 | 10 |  |  |  | No | R-410A | 3.05 | Residential & Commercial | Ducted CEE Tier 1
215318747 | Central HP <5.4 tons | CARRIER | HRCU-A-CB (Split System: Heat Pump with Remote Outdoor Unit-Air-Source) | 37MUHAQ18AA3 |  |  | 45MUAAQ18XX3 |  | 18000 | 19 | 9.8 | 19000 | 18000 | 94.74% | 2 | 0 | 12.5 |  |  |  | No | R-454B | 1.5 | Residential & Commercial | Ducted CEE Tier 1
215318761 | Central HP <5.4 tons | CARRIER | HRCU-A-CB (Split System: Heat Pump with Remote Outdoor Unit-Air-Source) | 37MUHAQ18AA3 |  |  | 45MUHAQ24XX3 |  | 18000 | 19 | 10.2 | 18000 | 18600 | 103.3% | 2.12 | 0 | 12.5 |  |  |  | No | R-454B | 1.5 | Residential & Commercial | Ducted CEE Tier 1
216440531 | Central HP <5.4 tons | AMERICAN STANDARD | HRCU-A-CB (Split System: Heat Pump with Remote Outdoor Unit-Air-Source) | 5A6V0X60A1 |  |  | 5TXCD008AS3 | S9V2D120U5VSB+LRP | 52000 | 18.6 | 9 | 54000 | 38000 | 70.37% | 2 | 0 | 10.5 |  |  |  | No | R-454B | 4.3333 | Residential & Commercial | Ducted CEE Tier 1
215935487 | Central HP <5.4 tons | AIRQUEST | HRCU-A-CB (Split System: Heat Pump with Remote Outdoor Unit-Air-Source) | H5H3V36*K*AAA* |  |  | EVM5X61M24A*+WALLCON | *95CSU1002122B* | 36000 | 22.5 | 8.5 | 37600 | 28200 | 75% | 2.06 | 0 | 12.5 |  |  |  | No | R-454B | 3 | Residential & Commercial | Ducted CEE Tier 1
215935687 | Central HP <5.4 tons | AIRQUEST | HRCU-A-CB (Split System: Heat Pump with Remote Outdoor Unit-Air-Source) | H5H3V36*K*AAA* |  |  | EVD5X36M21A*+WALLCON | *95CSU0802120B* | 34400 | 20.5 | 8.5 | 38500 | 28200 | 73.25% | 2.04 | 0 | 11.7 |  |  |  | No | R-454B | 2.8667 | Residential & Commercial | Ducted CEE Tier 1
215936037 | Central HP <5.4 tons | AIRQUEST | HRCU-A-CB (Split System: Heat Pump with Remote Outdoor Unit-Air-Source) | H5H3V36*K*AAA* |  |  | EVD5X42M21A*+WALLCON | *95CSU0601716B* | 34200 | 20.5 | 8.5 | 39000 | 28600 | 73.33% | 2.04 | 0 | 11.5 |  |  |  | No | R-454B | 2.85 | Residential & Commercial | Ducted CEE Tier 1
215936187 | Central HP <5.4 tons | AIRQUEST | HRCU-A-CB (Split System: Heat Pump with Remote Outdoor Unit-Air-Source) | H5H3V36*K*AAA* |  |  | EVD5X42M24A*+WALLCON | *80CTL1352422B* | 35600 | 22 | 8.5 | 38000 | 28400 | 74.74% | 2.04 | 0 | 12.5 |  |  |  | No | R-454B | 2.9667 | Residential & Commercial | Ducted CEE Tier 1
207436500 | Central HP <5.4 tons | LENNOX | HRCU-A-CB (Split System: Heat Pump with Remote Outdoor Unit-Air-Source) | SL25XPV-036-230A** |  |  | CX35-50/60C+TDR | SL280UH090V60C* | 33800 | 21.6 | 8.7 | 34200 | 26600 | 77.78% | 1.82 | 14 | 13.5 |  |  |  | No | R-410A | 2.8167 | Residential & Commercial | Ducted CEE Tier 1
216570868 | Central HP <5.4 tons | TRANE | HRCU-A-CB (Split System: Heat Pump with Remote Outdoor Unit-Air-Source) | 5TWV0X24A1 |  |  | 5PX*B003AS3 | *DHMB080CCV3+LRP | 20000 | 18.4 | 9.4 | 23000 | 17900 | 77.83% | 2.1 | 0 | 10.5 |  |  |  | No | R-454B | 1.6667 | Residential & Commercial | Ducted CEE Tier 1
216570902 | Central HP <5.4 tons | TRANE | HRCU-A-CB (Split System: Heat Pump with Remote Outdoor Unit-Air-Source) | 5TWV0X24A1 |  |  | 5PX*BD06AS3 | *DHMB080CCV3+LRP | 22000 | 21.2 | 10 | 23400 | 18100 | 77.35% | 2.2 | 0 | 11.7 |  |  |  | No | R-454B | 1.8333 | Residential & Commercial | Ducted CEE Tier 1
216570898 | Central HP <5.4 tons | TRANE | HRCU-A-CB (Split System: Heat Pump with Remote Outdoor Unit-Air-Source) | 5TWV0X24A1 |  |  | 5PX*BD06AS3 | S8V2A040M3PCB | 21800 | 21 | 10 | 23400 | 18100 | 77.35% | 2.2 | 0 | 11.7 |  |  |  | No | R-454B | 1.8167 | Residential & Commercial | Ducted CEE Tier 1
216570900 | Central HP <5.4 tons | TRANE | HRCU-A-CB (Split System: Heat Pump with Remote Outdoor Unit-Air-Source) | 5TWV0X24A1 |  |  | 5PX*BD06AS3 | S8V2A040M3PDB | 21800 | 21 | 10 | 23400 | 18100 | 77.35% | 2.2 | 0 | 11.7 |  |  |  | No | R-454B | 1.8167 | Residential & Commercial | Ducted CEE Tier 1
216571198 | Central HP <5.4 tons | TRANE | HRCU-A-CB (Split System: Heat Pump with Remote Outdoor Unit-Air-Source) | 5TWV8X24A1 |  |  | 5PX*B006AS3 | S8V2A040M3PDB | 22000 | 18.1 | 8.5 | 22800 | 18500 | 81.14% | 2.2 | 0 | 11.5 |  |  |  | No | R-454B | 1.8333 | Residential & Commercial | Ducted CEE Tier 1
216571348 | Central HP <5.4 tons | TRANE | HRCU-A-CB (Split System: Heat Pump with Remote Outdoor Unit-Air-Source) | 5TWV8X24A1 |  |  | 5TXCB003AS3 | S8V2B080M4PDB | 21400 | 18.1 | 8.5 | 24400 | 18900 | 77.46% | 2.1 | 0 | 11.2 |  |  |  | No | R-454B | 1.7833 | Residential & Commercial | Ducted CEE Tier 1
216570970 | Central HP <5.4 tons | TRANE | HRCU-A-CB (Split System: Heat Pump with Remote Outdoor Unit-Air-Source) | 5TWV0X36A1 |  |  | 5PX*C005AS3 | S8V2C100M5PCB | 34200 | 19.2 | 9.4 | 31400 | 25000 | 79.62% | 2.1 | 0 | 12 |  |  |  | No | R-454B | 2.85 | Residential & Commercial | Ducted CEE Tier 1
216570988 | Central HP <5.4 tons | TRANE | HRCU-A-CB (Split System: Heat Pump with Remote Outdoor Unit-Air-Source) | 5TWV0X36A1 |  |  | 5PX*C007AS3 | S8V2C100M5PDB | 35400 | 20 | 10 | 32200 | 25000 | 77.64% | 2.1 | 0 | 12.7 |  |  |  | No | R-454B | 2.95 | Residential & Commercial | Ducted CEE Tier 1
216570982 | Central HP <5.4 tons | TRANE | HRCU-A-CB (Split System: Heat Pump with Remote Outdoor Unit-Air-Source) | 5TWV0X36A1 |  |  | 5PX*C007AS3 | S8V2C080M5PCB | 35000 | 20 | 9.7 | 31800 | 25000 | 78.62% | 2.2 | 0 | 12.7 |  |  |  | No | R-454B | 2.9167 | Residential & Commercial | Ducted CEE Tier 1
216570984 | Central HP <5.4 tons | TRANE | HRCU-A-CB (Split System: Heat Pump with Remote Outdoor Unit-Air-Source) | 5TWV0X36A1 |  |  | 5PX*C007AS3 | S8V2C080M5PDB | 35000 | 20 | 9.7 | 31800 | 25000 | 78.62% | 2.2 | 0 | 12.7 |  |  |  | No | R-454B | 2.9167 | Residential & Commercial | Ducted CEE Tier 1
216571250 | Central HP <5.4 tons | TRANE | HRCU-A-CB (Split System: Heat Pump with Remote Outdoor Unit-Air-Source) | 5TWV8X36A1 |  |  | 5PX*B006AS3 | S8V2B060M4PCB | 32800 | 18.1 | 8.5 | 33400 | 25600 | 76.65% | 2.1 | 0 | 10 |  |  |  | No | R-454B | 2.7333 | Residential & Commercial | Ducted CEE Tier 1
216571266 | Central HP <5.4 tons | TRANE | HRCU-A-CB (Split System: Heat Pump with Remote Outdoor Unit-Air-Source) | 5TWV8X36A1 |  |  | 5PX*C009AS3 | S8V2C100M5PCB | 33200 | 18.1 | 8.5 | 33200 | 25400 | 76.51% | 2.1 | 0 | 10.5 |  |  |  | No | R-454B | 2.7667 | Residential & Commercial | Ducted CEE Tier 1
216571268 | Central HP <5.4 tons | TRANE | HRCU-A-CB (Split System: Heat Pump with Remote Outdoor Unit-Air-Source) | 5TWV8X36A1 |  |  | 5PX*C009AS3 | S8V2C100M5PDB | 33200 | 18.1 | 8.5 | 33200 | 25400 | 76.51% | 2.1 | 0 | 10.5 |  |  |  | No | R-454B | 2.7667 | Residential & Commercial | Ducted CEE Tier 1
216571282 | Central HP <5.4 tons | TRANE | HRCU-A-CB (Split System: Heat Pump with Remote Outdoor Unit-Air-Source) | 5TWV8X36A1 |  |  | 5PX*CD09AS3 | S8V2C100M5PCB | 33400 | 18.1 | 8.5 | 33000 | 25400 | 76.97% | 2.1 | 0 | 10.5 |  |  |  | No | R-454B | 2.7833 | Residential & Commercial | Ducted CEE Tier 1
215866702 | Central HP <5.4 tons | AI AIR CONDITIONING | HRCU-A-CB (Split System: Heat Pump with Remote Outdoor Unit-Air-Source) | AUO18-48N2-M3 |  |  | AUH2-48N2-DM3E |  | 48000 | 16 | 8.5 | 48000 | 38000 | 79.17% | 1.85 | 0 | 10 |  |  |  | No | R-454B | 4 | Residential & Commercial | Ducted CEE Tier 1
211393378 | Central HP <5.4 tons | JOHNSON CONTROLS | HRCU-A-CB (Split System: Heat Pump with Remote Outdoor Unit-Air-Source) | HMH72B341 |  |  | XAFC36DBCN1 | TL8E100C20UH11 | 34000 | 17.5 | 8.5 | 34000 | 24000 | 70.59% | 2.12 | 0 | 10 |  |  |  | No | R-410A | 2.8333 | Residential & Commercial | Ducted CEE Tier 1
213076733 | Central HP <5.4 tons | DAY & NIGHT | HRCU-A-CB (Split System: Heat Pump with Remote Outdoor Unit-Air-Source) | DLCURAH36ABK |  |  | EA*4X36L21A* | *80VTL1102122B* | 35400 | 16 | 8.1 | 39000 | 35200 | 90.26% | 1.84 | 0 | 10 |  |  |  | No | R-410A | 2.95 | Residential & Commercial | Ducted CEE Tier 1
216440265 | Central HP <5.4 tons | AMERICAN STANDARD | HRCU-A-CB (Split System: Heat Pump with Remote Outdoor Unit-Air-Source) | 5A6V0X48A1 |  |  | 5PX*CD09AS3+P0V0C000M50SD+LRP |  | 45000 | 20 | 9.4 | 46000 | 32800 | 71.3% | 2.1 | 0 | 12 |  |  |  | No | R-454B | 3.75 | Residential & Commercial | Ducted CEE Tier 1
216440267 | Central HP <5.4 tons | AMERICAN STANDARD | HRCU-A-CB (Split System: Heat Pump with Remote Outdoor Unit-Air-Source) | 5A6V0X48A1 |  |  | 5PX*CD09AS3 | S9V2C100D4VSB+LRP | 44500 | 20 | 9.4 | 46000 | 32800 | 71.3% | 2.1 | 0 | 12 |  |  |  | No | R-454B | 3.7083 | Residential & Commercial | Ducted CEE Tier 1
213353857 | Central HP <5.4 tons | AIRQUEST | HRCU-A-CB (Split System: Heat Pump with Remote Outdoor Unit-Air-Source) | DLCURAH36ABK |  |  | F5MA4*42L*C* |  | 37200 | 16 | 9 | 38500 | 35000 | 90.91% | 2.04 | 0 | 10 |  |  |  | No | R-410A | 3.1 | Residential & Commercial | Ducted CEE Tier 1
216440333 | Central HP <5.4 tons | AMERICAN STANDARD | HRCU-A-CB (Split System: Heat Pump with Remote Outdoor Unit-Air-Source) | 5A6V0X48A1 |  |  | 5TAMXD07AV51 |  | 44500 | 20 | 9.4 | 46000 | 33200 | 72.17% | 2.1 | 0 | 12 |  |  |  | No | R-454B | 3.7083 | Residential & Commercial | Ducted CEE Tier 1
216440151 | Central HP <5.4 tons | AMERICAN STANDARD | HRCU-A-CB (Split System: Heat Pump with Remote Outdoor Unit-Air-Source) | 5A6V0X36A1 |  |  | 5TXCB006AS3+P0V0A000M30SD+LRP |  | 34200 | 19 | 9.4 | 32800 | 24400 | 74.39% | 2.1 | 0 | 12 |  |  |  | No | R-454B | 2.85 | Residential & Commercial | Ducted CEE Tier 1
212981743 | Central HP <5.4 tons | HEIL | HRCU-A-CB (Split System: Heat Pump with Remote Outdoor Unit-Air-Source) | DLCURAH24ABK |  |  | EA*4X36L21A* | *80MSU1002120A* | 23600 | 17 | 8.5 | 26200 | 24000 | 91.6% | 2 | 0 | 10 |  |  |  | No | R-410A | 1.9667 | Residential & Commercial | Ducted CEE Tier 1
213353779 | Central HP <5.4 tons | AIRQUEST | HRCU-A-CB (Split System: Heat Pump with Remote Outdoor Unit-Air-Source) | DLCURAH24ABK |  |  | F5MA4*30L*B* |  | 24800 | 17 | 9 | 26000 | 21800 | 83.85% | 1.82 | 0 | 10.5 |  |  |  | No | R-410A | 2.0667 | Residential & Commercial | Ducted CEE Tier 1
212982295 | Central HP <5.4 tons | HEIL | HRCU-A-CB (Split System: Heat Pump with Remote Outdoor Unit-Air-Source) | DLCURAH24ABK |  |  | EA*4X36L21A* | *80MSU0401712A* | 23600 | 17 | 8.5 | 25800 | 23200 | 89.92% | 1.94 | 0 | 10 |  |  |  | No | R-410A | 1.9667 | Residential & Commercial | Ducted CEE Tier 1
212983202 | Central HP <5.4 tons | HEIL | HRCU-A-CB (Split System: Heat Pump with Remote Outdoor Unit-Air-Source) | DLCURAH24ABK |  |  | EA*4X37L21A* | *92MSN0401712A* | 24000 | 16 | 8.1 | 25400 | 21800 | 85.83% | 1.8 | 0 | 10 |  |  |  | No | R-410A | 2 | Residential & Commercial | Ducted CEE Tier 1
212982715 | Central HP <5.4 tons | HEIL | HRCU-A-CB (Split System: Heat Pump with Remote Outdoor Unit-Air-Source) | DLCURAH24ABK |  |  | EA*4X37L21A* | *80MSU0601716A* | 24200 | 17.5 | 8.5 | 24800 | 21400 | 86.29% | 1.8 | 0 | 10.5 |  |  |  | No | R-410A | 2.0167 | Residential & Commercial | Ducted CEE Tier 1
214574460 | Central HP <5.4 tons | HEIL | HRCU-A-CB (Split System: Heat Pump with Remote Outdoor Unit-Air-Source) | HVH837GKA2* |  |  | EN(A,D)4X36L21**+WALLCON | *95CSU0802120B* | 31400 | 16.5 | 8.1 | 33200 | 24200 | 72.89% | 1.82 | 0 | 11 |  |  |  | No | R-410A | 2.6167 | Residential & Commercial | Ducted CEE Tier 1
216558232 | Central HP <5.4 tons | YISO | HRCU-A-CB (Split System: Heat Pump with Remote Outdoor Unit-Air-Source) | YOHA2-36AA |  |  | YAHA2-24CB |  | 24000 | 20.5 | 9.5 | 24000 | 19600 | 81.67% | 2.1 | 0 | 13 |  |  |  | No | R-410A | 2 | Residential & Commercial | Ducted CEE Tier 1
215936237 | Central HP <5.4 tons | AIRQUEST | HRCU-A-CB (Split System: Heat Pump with Remote Outdoor Unit-Air-Source) | H5H3V36*K*AAA* |  |  | EVD5X42M24A*+WALLCON | *97CMN1002122B* | 35600 | 22 | 8.5 | 38000 | 28400 | 74.74% | 2.04 | 0 | 12.5 |  |  |  | No | R-454B | 2.9667 | Residential & Commercial | Ducted CEE Tier 1
215936337 | Central HP <5.4 tons | AIRQUEST | HRCU-A-CB (Split System: Heat Pump with Remote Outdoor Unit-Air-Source) | H5H3V36*K*AAA* |  |  | EVD5X48M24A*+WALLCON | *80CTL1352422B* | 35200 | 21.5 | 8.5 | 38000 | 28200 | 74.21% | 2.04 | 0 | 12 |  |  |  | No | R-454B | 2.9333 | Residential & Commercial | Ducted CEE Tier 1
215936407 | Central HP <5.4 tons | AIRQUEST | HRCU-A-CB (Split System: Heat Pump with Remote Outdoor Unit-Air-Source) | H5H3V36*K*AAA* |  |  | EVD5X48M24A*+WALLCON | *96CTN1002122B* | 35000 | 21.5 | 8.5 | 38000 | 28200 | 74.21% | 2.02 | 0 | 12 |  |  |  | No | R-454B | 2.9167 | Residential & Commercial | Ducted CEE Tier 1
215936437 | Central HP <5.4 tons | AIRQUEST | HRCU-A-CB (Split System: Heat Pump with Remote Outdoor Unit-Air-Source) | H5H3V36*K*AAA* |  |  | EVD5X49M24A*+WALLCON | *80CTL0702120B* | 35400 | 21.5 | 8.5 | 38000 | 28600 | 75.26% | 2.04 | 0 | 12 |  |  |  | No | R-454B | 2.95 | Residential & Commercial | Ducted CEE Tier 1
215936457 | Central HP <5.4 tons | AIRQUEST | HRCU-A-CB (Split System: Heat Pump with Remote Outdoor Unit-Air-Source) | H5H3V36*K*AAA* |  |  | EVD5X49M24A*+WALLCON | *80CTL1102120B* | 35600 | 22 | 8.5 | 38000 | 28400 | 74.74% | 2.04 | 0 | 12.5 |  |  |  | No | R-454B | 2.9667 | Residential & Commercial | Ducted CEE Tier 1
216440557 | Central HP <5.4 tons | AMERICAN STANDARD | HRCU-A-CB (Split System: Heat Pump with Remote Outdoor Unit-Air-Source) | 5A6V0X60A1 |  |  | 5TXCD010AS3 | S9V2D120U5VSB+LRP | 53000 | 18.8 | 9.4 | 53500 | 38000 | 71.03% | 2 | 0 | 10.5 |  |  |  | No | R-454B | 4.4167 | Residential & Commercial | Ducted CEE Tier 1
207436247 | Central HP <5.4 tons | LENNOX | HRCU-A-CB (Split System: Heat Pump with Remote Outdoor Unit-Air-Source) | SL25XPV-024-230A** |  |  | CX35-48B+TDR | SL297UH060NV36B* | 22000 | 21.2 | 9.3 | 21600 | 20600 | 95.37% | 1.86 | 14.5 | 13.5 |  |  |  | No | R-410A | 1.8333 | Residential & Commercial | Ducted CEE Tier 1
216440423 | Central HP <5.4 tons | AMERICAN STANDARD | HRCU-A-CB (Split System: Heat Pump with Remote Outdoor Unit-Air-Source) | 5A6V0X60A1 |  |  | 5PX*C007AS3 | S9V2C100U5PSC+LRP | 51500 | 18.4 | 9 | 54500 | 38500 | 70.64% | 2 | 0 | 10 |  |  |  | No | R-454B | 4.2917 | Residential & Commercial | Ducted CEE Tier 1
216440425 | Central HP <5.4 tons | AMERICAN STANDARD | HRCU-A-CB (Split System: Heat Pump with Remote Outdoor Unit-Air-Source) | 5A6V0X60A1 |  |  | 5PX*C007AS3 | S9V2C080U5VSB+LRP | 51500 | 18.4 | 9 | 54500 | 38500 | 70.64% | 2 | 0 | 10 |  |  |  | No | R-454B | 4.2917 | Residential & Commercial | Ducted CEE Tier 1
216440459 | Central HP <5.4 tons | AMERICAN STANDARD | HRCU-A-CB (Split System: Heat Pump with Remote Outdoor Unit-Air-Source) | 5A6V0X60A1 |  |  | 5PX*D008AS3+P0V0D000M50SD+LRP |  | 52000 | 18.8 | 9 | 54000 | 38000 | 70.37% | 2 | 0 | 10.5 |  |  |  | No | R-454B | 4.3333 | Residential & Commercial | Ducted CEE Tier 1
216440473 | Central HP <5.4 tons | AMERICAN STANDARD | HRCU-A-CB (Split System: Heat Pump with Remote Outdoor Unit-Air-Source) | 5A6V0X60A1 |  |  | 5PX*D010AS3+P0V0C000M50SD+LRP |  | 53000 | 19 | 9.4 | 53500 | 37800 | 70.65% | 2 | 0 | 10.5 |  |  |  | No | R-454B | 4.4167 | Residential & Commercial | Ducted CEE Tier 1
210474377 | Central HP <5.4 tons | COMFORTMAKER | HRCU-A-CB (Split System: Heat Pump with Remote Outdoor Unit-Air-Source) | CVH825GKA3* |  |  | EHD4X42AAL+WALLCON | *97CMN1002122A* | 24200 | 16 | 8.1 | 21400 | 16600 | 77.57% | 2 | 0 | 10.5 |  |  |  | No | R-410A | 2.0167 | Residential & Commercial | Ducted CEE Tier 1
216440259 | Central HP <5.4 tons | AMERICAN STANDARD | HRCU-A-CB (Split System: Heat Pump with Remote Outdoor Unit-Air-Source) | 5A6V0X48A1 |  |  | 5PX*C009AS3 | L8V1C100U5VSB+LRP | 45500 | 20.2 | 9.7 | 47000 | 33600 | 71.49% | 2.1 | 0 | 12 |  |  |  | No | R-454B | 3.7917 | Residential & Commercial | Ducted CEE Tier 1
216440391 | Central HP <5.4 tons | AMERICAN STANDARD | HRCU-A-CB (Split System: Heat Pump with Remote Outdoor Unit-Air-Source) | 5A6V0X48A1 |  |  | 5TXCD008AS3 | S9V2D120U5PSC+LRP | 44000 | 20 | 9.7 | 46500 | 33200 | 71.4% | 2.1 | 0 | 12 |  |  |  | No | R-454B | 3.6667 | Residential & Commercial | Ducted CEE Tier 1
216440283 | Central HP <5.4 tons | AMERICAN STANDARD | HRCU-A-CB (Split System: Heat Pump with Remote Outdoor Unit-Air-Source) | 5A6V0X48A1 |  |  | 5PX*D008AS3 | S9V2C080U5VSB+LRP | 44000 | 20 | 9.7 | 46500 | 33400 | 71.83% | 2.1 | 0 | 12 |  |  |  | No | R-454B | 3.6667 | Residential & Commercial | Ducted CEE Tier 1
213080258 | Central HP <5.4 tons | AIRQUEST | HRCU-A-CB (Split System: Heat Pump with Remote Outdoor Unit-Air-Source) | DLCURAH36ABK |  |  | EN(A,D)4X48L24** | *96MSN0802120A* | 36200 | 16 | 8.1 | 38500 | 35000 | 90.91% | 2.02 | 0 | 10 |  |  |  | No | R-410A | 3.0167 | Residential & Commercial | Ducted CEE Tier 1
213080493 | Central HP <5.4 tons | AIRQUEST | HRCU-A-CB (Split System: Heat Pump with Remote Outdoor Unit-Air-Source) | DLCURAH36ABK |  |  | EN(A,D)4X48L24** | *96MSN1402422A* | 35800 | 16.5 | 8.1 | 38500 | 35000 | 90.91% | 2 | 0 | 10 |  |  |  | No | R-410A | 2.9833 | Residential & Commercial | Ducted CEE Tier 1
213077617 | Central HP <5.4 tons | DAY & NIGHT | HRCU-A-CB (Split System: Heat Pump with Remote Outdoor Unit-Air-Source) | DLCURAH36ABK |  |  | EA*4X42L21A* | *96VTN1002120B* | 35400 | 16 | 8.1 | 38500 | 35000 | 90.91% | 1.88 | 0 | 10 |  |  |  | No | R-410A | 2.95 | Residential & Commercial | Ducted CEE Tier 1
211391870 | Central HP <5.4 tons | JOHNSON CONTROLS | HRCU-A-CB (Split System: Heat Pump with Remote Outdoor Unit-Air-Source) | HMH72B341 |  |  | XAUB36DXXN1+TXV | TM8E100B12MP11 | 34000 | 18 | 8.1 | 33800 | 23800 | 70.41% | 2.06 | 0 | 10 |  |  |  | No | R-410A | 2.8333 | Residential & Commercial | Ducted CEE Tier 1
211392006 | Central HP <5.4 tons | JOHNSON CONTROLS | HRCU-A-CB (Split System: Heat Pump with Remote Outdoor Unit-Air-Source) | HMH72B341 |  |  | XAHC36DBCN1 | TM8E080C16MP11 | 33600 | 17.5 | 8.1 | 32800 | 23200 | 70.73% | 2.04 | 0 | 10 |  |  |  | No | R-410A | 2.8 | Residential & Commercial | Ducted CEE Tier 1
216571332 | Central HP <5.4 tons | TRANE | HRCU-A-CB (Split System: Heat Pump with Remote Outdoor Unit-Air-Source) | 5TWV8X60A1 |  |  | 5PX*D010AS3 | *UHMD120CCV5+LRP | 53500 | 18.1 | 8.5 | 55000 | 39500 | 71.82% | 2 | 0 | 10 |  |  |  | No | R-454B | 4.4583 | Residential & Commercial | Ducted CEE Tier 1
216440155 | Central HP <5.4 tons | AMERICAN STANDARD | HRCU-A-CB (Split System: Heat Pump with Remote Outdoor Unit-Air-Source) | 5A6V0X36A1 |  |  | 5TXCB006AS3 | S9V2B040D3PSC+LRP | 32600 | 17.6 | 9.4 | 31800 | 23800 | 74.84% | 2.1 | 0 | 11.7 |  |  |  | No | R-454B | 2.7167 | Residential & Commercial | Ducted CEE Tier 1
216440223 | Central HP <5.4 tons | AMERICAN STANDARD | HRCU-A-CB (Split System: Heat Pump with Remote Outdoor Unit-Air-Source) | 5A6V0X36A1 |  |  | 5TXCC009AS3 | S9V2C080U5PSC+LRP | 34800 | 20 | 9.4 | 32400 | 23800 | 73.46% | 2.1 | 0 | 12.7 |  |  |  | No | R-454B | 2.9 | Residential & Commercial | Ducted CEE Tier 1
216571334 | Central HP <5.4 tons | TRANE | HRCU-A-CB (Split System: Heat Pump with Remote Outdoor Unit-Air-Source) | 5TWV8X60A1 |  |  | 5PX*D010AS3 | S8V2C080M5PCB | 54000 | 18.1 | 8.5 | 55000 | 39500 | 71.82% | 2 | 0 | 10 |  |  |  | No | R-454B | 4.5 | Residential & Commercial | Ducted CEE Tier 1
212975704 | Central HP <5.4 tons | TEMPSTAR | HRCU-A-CB (Split System: Heat Pump with Remote Outdoor Unit-Air-Source) | DLCURAH24ABK |  |  | EA*4X37L17A* | *96VTN0601412B* | 24000 | 17 | 8.1 | 25200 | 25400 | 100.8% | 2.12 | 0 | 10 |  |  |  | No | R-410A | 2 | Residential & Commercial | Ducted CEE Tier 1
212975737 | Central HP <5.4 tons | TEMPSTAR | HRCU-A-CB (Split System: Heat Pump with Remote Outdoor Unit-Air-Source) | DLCURAH24ABK |  |  | EN(A,D)4X30L14** | *96VTN0601412B* | 23400 | 16.5 | 8.1 | 26000 | 24600 | 94.62% | 2.04 | 0 | 10 |  |  |  | No | R-410A | 1.95 | Residential & Commercial | Ducted CEE Tier 1
212976055 | Central HP <5.4 tons | TEMPSTAR | HRCU-A-CB (Split System: Heat Pump with Remote Outdoor Unit-Air-Source) | DLCURAH24ABK |  |  | EA*4X36L21A* | *96VTN0801716B* | 23600 | 17 | 8.5 | 26200 | 24000 | 91.6% | 2 | 0 | 10 |  |  |  | No | R-410A | 1.9667 | Residential & Commercial | Ducted CEE Tier 1
212976673 | Central HP <5.4 tons | TEMPSTAR | HRCU-A-CB (Split System: Heat Pump with Remote Outdoor Unit-Air-Source) | DLCURAH24ABK |  |  | EA*4X36L21A* | *96VTN1002120B* | 23600 | 17.5 | 8.5 | 26200 | 23800 | 90.84% | 1.98 | 0 | 10 |  |  |  | No | R-410A | 1.9667 | Residential & Commercial | Ducted CEE Tier 1
214574740 | Central HP <5.4 tons | HEIL | HRCU-A-CB (Split System: Heat Pump with Remote Outdoor Unit-Air-Source) | HVH837GKA2* |  |  | EN(A,D,W)4X60L24**+WALLCON | *96CTN0802120B* | 32800 | 19 | 8.5 | 32200 | 24600 | 76.4% | 1.98 | 0 | 12 |  |  |  | No | R-410A | 2.7333 | Residential & Commercial | Ducted CEE Tier 1
212983533 | Central HP <5.4 tons | HEIL | HRCU-A-CB (Split System: Heat Pump with Remote Outdoor Unit-Air-Source) | DLCURAH24ABK |  |  | EA*4X25L17A* | *92MSN0601412A* | 24400 | 17 | 8.5 | 25400 | 21600 | 85.04% | 1.8 | 0 | 10 |  |  |  | No | R-410A | 2.0333 | Residential & Commercial | Ducted CEE Tier 1
212982331 | Central HP <5.4 tons | HEIL | HRCU-A-CB (Split System: Heat Pump with Remote Outdoor Unit-Air-Source) | DLCURAH24ABK |  |  | EN(A,D)4X24L17** | *80MSU0401712A* | 23200 | 16 | 8.5 | 26200 | 24800 | 94.66% | 2.06 | 0 | 10 |  |  |  | No | R-410A | 1.9333 | Residential & Commercial | Ducted CEE Tier 1
212969748 | Central HP <5.4 tons | AIRQUEST | HRCU-A-CB (Split System: Heat Pump with Remote Outdoor Unit-Air-Source) | DLCURAH24ABK |  |  | EA*4X25L17A* | *80VSL0451412B* | 24000 | 17.5 | 8.5 | 25000 | 21800 | 87.2% | 1.82 | 0 | 10 |  |  |  | No | R-410A | 2 | Residential & Commercial | Ducted CEE Tier 1
212969828 | Central HP <5.4 tons | AIRQUEST | HRCU-A-CB (Split System: Heat Pump with Remote Outdoor Unit-Air-Source) | DLCURAH24ABK |  |  | EN(A,D)4X30L17** | *80VSL0451412B* | 23600 | 17 | 8.5 | 26200 | 24600 | 93.89% | 2.04 | 0 | 10.5 |  |  |  | No | R-410A | 1.9667 | Residential & Commercial | Ducted CEE Tier 1
214574110 | Central HP <5.4 tons | HEIL | HRCU-A-CB (Split System: Heat Pump with Remote Outdoor Unit-Air-Source) | HVH837GKA2* |  |  | EA*4X61L21A*+WALLCON | *95CSU1002122B* | 33200 | 18.5 | 8.5 | 31800 | 24800 | 77.99% | 2 | 0 | 11.5 |  |  |  | No | R-410A | 2.7667 | Residential & Commercial | Ducted CEE Tier 1
214574160 | Central HP <5.4 tons | HEIL | HRCU-A-CB (Split System: Heat Pump with Remote Outdoor Unit-Air-Source) | HVH837GKA2* |  |  | EA*4X61L24A*+WALLCON | *95CSU0802120B* | 33200 | 17.5 | 8.5 | 32000 | 24800 | 77.5% | 2 | 0 | 11.5 |  |  |  | No | R-410A | 2.7667 | Residential & Commercial | Ducted CEE Tier 1
214574710 | Central HP <5.4 tons | HEIL | HRCU-A-CB (Split System: Heat Pump with Remote Outdoor Unit-Air-Source) | HVH837GKA2* |  |  | EN(A,D,W)4X60L24**+WALLCON | *95CSU1002122B* | 32800 | 19 | 8.5 | 32200 | 24600 | 76.4% | 1.98 | 0 | 12 |  |  |  | No | R-410A | 2.7333 | Residential & Commercial | Ducted CEE Tier 1
215936507 | Central HP <5.4 tons | AIRQUEST | HRCU-A-CB (Split System: Heat Pump with Remote Outdoor Unit-Air-Source) | H5H3V36*K*AAA* |  |  | EVD5X49M24A*+WALLCON | *97CMN0802120B* | 35400 | 21.5 | 8.5 | 38000 | 28400 | 74.74% | 2.04 | 0 | 12 |  |  |  | No | R-454B | 2.95 | Residential & Commercial | Ducted CEE Tier 1
215936707 | Central HP <5.4 tons | AIRQUEST | HRCU-A-CB (Split System: Heat Pump with Remote Outdoor Unit-Air-Source) | H5H3V36*K*AAA* |  |  | EVD5X60M21A*+WALLCON | *97CMN1002122B* | 35600 | 22 | 8.5 | 38000 | 28600 | 75.26% | 2.02 | 0 | 12.5 |  |  |  | No | R-454B | 2.9667 | Residential & Commercial | Ducted CEE Tier 1
215936907 | Central HP <5.4 tons | AIRQUEST | HRCU-A-CB (Split System: Heat Pump with Remote Outdoor Unit-Air-Source) | H5H3V36*K*AAA* |  |  | EVD5X61M21A*+WALLCON | *97CMN0801714B* | 35600 | 21.5 | 8.5 | 38000 | 28800 | 75.79% | 2.04 | 0 | 12 |  |  |  | No | R-454B | 2.9667 | Residential & Commercial | Ducted CEE Tier 1
215936277 | Central HP <5.4 tons | AIRQUEST | HRCU-A-CB (Split System: Heat Pump with Remote Outdoor Unit-Air-Source) | H5H3V36*K*AAA* |  |  | EVD5X48M21A*+WALLCON | *97CMN0601714B* | 34400 | 20.5 | 8.5 | 38000 | 27600 | 72.63% | 2.08 | 0 | 11 |  |  |  | No | R-454B | 2.8667 | Residential & Commercial | Ducted CEE Tier 1
215936577 | Central HP <5.4 tons | AIRQUEST | HRCU-A-CB (Split System: Heat Pump with Remote Outdoor Unit-Air-Source) | H5H3V36*K*AAA* |  |  | EVD5X60M21A*+WALLCON | *80CSU1002120A* | 35600 | 21.5 | 8.5 | 38000 | 28600 | 75.26% | 2.02 | 0 | 12 |  |  |  | No | R-454B | 2.9667 | Residential & Commercial | Ducted CEE Tier 1
215936777 | Central HP <5.4 tons | AIRQUEST | HRCU-A-CB (Split System: Heat Pump with Remote Outdoor Unit-Air-Source) | H5H3V36*K*AAA* |  |  | EVD5X60M24A*+WALLCON | *80CTL1352422B* | 35600 | 22 | 8.5 | 38000 | 28400 | 74.74% | 2.04 | 0 | 12.5 |  |  |  | No | R-454B | 2.9667 | Residential & Commercial | Ducted CEE Tier 1
211391437 | Central HP <5.4 tons | JOHNSON CONTROLS | HRCU-A-CB (Split System: Heat Pump with Remote Outdoor Unit-Air-Source) | HMH72B341 |  |  | XAHC36DBCN1 | TM8E100C16MP11 | 33600 | 17.5 | 8.1 | 33000 | 23200 | 70.3% | 2.04 | 0 | 10 |  |  |  | No | R-410A | 2.8 | Residential & Commercial | Ducted CEE Tier 1
211391572 | Central HP <5.4 tons | JOHNSON CONTROLS | HRCU-A-CB (Split System: Heat Pump with Remote Outdoor Unit-Air-Source) | HMH72B341 |  |  | XAFC30CXXN1+TXV | TMLE100C16MP11 | 33000 | 18 | 8.5 | 33000 | 23200 | 70.3% | 2.04 | 0 | 10 |  |  |  | No | R-410A | 2.75 | Residential & Commercial | Ducted CEE Tier 1
211391258 | Central HP <5.4 tons | JOHNSON CONTROLS | HRCU-A-CB (Split System: Heat Pump with Remote Outdoor Unit-Air-Source) | HMH72B341 |  |  | XAHC36DBCN1 | TM8E120C16MP11 | 33600 | 17.5 | 8.1 | 33000 | 23200 | 70.3% | 2.04 | 0 | 10 |  |  |  | No | R-410A | 2.8 | Residential & Commercial | Ducted CEE Tier 1
211388564 | Central HP <5.4 tons | JOHNSON CONTROLS | HRCU-A-CB (Split System: Heat Pump with Remote Outdoor Unit-Air-Source) | HMH72B341 |  |  | XAHC36DBCN1 | TM9E100C20MP12 | 34000 | 15.5 | 8.1 | 33200 | 23600 | 71.08% | 2.06 | 0 | 10 |  |  |  | No | R-410A | 2.8333 | Residential & Commercial | Ducted CEE Tier 1
216571298 | Central HP <5.4 tons | TRANE | HRCU-A-CB (Split System: Heat Pump with Remote Outdoor Unit-Air-Source) | 5TWV8X36A1 |  |  | 5TXCC007AS3 | S8V2C100M5PCB | 33000 | 18.1 | 8.5 | 33400 | 25600 | 76.65% | 2.1 | 0 | 10 |  |  |  | No | R-454B | 2.75 | Residential & Commercial | Ducted CEE Tier 1
216571300 | Central HP <5.4 tons | TRANE | HRCU-A-CB (Split System: Heat Pump with Remote Outdoor Unit-Air-Source) | 5TWV8X36A1 |  |  | 5TXCC007AS3 | *UHMC100CCV4+LRP | 32800 | 18.1 | 8.5 | 33200 | 25400 | 76.51% | 2.1 | 0 | 10.5 |  |  |  | No | R-454B | 2.7333 | Residential & Commercial | Ducted CEE Tier 1
216571318 | Central HP <5.4 tons | TRANE | HRCU-A-CB (Split System: Heat Pump with Remote Outdoor Unit-Air-Source) | 5TWV8X36A1 |  |  | 5TXCD008AS3 | S8V2D120M5PDB | 33400 | 18.1 | 8.5 | 33400 | 25600 | 76.65% | 2.1 | 0 | 10.5 |  |  |  | No | R-454B | 2.7833 | Residential & Commercial | Ducted CEE Tier 1
216571038 | Central HP <5.4 tons | TRANE | HRCU-A-CB (Split System: Heat Pump with Remote Outdoor Unit-Air-Source) | 5TWV0X36A1 |  |  | 5TXCB006AS3 | *UHMB080CCV3+LRP | 35000 | 20.4 | 9.7 | 32600 | 25000 | 76.69% | 2.1 | 0 | 12.5 |  |  |  | No | R-454B | 2.9167 | Residential & Commercial | Ducted CEE Tier 1
213077682 | Central HP <5.4 tons | DAY & NIGHT | HRCU-A-CB (Split System: Heat Pump with Remote Outdoor Unit-Air-Source) | DLCURAH36ABK |  |  | EN(A,D,W)4X48L21** | *96VTN1002120B* | 36000 | 16.5 | 8.1 | 38500 | 35000 | 90.91% | 2 | 0 | 10 |  |  |  | No | R-410A | 3 | Residential & Commercial | Ducted CEE Tier 1
216440401 | Central HP <5.4 tons | AMERICAN STANDARD | HRCU-A-CB (Split System: Heat Pump with Remote Outdoor Unit-Air-Source) | 5A6V0X48A1 |  |  | 5TXCD010AS3+P0V0C000M50SD+LRP |  | 44500 | 20.2 | 9.7 | 46000 | 32800 | 71.3% | 2.1 | 0 | 12 |  |  |  | No | R-454B | 3.7083 | Residential & Commercial | Ducted CEE Tier 1
212981827 | Central HP <5.4 tons | HEIL | HRCU-A-CB (Split System: Heat Pump with Remote Outdoor Unit-Air-Source) | DLCURAH18ABK |  |  | EA*4X19L17A* | *80MSU1002120A* | 17800 | 16 | 8.1 | 17900 | 17900 | 100% | 2.14 | 0 | 10.5 |  |  |  | No | R-410A | 1.4833 | Residential & Commercial | Ducted CEE Tier 1
212981875 | Central HP <5.4 tons | HEIL | HRCU-A-CB (Split System: Heat Pump with Remote Outdoor Unit-Air-Source) | DLCURAH18ABK |  |  | EN(A,D)4X24L17** | *80MSU1002120A* | 17900 | 15.5 | 8.5 | 19000 | 19000 | 100% | 2.28 | 0 | 10.5 |  |  |  | No | R-410A | 1.4917 | Residential & Commercial | Ducted CEE Tier 1
212983673 | Central HP <5.4 tons | HEIL | HRCU-A-CB (Split System: Heat Pump with Remote Outdoor Unit-Air-Source) | DLCURAH18ABK |  |  | EA*4X30L14A* | *92MSN0601412A* | 17700 | 16 | 8.5 | 18300 | 18700 | 102.2% | 2.24 | 0 | 10.5 |  |  |  | No | R-410A | 1.475 | Residential & Commercial | Ducted CEE Tier 1
212979972 | Central HP <5.4 tons | HEIL | HRCU-A-CB (Split System: Heat Pump with Remote Outdoor Unit-Air-Source) | DLCURAH18ABK |  |  | EA*4X25L17A* | *80MS(N,L)0901714A* | 18100 | 16.5 | 8.5 | 17900 | 17700 | 98.88% | 2.14 | 0 | 11 |  |  |  | No | R-410A | 1.5083 | Residential & Commercial | Ducted CEE Tier 1
212985854 | Central HP <5.4 tons | BRYANT HEATING AND COOLING SYSTEMS | HRCU-A-CB (Split System: Heat Pump with Remote Outdoor Unit-Air-Source) | 38MURAQ24AB3* |  |  | CNPV*3017AL* | 916SA30026M14*** | 23400 | 16.5 | 8.1 | 26000 | 24400 | 93.85% | 2.02 | 0 | 10 |  |  |  | No | R-410A | 1.95 | Residential & Commercial | Ducted CEE Tier 1
212985336 | Central HP <5.4 tons | BRYANT HEATING AND COOLING SYSTEMS | HRCU-A-CB (Split System: Heat Pump with Remote Outdoor Unit-Air-Source) | 38MURAQ24AB3* |  |  | CAP**3621AL* | 912SE60100M21*** | 23800 | 17.5 | 8.5 | 26200 | 23600 | 90.08% | 1.96 | 0 | 10 |  |  |  | No | R-410A | 1.9833 | Residential & Commercial | Ducted CEE Tier 1
212969538 | Central HP <5.4 tons | AIRQUEST | HRCU-A-CB (Split System: Heat Pump with Remote Outdoor Unit-Air-Source) | DLCURAH18ABK |  |  | EA*4X25L17A* | *80VSL0451412B* | 18300 | 16.5 | 8.5 | 18100 | 17600 | 97.24% | 2.14 | 0 | 11 |  |  |  | No | R-410A | 1.525 | Residential & Commercial | Ducted CEE Tier 1
212981839 | Central HP <5.4 tons | HEIL | HRCU-A-CB (Split System: Heat Pump with Remote Outdoor Unit-Air-Source) | DLCURAH18ABK |  |  | EA*4X24L17A* | *80MSU1002120A* | 17200 | 15.5 | 8.5 | 18300 | 19400 | 106% | 2.32 | 0 | 10 |  |  |  | No | R-410A | 1.4333 | Residential & Commercial | Ducted CEE Tier 1
212981887 | Central HP <5.4 tons | HEIL | HRCU-A-CB (Split System: Heat Pump with Remote Outdoor Unit-Air-Source) | DLCURAH18ABK |  |  | EN(A,D)4X30L17** | *80MSU1002120A* | 17500 | 16 | 8.1 | 18200 | 18700 | 102.7% | 2.24 | 0 | 10.5 |  |  |  | No | R-410A | 1.4583 | Residential & Commercial | Ducted CEE Tier 1
213780147 | Central HP <5.4 tons | HEIL | HRCU-A-CB (Split System: Heat Pump with Remote Outdoor Unit-Air-Source) | HVH837GKA** |  |  | EHD4X48AAL+WALLCON | *80CTL0701412B* | 32600 | 16.5 | 8.1 | 33200 | 25000 | 75.3% | 1.94 | 0 | 11 |  |  |  | No | R-410A | 2.7167 | Residential & Commercial | Ducted CEE Tier 1
213779677 | Central HP <5.4 tons | HEIL | HRCU-A-CB (Split System: Heat Pump with Remote Outdoor Unit-Air-Source) | HVH837GKA** |  |  | EA*4X61L21A*+WALLCON | *95CSU0601716B* | 33000 | 17 | 8.1 | 32200 | 25000 | 77.64% | 1.96 | 0 | 11 |  |  |  | No | R-410A | 2.75 | Residential & Commercial | Ducted CEE Tier 1
212974753 | Central HP <5.4 tons | TEMPSTAR | HRCU-A-CB (Split System: Heat Pump with Remote Outdoor Unit-Air-Source) | DLCURAH18ABK |  |  | EN(A,D)4X30L17** | *96VTN0401410B* | 17400 | 16 | 8.1 | 18000 | 18700 | 103.9% | 2.24 | 0 | 10.5 |  |  |  | No | R-410A | 1.45 | Residential & Commercial | Ducted CEE Tier 1
212384675 | Central HP <5.4 tons | BRYANT HEATING AND COOLING SYSTEMS | HRCU-A-CB (Split System: Heat Pump with Remote Outdoor Unit-Air-Source) | 38MURAQ36AB3* |  |  | CNPV*4221AL* | 912SD60080E21*** | 36400 | 15.5 | 8.1 | 39500 | 35200 | 89.11% | 1.92 | 0 | 10 |  |  |  | No | R-410A | 3.0333 | Residential & Commercial | Ducted CEE Tier 1
212384711 | Central HP <5.4 tons | BRYANT HEATING AND COOLING SYSTEMS | HRCU-A-CB (Split System: Heat Pump with Remote Outdoor Unit-Air-Source) | 38MURAQ36AB3* |  |  | CNPV*4221AL* | 83*SA60080E21*** | 36800 | 15.2 | 8.1 | 40000 | 35200 | 88% | 1.94 | 0 | 10 |  |  |  | No | R-410A | 3.0667 | Residential & Commercial | Ducted CEE Tier 1
213080873 | Central HP <5.4 tons | BRYANT HEATING AND COOLING SYSTEMS | HRCU-A-CB (Split System: Heat Pump with Remote Outdoor Unit-Air-Source) | 38MURAQ36AB3* |  |  | CNPV*4824AL* | 935SB60080M21*** | 35800 | 16.5 | 8.1 | 38500 | 35000 | 90.91% | 2 | 0 | 10 |  |  |  | No | R-410A | 2.9833 | Residential & Commercial | Ducted CEE Tier 1
212384687 | Central HP <5.4 tons | BRYANT HEATING AND COOLING SYSTEMS | HRCU-A-CB (Split System: Heat Pump with Remote Outdoor Unit-Air-Source) | 38MURAQ36AB3* |  |  | CNPV*4221AL* | 912SD60100E21*** | 36200 | 15.5 | 8.1 | 39500 | 35200 | 89.11% | 1.9 | 0 | 10 |  |  |  | No | R-410A | 3.0167 | Residential & Commercial | Ducted CEE Tier 1
212383469 | Central HP <5.4 tons | BRYANT HEATING AND COOLING SYSTEMS | HRCU-A-CB (Split System: Heat Pump with Remote Outdoor Unit-Air-Source) | 38MURAQ36AB3* |  |  | CAP**4321AL* | 912SD48080E17*** | 36400 | 16 | 8.5 | 38500 | 34800 | 90.39% | 2.08 | 0 | 10 |  |  |  | No | R-410A | 3.0333 | Residential & Commercial | Ducted CEE Tier 1
215667610 | Central HP <5.4 tons | TEMPSTAR | HRCU-A-CB (Split System: Heat Pump with Remote Outdoor Unit-Air-Source) | T5H0V24*K*AAA* |  |  | EA*5X36M17A*+WALLCON | *80CTL0451712B* | 23000 | 16.5 | 9 | 23800 | 16700 | 70.17% | 1.98 | 0 | 10 |  |  |  | No | R-454B | 1.9167 | Residential & Commercial | Ducted CEE Tier 1
215931523 | Central HP <5.4 tons | TEMPSTAR | HRCU-A-CB (Split System: Heat Pump with Remote Outdoor Unit-Air-Source) | T5H3V60*K*AAA* |  |  | EA*5X60M24A*+WALLCON | *80CSU0802120A* | 56000 | 19 | 8.5 | 60500 | 45500 | 75.21% | 2.06 | 0 | 11.5 |  |  |  | No | R-454B | 4.6667 | Residential & Commercial | Ducted CEE Tier 1
211228140 | Central HP <5.4 tons | AIRQUEST | HRCU-A-CB (Split System: Heat Pump with Remote Outdoor Unit-Air-Source) | DLCURAH36ABK |  |  | EA*4X42L24A* | *96VTN1202422A* | 35600 | 16 | 8.1 | 38500 | 35000 | 90.91% | 1.88 | 0 | 10 |  |  |  | No | R-410A | 2.9667 | Residential & Commercial | Ducted CEE Tier 1
211228323 | Central HP <5.4 tons | AIRQUEST | HRCU-A-CB (Split System: Heat Pump with Remote Outdoor Unit-Air-Source) | DLCURAH36ABK |  |  | EA*4X43L21A* | *80VSL0902120A* | 36200 | 16 | 8.5 | 38500 | 34800 | 90.39% | 2.06 | 0 | 10 |  |  |  | No | R-410A | 3.0167 | Residential & Commercial | Ducted CEE Tier 1
211228458 | Central HP <5.4 tons | AIRQUEST | HRCU-A-CB (Split System: Heat Pump with Remote Outdoor Unit-Air-Source) | DLCURAH36ABK |  |  | EA*4X43L21A* | *92ESN1002120A* | 37200 | 16 | 8.5 | 38500 | 34800 | 90.39% | 2.12 | 0 | 10 |  |  |  | No | R-410A | 3.1 | Residential & Commercial | Ducted CEE Tier 1
211229058 | Central HP <5.4 tons | AIRQUEST | HRCU-A-CB (Split System: Heat Pump with Remote Outdoor Unit-Air-Source) | DLCURAH36ABK |  |  | EA*4X48L21A* | *95ESN1002122A* | 37200 | 15.5 | 8.5 | 38500 | 35000 | 90.91% | 2.12 | 0 | 10 |  |  |  | No | R-410A | 3.1 | Residential & Commercial | Ducted CEE Tier 1
211229359 | Central HP <5.4 tons | AIRQUEST | HRCU-A-CB (Split System: Heat Pump with Remote Outdoor Unit-Air-Source) | DLCURAH36ABK |  |  | EA*4X48L24A* | *80VSL0902420A* | 35800 | 16.5 | 8.5 | 37800 | 34600 | 91.53% | 2.04 | 0 | 10 |  |  |  | No | R-410A | 2.9833 | Residential & Commercial | Ducted CEE Tier 1
211229461 | Central HP <5.4 tons | AIRQUEST | HRCU-A-CB (Split System: Heat Pump with Remote Outdoor Unit-Air-Source) | DLCURAH36ABK |  |  | EA*4X48L24A* | *92ESN1002122A* | 37400 | 15.5 | 8.5 | 38500 | 35000 | 90.91% | 2.12 | 0 | 10 |  |  |  | No | R-410A | 3.1167 | Residential & Commercial | Ducted CEE Tier 1
211229612 | Central HP <5.4 tons | AIRQUEST | HRCU-A-CB (Split System: Heat Pump with Remote Outdoor Unit-Air-Source) | DLCURAH36ABK |  |  | EA*4X48L24A* | *96VTN1002122A* | 36000 | 16.5 | 8.5 | 37800 | 34600 | 91.53% | 2.06 | 0 | 10 |  |  |  | No | R-410A | 3 | Residential & Commercial | Ducted CEE Tier 1
211230062 | Central HP <5.4 tons | AIRQUEST | HRCU-A-CB (Split System: Heat Pump with Remote Outdoor Unit-Air-Source) | DLCURAH36ABK |  |  | EN(A,D,W)4X48L21** | *80VTL0701716A* | 36000 | 16 | 8.1 | 38500 | 34800 | 90.39% | 2.02 | 0 | 10 |  |  |  | No | R-410A | 3 | Residential & Commercial | Ducted CEE Tier 1
212975121 | Central HP <5.4 tons | TEMPSTAR | HRCU-A-CB (Split System: Heat Pump with Remote Outdoor Unit-Air-Source) | DLCURAH18ABK |  |  | EN(A,D)4X24L17** | *96VTN0401712B* | 17500 | 15.5 | 8.5 | 18600 | 18600 | 100% | 2.22 | 0 | 10.5 |  |  |  | No | R-410A | 1.4583 | Residential & Commercial | Ducted CEE Tier 1
212975821 | Central HP <5.4 tons | TEMPSTAR | HRCU-A-CB (Split System: Heat Pump with Remote Outdoor Unit-Air-Source) | DLCURAH18ABK |  |  | EA*4X30L17A* | *96VTN0801716B* | 17400 | 16 | 8.5 | 18000 | 18700 | 103.9% | 2.26 | 0 | 10.5 |  |  |  | No | R-410A | 1.45 | Residential & Commercial | Ducted CEE Tier 1
212986536 | Central HP <5.4 tons | BRYANT HEATING AND COOLING SYSTEMS | HRCU-A-CB (Split System: Heat Pump with Remote Outdoor Unit-Air-Source) | 38MURAQ24AB3* |  |  | CAP**2517AL* | 916SA36040M17*** | 24200 | 15.5 | 8.1 | 25400 | 21600 | 85.04% | 1.8 | 0 | 10 |  |  |  | No | R-410A | 2.0167 | Residential & Commercial | Ducted CEE Tier 1
212986620 | Central HP <5.4 tons | BRYANT HEATING AND COOLING SYSTEMS | HRCU-A-CB (Split System: Heat Pump with Remote Outdoor Unit-Air-Source) | 38MURAQ24AB3* |  |  | CNPV*3017AL* | 916SA36040M17*** | 23200 | 15.5 | 8.1 | 26000 | 24400 | 93.85% | 2.02 | 0 | 10 |  |  |  | No | R-410A | 1.9333 | Residential & Commercial | Ducted CEE Tier 1
212987808 | Central HP <5.4 tons | BRYANT HEATING AND COOLING SYSTEMS | HRCU-A-CB (Split System: Heat Pump with Remote Outdoor Unit-Air-Source) | 38MURAQ24AB3* |  |  | CAP**3721AL* | 916SA60080M21*** | 24200 | 17.5 | 8.5 | 25200 | 21600 | 85.71% | 1.82 | 0 | 10 |  |  |  | No | R-410A | 2.0167 | Residential & Commercial | Ducted CEE Tier 1
211229910 | Central HP <5.4 tons | AIRQUEST | HRCU-A-CB (Split System: Heat Pump with Remote Outdoor Unit-Air-Source) | DLCURAH36ABK |  |  | EN(A,D,W)4X48L21** | *80ES(N,L)0701712A* | 36200 | 15.5 | 8.1 | 38500 | 35000 | 90.91% | 2.02 | 0 | 10 |  |  |  | No | R-410A | 3.0167 | Residential & Commercial | Ducted CEE Tier 1
211230629 | Central HP <5.4 tons | AIRQUEST | HRCU-A-CB (Split System: Heat Pump with Remote Outdoor Unit-Air-Source) | DLCURAH36ABK |  |  | EN(A,D)4X48L24** | *92ESN1202420A* | 36400 | 16 | 8.1 | 38500 | 34800 | 90.39% | 2.04 | 0 | 10.5 |  |  |  | No | R-410A | 3.0333 | Residential & Commercial | Ducted CEE Tier 1
211230682 | Central HP <5.4 tons | AIRQUEST | HRCU-A-CB (Split System: Heat Pump with Remote Outdoor Unit-Air-Source) | DLCURAH36ABK |  |  | EN(A,D)4X48L24** | *95ESN1402422A* | 37400 | 15.2 | 8.1 | 40000 | 35200 | 88% | 2.08 | 0 | 10 |  |  |  | No | R-410A | 3.1167 | Residential & Commercial | Ducted CEE Tier 1
211230780 | Central HP <5.4 tons | AIRQUEST | HRCU-A-CB (Split System: Heat Pump with Remote Outdoor Unit-Air-Source) | DLCURAH36ABK |  |  | EN(A,D)4X48L24** | *96VTN1202422A* | 36200 | 16 | 8.1 | 38500 | 34800 | 90.39% | 2.02 | 0 | 10 |  |  |  | No | R-410A | 3.0167 | Residential & Commercial | Ducted CEE Tier 1
211230798 | Central HP <5.4 tons | AIRQUEST | HRCU-A-CB (Split System: Heat Pump with Remote Outdoor Unit-Air-Source) | DLCURAH36ABK |  |  | EN(A,D)4X48L24** | OLV154F20A | 37400 | 15.2 | 8.5 | 39500 | 35200 | 89.11% | 2.1 | 0 | 10.5 |  |  |  | No | R-410A | 3.1167 | Residential & Commercial | Ducted CEE Tier 1
216440347 | Central HP <5.4 tons | AMERICAN STANDARD | HRCU-A-CB (Split System: Heat Pump with Remote Outdoor Unit-Air-Source) | 5A6V0X48A1 |  |  | 5TXCC007AS3 | S9V2C080U5PSC+LRP | 44000 | 20 | 9.7 | 46500 | 33400 | 71.83% | 2.1 | 0 | 12 |  |  |  | No | R-454B | 3.6667 | Residential & Commercial | Ducted CEE Tier 1
216440399 | Central HP <5.4 tons | AMERICAN STANDARD | HRCU-A-CB (Split System: Heat Pump with Remote Outdoor Unit-Air-Source) | 5A6V0X48A1 |  |  | 5TXCD010AS3+P0V0D000M50SD+LRP |  | 45000 | 20 | 9.7 | 46000 | 32600 | 70.87% | 2.1 | 0 | 12 |  |  |  | No | R-454B | 3.75 | Residential & Commercial | Ducted CEE Tier 1
213076697 | Central HP <5.4 tons | AIRQUEST | HRCU-A-CB (Split System: Heat Pump with Remote Outdoor Unit-Air-Source) | DLCURAH36ABK |  |  | EN(A,D,W)4X42L21** | *80VTL0902120B* | 35600 | 15.5 | 8.1 | 39000 | 35200 | 90.26% | 1.9 | 0 | 10 |  |  |  | No | R-410A | 2.9667 | Residential & Commercial | Ducted CEE Tier 1
211245700 | Central HP <5.4 tons | BRYANT HEATING AND COOLING SYSTEMS | HRCU-A-CB (Split System: Heat Pump with Remote Outdoor Unit-Air-Source) | 38MURAQ24AB3* |  |  | CNPV*3621AL* | 915SB42060E17*** | 24600 | 16 | 8.1 | 26600 | 22400 | 84.21% | 1.84 | 0 | 10.5 |  |  |  | No | R-410A | 2.05 | Residential & Commercial | Ducted CEE Tier 1
211245893 | Central HP <5.4 tons | BRYANT HEATING AND COOLING SYSTEMS | HRCU-A-CB (Split System: Heat Pump with Remote Outdoor Unit-Air-Source) | 38MURAQ24AB3* |  |  | FMA4X30**AL* |  | 25800 | 18 | 9 | 27600 | 21000 | 76.09% | 1.8 | 0 | 10.5 |  |  |  | No | R-410A | 2.15 | Residential & Commercial | Ducted CEE Tier 1
215318762 | Central HP <5.4 tons | CARRIER | HRCU-A-CB (Split System: Heat Pump with Remote Outdoor Unit-Air-Source) | 37MUHAQ30AA3 |  |  | 45MUHAQ36XX3 |  | 30000 | 17.2 | 10.8 | 33000 | 33200 | 100.6% | 1.97 | 0 | 12.1 |  |  |  | No | R-454B | 2.5 | Residential & Commercial | Ducted CEE Tier 1
212986274 | Central HP <5.4 tons | AIRQUEST | HRCU-A-CB (Split System: Heat Pump with Remote Outdoor Unit-Air-Source) | DLCURAH18ABK |  |  | EA*4X19L17A* | *96MSN0401410A* | 17900 | 16 | 8.5 | 18000 | 17800 | 98.89% | 2.14 | 0 | 10.5 |  |  |  | No | R-410A | 1.4917 | Residential & Commercial | Ducted CEE Tier 1
212986358 | Central HP <5.4 tons | AIRQUEST | HRCU-A-CB (Split System: Heat Pump with Remote Outdoor Unit-Air-Source) | DLCURAH18ABK |  |  | EN(A,D)4X24L17** | *96MSN0401410A* | 17400 | 15.5 | 8.5 | 18500 | 19200 | 103.8% | 2.3 | 0 | 10.5 |  |  |  | No | R-410A | 1.45 | Residential & Commercial | Ducted CEE Tier 1
212969998 | Central HP <5.4 tons | AIRQUEST | HRCU-A-CB (Split System: Heat Pump with Remote Outdoor Unit-Air-Source) | DLCURAH18ABK |  |  | EA*4X30L17A* | *80VSL0701716B* | 17500 | 16.5 | 8.5 | 18000 | 18700 | 103.9% | 2.26 | 0 | 10.5 |  |  |  | No | R-410A | 1.4583 | Residential & Commercial | Ducted CEE Tier 1
212969578 | Central HP <5.4 tons | AIRQUEST | HRCU-A-CB (Split System: Heat Pump with Remote Outdoor Unit-Air-Source) | DLCURAH18ABK |  |  | EN(A,D)4X24L17** | *80VSL0451412B* | 17700 | 16.5 | 8.5 | 18700 | 19100 | 102.1% | 2.3 | 0 | 11 |  |  |  | No | R-410A | 1.475 | Residential & Commercial | Ducted CEE Tier 1
215318753 | Central HP <5.4 tons | CARRIER | HRCU-A-CB (Split System: Heat Pump with Remote Outdoor Unit-Air-Source) | 37MUHAQ60AA3 |  |  | 45MUAAQ60XX3 |  | 54000 | 16 | 9 | 56000 | 52000 | 92.86% | 1.8 | 0 | 10 |  |  |  | No | R-454B | 4.5 | Residential & Commercial | Ducted CEE Tier 1
212981863 | Central HP <5.4 tons | HEIL | HRCU-A-CB (Split System: Heat Pump with Remote Outdoor Unit-Air-Source) | DLCURAH18ABK |  |  | EA*4X30L17A* | *80MSU1002120A* | 17500 | 16 | 8.5 | 18100 | 18700 | 103.3% | 2.24 | 0 | 10.5 |  |  |  | No | R-410A | 1.4583 | Residential & Commercial | Ducted CEE Tier 1
212969528 | Central HP <5.4 tons | AIRQUEST | HRCU-A-CB (Split System: Heat Pump with Remote Outdoor Unit-Air-Source) | DLCURAH18ABK |  |  | EA*4X24L17A* | *80VSL0451412B* | 17700 | 16.5 | 8.5 | 18600 | 19300 | 103.8% | 2.32 | 0 | 10.5 |  |  |  | No | R-410A | 1.475 | Residential & Commercial | Ducted CEE Tier 1
211240439 | Central HP <5.4 tons | BRYANT HEATING AND COOLING SYSTEMS | HRCU-A-CB (Split System: Heat Pump with Remote Outdoor Unit-Air-Source) | 38MURAQ24AB3* |  |  | CAP**2417AL* | 8(0,1)*SA48070E17*** | 24600 | 16 | 8.5 | 27400 | 23000 | 83.94% | 1.88 | 0 | 10 |  |  |  | No | R-410A | 2.05 | Residential & Commercial | Ducted CEE Tier 1
216571108 | Central HP <5.4 tons | TRANE | HRCU-A-CB (Split System: Heat Pump with Remote Outdoor Unit-Air-Source) | 5TWV0X48A1 |  |  | 5PX*D010AS3 | *UHMC100CCV4+LRP | 45000 | 20.2 | 10 | 46500 | 34000 | 73.12% | 2.1 | 0 | 12 |  |  |  | No | R-454B | 3.75 | Residential & Commercial | Ducted CEE Tier 1
215938314 | Central HP <5.4 tons | CARRIER | HRCU-A-CB (Split System: Heat Pump with Remote Outdoor Unit-Air-Source) | 27VNA348A*030* |  |  | CVAVA6024XMA*+UI | 58TN*B135C24**22 | 45500 | 21 | 8.1 | 52500 | 38000 | 72.38% | 1.95 | 0 | 11.5 |  |  |  | No | R-454B | 3.7917 | Residential & Commercial | Ducted CEE Tier 1
216440257 | Central HP <5.4 tons | AMERICAN STANDARD | HRCU-A-CB (Split System: Heat Pump with Remote Outdoor Unit-Air-Source) | 5A6V0X48A1 |  |  | 5PX*C009AS3 | S9V2C100U5VSB+LRP | 44500 | 20 | 9.7 | 46000 | 33000 | 71.74% | 2.1 | 0 | 12 |  |  |  | No | R-454B | 3.7083 | Residential & Commercial | Ducted CEE Tier 1
216440409 | Central HP <5.4 tons | AMERICAN STANDARD | HRCU-A-CB (Split System: Heat Pump with Remote Outdoor Unit-Air-Source) | 5A6V0X48A1 |  |  | 5TXCD010AS3 | S9V2C080U5PSC+LRP | 44500 | 20 | 9.7 | 46000 | 33000 | 71.74% | 2.1 | 0 | 12 |  |  |  | No | R-454B | 3.7083 | Residential & Commercial | Ducted CEE Tier 1
212970648 | Central HP <5.4 tons | AIRQUEST | HRCU-A-CB (Split System: Heat Pump with Remote Outdoor Unit-Air-Source) | DLCURAH36ABK |  |  | EA*4X37L21A* | *80VSL0902120B* | 36600 | 16 | 8.5 | 38500 | 35000 | 90.91% | 2.08 | 0 | 10 |  |  |  | No | R-410A | 3.05 | Residential & Commercial | Ducted CEE Tier 1
216571122 | Central HP <5.4 tons | TRANE | HRCU-A-CB (Split System: Heat Pump with Remote Outdoor Unit-Air-Source) | 5TWV0X48A1 |  |  | 5TXCC007AS3 | *UHMC100CCV4+LRP | 44500 | 20 | 9.7 | 47500 | 34000 | 71.58% | 2.1 | 0 | 11.7 |  |  |  | No | R-454B | 3.7083 | Residential & Commercial | Ducted CEE Tier 1
213077400 | Central HP <5.4 tons | AIRQUEST | HRCU-A-CB (Split System: Heat Pump with Remote Outdoor Unit-Air-Source) | DLCURAH36ABK |  |  | EA*4X43L21A* | *96VTN0801716B* | 36600 | 15.5 | 8.5 | 38500 | 35000 | 90.91% | 2.06 | 0 | 10 |  |  |  | No | R-410A | 3.05 | Residential & Commercial | Ducted CEE Tier 1
211240674 | Central HP <5.4 tons | BRYANT HEATING AND COOLING SYSTEMS | HRCU-A-CB (Split System: Heat Pump with Remote Outdoor Unit-Air-Source) | 38MURAQ24AB3* |  |  | CAP**2417AL* | 912SD36060E14*** | 23200 | 16.5 | 8.5 | 26400 | 25800 | 97.73% | 2.18 | 0 | 10 |  |  |  | No | R-410A | 1.9333 | Residential & Commercial | Ducted CEE Tier 1
211240792 | Central HP <5.4 tons | BRYANT HEATING AND COOLING SYSTEMS | HRCU-A-CB (Split System: Heat Pump with Remote Outdoor Unit-Air-Source) | 38MURAQ24AB3* |  |  | CAP**2417AL* | OVMAAB042112 | 23800 | 15.5 | 8.5 | 27000 | 24000 | 88.89% | 1.96 | 0 | 10 |  |  |  | No | R-410A | 1.9833 | Residential & Commercial | Ducted CEE Tier 1
211241110 | Central HP <5.4 tons | BRYANT HEATING AND COOLING SYSTEMS | HRCU-A-CB (Split System: Heat Pump with Remote Outdoor Unit-Air-Source) | 38MURAQ24AB3* |  |  | CAP**2517AL* | 912SD36060E14*** | 24000 | 17 | 8.1 | 25000 | 21800 | 87.2% | 1.82 | 0 | 10 |  |  |  | No | R-410A | 2 | Residential & Commercial | Ducted CEE Tier 1
211389382 | Central HP <5.4 tons | JOHNSON CONTROLS | HRCU-A-CB (Split System: Heat Pump with Remote Outdoor Unit-Air-Source) | HMH72B341 |  |  | XAFC36DXXN1+TXV | TM8Y100C20MP11 | 34000 | 17.5 | 8.5 | 33800 | 23800 | 70.41% | 2.1 | 0 | 10 |  |  |  | No | R-410A | 2.8333 | Residential & Commercial | Ducted CEE Tier 1
211389598 | Central HP <5.4 tons | JOHNSON CONTROLS | HRCU-A-CB (Split System: Heat Pump with Remote Outdoor Unit-Air-Source) | HMH72B341 |  |  | XAFC30CXXN1+TXV | TM8Y080C16MP11 | 33200 | 18 | 8.5 | 33400 | 23400 | 70.06% | 2.06 | 0 | 10 |  |  |  | No | R-410A | 2.7667 | Residential & Commercial | Ducted CEE Tier 1
211261588 | Central HP <5.4 tons | BRYANT HEATING AND COOLING SYSTEMS | HRCU-A-CB (Split System: Heat Pump with Remote Outdoor Unit-Air-Source) | 38MURAQ18AB3* |  |  | CAP**3017AL* | 926SA36040V17*** | 17900 | 15.5 | 8.5 | 18500 | 18500 | 100% | 2.22 | 0 | 10.5 |  |  |  | No | R-410A | 1.4917 | Residential & Commercial | Ducted CEE Tier 1
211261758 | Central HP <5.4 tons | BRYANT HEATING AND COOLING SYSTEMS | HRCU-A-CB (Split System: Heat Pump with Remote Outdoor Unit-Air-Source) | 38MURAQ18AB3* |  |  | CAP**3017AL* | 82*TA36045V14*** | 17800 | 16.5 | 8.5 | 18300 | 18500 | 101.1% | 2.22 | 0 | 10.5 |  |  |  | No | R-410A | 1.4833 | Residential & Commercial | Ducted CEE Tier 1
211261839 | Central HP <5.4 tons | BRYANT HEATING AND COOLING SYSTEMS | HRCU-A-CB (Split System: Heat Pump with Remote Outdoor Unit-Air-Source) | 38MURAQ18AB3* |  |  | CAP**3017AL* | 915SB30040E14*** | 17900 | 15.5 | 8.5 | 18500 | 18500 | 100% | 2.22 | 0 | 10.5 |  |  |  | No | R-410A | 1.4917 | Residential & Commercial | Ducted CEE Tier 1
215222803 | Central HP <5.4 tons | FRIEDRICH | HRCU-A-CB (Split System: Heat Pump with Remote Outdoor Unit-Air-Source) | RD17AZ60AJ3N |  |  | TCFZ6021STAAM | FR921T0705A21M4 | 54500 | 18 | 8.1 | 46500 | 33800 | 72.69% | 2 | 0 | 10 |  |  |  | No | R-410A | 4.5417 | Residential & Commercial | Ducted CEE Tier 1
212984721 | Central HP <5.4 tons | CARRIER | HRCU-A-CB (Split System: Heat Pump with Remote Outdoor Unit-Air-Source) | 38MURAQ18AB3* |  |  | CAP**2517AL* | 59SC2E080M17**16 | 18300 | 16.5 | 8.5 | 18100 | 17600 | 97.24% | 2.14 | 0 | 11 |  |  |  | No | R-410A | 1.525 | Residential & Commercial | Ducted CEE Tier 1
213077499 | Central HP <5.4 tons | AIRQUEST | HRCU-A-CB (Split System: Heat Pump with Remote Outdoor Unit-Air-Source) | DLCURAH36ABK |  |  | EA*4X42L21A* | *96VTN0802120B* | 35600 | 16 | 8.1 | 38500 | 35200 | 91.43% | 1.9 | 0 | 10 |  |  |  | No | R-410A | 2.9667 | Residential & Commercial | Ducted CEE Tier 1
216440289 | Central HP <5.4 tons | AMERICAN STANDARD | HRCU-A-CB (Split System: Heat Pump with Remote Outdoor Unit-Air-Source) | 5A6V0X48A1 |  |  | 5PX*D008AS3+P0V0C000M50SD+LRP |  | 44000 | 20 | 9.7 | 46500 | 33200 | 71.4% | 2.1 | 0 | 12 |  |  |  | No | R-454B | 3.6667 | Residential & Commercial | Ducted CEE Tier 1
216440489 | Central HP <5.4 tons | AMERICAN STANDARD | HRCU-A-CB (Split System: Heat Pump with Remote Outdoor Unit-Air-Source) | 5A6V0X60A1 |  |  | 5PX*DD10AS3 | S9V2D120D5PSC+LRP | 51500 | 18.4 | 9 | 53500 | 37800 | 70.65% | 2 | 0 | 10 |  |  |  | No | R-454B | 4.2917 | Residential & Commercial | Ducted CEE Tier 1
216440507 | Central HP <5.4 tons | AMERICAN STANDARD | HRCU-A-CB (Split System: Heat Pump with Remote Outdoor Unit-Air-Source) | 5A6V0X60A1 |  |  | 5TXCC007AS3 | S9V2C080U5VSB+LRP | 52000 | 18.4 | 9 | 54500 | 38500 | 70.64% | 2 | 0 | 10 |  |  |  | No | R-454B | 4.3333 | Residential & Commercial | Ducted CEE Tier 1
216440523 | Central HP <5.4 tons | AMERICAN STANDARD | HRCU-A-CB (Split System: Heat Pump with Remote Outdoor Unit-Air-Source) | 5A6V0X60A1 |  |  | 5TXCD008AS3 | S9V2C080U5VSB+LRP | 52000 | 18.4 | 9 | 54500 | 38500 | 70.64% | 2 | 0 | 10 |  |  |  | No | R-454B | 4.3333 | Residential & Commercial | Ducted CEE Tier 1
216440453 | Central HP <5.4 tons | AMERICAN STANDARD | HRCU-A-CB (Split System: Heat Pump with Remote Outdoor Unit-Air-Source) | 5A6V0X60A1 |  |  | 5PX*D008AS3 | S9V2C080U5VSB+LRP | 52000 | 18.4 | 9 | 54500 | 38500 | 70.64% | 2 | 0 | 10 |  |  |  | No | R-454B | 4.3333 | Residential & Commercial | Ducted CEE Tier 1
215931703 | Central HP <5.4 tons | TEMPSTAR | HRCU-A-CB (Split System: Heat Pump with Remote Outdoor Unit-Air-Source) | T5H3V60*K*AAA* |  |  | EA*5X61M24A*+WALLCON | *80CTL0902120B* | 57000 | 19 | 8.5 | 60500 | 46500 | 76.86% | 2.04 | 0 | 11.5 |  |  |  | No | R-454B | 4.75 | Residential & Commercial | Ducted CEE Tier 1
213079930 | Central HP <5.4 tons | BRYANT HEATING AND COOLING SYSTEMS | HRCU-A-CB (Split System: Heat Pump with Remote Outdoor Unit-Air-Source) | 38MURAQ36AB3* |  |  | CAP**4824AL* | 912SE60120M24*** | 36200 | 16 | 8.5 | 38000 | 34800 | 91.58% | 2.04 | 0 | 10 |  |  |  | No | R-410A | 3.0167 | Residential & Commercial | Ducted CEE Tier 1
216570938 | Central HP <5.4 tons | TRANE | HRCU-A-CB (Split System: Heat Pump with Remote Outdoor Unit-Air-Source) | 5TWV0X36A1 |  |  | 5PX*B004AS3 | *DHMB080CCV3+LRP | 32200 | 17.2 | 9.4 | 31200 | 24600 | 78.85% | 2.1 | 0 | 11.2 |  |  |  | No | R-454B | 2.6833 | Residential & Commercial | Ducted CEE Tier 1
216570954 | Central HP <5.4 tons | TRANE | HRCU-A-CB (Split System: Heat Pump with Remote Outdoor Unit-Air-Source) | 5TWV0X36A1 |  |  | 5PX*B006AS3 | S8V2A040M3PDB | 34800 | 20 | 9.4 | 32400 | 25000 | 77.16% | 2.1 | 0 | 12 |  |  |  | No | R-454B | 2.9 | Residential & Commercial | Ducted CEE Tier 1
216570986 | Central HP <5.4 tons | TRANE | HRCU-A-CB (Split System: Heat Pump with Remote Outdoor Unit-Air-Source) | 5TWV0X36A1 |  |  | 5PX*C007AS3 | S8V2C100M5PCB | 35400 | 20 | 10 | 32200 | 25000 | 77.64% | 2.1 | 0 | 12.7 |  |  |  | No | R-454B | 2.95 | Residential & Commercial | Ducted CEE Tier 1
216571004 | Central HP <5.4 tons | TRANE | HRCU-A-CB (Split System: Heat Pump with Remote Outdoor Unit-Air-Source) | 5TWV0X36A1 |  |  | 5PX*CD07AS3 | S8V2C100M5PCB | 35200 | 20 | 9.4 | 33600 | 25200 | 75% | 2.1 | 0 | 12.5 |  |  |  | No | R-454B | 2.9333 | Residential & Commercial | Ducted CEE Tier 1
216571052 | Central HP <5.4 tons | TRANE | HRCU-A-CB (Split System: Heat Pump with Remote Outdoor Unit-Air-Source) | 5TWV0X36A1 |  |  | 5TXCC005AS3 | S8V2C100M5PCB | 34200 | 19.2 | 9.4 | 31400 | 25000 | 79.62% | 2.1 | 0 | 12 |  |  |  | No | R-454B | 2.85 | Residential & Commercial | Ducted CEE Tier 1
216570956 | Central HP <5.4 tons | TRANE | HRCU-A-CB (Split System: Heat Pump with Remote Outdoor Unit-Air-Source) | 5TWV0X36A1 |  |  | 5PX*BD06AS3 | S8V2B080M4PCB | 35200 | 19.4 | 9.4 | 33800 | 25400 | 75.15% | 2.1 | 0 | 12 |  |  |  | No | R-454B | 2.9333 | Residential & Commercial | Ducted CEE Tier 1
216571024 | Central HP <5.4 tons | TRANE | HRCU-A-CB (Split System: Heat Pump with Remote Outdoor Unit-Air-Source) | 5TWV0X36A1 |  |  | 5TXCB004AS3 | S8V2A040M3PDB | 33800 | 19 | 9.7 | 31600 | 24800 | 78.48% | 2.1 | 0 | 12 |  |  |  | No | R-454B | 2.8167 | Residential & Commercial | Ducted CEE Tier 1
216571240 | Central HP <5.4 tons | TRANE | HRCU-A-CB (Split System: Heat Pump with Remote Outdoor Unit-Air-Source) | 5TWV8X36A1 |  |  | 5PX*B006AS3 | *UHMB060CCV3+LRP | 32800 | 18.1 | 8.5 | 33600 | 25800 | 76.79% | 2.1 | 0 | 10 |  |  |  | No | R-454B | 2.7333 | Residential & Commercial | Ducted CEE Tier 1
215866712 | Central HP <5.4 tons | AI AIR CONDITIONING | HRCU-A-CB (Split System: Heat Pump with Remote Outdoor Unit-Air-Source) | AUO19-60N2-M3H |  |  | AUH2-60N2-DM3E |  | 54000 | 16 | 9 | 56000 | 52000 | 92.86% | 1.8 | 0 | 10 |  |  |  | No | R-454B | 4.5 | Residential & Commercial | Ducted CEE Tier 1
216571276 | Central HP <5.4 tons | TRANE | HRCU-A-CB (Split System: Heat Pump with Remote Outdoor Unit-Air-Source) | 5TWV8X36A1 |  |  | 5PX*CD09AS3 | S8V2C080M5PDB | 33200 | 18.1 | 8.5 | 32800 | 25200 | 76.83% | 2.1 | 0 | 10.5 |  |  |  | No | R-454B | 2.7667 | Residential & Commercial | Ducted CEE Tier 1
216571252 | Central HP <5.4 tons | TRANE | HRCU-A-CB (Split System: Heat Pump with Remote Outdoor Unit-Air-Source) | 5TWV8X36A1 |  |  | 5PX*B006AS3 | S8V2A040M3PDB | 32200 | 18.1 | 8.5 | 33200 | 25600 | 77.11% | 2 | 0 | 10 |  |  |  | No | R-454B | 2.6833 | Residential & Commercial | Ducted CEE Tier 1
216571270 | Central HP <5.4 tons | TRANE | HRCU-A-CB (Split System: Heat Pump with Remote Outdoor Unit-Air-Source) | 5TWV8X36A1 |  |  | 5PX*C009AS3 | S8V2C080M5PDB | 33000 | 18.1 | 8.5 | 33000 | 25200 | 76.36% | 2.1 | 0 | 10.5 |  |  |  | No | R-454B | 2.75 | Residential & Commercial | Ducted CEE Tier 1
216571302 | Central HP <5.4 tons | TRANE | HRCU-A-CB (Split System: Heat Pump with Remote Outdoor Unit-Air-Source) | 5TWV8X36A1 |  |  | 5TXCC007AS3 | S8V2C100M5PDB | 33000 | 18.1 | 8.5 | 33400 | 25600 | 76.65% | 2.1 | 0 | 10 |  |  |  | No | R-454B | 2.75 | Residential & Commercial | Ducted CEE Tier 1
214731875 | Central HP <5.4 tons | FRIEDRICH | HRCU-A-CB (Split System: Heat Pump with Remote Outdoor Unit-Air-Source) | FRP18AZ36AJVC |  |  | TCFZ6021SEAAM | FR962V0703A17M4 | 34200 | 19 | 8.5 | 35000 | 43000 | 122.9% | 2.2 | 0 | 12.5 |  |  |  | No | R-410A | 2.85 | Residential & Commercial | Ducted CEE Tier 1
216440307 | Central HP <5.4 tons | AMERICAN STANDARD | HRCU-A-CB (Split System: Heat Pump with Remote Outdoor Unit-Air-Source) | 5A6V0X48A1 |  |  | 5PX*D010AS3 | S9V2D120U5VSB+LRP | 44500 | 20.2 | 9.7 | 46000 | 32800 | 71.3% | 2.1 | 0 | 12 |  |  |  | No | R-454B | 3.7083 | Residential & Commercial | Ducted CEE Tier 1
216440323 | Central HP <5.4 tons | AMERICAN STANDARD | HRCU-A-CB (Split System: Heat Pump with Remote Outdoor Unit-Air-Source) | 5A6V0X48A1 |  |  | 5PX*DD10AS3+P0V0C000M50SD+LRP |  | 44000 | 20 | 9.7 | 46000 | 32800 | 71.3% | 2.1 | 0 | 12 |  |  |  | No | R-454B | 3.6667 | Residential & Commercial | Ducted CEE Tier 1
213077972 | Central HP <5.4 tons | COMFORTMAKER | HRCU-A-CB (Split System: Heat Pump with Remote Outdoor Unit-Air-Source) | DLCURAH36ABK |  |  | EA*4X43L21A* | *80MS(N,L)0701712A* | 36200 | 16 | 8.5 | 38000 | 34800 | 91.58% | 2.04 | 0 | 10 |  |  |  | No | R-410A | 3.0167 | Residential & Commercial | Ducted CEE Tier 1
213603964 | Central HP <5.4 tons | CARRIER | HRCU-A-C (Split System: Heat Pump with Remote Outdoor Unit with No Indoor Fan --Air Source) | 38MURAQ36AB3 |  |  | 40MULAQ36XCX + CI |  | 35000 | 15.2 | 10 | 39000 | 32000 | 82.05% | 2 | 10.2 | 10 |  |  |  | No | R-410A | 2.9167 | Residential & Commercial | Ducted CEE Tier 1
216440229 | Central HP <5.4 tons | AMERICAN STANDARD | HRCU-A-CB (Split System: Heat Pump with Remote Outdoor Unit-Air-Source) | 5A6V0X48A1 |  |  | 5PX*B006AS3 | S9V2B060U4VSB+LRP | 43500 | 19.2 | 9.4 | 46500 | 33600 | 72.26% | 2.1 | 0 | 11.7 |  |  |  | No | R-454B | 3.625 | Residential & Commercial | Ducted CEE Tier 1
216440327 | Central HP <5.4 tons | AMERICAN STANDARD | HRCU-A-CB (Split System: Heat Pump with Remote Outdoor Unit-Air-Source) | 5A6V0X48A1 |  |  | 5PX*DD10AS3 | S9V2C100D5PSC+LRP | 43500 | 20 | 9.4 | 46000 | 32800 | 71.3% | 2.1 | 0 | 12 |  |  |  | No | R-454B | 3.625 | Residential & Commercial | Ducted CEE Tier 1
216440363 | Central HP <5.4 tons | AMERICAN STANDARD | HRCU-A-CB (Split System: Heat Pump with Remote Outdoor Unit-Air-Source) | 5A6V0X48A1 |  |  | 5TXCC009AS3 | S9V2C100U4VSB+LRP | 44500 | 20 | 9.7 | 46000 | 33000 | 71.74% | 2.1 | 0 | 12 |  |  |  | No | R-454B | 3.7083 | Residential & Commercial | Ducted CEE Tier 1
216440339 | Central HP <5.4 tons | AMERICAN STANDARD | HRCU-A-CB (Split System: Heat Pump with Remote Outdoor Unit-Air-Source) | 5A6V0X48A1 |  |  | 5TXCB006AS3+P0V0B000M40SD+LRP |  | 43500 | 19.6 | 9.7 | 46500 | 33400 | 71.83% | 2.1 | 0 | 12 |  |  |  | No | R-454B | 3.625 | Residential & Commercial | Ducted CEE Tier 1
216440373 | Central HP <5.4 tons | AMERICAN STANDARD | HRCU-A-CB (Split System: Heat Pump with Remote Outdoor Unit-Air-Source) | 5A6V0X48A1 |  |  | 5TXCC009AS3+P0V0C000M50SD+LRP |  | 45000 | 20.2 | 9.7 | 46000 | 32800 | 71.3% | 2.1 | 0 | 12 |  |  |  | No | R-454B | 3.75 | Residential & Commercial | Ducted CEE Tier 1
216571098 | Central HP <5.4 tons | TRANE | HRCU-A-CB (Split System: Heat Pump with Remote Outdoor Unit-Air-Source) | 5TWV0X48A1 |  |  | 5PX*D008AS3 | S8V2C080M5PDB | 44500 | 20 | 9.7 | 47000 | 34000 | 72.34% | 2.1 | 0 | 12 |  |  |  | No | R-454B | 3.7083 | Residential & Commercial | Ducted CEE Tier 1
215676945 | Central HP <5.4 tons | HEIL | HRCU-A-CB (Split System: Heat Pump with Remote Outdoor Unit-Air-Source) | H5H0V48*K*AAA* |  |  | EVD5X61M24A*+WALLCON | *96CTN1002122B* | 48500 | 19.5 | 9.5 | 50000 | 36800 | 73.6% | 2.12 | 0 | 10.5 |  |  |  | No | R-454B | 4.0417 | Residential & Commercial | Ducted CEE Tier 1
215933923 | Central HP <5.4 tons | TEMPSTAR | HRCU-A-CB (Split System: Heat Pump with Remote Outdoor Unit-Air-Source) | T5H3V36*K*AAA* |  |  | ESH5X60M12A*+WALLCON | *96CTN0601714B* | 33800 | 19 | 9 | 33800 | 25600 | 75.74% | 1.94 | 0 | 11 |  |  |  | No | R-454B | 2.8167 | Residential & Commercial | Ducted CEE Tier 1
211260306 | Central HP <5.4 tons | BRYANT HEATING AND COOLING SYSTEMS | HRCU-A-CB (Split System: Heat Pump with Remote Outdoor Unit-Air-Source) | 38MURAQ18AB3* |  |  | CAP**2417AL* | 926SA48080V17*** | 17400 | 16 | 8.5 | 18300 | 19200 | 104.9% | 2.3 | 0 | 10.5 |  |  |  | No | R-410A | 1.45 | Residential & Commercial | Ducted CEE Tier 1
212984097 | Central HP <5.4 tons | CARRIER | HRCU-A-CB (Split System: Heat Pump with Remote Outdoor Unit-Air-Source) | 38MURAQ24AB3* |  |  | CAP**3721AL* | 59SC2E060M17**14 | 24200 | 17.5 | 8.5 | 25200 | 21600 | 85.71% | 1.82 | 0 | 10 |  |  |  | No | R-410A | 2.0167 | Residential & Commercial | Ducted CEE Tier 1
212985049 | Central HP <5.4 tons | CARRIER | HRCU-A-CB (Split System: Heat Pump with Remote Outdoor Unit-Air-Source) | 38MURAQ24AB3* |  |  | CNPV*3621AL* | 59SC2E080M21**20 | 23400 | 17 | 8.5 | 26200 | 24800 | 94.66% | 2.08 | 0 | 10.5 |  |  |  | No | R-410A | 1.95 | Residential & Commercial | Ducted CEE Tier 1
212985853 | Central HP <5.4 tons | CARRIER | HRCU-A-CB (Split System: Heat Pump with Remote Outdoor Unit-Air-Source) | 38MURAQ24AB3* |  |  | CNPV*3017AL* | 59SC6A026M14**10 | 23400 | 16.5 | 8.1 | 26000 | 24400 | 93.85% | 2.02 | 0 | 10 |  |  |  | No | R-410A | 1.95 | Residential & Commercial | Ducted CEE Tier 1
216440241 | Central HP <5.4 tons | AMERICAN STANDARD | HRCU-A-CB (Split System: Heat Pump with Remote Outdoor Unit-Air-Source) | 5A6V0X48A1 |  |  | 5PX*C007AS3 | S9V2C100U5VSB+LRP | 44000 | 20 | 9.7 | 46500 | 33400 | 71.83% | 2.1 | 0 | 12 |  |  |  | No | R-454B | 3.6667 | Residential & Commercial | Ducted CEE Tier 1
211081218 | Central HP <5.4 tons | TRANE | HRCU-A-CB (Split System: Heat Pump with Remote Outdoor Unit-Air-Source) | 4TWV0X60A1 |  |  | 4PX*CU60BS3 | S8V2C100M5PDA | 54000 | 19 | 8.2 | 52000 | 40000 | 76.92% | 1.78 | 11.7 | 11.7 |  |  |  | No | R-410A | 4.5 | Residential & Commercial | Ducted CEE Tier 1
216571102 | Central HP <5.4 tons | TRANE | HRCU-A-CB (Split System: Heat Pump with Remote Outdoor Unit-Air-Source) | 5TWV0X48A1 |  |  | 5PX*D008AS3 | *UHMC100CCV4+LRP | 44500 | 20 | 9.7 | 47000 | 34000 | 72.34% | 2.1 | 0 | 12 |  |  |  | No | R-454B | 3.7083 | Residential & Commercial | Ducted CEE Tier 1
215935504 | Central HP <5.4 tons | CARRIER | HRCU-A-CB (Split System: Heat Pump with Remote Outdoor Unit-Air-Source) | 27VNA336A*030* |  |  | CVAVA2517XMA*+UI | 59MN7C060C17**14 | 34000 | 20 | 8.1 | 38000 | 27200 | 71.58% | 2 | 0 | 11 |  |  |  | No | R-454B | 2.8333 | Residential & Commercial | Ducted CEE Tier 1
215935704 | Central HP <5.4 tons | CARRIER | HRCU-A-CB (Split System: Heat Pump with Remote Outdoor Unit-Air-Source) | 27VNA336A*030* |  |  | CVAVA3621XMA*+UI | 59MN7C060C17**14 | 34000 | 20 | 8.1 | 38000 | 27000 | 71.05% | 2 | 0 | 11 |  |  |  | No | R-454B | 2.8333 | Residential & Commercial | Ducted CEE Tier 1
215935854 | Central HP <5.4 tons | CARRIER | HRCU-A-CB (Split System: Heat Pump with Remote Outdoor Unit-Air-Source) | 27VNA336A*030* |  |  | CVAVA3817XMA*+UI | 58TN*B090C17**16 | 35400 | 21.5 | 8.5 | 38000 | 28800 | 75.79% | 2.02 | 0 | 12 |  |  |  | No | R-454B | 2.95 | Residential & Commercial | Ducted CEE Tier 1
213076326 | Central HP <5.4 tons | AIRQUEST | HRCU-A-CB (Split System: Heat Pump with Remote Outdoor Unit-Air-Source) | DLCURAH36ABK |  |  | EN(A,D,W)4X48L21** | *95MSU1002122A* | 36200 | 16.5 | 8.1 | 38500 | 35000 | 90.91% | 2.02 | 0 | 10.5 |  |  |  | No | R-410A | 3.0167 | Residential & Commercial | Ducted CEE Tier 1
213076653 | Central HP <5.4 tons | AIRQUEST | HRCU-A-CB (Split System: Heat Pump with Remote Outdoor Unit-Air-Source) | DLCURAH36ABK |  |  | EA*4X42L21A* | *80VTL0902120B* | 35200 | 16 | 8.1 | 38500 | 35000 | 90.91% | 1.88 | 0 | 10 |  |  |  | No | R-410A | 2.9333 | Residential & Commercial | Ducted CEE Tier 1
213076719 | Central HP <5.4 tons | AIRQUEST | HRCU-A-CB (Split System: Heat Pump with Remote Outdoor Unit-Air-Source) | DLCURAH36ABK |  |  | EN(A,D)4X48L24** | *80VTL0902120B* | 36000 | 16.5 | 8.1 | 38500 | 35000 | 90.91% | 2 | 0 | 10 |  |  |  | No | R-410A | 3 | Residential & Commercial | Ducted CEE Tier 1
213781121 | Central HP <5.4 tons | DAY & NIGHT | HRCU-A-CB (Split System: Heat Pump with Remote Outdoor Unit-Air-Source) | CVH837GKA2* |  |  | EA*4X42L24A*+WALLCON | *97CMN1002122B* | 31800 | 17 | 8.1 | 33000 | 24200 | 73.33% | 1.88 | 0 | 11 |  |  |  | No | R-410A | 2.65 | Residential & Commercial | Ducted CEE Tier 1
213782271 | Central HP <5.4 tons | DAY & NIGHT | HRCU-A-CB (Split System: Heat Pump with Remote Outdoor Unit-Air-Source) | CVH837GKA2* |  |  | EHD4X60AAL+WALLCON | *80CTL1352422B* | 33000 | 16.5 | 8.1 | 32200 | 24800 | 77.02% | 2 | 0 | 11.5 |  |  |  | No | R-410A | 2.75 | Residential & Commercial | Ducted CEE Tier 1
215866719 | Central HP <5.4 tons | AI AIR CONDITIONING | HRCU-A-CB (Split System: Heat Pump with Remote Outdoor Unit-Air-Source) | AUO19-60N2-M3H |  |  | AUH3-60N2-CM3E |  | 54000 | 17.5 | 9.5 | 55000 | 54000 | 98.18% | 1.9 | 0 | 12 |  |  |  | No | R-454B | 4.5 | Residential & Commercial | Ducted CEE Tier 1
210474443 | Central HP <5.4 tons | COMFORTMAKER | HRCU-A-CB (Split System: Heat Pump with Remote Outdoor Unit-Air-Source) | CVH825GKA3* |  |  | EHD4X48AAL+WALLCON | *95CSU0601716A* | 24200 | 16 | 8.1 | 21400 | 16700 | 78.04% | 2 | 0 | 10.5 |  |  |  | No | R-410A | 2.0167 | Residential & Commercial | Ducted CEE Tier 1
215681865 | Central HP <5.4 tons | HEIL | HRCU-A-CB (Split System: Heat Pump with Remote Outdoor Unit-Air-Source) | H5H0V48*K*AAA* |  |  | EVM5X49M21A*+WALLCON | *97CTN0801716A* | 47500 | 18.5 | 9 | 50000 | 37200 | 74.4% | 1.98 | 0 | 10 |  |  |  | No | R-454B | 3.9583 | Residential & Commercial | Ducted CEE Tier 1
215681915 | Central HP <5.4 tons | HEIL | HRCU-A-CB (Split System: Heat Pump with Remote Outdoor Unit-Air-Source) | H5H0V48*K*AAA* |  |  | EVM5X60M21A*+WALLCON | *80CSU0601716B* | 48000 | 18.5 | 9 | 50000 | 36800 | 73.6% | 2 | 0 | 10 |  |  |  | No | R-454B | 4 | Residential & Commercial | Ducted CEE Tier 1
216440471 | Central HP <5.4 tons | AMERICAN STANDARD | HRCU-A-CB (Split System: Heat Pump with Remote Outdoor Unit-Air-Source) | 5A6V0X60A1 |  |  | 5PX*D010AS3 | S9V2C080U5VSB+LRP | 53000 | 18.6 | 9 | 54000 | 38000 | 70.37% | 2 | 0 | 10.5 |  |  |  | No | R-454B | 4.4167 | Residential & Commercial | Ducted CEE Tier 1
216440555 | Central HP <5.4 tons | AMERICAN STANDARD | HRCU-A-CB (Split System: Heat Pump with Remote Outdoor Unit-Air-Source) | 5A6V0X60A1 |  |  | 5TXCD010AS3+P0V0D000M50SD+LRP |  | 53000 | 19 | 9.4 | 53500 | 37800 | 70.65% | 2.1 | 0 | 10.5 |  |  |  | No | R-454B | 4.4167 | Residential & Commercial | Ducted CEE Tier 1
216440437 | Central HP <5.4 tons | AMERICAN STANDARD | HRCU-A-CB (Split System: Heat Pump with Remote Outdoor Unit-Air-Source) | 5A6V0X60A1 |  |  | 5PX*C009AS3+P0V0C000M50SD+LRP |  | 53000 | 18.8 | 9.4 | 53500 | 38000 | 71.03% | 2 | 0 | 10.5 |  |  |  | No | R-454B | 4.4167 | Residential & Commercial | Ducted CEE Tier 1
216440485 | Central HP <5.4 tons | AMERICAN STANDARD | HRCU-A-CB (Split System: Heat Pump with Remote Outdoor Unit-Air-Source) | 5A6V0X60A1 |  |  | 5PX*DD10AS3+P0V0D000M50SD+LRP |  | 52000 | 18.6 | 9 | 53500 | 37600 | 70.28% | 2 | 0 | 10.5 |  |  |  | No | R-454B | 4.3333 | Residential & Commercial | Ducted CEE Tier 1
216440505 | Central HP <5.4 tons | AMERICAN STANDARD | HRCU-A-CB (Split System: Heat Pump with Remote Outdoor Unit-Air-Source) | 5A6V0X60A1 |  |  | 5TXCC007AS3 | S9V2C080U5PSC+LRP | 52000 | 18.4 | 9 | 54500 | 38500 | 70.64% | 2 | 0 | 10 |  |  |  | No | R-454B | 4.3333 | Residential & Commercial | Ducted CEE Tier 1
212978649 | Central HP <5.4 tons | HEIL | HRCU-A-CB (Split System: Heat Pump with Remote Outdoor Unit-Air-Source) | DLCURAH24ABK |  |  | EA*4X30L17A* | *80MS(N,L)0701712A* | 23400 | 17.5 | 8.5 | 26200 | 25000 | 95.42% | 2.1 | 0 | 10 |  |  |  | No | R-410A | 1.95 | Residential & Commercial | Ducted CEE Tier 1
216440053 | Central HP <5.4 tons | AMERICAN STANDARD | HRCU-A-CB (Split System: Heat Pump with Remote Outdoor Unit-Air-Source) | 5A6V0X36A1 |  |  | 5PX*C005AS3 | S9V2C100D5VSB+LRP | 31600 | 17.2 | 9.4 | 31400 | 23400 | 74.52% | 2 | 0 | 11.7 |  |  |  | No | R-454B | 2.6333 | Residential & Commercial | Ducted CEE Tier 1
216440069 | Central HP <5.4 tons | AMERICAN STANDARD | HRCU-A-CB (Split System: Heat Pump with Remote Outdoor Unit-Air-Source) | 5A6V0X36A1 |  |  | 5PX*C005AS3 | S9V2C080U5VSB+LRP | 33200 | 18.6 | 9.4 | 31800 | 24000 | 75.47% | 2.1 | 0 | 12 |  |  |  | No | R-454B | 2.7667 | Residential & Commercial | Ducted CEE Tier 1
216440169 | Central HP <5.4 tons | AMERICAN STANDARD | HRCU-A-CB (Split System: Heat Pump with Remote Outdoor Unit-Air-Source) | 5A6V0X36A1 |  |  | 5TXCB006AS3 | L8V1B080U4VSB+LRP | 35000 | 20 | 9.4 | 32600 | 25200 | 77.3% | 2.1 | 0 | 12 |  |  |  | No | R-454B | 2.9167 | Residential & Commercial | Ducted CEE Tier 1
216440171 | Central HP <5.4 tons | AMERICAN STANDARD | HRCU-A-CB (Split System: Heat Pump with Remote Outdoor Unit-Air-Source) | 5A6V0X36A1 |  |  | 5TXCB006AS3 | S9V2B060U4PSC+LRP | 34200 | 19.2 | 9.4 | 32800 | 24200 | 73.78% | 2.1 | 0 | 12.5 |  |  |  | No | R-454B | 2.85 | Residential & Commercial | Ducted CEE Tier 1
216551803 | Central HP <5.4 tons | FRIEDRICH | HRCU-A-CB (Split System: Heat Pump with Remote Outdoor Unit-Air-Source) | FRP19AY48AJVC |  |  | TCFY4821SEAAM | FR802V1005A21UH | 45500 | 19 | 10 | 45500 | 41500 | 91.21% | 2.1 | 0 | 12 |  |  |  | No | R-454B | 3.7917 | Residential & Commercial | Ducted CEE Tier 1
211260560 | Central HP <5.4 tons | BRYANT HEATING AND COOLING SYSTEMS | HRCU-A-CB (Split System: Heat Pump with Remote Outdoor Unit-Air-Source) | 38MURAQ18AB3* |  |  | CAP**2417AL* | 8(0,1)*SA36070E17*** | 18000 | 16 | 8.5 | 18800 | 18900 | 100.5% | 2.28 | 0 | 10.5 |  |  |  | No | R-410A | 1.5 | Residential & Commercial | Ducted CEE Tier 1
211260844 | Central HP <5.4 tons | BRYANT HEATING AND COOLING SYSTEMS | HRCU-A-CB (Split System: Heat Pump with Remote Outdoor Unit-Air-Source) | 38MURAQ18AB3* |  |  | CAP**2517AL* | 926TB36040V17*** | 18200 | 15.5 | 8.5 | 18200 | 17500 | 96.15% | 2.12 | 0 | 10.5 |  |  |  | No | R-410A | 1.5167 | Residential & Commercial | Ducted CEE Tier 1
211261885 | Central HP <5.4 tons | BRYANT HEATING AND COOLING SYSTEMS | HRCU-A-CB (Split System: Heat Pump with Remote Outdoor Unit-Air-Source) | 38MURAQ18AB3* |  |  | CAP**3017AL* | 915SB36060E14*** | 18000 | 16 | 8.5 | 18500 | 18500 | 100% | 2.22 | 0 | 10.5 |  |  |  | No | R-410A | 1.5 | Residential & Commercial | Ducted CEE Tier 1
211261971 | Central HP <5.4 tons | BRYANT HEATING AND COOLING SYSTEMS | HRCU-A-CB (Split System: Heat Pump with Remote Outdoor Unit-Air-Source) | 38MURAQ18AB3* |  |  | CAP**3017AL* | 926TB42060V17*** | 17800 | 16 | 8.5 | 18400 | 18500 | 100.5% | 2.22 | 0 | 10.5 |  |  |  | No | R-410A | 1.4833 | Residential & Commercial | Ducted CEE Tier 1
216551889 | Central HP <5.4 tons | FRIEDRICH | HRCU-A-CB (Split System: Heat Pump with Remote Outdoor Unit-Air-Source) | FRP19AY48AJVC |  |  | RCFY4821SEAAM | FR962V0855A21M4 | 45500 | 19 | 10 | 45500 | 42000 | 92.31% | 2.1 | 0 | 11.7 |  |  |  | No | R-454B | 3.7917 | Residential & Commercial | Ducted CEE Tier 1
215869129 | Central HP <5.4 tons | AMERICAN STANDARD | HRCU-A-CB (Split System: Heat Pump with Remote Outdoor Unit-Air-Source) | 5A6V8X60A1 |  |  | 5PX*C009AS3 | S9V2C080U5VSB+LRP | 54000 | 18.1 | 8.5 | 55500 | 40000 | 72.07% | 2 | 0 | 10 |  |  |  | No | R-454B | 4.5 | Residential & Commercial | Ducted CEE Tier 1
213353847 | Central HP <5.4 tons | AIRQUEST | HRCU-A-CB (Split System: Heat Pump with Remote Outdoor Unit-Air-Source) | DLCURAH36ABK |  |  | F5MA4*36L*B* |  | 35800 | 16 | 9 | 38500 | 35000 | 90.91% | 1.94 | 0 | 10 |  |  |  | No | R-410A | 2.9833 | Residential & Commercial | Ducted CEE Tier 1
216440325 | Central HP <5.4 tons | AMERICAN STANDARD | HRCU-A-CB (Split System: Heat Pump with Remote Outdoor Unit-Air-Source) | 5A6V0X48A1 |  |  | 5PX*DD10AS3+P0V0D000M50SD+LRP |  | 44000 | 20 | 9.7 | 46000 | 32600 | 70.87% | 2.1 | 0 | 12 |  |  |  | No | R-454B | 3.6667 | Residential & Commercial | Ducted CEE Tier 1
216440305 | Central HP <5.4 tons | AMERICAN STANDARD | HRCU-A-CB (Split System: Heat Pump with Remote Outdoor Unit-Air-Source) | 5A6V0X48A1 |  |  | 5PX*D010AS3 | S9V2C100U4VSB+LRP | 44500 | 20 | 9.7 | 46000 | 33000 | 71.74% | 2.1 | 0 | 12 |  |  |  | No | R-454B | 3.7083 | Residential & Commercial | Ducted CEE Tier 1
216440353 | Central HP <5.4 tons | AMERICAN STANDARD | HRCU-A-CB (Split System: Heat Pump with Remote Outdoor Unit-Air-Source) | 5A6V0X48A1 |  |  | 5TXCC007AS3 | S9V2C100U5PSC+LRP | 44000 | 20 | 9.7 | 46500 | 33400 | 71.83% | 2.1 | 0 | 12 |  |  |  | No | R-454B | 3.6667 | Residential & Commercial | Ducted CEE Tier 1
216440355 | Central HP <5.4 tons | AMERICAN STANDARD | HRCU-A-CB (Split System: Heat Pump with Remote Outdoor Unit-Air-Source) | 5A6V0X48A1 |  |  | 5TXCC007AS3 | S9V2C080U5VSB+LRP | 44000 | 20 | 9.7 | 46500 | 33400 | 71.83% | 2.1 | 0 | 12 |  |  |  | No | R-454B | 3.6667 | Residential & Commercial | Ducted CEE Tier 1
216571118 | Central HP <5.4 tons | TRANE | HRCU-A-CB (Split System: Heat Pump with Remote Outdoor Unit-Air-Source) | 5TWV0X48A1 |  |  | 5TXCC007AS3 | S8V2C080M5PCB | 44500 | 20 | 9.7 | 47500 | 34000 | 71.58% | 2.1 | 0 | 11.7 |  |  |  | No | R-454B | 3.7083 | Residential & Commercial | Ducted CEE Tier 1
212981213 | Central HP <5.4 tons | HEIL | HRCU-A-CB (Split System: Heat Pump with Remote Outdoor Unit-Air-Source) | DLCURAH36ABK |  |  | EA*4X48L24A* | *80MS(N,L)1352420A* | 35800 | 16.5 | 8.5 | 37800 | 34600 | 91.53% | 2.02 | 0 | 10 |  |  |  | No | R-410A | 2.9833 | Residential & Commercial | Ducted CEE Tier 1
212978970 | Central HP <5.4 tons | HEIL | HRCU-A-CB (Split System: Heat Pump with Remote Outdoor Unit-Air-Source) | DLCURAH36ABK |  |  | EA*4X48L21A* | *80MS(N,L)0701716A* | 35600 | 16 | 8.1 | 37800 | 34600 | 91.53% | 2 | 0 | 10 |  |  |  | No | R-410A | 2.9667 | Residential & Commercial | Ducted CEE Tier 1
212980174 | Central HP <5.4 tons | HEIL | HRCU-A-CB (Split System: Heat Pump with Remote Outdoor Unit-Air-Source) | DLCURAH36ABK |  |  | EA*4X48L24A* | *80MS(N,L)0902116A* | 35600 | 16.5 | 8.5 | 37800 | 34600 | 91.53% | 2.02 | 0 | 10 |  |  |  | No | R-410A | 2.9667 | Residential & Commercial | Ducted CEE Tier 1
213732673 | Central HP <5.4 tons | CTMorley | HRCU-A-C (Split System: Heat Pump with Remote Outdoor Unit with No Indoor Fan --Air Source) | MOU-A36VH-4 |  |  | MAC-A3617 |  | 35000 | 15.5 | 8.6 | 38000 | 31600 | 83.16% | 1.85 | 0 | 10 |  |  |  | No | R-410A | 2.9167 | Residential & Commercial | Ducted CEE Tier 1
213077227 | Central HP <5.4 tons | AIRQUEST | HRCU-A-CB (Split System: Heat Pump with Remote Outdoor Unit-Air-Source) | DLCURAH36ABK |  |  | EN(A,D)4X48L24** | *96VSN1002120B* | 36000 | 16.5 | 8.1 | 38500 | 35000 | 90.91% | 2 | 0 | 10 |  |  |  | No | R-410A | 3 | Residential & Commercial | Ducted CEE Tier 1
213077247 | Central HP <5.4 tons | AIRQUEST | HRCU-A-CB (Split System: Heat Pump with Remote Outdoor Unit-Air-Source) | DLCURAH36ABK |  |  | EA*4X48L24A* | *96VSN1202422B* | 36000 | 16.5 | 8.5 | 38000 | 34800 | 91.58% | 2.04 | 0 | 10 |  |  |  | No | R-410A | 3 | Residential & Commercial | Ducted CEE Tier 1
213077831 | Central HP <5.4 tons | AIRQUEST | HRCU-A-CB (Split System: Heat Pump with Remote Outdoor Unit-Air-Source) | DLCURAH36ABK |  |  | EA*4X37L17A* | *80MS(N,L)0451412A* | 36000 | 15.2 | 8.5 | 38500 | 35200 | 91.43% | 2 | 0 | 10 |  |  |  | No | R-410A | 3 | Residential & Commercial | Ducted CEE Tier 1
213077879 | Central HP <5.4 tons | AIRQUEST | HRCU-A-CB (Split System: Heat Pump with Remote Outdoor Unit-Air-Source) | DLCURAH36ABK |  |  | EA*4X37L17A* | *80MS(N,L)0701412A* | 36000 | 15.5 | 8.5 | 38500 | 35000 | 90.91% | 2 | 0 | 10 |  |  |  | No | R-410A | 3 | Residential & Commercial | Ducted CEE Tier 1
213078238 | Central HP <5.4 tons | AIRQUEST | HRCU-A-CB (Split System: Heat Pump with Remote Outdoor Unit-Air-Source) | DLCURAH36ABK |  |  | EN(A,D,W)4X48L21** | *80MS(N,L)0702116A* | 35800 | 16.5 | 8.1 | 38500 | 34800 | 90.39% | 1.98 | 0 | 10 |  |  |  | No | R-410A | 2.9833 | Residential & Commercial | Ducted CEE Tier 1
213078940 | Central HP <5.4 tons | AIRQUEST | HRCU-A-CB (Split System: Heat Pump with Remote Outdoor Unit-Air-Source) | DLCURAH36ABK |  |  | EN(A,D,W)4X48L21** | *80MSU1002120A* | 35800 | 16.5 | 8.5 | 38500 | 34800 | 90.39% | 2 | 0 | 10 |  |  |  | No | R-410A | 2.9833 | Residential & Commercial | Ducted CEE Tier 1
213079240 | Central HP <5.4 tons | AIRQUEST | HRCU-A-CB (Split System: Heat Pump with Remote Outdoor Unit-Air-Source) | DLCURAH36ABK |  |  | EA*4X42L24A* | *80MSU0802120A* | 35200 | 16.5 | 8.1 | 38500 | 35000 | 90.91% | 1.9 | 0 | 10 |  |  |  | No | R-410A | 2.9333 | Residential & Commercial | Ducted CEE Tier 1
213079558 | Central HP <5.4 tons | AIRQUEST | HRCU-A-CB (Split System: Heat Pump with Remote Outdoor Unit-Air-Source) | DLCURAH36ABK |  |  | EA*4X42L21A* | *92MSN0801716A* | 35400 | 16 | 8.1 | 38500 | 35000 | 90.91% | 1.88 | 0 | 10 |  |  |  | No | R-410A | 2.95 | Residential & Commercial | Ducted CEE Tier 1
213079744 | Central HP <5.4 tons | AIRQUEST | HRCU-A-CB (Split System: Heat Pump with Remote Outdoor Unit-Air-Source) | DLCURAH36ABK |  |  | EA*4X37L21A* | *92MSN1002120A* | 36600 | 16.5 | 8.5 | 38000 | 34800 | 91.58% | 2.06 | 0 | 10 |  |  |  | No | R-410A | 3.05 | Residential & Commercial | Ducted CEE Tier 1
213076778 | Central HP <5.4 tons | AIRQUEST | HRCU-A-CB (Split System: Heat Pump with Remote Outdoor Unit-Air-Source) | DLCURAH36ABK |  |  | EA*4X43L21A* | *80VTL1102122B* | 36600 | 16 | 8.5 | 38000 | 34800 | 91.58% | 2.06 | 0 | 10 |  |  |  | No | R-410A | 3.05 | Residential & Commercial | Ducted CEE Tier 1
213077237 | Central HP <5.4 tons | AIRQUEST | HRCU-A-CB (Split System: Heat Pump with Remote Outdoor Unit-Air-Source) | DLCURAH36ABK |  |  | EA*4X42L24A* | *96VSN1202422B* | 35400 | 16 | 8.1 | 38500 | 35000 | 90.91% | 1.9 | 0 | 10 |  |  |  | No | R-410A | 2.95 | Residential & Commercial | Ducted CEE Tier 1
213077521 | Central HP <5.4 tons | AIRQUEST | HRCU-A-CB (Split System: Heat Pump with Remote Outdoor Unit-Air-Source) | DLCURAH36ABK |  |  | EA*4X43L21A* | *96VTN0802120B* | 36600 | 16 | 8.5 | 38500 | 35000 | 90.91% | 2.06 | 0 | 10 |  |  |  | No | R-410A | 3.05 | Residential & Commercial | Ducted CEE Tier 1
213076576 | Central HP <5.4 tons | AIRQUEST | HRCU-A-CB (Split System: Heat Pump with Remote Outdoor Unit-Air-Source) | DLCURAH36ABK |  |  | EN(A,D,W)4X48L21** | *80VTL0701716B* | 35600 | 16 | 8.1 | 38500 | 35000 | 90.91% | 1.98 | 0 | 10 |  |  |  | No | R-410A | 2.9667 | Residential & Commercial | Ducted CEE Tier 1
213077703 | Central HP <5.4 tons | AIRQUEST | HRCU-A-CB (Split System: Heat Pump with Remote Outdoor Unit-Air-Source) | DLCURAH36ABK |  |  | EA*4X36L21A* | *96VTN1002122B* | 35000 | 16.5 | 8.1 | 38500 | 35200 | 91.43% | 1.82 | 0 | 10 |  |  |  | No | R-410A | 2.9167 | Residential & Commercial | Ducted CEE Tier 1
213077903 | Central HP <5.4 tons | AIRQUEST | HRCU-A-CB (Split System: Heat Pump with Remote Outdoor Unit-Air-Source) | DLCURAH36ABK |  |  | END4X42L17** | *80MS(N,L)0701412A* | 35400 | 16 | 8.1 | 38500 | 35000 | 90.91% | 1.94 | 0 | 10 |  |  |  | No | R-410A | 2.95 | Residential & Commercial | Ducted CEE Tier 1
213078282 | Central HP <5.4 tons | AIRQUEST | HRCU-A-CB (Split System: Heat Pump with Remote Outdoor Unit-Air-Source) | DLCURAH36ABK |  |  | EA*4X37L17A* | *80MS(N,L)0901714A* | 36200 | 16 | 8.5 | 38500 | 35000 | 90.91% | 2.02 | 0 | 10 |  |  |  | No | R-410A | 3.0167 | Residential & Commercial | Ducted CEE Tier 1
213080297 | Central HP <5.4 tons | DAY & NIGHT | HRCU-A-CB (Split System: Heat Pump with Remote Outdoor Unit-Air-Source) | DLCURAH36ABK |  |  | EA*4X42L21A* | *96MSN1002120A* | 35400 | 16 | 8.1 | 38500 | 35000 | 90.91% | 1.88 | 0 | 10 |  |  |  | No | R-410A | 2.95 | Residential & Commercial | Ducted CEE Tier 1
213080638 | Central HP <5.4 tons | DAY & NIGHT | HRCU-A-CB (Split System: Heat Pump with Remote Outdoor Unit-Air-Source) | DLCURAH36ABK |  |  | EN(A,D,W)4X48L21** | *95MSU0401712A* | 35800 | 15.2 | 8.1 | 38500 | 35200 | 91.43% | 2 | 0 | 10 |  |  |  | No | R-410A | 2.9833 | Residential & Commercial | Ducted CEE Tier 1
213078132 | Central HP <5.4 tons | AIRQUEST | HRCU-A-CB (Split System: Heat Pump with Remote Outdoor Unit-Air-Source) | DLCURAH36ABK |  |  | END4X42L17** | *80MS(N,L)0701716A* | 35800 | 15.5 | 8.1 | 38500 | 35200 | 91.43% | 1.96 | 0 | 10 |  |  |  | No | R-410A | 2.9833 | Residential & Commercial | Ducted CEE Tier 1
213078198 | Central HP <5.4 tons | AIRQUEST | HRCU-A-CB (Split System: Heat Pump with Remote Outdoor Unit-Air-Source) | DLCURAH36ABK |  |  | EA*4X42L24A* | *80MS(N,L)0702116A* | 35200 | 16.5 | 8.1 | 38500 | 35000 | 90.91% | 1.88 | 0 | 10 |  |  |  | No | R-410A | 2.9333 | Residential & Commercial | Ducted CEE Tier 1
213078423 | Central HP <5.4 tons | AIRQUEST | HRCU-A-CB (Split System: Heat Pump with Remote Outdoor Unit-Air-Source) | DLCURAH36ABK |  |  | EA*4X42L24A* | *80MS(N,L)0902116A* | 35200 | 16.5 | 8.1 | 38500 | 35000 | 90.91% | 1.88 | 0 | 10 |  |  |  | No | R-410A | 2.9333 | Residential & Commercial | Ducted CEE Tier 1
213079252 | Central HP <5.4 tons | AIRQUEST | HRCU-A-CB (Split System: Heat Pump with Remote Outdoor Unit-Air-Source) | DLCURAH36ABK |  |  | EA*4X43L21A* | *80MSU0802120A* | 36600 | 16.5 | 8.5 | 38000 | 34600 | 91.05% | 2.08 | 0 | 10 |  |  |  | No | R-410A | 3.05 | Residential & Commercial | Ducted CEE Tier 1
213080686 | Central HP <5.4 tons | DAY & NIGHT | HRCU-A-CB (Split System: Heat Pump with Remote Outdoor Unit-Air-Source) | DLCURAH36ABK |  |  | EA*4X37L21A* | *95MSU0601716A* | 36600 | 16 | 8.5 | 38500 | 35000 | 90.91% | 2.06 | 0 | 10 |  |  |  | No | R-410A | 3.05 | Residential & Commercial | Ducted CEE Tier 1
213078800 | Central HP <5.4 tons | AIRQUEST | HRCU-A-CB (Split System: Heat Pump with Remote Outdoor Unit-Air-Source) | DLCURAH36ABK |  |  | EA*4X48L24A* | *80MS(N,L)1552420A* | 36200 | 16.5 | 8.5 | 38000 | 34800 | 91.58% | 2.04 | 0 | 10 |  |  |  | No | R-410A | 3.0167 | Residential & Commercial | Ducted CEE Tier 1
213079216 | Central HP <5.4 tons | AIRQUEST | HRCU-A-CB (Split System: Heat Pump with Remote Outdoor Unit-Air-Source) | DLCURAH36ABK |  |  | EA*4X37L21A* | *80MSU0802120A* | 36600 | 16.5 | 8.5 | 38000 | 34600 | 91.05% | 2.08 | 0 | 10 |  |  |  | No | R-410A | 3.05 | Residential & Commercial | Ducted CEE Tier 1
213079048 | Central HP <5.4 tons | AIRQUEST | HRCU-A-CB (Split System: Heat Pump with Remote Outdoor Unit-Air-Source) | DLCURAH36ABK |  |  | END4X42L17** | *80MSU0401712A* | 35400 | 15.5 | 8.5 | 39000 | 34800 | 89.23% | 1.94 | 0 | 10 |  |  |  | No | R-410A | 2.95 | Residential & Commercial | Ducted CEE Tier 1
213077579 | Central HP <5.4 tons | DAY & NIGHT | HRCU-A-CB (Split System: Heat Pump with Remote Outdoor Unit-Air-Source) | DLCURAH36ABK |  |  | EN(A,D)4X48L24** | *96VTN0802120B* | 35600 | 16.5 | 8.1 | 38500 | 34800 | 90.39% | 1.98 | 0 | 10 |  |  |  | No | R-410A | 2.9667 | Residential & Commercial | Ducted CEE Tier 1
213077604 | Central HP <5.4 tons | DAY & NIGHT | HRCU-A-CB (Split System: Heat Pump with Remote Outdoor Unit-Air-Source) | DLCURAH36ABK |  |  | EA*4X37L21A* | *96VTN1002120B* | 36200 | 16.5 | 8.5 | 38000 | 34800 | 91.58% | 2.04 | 0 | 10 |  |  |  | No | R-410A | 3.0167 | Residential & Commercial | Ducted CEE Tier 1
213077786 | Central HP <5.4 tons | DAY & NIGHT | HRCU-A-CB (Split System: Heat Pump with Remote Outdoor Unit-Air-Source) | DLCURAH36ABK |  |  | EN(A,D)4X48L24** | *96VTN1002122B* | 36000 | 17 | 8.1 | 38500 | 34800 | 90.39% | 2 | 0 | 10.5 |  |  |  | No | R-410A | 3 | Residential & Commercial | Ducted CEE Tier 1
213077940 | Central HP <5.4 tons | DAY & NIGHT | HRCU-A-CB (Split System: Heat Pump with Remote Outdoor Unit-Air-Source) | DLCURAH36ABK |  |  | EA*4X37L17A* | *80MS(N,L)0701712A* | 36200 | 15.5 | 8.5 | 38500 | 35000 | 90.91% | 2.02 | 0 | 10 |  |  |  | No | R-410A | 3.0167 | Residential & Commercial | Ducted CEE Tier 1
213078006 | Central HP <5.4 tons | DAY & NIGHT | HRCU-A-CB (Split System: Heat Pump with Remote Outdoor Unit-Air-Source) | DLCURAH36ABK |  |  | END4X42L17** | *80MS(N,L)0701712A* | 35600 | 16 | 8.1 | 38500 | 35000 | 90.91% | 1.94 | 0 | 10 |  |  |  | No | R-410A | 2.9667 | Residential & Commercial | Ducted CEE Tier 1
213078099 | Central HP <5.4 tons | DAY & NIGHT | HRCU-A-CB (Split System: Heat Pump with Remote Outdoor Unit-Air-Source) | DLCURAH36ABK |  |  | EA*4X43L21A* | *80MS(N,L)0701716A* | 36600 | 16 | 8.5 | 38500 | 35000 | 90.91% | 2.06 | 0 | 10 |  |  |  | No | R-410A | 3.05 | Residential & Commercial | Ducted CEE Tier 1
213078415 | Central HP <5.4 tons | DAY & NIGHT | HRCU-A-CB (Split System: Heat Pump with Remote Outdoor Unit-Air-Source) | DLCURAH36ABK |  |  | EA*4X42L21A* | *80MS(N,L)0902116A* | 35200 | 16.5 | 8.1 | 38500 | 35000 | 90.91% | 1.88 | 0 | 10 |  |  |  | No | R-410A | 2.9333 | Residential & Commercial | Ducted CEE Tier 1
213079400 | Central HP <5.4 tons | AIRQUEST | HRCU-A-CB (Split System: Heat Pump with Remote Outdoor Unit-Air-Source) | DLCURAH36ABK |  |  | EA*4X37L17A* | *92MSN0601714A* | 36000 | 15.5 | 8.5 | 38500 | 35000 | 90.91% | 2 | 0 | 10 |  |  |  | No | R-410A | 3 | Residential & Commercial | Ducted CEE Tier 1
213079652 | Central HP <5.4 tons | AIRQUEST | HRCU-A-CB (Split System: Heat Pump with Remote Outdoor Unit-Air-Source) | DLCURAH36ABK |  |  | EA*4X37L21A* | *92MSN0802120A* | 36800 | 16.5 | 8.5 | 38500 | 34800 | 90.39% | 2.08 | 0 | 10 |  |  |  | No | R-410A | 3.0667 | Residential & Commercial | Ducted CEE Tier 1
213079902 | Central HP <5.4 tons | AIRQUEST | HRCU-A-CB (Split System: Heat Pump with Remote Outdoor Unit-Air-Source) | DLCURAH36ABK |  |  | EN(A,D,W)4X48L21** | *92MSN1002122A* | 36000 | 16.5 | 8.1 | 38500 | 35000 | 90.91% | 2 | 0 | 10.5 |  |  |  | No | R-410A | 3 | Residential & Commercial | Ducted CEE Tier 1
213080318 | Central HP <5.4 tons | AIRQUEST | HRCU-A-CB (Split System: Heat Pump with Remote Outdoor Unit-Air-Source) | DLCURAH36ABK |  |  | EA*4X43L21A* | *96MSN1002120A* | 36600 | 16 | 8.5 | 38500 | 34800 | 90.39% | 2.1 | 0 | 10 |  |  |  | No | R-410A | 3.05 | Residential & Commercial | Ducted CEE Tier 1
213080054 | Central HP <5.4 tons | AIRQUEST | HRCU-A-CB (Split System: Heat Pump with Remote Outdoor Unit-Air-Source) | DLCURAH36ABK |  |  | EA*4X43L21A* | *96MSN0801716A* | 36400 | 15.5 | 8.5 | 38500 | 35000 | 90.91% | 2.06 | 0 | 10 |  |  |  | No | R-410A | 3.0333 | Residential & Commercial | Ducted CEE Tier 1
213078514 | Central HP <5.4 tons | DAY & NIGHT | HRCU-A-CB (Split System: Heat Pump with Remote Outdoor Unit-Air-Source) | DLCURAH36ABK |  |  | EA*4X42L21A* | *80MS(N,L)0902120A* | 35400 | 16.5 | 8.1 | 38500 | 35000 | 90.91% | 1.88 | 0 | 10 |  |  |  | No | R-410A | 2.95 | Residential & Commercial | Ducted CEE Tier 1
213078609 | Central HP <5.4 tons | DAY & NIGHT | HRCU-A-CB (Split System: Heat Pump with Remote Outdoor Unit-Air-Source) | DLCURAH36ABK |  |  | EA*4X36L21A* | *80MS(N,L)1102120A* | 35400 | 16.5 | 8.1 | 38500 | 35200 | 91.43% | 1.84 | 0 | 10 |  |  |  | No | R-410A | 2.95 | Residential & Commercial | Ducted CEE Tier 1
213080395 | Central HP <5.4 tons | AIRQUEST | HRCU-A-CB (Split System: Heat Pump with Remote Outdoor Unit-Air-Source) | DLCURAH36ABK |  |  | EA*4X42L21A* | *96MSN1002122A* | 35200 | 16 | 8.1 | 38500 | 35000 | 90.91% | 1.88 | 0 | 10 |  |  |  | No | R-410A | 2.9333 | Residential & Commercial | Ducted CEE Tier 1
213080563 | Central HP <5.4 tons | AIRQUEST | HRCU-A-CB (Split System: Heat Pump with Remote Outdoor Unit-Air-Source) | DLCURAH36ABK |  |  | EA*4X43L21A* | *95MSU0401712A* | 36200 | 15.5 | 8.5 | 38500 | 35000 | 90.91% | 2.04 | 0 | 10 |  |  |  | No | R-410A | 3.0167 | Residential & Commercial | Ducted CEE Tier 1
213080863 | Central HP <5.4 tons | AIRQUEST | HRCU-A-CB (Split System: Heat Pump with Remote Outdoor Unit-Air-Source) | DLCURAH36ABK |  |  | EN(A,D,W)4X48L21** | *95MSU0802120A* | 35800 | 16.5 | 8.1 | 38500 | 35000 | 90.91% | 2 | 0 | 10 |  |  |  | No | R-410A | 2.9833 | Residential & Commercial | Ducted CEE Tier 1
213078599 | Central HP <5.4 tons | DAY & NIGHT | HRCU-A-CB (Split System: Heat Pump with Remote Outdoor Unit-Air-Source) | DLCURAH36ABK |  |  | EN(A,D)4X48L24** | *80MS(N,L)0902420A* | 36000 | 16.5 | 8.1 | 38500 | 34800 | 90.39% | 2.02 | 0 | 10.5 |  |  |  | No | R-410A | 3 | Residential & Commercial | Ducted CEE Tier 1
213078633 | Central HP <5.4 tons | DAY & NIGHT | HRCU-A-CB (Split System: Heat Pump with Remote Outdoor Unit-Air-Source) | DLCURAH36ABK |  |  | EA*4X42L21A* | *80MS(N,L)1102120A* | 35800 | 16.5 | 8.1 | 38500 | 35000 | 90.91% | 1.9 | 0 | 10 |  |  |  | No | R-410A | 2.9833 | Residential & Commercial | Ducted CEE Tier 1
213078681 | Central HP <5.4 tons | DAY & NIGHT | HRCU-A-CB (Split System: Heat Pump with Remote Outdoor Unit-Air-Source) | DLCURAH36ABK |  |  | EA*4X48L24A* | *80MS(N,L)1102120A* | 36200 | 16.5 | 8.5 | 38000 | 34800 | 91.58% | 2.06 | 0 | 10 |  |  |  | No | R-410A | 3.0167 | Residential & Commercial | Ducted CEE Tier 1
213078717 | Central HP <5.4 tons | DAY & NIGHT | HRCU-A-CB (Split System: Heat Pump with Remote Outdoor Unit-Air-Source) | DLCURAH36ABK |  |  | EN(A,D,W)4X48L21** | *80MS(N,L)1102120A* | 36400 | 16.5 | 8.1 | 38500 | 35000 | 90.91% | 2.02 | 0 | 10.5 |  |  |  | No | R-410A | 3.0333 | Residential & Commercial | Ducted CEE Tier 1
213078741 | Central HP <5.4 tons | DAY & NIGHT | HRCU-A-CB (Split System: Heat Pump with Remote Outdoor Unit-Air-Source) | DLCURAH36ABK |  |  | EA*4X42L24A* | *80MS(N,L)1102420A* | 35600 | 16.5 | 8.1 | 38500 | 35000 | 90.91% | 1.9 | 0 | 10 |  |  |  | No | R-410A | 2.9667 | Residential & Commercial | Ducted CEE Tier 1
213078782 | Central HP <5.4 tons | DAY & NIGHT | HRCU-A-CB (Split System: Heat Pump with Remote Outdoor Unit-Air-Source) | DLCURAH36ABK |  |  | EN(A,D)4X48L24** | *80MS(N,L)1352420A* | 36000 | 16.5 | 8.1 | 38500 | 35000 | 90.91% | 2 | 0 | 10.5 |  |  |  | No | R-410A | 3 | Residential & Commercial | Ducted CEE Tier 1
213078907 | Central HP <5.4 tons | DAY & NIGHT | HRCU-A-CB (Split System: Heat Pump with Remote Outdoor Unit-Air-Source) | DLCURAH36ABK |  |  | EN(A,D)4X36L21** | *80MSU1002120A* | 35000 | 15.5 | 8.1 | 38500 | 35400 | 91.95% | 1.76 | 0 | 10 |  |  |  | No | R-410A | 2.9167 | Residential & Commercial | Ducted CEE Tier 1
213078943 | Central HP <5.4 tons | DAY & NIGHT | HRCU-A-CB (Split System: Heat Pump with Remote Outdoor Unit-Air-Source) | DLCURAH36ABK |  |  | EN(A,D,W)4X48L21** | *80MSU1002120A* | 35800 | 16.5 | 8.5 | 38500 | 34800 | 90.39% | 2 | 0 | 10 |  |  |  | No | R-410A | 2.9833 | Residential & Commercial | Ducted CEE Tier 1
213079099 | Central HP <5.4 tons | DAY & NIGHT | HRCU-A-CB (Split System: Heat Pump with Remote Outdoor Unit-Air-Source) | DLCURAH36ABK |  |  | EA*4X37L21A* | *80MSU0601716A* | 36400 | 16.5 | 8.5 | 38000 | 34800 | 91.58% | 2.08 | 0 | 10 |  |  |  | No | R-410A | 3.0333 | Residential & Commercial | Ducted CEE Tier 1
213079417 | Central HP <5.4 tons | DAY & NIGHT | HRCU-A-CB (Split System: Heat Pump with Remote Outdoor Unit-Air-Source) | DLCURAH36ABK |  |  | EA*4X37L21A* | *92MSN0601714A* | 36600 | 16 | 8.5 | 38500 | 35000 | 90.91% | 2.06 | 0 | 10 |  |  |  | No | R-410A | 3.05 | Residential & Commercial | Ducted CEE Tier 1
213080539 | Central HP <5.4 tons | AIRQUEST | HRCU-A-CB (Split System: Heat Pump with Remote Outdoor Unit-Air-Source) | DLCURAH36ABK |  |  | EA*4X37L21A* | *95MSU0401712A* | 36200 | 15.2 | 8.5 | 38000 | 35000 | 92.11% | 2.04 | 0 | 10 |  |  |  | No | R-410A | 3.0167 | Residential & Commercial | Ducted CEE Tier 1
213079327 | Central HP <5.4 tons | DAY & NIGHT | HRCU-A-CB (Split System: Heat Pump with Remote Outdoor Unit-Air-Source) | DLCURAH36ABK |  |  | EN(A,D)4X48L24** | *80MSU0802120A* | 35800 | 17 | 8.1 | 38000 | 34800 | 91.58% | 2.04 | 0 | 10.5 |  |  |  | No | R-410A | 2.9833 | Residential & Commercial | Ducted CEE Tier 1
213079561 | Central HP <5.4 tons | DAY & NIGHT | HRCU-A-CB (Split System: Heat Pump with Remote Outdoor Unit-Air-Source) | DLCURAH36ABK |  |  | EA*4X42L21A* | *92MSN0801716A* | 35400 | 16 | 8.1 | 38500 | 35000 | 90.91% | 1.88 | 0 | 10 |  |  |  | No | R-410A | 2.95 | Residential & Commercial | Ducted CEE Tier 1
213079675 | Central HP <5.4 tons | DAY & NIGHT | HRCU-A-CB (Split System: Heat Pump with Remote Outdoor Unit-Air-Source) | DLCURAH36ABK |  |  | EA*4X42L24A* | *92MSN0802120A* | 35200 | 16.5 | 8.1 | 38500 | 35000 | 90.91% | 1.88 | 0 | 10 |  |  |  | No | R-410A | 2.9333 | Residential & Commercial | Ducted CEE Tier 1
216439319 | Central HP <5.4 tons | AMERICAN STANDARD | HRCU-A-CB (Split System: Heat Pump with Remote Outdoor Unit-Air-Source) | 5A6V0X48A1 |  |  | 5TEMCD06AV41+TDR |  | 47000 | 20 | 9.4 | 45500 | 34800 | 76.48% | 2.22 | 0 | 12 |  |  |  | No | R-454B | 3.9167 | Residential & Commercial | Ducted CEE Tier 1
216440237 | Central HP <5.4 tons | AMERICAN STANDARD | HRCU-A-CB (Split System: Heat Pump with Remote Outdoor Unit-Air-Source) | 5A6V0X48A1 |  |  | 5PX*C007AS3 | S9V2C100U4VSB+LRP | 44000 | 20 | 9.7 | 46500 | 33400 | 71.83% | 2.1 | 0 | 12 |  |  |  | No | R-454B | 3.6667 | Residential & Commercial | Ducted CEE Tier 1
216440269 | Central HP <5.4 tons | AMERICAN STANDARD | HRCU-A-CB (Split System: Heat Pump with Remote Outdoor Unit-Air-Source) | 5A6V0X48A1 |  |  | 5PX*CD09AS3 | S9V2C100D5PSC+LRP | 44500 | 20 | 9.4 | 46000 | 32800 | 71.3% | 2.1 | 0 | 12 |  |  |  | No | R-454B | 3.7083 | Residential & Commercial | Ducted CEE Tier 1
216440319 | Central HP <5.4 tons | AMERICAN STANDARD | HRCU-A-CB (Split System: Heat Pump with Remote Outdoor Unit-Air-Source) | 5A6V0X48A1 |  |  | 5PX*DD10AS3 | *DHMD120CCV5+LRP | 44500 | 20 | 9.7 | 46500 | 33600 | 72.26% | 2.1 | 0 | 11.7 |  |  |  | No | R-454B | 3.7083 | Residential & Commercial | Ducted CEE Tier 1
216440405 | Central HP <5.4 tons | AMERICAN STANDARD | HRCU-A-CB (Split System: Heat Pump with Remote Outdoor Unit-Air-Source) | 5A6V0X48A1 |  |  | 5TXCD010AS3 | S9V2C080U5VSB+LRP | 44500 | 20 | 9.7 | 46000 | 33000 | 71.74% | 2.1 | 0 | 12 |  |  |  | No | R-454B | 3.7083 | Residential & Commercial | Ducted CEE Tier 1
213079725 | Central HP <5.4 tons | DAY & NIGHT | HRCU-A-CB (Split System: Heat Pump with Remote Outdoor Unit-Air-Source) | DLCURAH36ABK |  |  | EN(A,D)4X48L24** | *92MSN0802120A* | 35800 | 16.5 | 8.1 | 38500 | 34800 | 90.39% | 2 | 0 | 10 |  |  |  | No | R-410A | 2.9833 | Residential & Commercial | Ducted CEE Tier 1
213080129 | Central HP <5.4 tons | DAY & NIGHT | HRCU-A-CB (Split System: Heat Pump with Remote Outdoor Unit-Air-Source) | DLCURAH36ABK |  |  | EN(A,D,W)4X48L21** | *96MSN0801716A* | 35600 | 16 | 8.1 | 38500 | 35000 | 90.91% | 1.98 | 0 | 10 |  |  |  | No | R-410A | 2.9667 | Residential & Commercial | Ducted CEE Tier 1
215935193 | Central HP <5.4 tons | TEMPSTAR | HRCU-A-CB (Split System: Heat Pump with Remote Outdoor Unit-Air-Source) | T5H3V36*K*AAA* |  |  | EVM5X60M21A*+WALLCON | *80CTL0701716B* | 35400 | 21.5 | 8.5 | 38500 | 29000 | 75.32% | 2.02 | 0 | 12 |  |  |  | No | R-454B | 2.95 | Residential & Commercial | Ducted CEE Tier 1
215935243 | Central HP <5.4 tons | TEMPSTAR | HRCU-A-CB (Split System: Heat Pump with Remote Outdoor Unit-Air-Source) | T5H3V36*K*AAA* |  |  | EVM5X60M21A*+WALLCON | *95CSU0601716B* | 35400 | 21.5 | 8.5 | 38500 | 29000 | 75.32% | 2.02 | 0 | 12 |  |  |  | No | R-454B | 2.95 | Residential & Commercial | Ducted CEE Tier 1
212987017 | Central HP <5.4 tons | CARRIER | HRCU-A-CB (Split System: Heat Pump with Remote Outdoor Unit-Air-Source) | 38MURAQ18AB3* |  |  | CAP**3014AL* | 59SC6A060M14**12 | 17400 | 16 | 8.5 | 18000 | 18700 | 103.9% | 2.26 | 0 | 10.5 |  |  |  | No | R-410A | 1.45 | Residential & Commercial | Ducted CEE Tier 1
212987037 | Central HP <5.4 tons | CARRIER | HRCU-A-CB (Split System: Heat Pump with Remote Outdoor Unit-Air-Source) | 38MURAQ18AB3* |  |  | CNPV*1814AL* | 59SC6A060M14**12 | 17400 | 16 | 8.5 | 18600 | 19800 | 106.5% | 2.38 | 0 | 10.5 |  |  |  | No | R-410A | 1.45 | Residential & Commercial | Ducted CEE Tier 1
212989309 | Central HP <5.4 tons | CARRIER | HRCU-A-CB (Split System: Heat Pump with Remote Outdoor Unit-Air-Source) | 38MURAQ18AB3* |  |  | CNPV*2417AL* | 59SU5B060M17**16 | 17300 | 16 | 8.1 | 18300 | 19200 | 104.9% | 2.32 | 0 | 10.5 |  |  |  | No | R-410A | 1.4417 | Residential & Commercial | Ducted CEE Tier 1
215222794 | Central HP <5.4 tons | FRIEDRICH | HRCU-A-CB (Split System: Heat Pump with Remote Outdoor Unit-Air-Source) | RD17AZ60AJ3N |  |  | TCFZ6021STAAM | FR921T1005A21M4 | 54500 | 17 | 8.1 | 46500 | 34000 | 73.12% | 2.1 | 0 | 10 |  |  |  | No | R-410A | 4.5417 | Residential & Commercial | Ducted CEE Tier 1
215323720 | Central HP <5.4 tons | CARRIER | HRCU-A-CB (Split System: Heat Pump with Remote Outdoor Unit-Air-Source) | 37MUHAQ36AA3 |  |  | 45MUHAQ36XX3 |  | 36000 | 18 | 10 | 37000 | 37400 | 101.1% | 1.9 | 0 | 12 |  |  |  | No | R-454B | 3 | Residential & Commercial | Ducted CEE Tier 1
215866708 | Central HP <5.4 tons | AI AIR CONDITIONING | HRCU-A-CB (Split System: Heat Pump with Remote Outdoor Unit-Air-Source) | AUO19-36N2-M3H-S |  |  | AUH2-36N2-CM3E |  | 36000 | 17.3 | 10.3 | 37000 | 39000 | 105.4% | 1.9 | 0 | 11.7 |  |  |  | No | R-454B | 3 | Residential & Commercial | Ducted CEE Tier 1
214290141 | Central HP <5.4 tons | YISO | HRCU-A-CB (Split System: Heat Pump with Remote Outdoor Unit-Air-Source) | YOHA2-36AA |  |  | YLCN2-3036BA | MGH96M060B3A | 33000 | 18 | 9 | 34600 | 24400 | 70.52% | 1.95 | 0 | 11 |  |  |  | No | R-410A | 2.75 | Residential & Commercial | Ducted CEE Tier 1
215866713 | Central HP <5.4 tons | AI AIR CONDITIONING | HRCU-A-CB (Split System: Heat Pump with Remote Outdoor Unit-Air-Source) | AUO19-18N2-M3H |  |  | AUH3-18N2-AM3E |  | 18000 | 19 | 10.1 | 18000 | 18600 | 103.3% | 2.12 | 0 | 12.5 |  |  |  | No | R-454B | 1.5 | Residential & Commercial | Ducted CEE Tier 1
213080213 | Central HP <5.4 tons | DAY & NIGHT | HRCU-A-CB (Split System: Heat Pump with Remote Outdoor Unit-Air-Source) | DLCURAH36ABK |  |  | EA*4X48L24A* | *96MSN0802120A* | 36000 | 16 | 8.5 | 38000 | 34800 | 91.58% | 2.04 | 0 | 10 |  |  |  | No | R-410A | 3 | Residential & Commercial | Ducted CEE Tier 1
216571126 | Central HP <5.4 tons | TRANE | HRCU-A-CB (Split System: Heat Pump with Remote Outdoor Unit-Air-Source) | 5TWV0X48A1 |  |  | 5TXCC009AS3 | S8V2C080M5PCB | 45000 | 20 | 9.7 | 47000 | 33600 | 71.49% | 2.1 | 0 | 12 |  |  |  | No | R-454B | 3.75 | Residential & Commercial | Ducted CEE Tier 1
215937854 | Central HP <5.4 tons | CARRIER | HRCU-A-CB (Split System: Heat Pump with Remote Outdoor Unit-Air-Source) | 27VNA348A*030* |  |  | CVAVA4821XMA*+UI | 59TN6C100C21**22 | 44500 | 20 | 8.1 | 52000 | 38500 | 74.04% | 2 | 0 | 11 |  |  |  | No | R-454B | 3.7083 | Residential & Commercial | Ducted CEE Tier 1
215938104 | Central HP <5.4 tons | CARRIER | HRCU-A-CB (Split System: Heat Pump with Remote Outdoor Unit-Air-Source) | 27VNA348A*030* |  |  | CVAVA4924XMA*+UI | 59TN6C100C21**22 | 45500 | 20.5 | 8.1 | 52500 | 38000 | 72.38% | 1.9 | 0 | 11.5 |  |  |  | No | R-454B | 3.7917 | Residential & Commercial | Ducted CEE Tier 1
213078401 | Central HP <5.4 tons | AIRQUEST | HRCU-A-CB (Split System: Heat Pump with Remote Outdoor Unit-Air-Source) | DLCURAH36ABK |  |  | EA*4X37L21A* | *80MS(N,L)0902116A* | 36400 | 16.5 | 8.5 | 38000 | 34800 | 91.58% | 2.06 | 0 | 10 |  |  |  | No | R-410A | 3.0333 | Residential & Commercial | Ducted CEE Tier 1
213080148 | Central HP <5.4 tons | BRYANT HEATING AND COOLING SYSTEMS | HRCU-A-CB (Split System: Heat Pump with Remote Outdoor Unit-Air-Source) | 38MURAQ36AB3* |  |  | CAP**3721AL* | 916SA60080M21*** | 36400 | 16 | 8.5 | 38000 | 34800 | 91.58% | 2.06 | 0 | 10 |  |  |  | No | R-410A | 3.0333 | Residential & Commercial | Ducted CEE Tier 1
213080364 | Central HP <5.4 tons | BRYANT HEATING AND COOLING SYSTEMS | HRCU-A-CB (Split System: Heat Pump with Remote Outdoor Unit-Air-Source) | 38MURAQ36AB3* |  |  | CNPV*4824AL* | 916SA60100M21*** | 36000 | 16.5 | 8.1 | 38500 | 34800 | 90.39% | 2.02 | 0 | 10 |  |  |  | No | R-410A | 3 | Residential & Commercial | Ducted CEE Tier 1
213080824 | Central HP <5.4 tons | CARRIER | HRCU-A-CB (Split System: Heat Pump with Remote Outdoor Unit-Air-Source) | 38MURAQ36AB3* |  |  | CAP**4321AL* | 59SU5B080M21**20 | 36600 | 16 | 8.5 | 38500 | 35000 | 90.91% | 2.08 | 0 | 10 |  |  |  | No | R-410A | 3.05 | Residential & Commercial | Ducted CEE Tier 1
215937327 | Central HP <5.4 tons | AIRQUEST | HRCU-A-CB (Split System: Heat Pump with Remote Outdoor Unit-Air-Source) | H5H3V48*K*AAA* |  |  | EVM5X60M21A*+WALLCON | *80CTL0901716B* | 44500 | 20.5 | 8.1 | 53500 | 37600 | 70.28% | 1.95 | 0 | 11.5 |  |  |  | No | R-454B | 3.7083 | Residential & Commercial | Ducted CEE Tier 1
215935954 | Central HP <5.4 tons | CARRIER | HRCU-A-CB (Split System: Heat Pump with Remote Outdoor Unit-Air-Source) | 27VNA336A*030* |  |  | CVAVA4221XMA*+UI | 58CU*A060C17**16 | 34400 | 21 | 8.5 | 38500 | 28200 | 73.25% | 2.04 | 0 | 11.7 |  |  |  | No | R-454B | 2.8667 | Residential & Commercial | Ducted CEE Tier 1
215936154 | Central HP <5.4 tons | CARRIER | HRCU-A-CB (Split System: Heat Pump with Remote Outdoor Unit-Air-Source) | 27VNA336A*030* |  |  | CVAVA4224XMA*+UI | 58TN*B070C21**20 | 35400 | 21.5 | 8.5 | 38000 | 28600 | 75.26% | 2.04 | 0 | 12 |  |  |  | No | R-454B | 2.95 | Residential & Commercial | Ducted CEE Tier 1
215936304 | Central HP <5.4 tons | CARRIER | HRCU-A-CB (Split System: Heat Pump with Remote Outdoor Unit-Air-Source) | 27VNA336A*030* |  |  | CVAVA4824XMA*+UI | 58TN*B070C21**20 | 35000 | 21.5 | 8.5 | 38500 | 28400 | 73.77% | 2.04 | 0 | 12 |  |  |  | No | R-454B | 2.9167 | Residential & Commercial | Ducted CEE Tier 1
211240254 | Central HP <5.4 tons | BRYANT HEATING AND COOLING SYSTEMS | HRCU-A-CB (Split System: Heat Pump with Remote Outdoor Unit-Air-Source) | 38MURAQ24AB3* |  |  | CAP**2414AL* | 82*TA36045V14*** | 23800 | 16.5 | 8.5 | 26800 | 24000 | 89.55% | 1.98 | 0 | 10 |  |  |  | No | R-410A | 1.9833 | Residential & Commercial | Ducted CEE Tier 1
211240477 | Central HP <5.4 tons | BRYANT HEATING AND COOLING SYSTEMS | HRCU-A-CB (Split System: Heat Pump with Remote Outdoor Unit-Air-Source) | 38MURAQ24AB3* |  |  | CAP**2417AL* | 82*SA48070V17*** | 23600 | 16.5 | 8.5 | 26600 | 24600 | 92.48% | 2.04 | 0 | 10 |  |  |  | No | R-410A | 1.9667 | Residential & Commercial | Ducted CEE Tier 1
211240518 | Central HP <5.4 tons | BRYANT HEATING AND COOLING SYSTEMS | HRCU-A-CB (Split System: Heat Pump with Remote Outdoor Unit-Air-Source) | 38MURAQ24AB3* |  |  | CAP**2417AL* | 82*TA36070V14*** | 24000 | 16.5 | 8.5 | 26800 | 23600 | 88.06% | 1.96 | 0 | 10 |  |  |  | No | R-410A | 2 | Residential & Commercial | Ducted CEE Tier 1
212970897 | Central HP <5.4 tons | AIRQUEST | HRCU-A-CB (Split System: Heat Pump with Remote Outdoor Unit-Air-Source) | DLCURAH18ABK |  |  | EA*4X30L14A* | *80VTL0451412B* | 17800 | 16.5 | 8.5 | 18400 | 18800 | 102.2% | 2.26 | 0 | 10.5 |  |  |  | No | R-410A | 1.4833 | Residential & Commercial | Ducted CEE Tier 1
206136346 | Central HP <5.4 tons | DAY & NIGHT | HRCU-A-CB (Split System: Heat Pump with Remote Outdoor Unit-Air-Source) | CVH837GKA** |  |  | EHD4X42AAL+WALLCON | *95CSU1002122A* | 32600 | 17 | 8.1 | 33000 | 24800 | 75.15% | 1.96 | 11.5 | 11 |  |  |  | No | R-410A | 2.7167 | Residential & Commercial | Ducted CEE Tier 1
205751005 | Central HP <5.4 tons | DAY & NIGHT | HRCU-A-CB (Split System: Heat Pump with Remote Outdoor Unit-Air-Source) | CVH837GKA** |  |  | EA*4X37L21A*+WALLCON | *80CTL0701716A* | 32800 | 17.5 | 8.5 | 33000 | 25200 | 76.36% | 1.98 | 11 | 11.5 |  |  |  | No | R-410A | 2.7333 | Residential & Commercial | Ducted CEE Tier 1
213080449 | Central HP <5.4 tons | AIRQUEST | HRCU-A-CB (Split System: Heat Pump with Remote Outdoor Unit-Air-Source) | DLCURAH36ABK |  |  | EN(A,D)4X48L24** | *96MSN1002122A* | 36000 | 16.5 | 8.1 | 38500 | 34800 | 90.39% | 2.02 | 0 | 10 |  |  |  | No | R-410A | 3 | Residential & Commercial | Ducted CEE Tier 1
213080210 | Central HP <5.4 tons | AIRQUEST | HRCU-A-CB (Split System: Heat Pump with Remote Outdoor Unit-Air-Source) | DLCURAH36ABK |  |  | EA*4X48L24A* | *96MSN0802120A* | 36000 | 16 | 8.5 | 38000 | 34800 | 91.58% | 2.04 | 0 | 10 |  |  |  | No | R-410A | 3 | Residential & Commercial | Ducted CEE Tier 1
210470151 | Central HP <5.4 tons | COMFORTMAKER | HRCU-A-CB (Split System: Heat Pump with Remote Outdoor Unit-Air-Source) | CVH837GKA2* |  |  | EA*4X42L21A*+WALLCON | *80CSU0401712A* | 31800 | 17 | 8.1 | 33200 | 24400 | 73.49% | 1.88 | 0 | 11 |  |  |  | No | R-410A | 2.65 | Residential & Commercial | Ducted CEE Tier 1
210470369 | Central HP <5.4 tons | COMFORTMAKER | HRCU-A-CB (Split System: Heat Pump with Remote Outdoor Unit-Air-Source) | CVH837GKA2* |  |  | EA*4X60L24A*+WALLCON | *97CMN0602120A* | 32600 | 17 | 8.1 | 32200 | 25000 | 77.64% | 1.96 | 0 | 11.5 |  |  |  | No | R-410A | 2.7167 | Residential & Commercial | Ducted CEE Tier 1
211391317 | Central HP <5.4 tons | JOHNSON CONTROLS | HRCU-A-CB (Split System: Heat Pump with Remote Outdoor Unit-Air-Source) | HMH72B341 |  |  | XAFC36DXXN1+TXV | TM8E120C16MP11 | 34000 | 18 | 8.5 | 33600 | 23800 | 70.83% | 2.08 | 0 | 10 |  |  |  | No | R-410A | 2.8333 | Residential & Commercial | Ducted CEE Tier 1
211392687 | Central HP <5.4 tons | JOHNSON CONTROLS | HRCU-A-CB (Split System: Heat Pump with Remote Outdoor Unit-Air-Source) | HMH72B341 |  |  | XAUB36DXXN1+TXV | TMLE060A12MP11 | 34000 | 18 | 8.1 | 33800 | 23800 | 70.41% | 2.06 | 0 | 10 |  |  |  | No | R-410A | 2.8333 | Residential & Commercial | Ducted CEE Tier 1
211392905 | Central HP <5.4 tons | JOHNSON CONTROLS | HRCU-A-CB (Split System: Heat Pump with Remote Outdoor Unit-Air-Source) | HMH72B341 |  |  | XAUB36DXXN1+TXV | TMLE040A12MP11 | 34000 | 18 | 8.1 | 33600 | 23800 | 70.83% | 2.06 | 0 | 10 |  |  |  | No | R-410A | 2.8333 | Residential & Commercial | Ducted CEE Tier 1
215447627 | Central HP <5.4 tons | YISO | HRCU-A-CB (Split System: Heat Pump with Remote Outdoor Unit-Air-Source) | YOHA2-36AA |  |  | YAHA2-24AA |  | 23000 | 19.2 | 9.2 | 23000 | 19000 | 82.61% | 1.95 | 0 | 12.2 |  |  |  | No | R-410A | 1.9167 | Residential & Commercial | Ducted CEE Tier 1
214838758 | Central HP <5.4 tons | YISO | HRCU-A-CB (Split System: Heat Pump with Remote Outdoor Unit-Air-Source) | YOHA2-36AA |  |  | YLCN2-2430AA | FG7TE-060D-V24B* | 23800 | 18.5 | 9 | 24000 | 19200 | 80% | 2 | 0 | 12 |  |  |  | No | R-410A | 1.9833 | Residential & Commercial | Ducted CEE Tier 1
214097727 | Central HP <5.4 tons | FRIEDRICH | HRCU-A-CB (Split System: Heat Pump with Remote Outdoor Unit-Air-Source) | RD17AZ48AJ3N |  |  | TCFZ6024SEANM | FR921V0855A21M4 | 45500 | 16 | 8.1 | 45500 | 40500 | 89.01% | 2.1 | 0 | 10 |  |  |  | No | R-410A | 3.7917 | Residential & Commercial | Ducted CEE Tier 1
214097744 | Central HP <5.4 tons | FRIEDRICH | HRCU-A-CB (Split System: Heat Pump with Remote Outdoor Unit-Air-Source) | RD17AZ48AJ3N |  |  | TCFZ6024SEANM | FR801V0755A21DZ | 45500 | 17 | 8.1 | 45500 | 40000 | 87.91% | 2.1 | 0 | 10 |  |  |  | No | R-410A | 3.7917 | Residential & Commercial | Ducted CEE Tier 1
210597922 | Central HP <5.4 tons | AIRQUEST | HRCU-A-CB (Split System: Heat Pump with Remote Outdoor Unit-Air-Source) | HVH825GKA2* |  |  | EA*4X42L24A*+WALLCON | *97CMN0602120A* | 23600 | 16.5 | 8.1 | 21400 | 16700 | 78.04% | 1.96 | 0 | 11 |  |  |  | No | R-410A | 1.9667 | Residential & Commercial | Ducted CEE Tier 1
210597990 | Central HP <5.4 tons | AIRQUEST | HRCU-A-CB (Split System: Heat Pump with Remote Outdoor Unit-Air-Source) | HVH825GKA2* |  |  | EA*4X43L21A*+WALLCON | *97CMN0801714A* | 24400 | 16.5 | 8.1 | 21200 | 16700 | 78.77% | 2.02 | 0 | 11 |  |  |  | No | R-410A | 2.0333 | Residential & Commercial | Ducted CEE Tier 1
210599308 | Central HP <5.4 tons | AIRQUEST | HRCU-A-CB (Split System: Heat Pump with Remote Outdoor Unit-Air-Source) | HVH837GKA** |  |  | EA*4X61L24A*+WALLCON | *97CMN0602120A* | 33000 | 17.5 | 8.5 | 32400 | 25200 | 77.78% | 1.98 | 0 | 11.7 |  |  |  | No | R-410A | 2.75 | Residential & Commercial | Ducted CEE Tier 1
210599409 | Central HP <5.4 tons | AIRQUEST | HRCU-A-CB (Split System: Heat Pump with Remote Outdoor Unit-Air-Source) | HVH837GKA** |  |  | EHD4X60AAL+WALLCON | *80CTL0901716A* | 33000 | 17.5 | 8.1 | 32200 | 24800 | 77.02% | 2.02 | 0 | 11.5 |  |  |  | No | R-410A | 2.75 | Residential & Commercial | Ducted CEE Tier 1
210599574 | Central HP <5.4 tons | AIRQUEST | HRCU-A-CB (Split System: Heat Pump with Remote Outdoor Unit-Air-Source) | HVH837GKA** |  |  | EN(A,D,W)4X60L24**+WALLCON | *80CSU1002120A* | 32800 | 17.5 | 8.1 | 32200 | 24600 | 76.4% | 1.96 | 0 | 11.7 |  |  |  | No | R-410A | 2.7333 | Residential & Commercial | Ducted CEE Tier 1
212982427 | Central HP <5.4 tons | HEIL | HRCU-A-CB (Split System: Heat Pump with Remote Outdoor Unit-Air-Source) | DLCURAH18ABK |  |  | EN(A,D)4X24L17** | *80MSU0401712A* | 17500 | 16 | 8.5 | 18400 | 18900 | 102.7% | 2.28 | 0 | 10.5 |  |  |  | No | R-410A | 1.4583 | Residential & Commercial | Ducted CEE Tier 1
212986957 | Central HP <5.4 tons | CARRIER | HRCU-A-CB (Split System: Heat Pump with Remote Outdoor Unit-Air-Source) | 38MURAQ24AB3* |  |  | CNPV*3017AL* | 59SC6A060M14**12 | 23600 | 16.5 | 8.1 | 26400 | 24200 | 91.67% | 2.02 | 0 | 10 |  |  |  | No | R-410A | 1.9667 | Residential & Commercial | Ducted CEE Tier 1
212979960 | Central HP <5.4 tons | HEIL | HRCU-A-CB (Split System: Heat Pump with Remote Outdoor Unit-Air-Source) | DLCURAH18ABK |  |  | EA*4X24L17A* | *80MS(N,L)0901714A* | 17500 | 16 | 8.5 | 18500 | 19400 | 104.9% | 2.34 | 0 | 10.5 |  |  |  | No | R-410A | 1.4583 | Residential & Commercial | Ducted CEE Tier 1
212348050 | Central HP <5.4 tons | LENNOX | HRCU-A-CB (Split System: Heat Pump with Remote Outdoor Unit-Air-Source) | MLB024S4S-1P |  |  | MMA024SM4-*P |  | 23000 | 18.4 | 9.1 | 26000 | 21200 | 81.54% | 1.9 | 0 | 11.7 |  |  |  | No | R-410A | 1.9167 | Residential & Commercial | Ducted CEE Tier 1
215318759 | Central HP <5.4 tons | CARRIER | HRCU-A-CB (Split System: Heat Pump with Remote Outdoor Unit-Air-Source) | 37MURAQ48AA3 |  |  | 45MUAAQ48XX3 |  | 48000 | 16 | 8.5 | 48000 | 38000 | 79.17% | 1.85 | 0 | 10 |  |  |  | No | R-454B | 4 | Residential & Commercial | Ducted CEE Tier 1
211207041 | Central HP <5.4 tons | YORK | HRCU-A-CB (Split System: Heat Pump with Remote Outdoor Unit-Air-Source) | YZV48B21 |  |  | XAMC48HE3N1+CC | TPLC120C20MP13 | 43500 | 19 | 9 | 44500 | 36200 | 81.35% | 2.14 | 0 | 12 |  |  |  | No | R-410A | 3.625 | Residential & Commercial | Ducted CEE Tier 1
214075587 | Central HP <5.4 tons | FRIEDRICH | HRCU-A-CB (Split System: Heat Pump with Remote Outdoor Unit-Air-Source) | RD17AZ24AJ3N |  |  | TCFZ2417MTANM | FR962V0603A17M4 | 22600 | 17 | 9.5 | 22600 | 17000 | 75.22% | 2 | 0 | 10 |  |  |  | No | R-410A | 1.8833 | Residential & Commercial | Ducted CEE Tier 1
214075484 | Central HP <5.4 tons | FRIEDRICH | HRCU-A-CB (Split System: Heat Pump with Remote Outdoor Unit-Air-Source) | RD17AZ24AJ3N |  |  | TCFZ2417MTANM | FR98MV0703A17UP | 22600 | 17 | 9.5 | 22600 | 16900 | 74.78% | 2 | 0 | 11.2 |  |  |  | No | R-410A | 1.8833 | Residential & Commercial | Ducted CEE Tier 1
211207009 | Central HP <5.4 tons | YORK | HRCU-A-CB (Split System: Heat Pump with Remote Outdoor Unit-Air-Source) | YZV24B21 |  |  | XAMB24DE1N1+CC | YP9C060B12MP13 | 22600 | 17 | 8.5 | 23800 | 18500 | 77.73% | 1.92 | 0 | 12 |  |  |  | No | R-410A | 1.8833 | Residential & Commercial | Ducted CEE Tier 1
210596668 | Central HP <5.4 tons | DAY & NIGHT | HRCU-A-CB (Split System: Heat Pump with Remote Outdoor Unit-Air-Source) | CVH825GKA2* |  |  | EA*4X42L21A*+WALLCON | *80CTL0901716A* | 23800 | 17.5 | 8.1 | 21400 | 16500 | 77.1% | 1.98 | 0 | 11 |  |  |  | No | R-410A | 1.9833 | Residential & Commercial | Ducted CEE Tier 1
210596685 | Central HP <5.4 tons | DAY & NIGHT | HRCU-A-CB (Split System: Heat Pump with Remote Outdoor Unit-Air-Source) | CVH825GKA2* |  |  | EA*4X42L21A*+WALLCON | *96CTN0601714A* | 23600 | 16.5 | 8.1 | 21400 | 16700 | 78.04% | 1.94 | 0 | 11 |  |  |  | No | R-410A | 1.9667 | Residential & Commercial | Ducted CEE Tier 1
210596701 | Central HP <5.4 tons | DAY & NIGHT | HRCU-A-CB (Split System: Heat Pump with Remote Outdoor Unit-Air-Source) | CVH825GKA2* |  |  | EA*4X42L21A*+WALLCON | *97CMN0602120A* | 23600 | 16 | 8.1 | 21400 | 16700 | 78.04% | 1.94 | 0 | 11 |  |  |  | No | R-410A | 1.9667 | Residential & Commercial | Ducted CEE Tier 1
210597104 | Central HP <5.4 tons | DAY & NIGHT | HRCU-A-CB (Split System: Heat Pump with Remote Outdoor Unit-Air-Source) | CVH825GKA2* |  |  | EN(A,D,W)4X48L21**+WALLCON | *96CTN0601714A* | 24000 | 16.5 | 8.1 | 21400 | 16700 | 78.04% | 2 | 0 | 11 |  |  |  | No | R-410A | 2 | Residential & Commercial | Ducted CEE Tier 1
214075234 | Central HP <5.4 tons | FRIEDRICH | HRCU-A-CB (Split System: Heat Pump with Remote Outdoor Unit-Air-Source) | RD17AZ60AJ3N |  |  | TCFZ6024STANM | FR801V1005A21UHN | 55500 | 18 | 8.1 | 53500 | 49000 | 91.59% | 1.75 | 0 | 10 |  |  |  | No | R-410A | 4.625 | Residential & Commercial | Ducted CEE Tier 1
214075386 | Central HP <5.4 tons | FRIEDRICH | HRCU-A-CB (Split System: Heat Pump with Remote Outdoor Unit-Air-Source) | RD17AZ60AJ3N |  |  | TCFZ6024STANM | FR962V0855A21M4 | 55000 | 17 | 8.1 | 54000 | 49500 | 91.67% | 1.75 | 0 | 10 |  |  |  | No | R-410A | 4.5833 | Residential & Commercial | Ducted CEE Tier 1
214075401 | Central HP <5.4 tons | FRIEDRICH | HRCU-A-CB (Split System: Heat Pump with Remote Outdoor Unit-Air-Source) | RD17AZ60AJ3N |  |  | TCFZ6024STANM | FR97MV1005A21DH | 55000 | 18 | 8.1 | 54000 | 49500 | 91.67% | 1.75 | 0 | 10 |  |  |  | No | R-410A | 4.5833 | Residential & Commercial | Ducted CEE Tier 1
212987507 | Central HP <5.4 tons | CARRIER | HRCU-A-CB (Split System: Heat Pump with Remote Outdoor Unit-Air-Source) | 38MURAQ18AB3* |  |  | CAP**2417AL* | 59SC6A080M17**16 | 17700 | 16 | 8.5 | 18600 | 19400 | 104.3% | 2.32 | 0 | 10.5 |  |  |  | No | R-410A | 1.475 | Residential & Commercial | Ducted CEE Tier 1
210597468 | Central HP <5.4 tons | DAY & NIGHT | HRCU-A-CB (Split System: Heat Pump with Remote Outdoor Unit-Air-Source) | CVH837GKA** |  |  | EA*4X61L24A*+WALLCON | *96CTN1002122A* | 33200 | 18 | 8.5 | 32000 | 24800 | 77.5% | 2 | 0 | 12 |  |  |  | No | R-410A | 2.7667 | Residential & Commercial | Ducted CEE Tier 1
212984059 | Central HP <5.4 tons | TEMPSTAR | HRCU-A-CB (Split System: Heat Pump with Remote Outdoor Unit-Air-Source) | DLCURAH24ABK |  |  | EA*4X30L17A* | *92MSN0601714A* | 23600 | 17 | 8.5 | 26400 | 24600 | 93.18% | 2.04 | 0 | 10 |  |  |  | No | R-410A | 1.9667 | Residential & Commercial | Ducted CEE Tier 1
212984095 | Central HP <5.4 tons | TEMPSTAR | HRCU-A-CB (Split System: Heat Pump with Remote Outdoor Unit-Air-Source) | DLCURAH24ABK |  |  | EA*4X37L17A* | *92MSN0601714A* | 24000 | 17 | 8.5 | 25600 | 22400 | 87.5% | 1.88 | 0 | 10 |  |  |  | No | R-410A | 2 | Residential & Commercial | Ducted CEE Tier 1
214610133 | Central HP <5.4 tons | FRIEDRICH | HRCU-A-CB (Split System: Heat Pump with Remote Outdoor Unit-Air-Source) | FRP18AZ36AJVC |  |  | TCFZ6021SEAAM | FR962V0855A21M4 | 34200 | 19 | 8.5 | 34200 | 43500 | 127.2% | 2.2 | 0 | 12.5 |  |  |  | No | R-410A | 2.85 | Residential & Commercial | Ducted CEE Tier 1
214610117 | Central HP <5.4 tons | FRIEDRICH | HRCU-A-CB (Split System: Heat Pump with Remote Outdoor Unit-Air-Source) | FRP18AZ24AJVC |  |  | TCFZ2421HEAAM | FR97MV0603A17DH | 22800 | 20 | 8.5 | 22800 | 26000 | 114% | 2.1 | 0 | 12.5 |  |  |  | No | R-410A | 1.9 | Residential & Commercial | Ducted CEE Tier 1
206790606 | Central HP <5.4 tons | BRYANT HEATING AND COOLING SYSTEMS | HRCU-A-CB (Split System: Heat Pump with Remote Outdoor Unit-Air-Source) | 284ANV048*0**B* |  |  | CAP**6024AL*+UI | 987MB66120C24*** | 44500 | 21 | 9.5 | 46000 | 36400 | 79.13% | 2.34 | 12.5 | 12 |  |  |  | No | R-410A | 3.7083 | Residential & Commercial | Ducted CEE Tier 1
215932956 | Central HP <5.4 tons | HEIL | HRCU-A-CB (Split System: Heat Pump with Remote Outdoor Unit-Air-Source) | H5H3V36*K*AAA* |  |  | EA*5X61M24A*+WALLCON | *96CTN1202422B* | 34400 | 20.5 | 9.5 | 34200 | 26000 | 76.02% | 2.08 | 0 | 12 |  |  |  | No | R-454B | 2.8667 | Residential & Commercial | Ducted CEE Tier 1
215932896 | Central HP <5.4 tons | HEIL | HRCU-A-CB (Split System: Heat Pump with Remote Outdoor Unit-Air-Source) | H5H3V36*K*AAA* |  |  | EA*5X61M24A*+WALLCON | *95CSU1002122B* | 34600 | 20.5 | 9.5 | 34200 | 25800 | 75.44% | 2.06 | 0 | 12 |  |  |  | No | R-454B | 2.8833 | Residential & Commercial | Ducted CEE Tier 1
215932996 | Central HP <5.4 tons | HEIL | HRCU-A-CB (Split System: Heat Pump with Remote Outdoor Unit-Air-Source) | H5H3V36*K*AAA* |  |  | ESH5X30M12A*+WALLCON | *97CMN0601714B* | 32200 | 18 | 9 | 34800 | 26800 | 77.01% | 1.9 | 0 | 10 |  |  |  | No | R-454B | 2.6833 | Residential & Commercial | Ducted CEE Tier 1
211391784 | Central HP <5.4 tons | JOHNSON CONTROLS | HRCU-A-CB (Split System: Heat Pump with Remote Outdoor Unit-Air-Source) | HMH72B341 |  |  | XAFC36DBCN1 | TMLE100B12MP11 | 34000 | 18 | 8.1 | 33800 | 23800 | 70.41% | 2.06 | 0 | 10 |  |  |  | No | R-410A | 2.8333 | Residential & Commercial | Ducted CEE Tier 1
215869161 | Central HP <5.4 tons | AMERICAN STANDARD | HRCU-A-CB (Split System: Heat Pump with Remote Outdoor Unit-Air-Source) | 5A6V8X60A1 |  |  | 5TXCD010AS3 | S9V2C100U5VSB+LRP | 54500 | 18.1 | 8.5 | 55500 | 39500 | 71.17% | 2 | 0 | 10 |  |  |  | No | R-454B | 4.5417 | Residential & Commercial | Ducted CEE Tier 1
214066862 | Central HP <5.4 tons | FRIEDRICH | HRCU-A-CB (Split System: Heat Pump with Remote Outdoor Unit-Air-Source) | RD17AZ36AJ3N |  |  | TCFZ3621MTANM | FR801V0754A17UH | 34200 | 18 | 8.1 | 34200 | 29400 | 85.96% | 2 | 0 | 10 |  |  |  | No | R-410A | 2.85 | Residential & Commercial | Ducted CEE Tier 1
214066879 | Central HP <5.4 tons | FRIEDRICH | HRCU-A-CB (Split System: Heat Pump with Remote Outdoor Unit-Air-Source) | RD17AZ36AJ3N |  |  | TCFZ3621MTANM | FR951V0403A17M4 | 34200 | 18 | 8.1 | 34200 | 29600 | 86.55% | 1.9 | 0 | 10 |  |  |  | No | R-410A | 2.85 | Residential & Commercial | Ducted CEE Tier 1
214066694 | Central HP <5.4 tons | FRIEDRICH | HRCU-A-CB (Split System: Heat Pump with Remote Outdoor Unit-Air-Source) | RD17AZ36AJ3N |  |  | TCFZ3621MTANM | FR97MV1005A21DH | 34200 | 18 | 8.1 | 34200 | 29400 | 85.96% | 1.9 | 0 | 10 |  |  |  | No | R-410A | 2.85 | Residential & Commercial | Ducted CEE Tier 1
214651178 | Central HP <5.4 tons | JOHNSON CONTROLS | HRCU-A-CB (Split System: Heat Pump with Remote Outdoor Unit-Air-Source) | HH824E2S11 |  |  | CTU36B5XDS1+TXV | TM9E060B12MP12 | 23000 | 18 | 9.5 | 23000 | 19200 | 83.48% | 2 | 0 | 12 |  |  |  | No | R-454B | 1.9167 | Residential & Commercial | Ducted CEE Tier 1
214242065 | Central HP <5.4 tons | CARRIER | HRCU-A-CB (Split System: Heat Pump with Remote Outdoor Unit-Air-Source) | 25VNA825A*032* |  |  | CNPV*4217AL*+UI | 59TN6C060C17**14 | 23800 | 16.5 | 8.1 | 21400 | 16700 | 78.04% | 1.96 | 0 | 11 |  |  |  | No | R-410A | 1.9833 | Residential & Commercial | Ducted CEE Tier 1
211240138 | Central HP <5.4 tons | CARRIER | HRCU-A-CB (Split System: Heat Pump with Remote Outdoor Unit-Air-Source) | 38MURAQ24AB3* |  |  | CNPV*3617AL* | 59TP6B060V14**12 | 23600 | 16.5 | 8.1 | 25800 | 23800 | 92.25% | 1.98 | 0 | 10 |  |  |  | No | R-410A | 1.9667 | Residential & Commercial | Ducted CEE Tier 1
211240141 | Central HP <5.4 tons | CARRIER | HRCU-A-CB (Split System: Heat Pump with Remote Outdoor Unit-Air-Source) | 38MURAQ24AB3* |  |  | CNPV*3617AL* | 58S(B,C)*A045E14**12 | 24600 | 16 | 8.1 | 26600 | 22400 | 84.21% | 1.84 | 0 | 10.5 |  |  |  | No | R-410A | 2.05 | Residential & Commercial | Ducted CEE Tier 1
211240173 | Central HP <5.4 tons | CARRIER | HRCU-A-CB (Split System: Heat Pump with Remote Outdoor Unit-Air-Source) | 38MURAQ24AB3* |  |  | CNPV*3621AL* | 58SP*A070V17**16 | 23800 | 16.5 | 8.1 | 26000 | 23200 | 89.23% | 1.92 | 0 | 10.5 |  |  |  | No | R-410A | 1.9833 | Residential & Commercial | Ducted CEE Tier 1
212986187 | Central HP <5.4 tons | CARRIER | HRCU-A-CB (Split System: Heat Pump with Remote Outdoor Unit-Air-Source) | 38MURAQ24AB3* |  |  | CAP**3617AL* | 59SC6A040M14**10 | 23600 | 16 | 8.5 | 26200 | 24000 | 91.6% | 1.98 | 0 | 10 |  |  |  | No | R-410A | 1.9667 | Residential & Commercial | Ducted CEE Tier 1
212986907 | Central HP <5.4 tons | CARRIER | HRCU-A-CB (Split System: Heat Pump with Remote Outdoor Unit-Air-Source) | 38MURAQ24AB3* |  |  | CAP**3617AL* | 59SC6A060M14**12 | 23600 | 16.5 | 8.5 | 26200 | 23800 | 90.84% | 1.98 | 0 | 10 |  |  |  | No | R-410A | 1.9667 | Residential & Commercial | Ducted CEE Tier 1
215669361 | Central HP <5.4 tons | TEMPSTAR | HRCU-A-CB (Split System: Heat Pump with Remote Outdoor Unit-Air-Source) | T5H0V36*K*AAA* |  |  | EA*5X60M24A*+WALLCON | *95CSU1002122B* | 34400 | 18 | 9 | 34200 | 24600 | 71.93% | 1.92 | 0 | 10 |  |  |  | No | R-454B | 2.8667 | Residential & Commercial | Ducted CEE Tier 1
215853293 | Central HP <5.4 tons | YORK | HRCU-A-CB (Split System: Heat Pump with Remote Outdoor Unit-Air-Source) | HH836E2S11 |  |  | CTU36B5XDS1+TXV | TL9E060B12UH11 | 33000 | 18 | 8.5 | 30800 | 25200 | 81.82% | 2 | 0 | 11 |  |  |  | No | R-454B | 2.75 | Residential & Commercial | Ducted CEE Tier 1
215669631 | Central HP <5.4 tons | TEMPSTAR | HRCU-A-CB (Split System: Heat Pump with Remote Outdoor Unit-Air-Source) | T5H0V36*K*AAA* |  |  | EA*5X61M24A*+WALLCON | *80CTL0702120B* | 34800 | 18.5 | 9 | 34400 | 24800 | 72.09% | 1.92 | 0 | 10 |  |  |  | No | R-454B | 2.9 | Residential & Commercial | Ducted CEE Tier 1
206790655 | Central HP <5.4 tons | BRYANT HEATING AND COOLING SYSTEMS | HRCU-A-CB (Split System: Heat Pump with Remote Outdoor Unit-Air-Source) | 284ANV048*0**B* |  |  | CSPH*6012AL*+UI | 935CA66100C21*** | 45000 | 20.5 | 9 | 46000 | 36000 | 78.26% | 2.36 | 12.5 | 12.3 |  |  |  | No | R-410A | 3.75 | Residential & Commercial | Ducted CEE Tier 1
213076296 | Central HP <5.4 tons | TEMPSTAR | HRCU-A-CB (Split System: Heat Pump with Remote Outdoor Unit-Air-Source) | DLCURAH36ABK |  |  | EA*4X48L21A* | *95MSU1002122A* | 36000 | 16.5 | 8.5 | 38000 | 34800 | 91.58% | 2.04 | 0 | 10 |  |  |  | No | R-410A | 3 | Residential & Commercial | Ducted CEE Tier 1
213076429 | Central HP <5.4 tons | TEMPSTAR | HRCU-A-CB (Split System: Heat Pump with Remote Outdoor Unit-Air-Source) | DLCURAH36ABK |  |  | EA*4X37L17A* | *80VTL0451412B* | 36000 | 15.5 | 8.5 | 38500 | 35000 | 90.91% | 2 | 0 | 10 |  |  |  | No | R-410A | 3 | Residential & Commercial | Ducted CEE Tier 1
212988021 | Central HP <5.4 tons | TEMPSTAR | HRCU-A-CB (Split System: Heat Pump with Remote Outdoor Unit-Air-Source) | DLCURAH36ABK |  |  | EA*4X48L24A* | *96MSN1002120A* | 36000 | 16.5 | 8.5 | 37800 | 34600 | 91.53% | 2.04 | 0 | 10 |  |  |  | No | R-410A | 3 | Residential & Commercial | Ducted CEE Tier 1
213076682 | Central HP <5.4 tons | TEMPSTAR | HRCU-A-CB (Split System: Heat Pump with Remote Outdoor Unit-Air-Source) | DLCURAH36ABK |  |  | EA*4X43L21A* | *80VTL0902120B* | 36800 | 16 | 8.5 | 38500 | 34600 | 89.87% | 2.02 | 0 | 10 |  |  |  | No | R-410A | 3.0667 | Residential & Commercial | Ducted CEE Tier 1
213077368 | Central HP <5.4 tons | TEMPSTAR | HRCU-A-CB (Split System: Heat Pump with Remote Outdoor Unit-Air-Source) | DLCURAH36ABK |  |  | EA*4X37L17A* | *96VTN0801716B* | 36000 | 15.5 | 8.5 | 38500 | 35200 | 91.43% | 2 | 0 | 10 |  |  |  | No | R-410A | 3 | Residential & Commercial | Ducted CEE Tier 1
212989223 | Central HP <5.4 tons | TEMPSTAR | HRCU-A-CB (Split System: Heat Pump with Remote Outdoor Unit-Air-Source) | DLCURAH24ABK |  |  | EN(A,D)4X24L17** | *95MSU0601716A* | 23200 | 16.5 | 8.5 | 26800 | 25400 | 94.78% | 2.14 | 0 | 10 |  |  |  | No | R-410A | 1.9333 | Residential & Commercial | Ducted CEE Tier 1
212984679 | Central HP <5.4 tons | DAY & NIGHT | HRCU-A-CB (Split System: Heat Pump with Remote Outdoor Unit-Air-Source) | DLCURAH24ABK |  |  | EN(A,D,W)4X36L17** | *92MSN0801716A* | 23600 | 17.5 | 8.5 | 26200 | 24600 | 93.89% | 2.04 | 0 | 10.5 |  |  |  | No | R-410A | 1.9667 | Residential & Commercial | Ducted CEE Tier 1
212971701 | Central HP <5.4 tons | AIRQUEST | HRCU-A-CB (Split System: Heat Pump with Remote Outdoor Unit-Air-Source) | DLCURAH24ABK |  |  | EN(A,D)4X24L17** | *80VTL0701716B* | 23200 | 16.5 | 8.5 | 26800 | 25200 | 94.03% | 2.1 | 0 | 10 |  |  |  | No | R-410A | 1.9333 | Residential & Commercial | Ducted CEE Tier 1
211010175 | Central HP <5.4 tons | YORK | HRCU-A-CB (Split System: Heat Pump with Remote Outdoor Unit-Air-Source) | YZV48B21 |  |  | JHVVC48HE3C2N1+CC |  | 44500 | 19.5 | 8.5 | 44000 | 35200 | 80% | 2 | 0 | 12.4 |  |  |  | No | R-410A | 3.7083 | Residential & Commercial | Ducted CEE Tier 1
215933086 | Central HP <5.4 tons | HEIL | HRCU-A-CB (Split System: Heat Pump with Remote Outdoor Unit-Air-Source) | H5H3V36*K*AAA* |  |  | ESH5X36M12A*+WALLCON | *80CTL0702120B* | 33200 | 19 | 9 | 35000 | 26800 | 76.57% | 1.92 | 0 | 11 |  |  |  | No | R-454B | 2.7667 | Residential & Commercial | Ducted CEE Tier 1
215936804 | Central HP <5.4 tons | CARRIER | HRCU-A-CB (Split System: Heat Pump with Remote Outdoor Unit-Air-Source) | 27VNA336A*030* |  |  | CVAVA6024XMA*+UI | 59MN7C060C21**20 | 35200 | 21 | 8.5 | 38500 | 28800 | 74.81% | 2.02 | 0 | 12 |  |  |  | No | R-454B | 2.9333 | Residential & Commercial | Ducted CEE Tier 1
207436585 | Central HP <5.4 tons | LENNOX | HRCU-A-CB (Split System: Heat Pump with Remote Outdoor Unit-Air-Source) | SL25XPV-048-230A** |  |  | CR33-50/60+TDR+TXV | SLP99DF110XV60C* | 45500 | 20.6 | 9 | 44000 | 35400 | 80.45% | 1.84 | 12 | 12 |  |  |  | No | R-410A | 3.7917 | Residential & Commercial | Ducted CEE Tier 1
212985949 | Central HP <5.4 tons | DAY & NIGHT | HRCU-A-CB (Split System: Heat Pump with Remote Outdoor Unit-Air-Source) | DLCURAH18ABK |  |  | EN(A,D)4X24L14** | *96MSN0261410A* | 17300 | 20 | 8.1 | 18300 | 19200 | 104.9% | 2.3 | 0 | 10.5 |  |  |  | No | R-410A | 1.4417 | Residential & Commercial | Ducted CEE Tier 1
212986301 | Central HP <5.4 tons | DAY & NIGHT | HRCU-A-CB (Split System: Heat Pump with Remote Outdoor Unit-Air-Source) | DLCURAH18ABK |  |  | EA*4X24L17A* | *96MSN0401410A* | 17400 | 16 | 8.5 | 18500 | 19500 | 105.4% | 2.34 | 0 | 10.5 |  |  |  | No | R-410A | 1.45 | Residential & Commercial | Ducted CEE Tier 1
213779107 | Central HP <5.4 tons | HEIL | HRCU-A-CB (Split System: Heat Pump with Remote Outdoor Unit-Air-Source) | HVH837GKA** |  |  | EA*4X42L21A*+WALLCON | *95CSU0601716B* | 31600 | 16.5 | 8.1 | 33000 | 24600 | 74.55% | 1.86 | 0 | 10.5 |  |  |  | No | R-410A | 2.6333 | Residential & Commercial | Ducted CEE Tier 1
212975054 | Central HP <5.4 tons | CARRIER | HRCU-A-CB (Split System: Heat Pump with Remote Outdoor Unit-Air-Source) | 38MURAQ24AB3* |  |  | CNPV*3617AL* | 59TP6C040V14**10 | 23400 | 16 | 8.1 | 26400 | 24600 | 93.18% | 2.04 | 0 | 10 |  |  |  | No | R-410A | 1.95 | Residential & Commercial | Ducted CEE Tier 1
216571046 | Central HP <5.4 tons | TRANE | HRCU-A-CB (Split System: Heat Pump with Remote Outdoor Unit-Air-Source) | 5TWV0X36A1 |  |  | 5TXCC005AS3 | *UHMC100CCV4+LRP | 34000 | 19.4 | 9.7 | 31800 | 24600 | 77.36% | 2.1 | 0 | 12 |  |  |  | No | R-454B | 2.8333 | Residential & Commercial | Ducted CEE Tier 1
216571262 | Central HP <5.4 tons | TRANE | HRCU-A-CB (Split System: Heat Pump with Remote Outdoor Unit-Air-Source) | 5TWV8X36A1 |  |  | 5PX*BD04AS3 | S8V2A040M3PDB | 31400 | 18.1 | 8.5 | 33800 | 25800 | 76.33% | 1.9 | 0 | 10 |  |  |  | No | R-454B | 2.6167 | Residential & Commercial | Ducted CEE Tier 1
216440002 | Central HP <5.4 tons | TRANE | HRCU-A-CB (Split System: Heat Pump with Remote Outdoor Unit-Air-Source) | 5TWV0X36A1 |  |  | 5PX*B004AS3+P0V0A000M30SD+LRP |  | 33200 | 18.2 | 9.4 | 32000 | 24200 | 75.62% | 2.1 | 0 | 12 |  |  |  | No | R-454B | 2.7667 | Residential & Commercial | Ducted CEE Tier 1
215866711 | Central HP <5.4 tons | AI AIR CONDITIONING | HRCU-A-CB (Split System: Heat Pump with Remote Outdoor Unit-Air-Source) | AUO19-48N2-M3H-S |  |  | AUH2-60N2-DM3E |  | 48000 | 16.3 | 9 | 56000 | 52000 | 92.86% | 1.8 | 0 | 11.7 |  |  |  | No | R-454B | 4 | Residential & Commercial | Ducted CEE Tier 1
211212440 | Central HP <5.4 tons | YORK | HRCU-A-CB (Split System: Heat Pump with Remote Outdoor Unit-Air-Source) | YZV60B21 |  |  | JHVVC60HE4C2N1+CC |  | 52000 | 19 | 8.5 | 52500 | 40000 | 76.19% | 2 | 0 | 12 |  |  |  | No | R-410A | 4.3333 | Residential & Commercial | Ducted CEE Tier 1
212972641 | Central HP <5.4 tons | CARRIER | HRCU-A-CB (Split System: Heat Pump with Remote Outdoor Unit-Air-Source) | 38MURAQ36AB3* |  |  | CAP**4824AL* | 58TP*B135V24**22 | 35800 | 16.5 | 8.5 | 37800 | 34600 | 91.53% | 2.02 | 0 | 10 |  |  |  | No | R-410A | 2.9833 | Residential & Commercial | Ducted CEE Tier 1
212974052 | Central HP <5.4 tons | CARRIER | HRCU-A-CB (Split System: Heat Pump with Remote Outdoor Unit-Air-Source) | 38MURAQ36AB3* |  |  | CAP**4821AL* | 59SP6B080V17**16 | 35400 | 16 | 8.1 | 37800 | 34800 | 92.06% | 2 | 0 | 10 |  |  |  | No | R-410A | 2.95 | Residential & Commercial | Ducted CEE Tier 1
212970386 | Central HP <5.4 tons | CARRIER | HRCU-A-CB (Split System: Heat Pump with Remote Outdoor Unit-Air-Source) | 38MURAQ36AB3* |  |  | CAP**3717AL* | 58SP*B070V17**16 | 36000 | 15.5 | 8.1 | 38500 | 35000 | 90.91% | 2 | 0 | 10 |  |  |  | No | R-410A | 3 | Residential & Commercial | Ducted CEE Tier 1
207436157 | Central HP <5.4 tons | LENNOX | HRCU-A-CB (Split System: Heat Pump with Remote Outdoor Unit-Air-Source) | SL25XPV-024-230A** |  |  | C35-48B+TDR+TXV | EL296UH045XV36B* | 22000 | 21.2 | 9.3 | 21600 | 20600 | 95.37% | 1.86 | 14.5 | 13.5 |  |  |  | No | R-410A | 1.8333 | Residential & Commercial | Ducted CEE Tier 1
207436173 | Central HP <5.4 tons | LENNOX | HRCU-A-CB (Split System: Heat Pump with Remote Outdoor Unit-Air-Source) | SL25XPV-024-230A** |  |  | CH35-42B+TDR+TXV | SL280UH090XV48B* | 22800 | 22.4 | 9.6 | 21400 | 19900 | 92.99% | 1.98 | 15.5 | 15 |  |  |  | No | R-410A | 1.9 | Residential & Commercial | Ducted CEE Tier 1
207436175 | Central HP <5.4 tons | LENNOX | HRCU-A-CB (Split System: Heat Pump with Remote Outdoor Unit-Air-Source) | SL25XPV-024-230A** |  |  | CH35-42B+TDR+TXV | SL297UH060NV36B* | 22800 | 22.6 | 9.5 | 21200 | 20000 | 94.34% | 1.96 | 15.5 | 14.5 |  |  |  | No | R-410A | 1.9 | Residential & Commercial | Ducted CEE Tier 1
207436190 | Central HP <5.4 tons | LENNOX | HRCU-A-CB (Split System: Heat Pump with Remote Outdoor Unit-Air-Source) | SL25XPV-024-230A** |  |  | CH35-42C+TDR+TXV | SLP99UH090XV36C* | 22200 | 22.4 | 9.3 | 21400 | 20200 | 94.39% | 1.9 | 15.5 | 14.5 |  |  |  | No | R-410A | 1.85 | Residential & Commercial | Ducted CEE Tier 1
213077381 | Central HP <5.4 tons | TEMPSTAR | HRCU-A-CB (Split System: Heat Pump with Remote Outdoor Unit-Air-Source) | DLCURAH36ABK |  |  | EA*4X37L21A* | *96VTN0801716B* | 36400 | 15.5 | 8.5 | 38500 | 35000 | 90.91% | 2.06 | 0 | 10 |  |  |  | No | R-410A | 3.0333 | Residential & Commercial | Ducted CEE Tier 1
216440334 | Central HP <5.4 tons | TRANE | HRCU-A-CB (Split System: Heat Pump with Remote Outdoor Unit-Air-Source) | 5TWV0X48A1 |  |  | 5TEMCD05AV41+TDR |  | 44000 | 20 | 10 | 47000 | 33400 | 71.06% | 2.2 | 0 | 12 |  |  |  | No | R-454B | 3.6667 | Residential & Commercial | Ducted CEE Tier 1
213077187 | Central HP <5.4 tons | AIRQUEST | HRCU-A-CB (Split System: Heat Pump with Remote Outdoor Unit-Air-Source) | DLCURAH36ABK |  |  | EA*4X48L24A* | *96VSN1002120B* | 35800 | 16 | 8.5 | 38000 | 34800 | 91.58% | 2.02 | 0 | 10 |  |  |  | No | R-410A | 2.9833 | Residential & Commercial | Ducted CEE Tier 1
207436603 | Central HP <5.4 tons | LENNOX | HRCU-A-CB (Split System: Heat Pump with Remote Outdoor Unit-Air-Source) | SL25XPV-048-230A** |  |  | CX35-60C+TDR | EL296UH110XV48C* | 45500 | 20 | 9.5 | 44000 | 36400 | 82.73% | 1.9 | 12.5 | 12.2 |  |  |  | No | R-410A | 3.7917 | Residential & Commercial | Ducted CEE Tier 1
207436610 | Central HP <5.4 tons | LENNOX | HRCU-A-CB (Split System: Heat Pump with Remote Outdoor Unit-Air-Source) | SL25XPV-048-230A** |  |  | CX35-60C+TDR | SL280UH110XV60C* | 46000 | 20 | 9.5 | 44000 | 36200 | 82.27% | 1.92 | 12.5 | 12.5 |  |  |  | No | R-410A | 3.8333 | Residential & Commercial | Ducted CEE Tier 1
216010739 | Central HP <5.4 tons | JOHNSON CONTROLS | HRCU-A-CB (Split System: Heat Pump with Remote Outdoor Unit-Air-Source) | HH824E2S11 |  |  | CTM36B5ADS1+JME08B2SN1 |  | 23000 | 19 | 9.5 | 23000 | 18000 | 78.26% | 2 | 0 | 12 |  |  |  | No | R-454B | 1.9167 | Residential & Commercial | Ducted CEE Tier 1
207436472 | Central HP <5.4 tons | LENNOX | HRCU-A-CB (Split System: Heat Pump with Remote Outdoor Unit-Air-Source) | SL25XPV-036-230A** |  |  | CX35-48B+TDR | SL280UH090V48B* | 34000 | 21.8 | 8.8 | 35600 | 27400 | 76.97% | 1.82 | 14 | 13.4 |  |  |  | No | R-410A | 2.8333 | Residential & Commercial | Ducted CEE Tier 1
215936834 | Central HP <5.4 tons | CARRIER | HRCU-A-CB (Split System: Heat Pump with Remote Outdoor Unit-Air-Source) | 27VNA336A*030* |  |  | CVAVA6024XMA*+UI | 59MN7C120C24**22 | 35400 | 22 | 8.5 | 38000 | 28400 | 74.74% | 2.04 | 0 | 12.5 |  |  |  | No | R-454B | 2.95 | Residential & Commercial | Ducted CEE Tier 1
215932506 | Central HP <5.4 tons | HEIL | HRCU-A-CB (Split System: Heat Pump with Remote Outdoor Unit-Air-Source) | H5H3V36*K*AAA* |  |  | EA*5X48M21A*+WALLCON | *96CTN0601714B* | 33000 | 19.5 | 9.5 | 34000 | 26000 | 76.47% | 2.04 | 0 | 11 |  |  |  | No | R-454B | 2.75 | Residential & Commercial | Ducted CEE Tier 1
215936354 | Central HP <5.4 tons | CARRIER | HRCU-A-CB (Split System: Heat Pump with Remote Outdoor Unit-Air-Source) | 27VNA336A*030* |  |  | CVAVA4824XMA*+UI | 59CU5B100C21**22 | 35200 | 21.5 | 8.5 | 38000 | 28200 | 74.21% | 2.04 | 0 | 12 |  |  |  | No | R-454B | 2.9333 | Residential & Commercial | Ducted CEE Tier 1
215936404 | Central HP <5.4 tons | CARRIER | HRCU-A-CB (Split System: Heat Pump with Remote Outdoor Unit-Air-Source) | 27VNA336A*030* |  |  | CVAVA4824XMA*+UI | 59TN6C100C21**22 | 35000 | 21.5 | 8.5 | 38000 | 28200 | 74.21% | 2.02 | 0 | 12 |  |  |  | No | R-454B | 2.9167 | Residential & Commercial | Ducted CEE Tier 1
207436473 | Central HP <5.4 tons | LENNOX | HRCU-A-CB (Split System: Heat Pump with Remote Outdoor Unit-Air-Source) | SL25XPV-036-230A** |  |  | CX35-48B+TDR | SL280UH090XV48B* | 34000 | 21.8 | 8.8 | 35600 | 27400 | 76.97% | 1.82 | 14 | 13.4 |  |  |  | No | R-410A | 2.8333 | Residential & Commercial | Ducted CEE Tier 1
207436474 | Central HP <5.4 tons | LENNOX | HRCU-A-CB (Split System: Heat Pump with Remote Outdoor Unit-Air-Source) | SL25XPV-036-230A** |  |  | CX35-48B+TDR | SL297UH040NV36B* | 33800 | 21.6 | 8.8 | 35800 | 27800 | 77.65% | 1.8 | 13.5 | 13 |  |  |  | No | R-410A | 2.8167 | Residential & Commercial | Ducted CEE Tier 1
207436257 | Central HP <5.4 tons | LENNOX | HRCU-A-CB (Split System: Heat Pump with Remote Outdoor Unit-Air-Source) | SL25XPV-036-230A** |  |  | C35-36B+TDR+TXV | SL280UH090XV48B* | 33400 | 21.8 | 8.6 | 35600 | 26600 | 74.72% | 1.76 | 13.5 | 13.4 |  |  |  | No | R-410A | 2.7833 | Residential & Commercial | Ducted CEE Tier 1
207436308 | Central HP <5.4 tons | LENNOX | HRCU-A-CB (Split System: Heat Pump with Remote Outdoor Unit-Air-Source) | SL25XPV-036-230A** |  |  | C35-50/60C+TDR+TXV | SLP99UH090XV36C* | 33600 | 22.2 | 8.7 | 34400 | 26800 | 77.91% | 1.8 | 14 | 13.3 |  |  |  | No | R-410A | 2.8 | Residential & Commercial | Ducted CEE Tier 1
207436424 | Central HP <5.4 tons | LENNOX | HRCU-A-CB (Split System: Heat Pump with Remote Outdoor Unit-Air-Source) | SL25XPV-036-230A** |  |  | CHX35-48C-**-*+TDR | SL280UH100NV60C* | 34000 | 21 | 8.5 | 33600 | 26000 | 77.38% | 1.76 | 14.5 | 13.5 |  |  |  | No | R-410A | 2.8333 | Residential & Commercial | Ducted CEE Tier 1
207436274 | Central HP <5.4 tons | LENNOX | HRCU-A-CB (Split System: Heat Pump with Remote Outdoor Unit-Air-Source) | SL25XPV-036-230A** |  |  | C35-48C+TDR+TXV | EL296UH110XV60C* | 34000 | 21.2 | 8.8 | 35600 | 27400 | 76.97% | 1.82 | 14 | 13.5 |  |  |  | No | R-410A | 2.8333 | Residential & Commercial | Ducted CEE Tier 1
216440488 | Central HP <5.4 tons | TRANE | HRCU-A-CB (Split System: Heat Pump with Remote Outdoor Unit-Air-Source) | 5TWV0X60A1 |  |  | 5PX*DD10AS3 | S9V2D120D5PSC+LRP | 51500 | 18.4 | 9 | 53500 | 37800 | 70.65% | 2 | 0 | 10 |  |  |  | No | R-454B | 4.2917 | Residential & Commercial | Ducted CEE Tier 1
216440552 | Central HP <5.4 tons | TRANE | HRCU-A-CB (Split System: Heat Pump with Remote Outdoor Unit-Air-Source) | 5TWV0X60A1 |  |  | 5TXCD010AS3 | S9V2C080U5PSC+LRP | 53000 | 18.6 | 9 | 54000 | 38000 | 70.37% | 2 | 0 | 10.5 |  |  |  | No | R-454B | 4.4167 | Residential & Commercial | Ducted CEE Tier 1
215678314 | Central HP <5.4 tons | BRYANT HEATING AND COOLING SYSTEMS | HRCU-A-CB (Split System: Heat Pump with Remote Outdoor Unit-Air-Source) | 290VAN024**AA* |  |  | CAA**3617AM*+UI | 83*CB48060C17*** | 23200 | 17 | 8.5 | 23400 | 16500 | 70.51% | 1.98 | 0 | 10 |  |  |  | No | R-454B | 1.9333 | Residential & Commercial | Ducted CEE Tier 1
207436576 | Central HP <5.4 tons | LENNOX | HRCU-A-CB (Split System: Heat Pump with Remote Outdoor Unit-Air-Source) | SL25XPV-048-230A** |  |  | CHX35-60D-**-*+TDR | SL280UH135V60D* | 45500 | 21 | 9.1 | 43500 | 35600 | 81.84% | 1.86 | 12.5 | 12.5 |  |  |  | No | R-410A | 3.7917 | Residential & Commercial | Ducted CEE Tier 1
207436608 | Central HP <5.4 tons | LENNOX | HRCU-A-CB (Split System: Heat Pump with Remote Outdoor Unit-Air-Source) | SL25XPV-048-230A** |  |  | CX35-60C+TDR | SL280UH100NV60C* | 46000 | 20.6 | 9.5 | 43500 | 36200 | 83.22% | 1.92 | 13 | 12.5 |  |  |  | No | R-410A | 3.8333 | Residential & Commercial | Ducted CEE Tier 1
207436609 | Central HP <5.4 tons | LENNOX | HRCU-A-CB (Split System: Heat Pump with Remote Outdoor Unit-Air-Source) | SL25XPV-048-230A** |  |  | CX35-60C+TDR | SL280UH110V60C* | 46000 | 20 | 9.5 | 44000 | 36200 | 82.27% | 1.92 | 12.5 | 12.5 |  |  |  | No | R-410A | 3.8333 | Residential & Commercial | Ducted CEE Tier 1
207436526 | Central HP <5.4 tons | LENNOX | HRCU-A-CB (Split System: Heat Pump with Remote Outdoor Unit-Air-Source) | SL25XPV-048-230A** |  |  | C35-60C+TDR+TXV | EL296UH090XV48C* | 45500 | 20 | 9.5 | 44000 | 36400 | 82.73% | 1.9 | 12.5 | 12 |  |  |  | No | R-410A | 3.7917 | Residential & Commercial | Ducted CEE Tier 1
207436505 | Central HP <5.4 tons | LENNOX | HRCU-A-CB (Split System: Heat Pump with Remote Outdoor Unit-Air-Source) | SL25XPV-036-230A** |  |  | CX35-50/60C+TDR | SL297UH080NV48C* | 33600 | 22.2 | 8.7 | 34200 | 26600 | 77.78% | 1.8 | 14 | 13.3 |  |  |  | No | R-410A | 2.8 | Residential & Commercial | Ducted CEE Tier 1
215912249 | Central HP <5.4 tons | JOHNSON CONTROLS | HRCU-A-CB (Split System: Heat Pump with Remote Outdoor Unit-Air-Source) | HH824E2S11 |  |  | CTM36B5ADS1 | TM8Y080B12MP11 | 23000 | 18 | 9.5 | 23000 | 18400 | 80% | 2 | 0 | 12 |  |  |  | No | R-454B | 1.9167 | Residential & Commercial | Ducted CEE Tier 1
215912256 | Central HP <5.4 tons | JOHNSON CONTROLS | HRCU-A-CB (Split System: Heat Pump with Remote Outdoor Unit-Air-Source) | HH824E2S11 |  |  | CTM36B5ADS1 | TM9E080B12MP12 | 23000 | 17 | 9.5 | 23000 | 18800 | 81.74% | 2 | 0 | 12 |  |  |  | No | R-454B | 1.9167 | Residential & Commercial | Ducted CEE Tier 1
207436357 | Central HP <5.4 tons | LENNOX | HRCU-A-CB (Split System: Heat Pump with Remote Outdoor Unit-Air-Source) | SL25XPV-036-230A** |  |  | CH35-48B+TDR+TXV | SL280UH080NV48B* | 33800 | 21.4 | 8.8 | 34400 | 26000 | 75.58% | 1.84 | 14.5 | 13.4 |  |  |  | No | R-410A | 2.8167 | Residential & Commercial | Ducted CEE Tier 1
207436372 | Central HP <5.4 tons | LENNOX | HRCU-A-CB (Split System: Heat Pump with Remote Outdoor Unit-Air-Source) | SL25XPV-036-230A** |  |  | CH35-48C+TDR+TXV | SL280UH100NV60C* | 34000 | 21 | 8.5 | 33600 | 26000 | 77.38% | 1.76 | 14.5 | 13.5 |  |  |  | No | R-410A | 2.8333 | Residential & Commercial | Ducted CEE Tier 1
215934116 | Central HP <5.4 tons | HEIL | HRCU-A-CB (Split System: Heat Pump with Remote Outdoor Unit-Air-Source) | H5H3V48*K*AAA* |  |  | EA*5X60M24A*+WALLCON | *80CTL1352422B* | 45000 | 21.5 | 9.5 | 48000 | 36200 | 75.42% | 2 | 0 | 11.5 |  |  |  | No | R-454B | 3.75 | Residential & Commercial | Ducted CEE Tier 1
215934266 | Central HP <5.4 tons | HEIL | HRCU-A-CB (Split System: Heat Pump with Remote Outdoor Unit-Air-Source) | H5H3V48*K*AAA* |  |  | EA*5X61M21A*+WALLCON | *97CMN1002122B* | 45500 | 21 | 9.5 | 48500 | 36800 | 75.88% | 2 | 0 | 11 |  |  |  | No | R-454B | 3.7917 | Residential & Commercial | Ducted CEE Tier 1
215670475 | Central HP <5.4 tons | TEMPSTAR | HRCU-A-CB (Split System: Heat Pump with Remote Outdoor Unit-Air-Source) | T5H0V36*K*AAA* |  |  | ESH5X60M12A*+WALLCON | *80CTL1352422B* | 34600 | 17 | 8.5 | 34600 | 24800 | 71.68% | 1.92 | 0 | 10 |  |  |  | No | R-454B | 2.8833 | Residential & Commercial | Ducted CEE Tier 1
215682244 | Central HP <5.4 tons | BRYANT HEATING AND COOLING SYSTEMS | HRCU-A-CB (Split System: Heat Pump with Remote Outdoor Unit-Air-Source) | 290VAN048**AA* |  |  | CVAVA4924XMA*+UI | 83*CB60080C21*** | 48000 | 19 | 9 | 50000 | 36200 | 72.4% | 2.12 | 0 | 10 |  |  |  | No | R-454B | 4 | Residential & Commercial | Ducted CEE Tier 1
215682274 | Central HP <5.4 tons | BRYANT HEATING AND COOLING SYSTEMS | HRCU-A-CB (Split System: Heat Pump with Remote Outdoor Unit-Air-Source) | 290VAN048**AA* |  |  | CVAVA4924XMA*+UI | 987TA66100C21*** | 48000 | 19 | 9 | 50000 | 36600 | 73.2% | 2 | 0 | 10.5 |  |  |  | No | R-454B | 4 | Residential & Commercial | Ducted CEE Tier 1
215682444 | Central HP <5.4 tons | BRYANT HEATING AND COOLING SYSTEMS | HRCU-A-CB (Split System: Heat Pump with Remote Outdoor Unit-Air-Source) | 290VAN048**AA* |  |  | CVAVA6121XMA*+UI | 83*CB36040C17*** | 48500 | 19 | 9 | 50000 | 36800 | 73.6% | 2.12 | 0 | 10 |  |  |  | No | R-454B | 4.0417 | Residential & Commercial | Ducted CEE Tier 1
207436556 | Central HP <5.4 tons | LENNOX | HRCU-A-CB (Split System: Heat Pump with Remote Outdoor Unit-Air-Source) | SL25XPV-048-230A** |  |  | CH35-51C+TDR+TXV | SLP99UH110XV60C* | 45000 | 20 | 9.2 | 45500 | 37400 | 82.2% | 1.82 | 12 | 12 |  |  |  | No | R-410A | 3.75 | Residential & Commercial | Ducted CEE Tier 1
207436156 | Central HP <5.4 tons | LENNOX | HRCU-A-CB (Split System: Heat Pump with Remote Outdoor Unit-Air-Source) | SL25XPV-024-230A** |  |  | C35-36B+TDR+TXV | SLP99UH070XV36B* | 22200 | 23 | 9.2 | 21600 | 20400 | 94.44% | 1.84 | 15 | 14.3 |  |  |  | No | R-410A | 1.85 | Residential & Commercial | Ducted CEE Tier 1
207436239 | Central HP <5.4 tons | LENNOX | HRCU-A-CB (Split System: Heat Pump with Remote Outdoor Unit-Air-Source) | SL25XPV-024-230A** |  |  | CX35-36B+TDR | SLP99UH070XV36B* | 22200 | 23 | 9.2 | 21600 | 20400 | 94.44% | 1.84 | 15 | 14.3 |  |  |  | No | R-410A | 1.85 | Residential & Commercial | Ducted CEE Tier 1
216440457 | Central HP <5.4 tons | AMERICAN STANDARD | HRCU-A-CB (Split System: Heat Pump with Remote Outdoor Unit-Air-Source) | 5A6V0X60A1 |  |  | 5PX*D008AS3+P0V0C000M50SD+LRP |  | 52000 | 18.8 | 9 | 54000 | 38000 | 70.37% | 2 | 0 | 10.5 |  |  |  | No | R-454B | 4.3333 | Residential & Commercial | Ducted CEE Tier 1
204456548 | Central HP <5.4 tons | COMFORTMAKER | HRCU-A-CB (Split System: Heat Pump with Remote Outdoor Unit-Air-Source) | CVH825GKA2* |  |  | EA*4X30L17A*+WALLCON | *96CTN0801714A* | 23400 | 16.5 | 8.1 | 21600 | 16800 | 77.78% | 1.9 | 11 | 10.5 |  |  |  | No | R-410A | 1.95 | Residential & Commercial | Ducted CEE Tier 1
204456584 | Central HP <5.4 tons | COMFORTMAKER | HRCU-A-CB (Split System: Heat Pump with Remote Outdoor Unit-Air-Source) | CVH825GKA2* |  |  | EA*4X30L17A*+WALLCON | *80CTL0901716A* | 23600 | 17 | 8.1 | 21400 | 16600 | 77.57% | 1.92 | 11 | 11 |  |  |  | No | R-410A | 1.9667 | Residential & Commercial | Ducted CEE Tier 1
215678364 | Central HP <5.4 tons | BRYANT HEATING AND COOLING SYSTEMS | HRCU-A-CB (Split System: Heat Pump with Remote Outdoor Unit-Air-Source) | 290VAN024**AA* |  |  | CAA**3717AM*+UI | 987TA42060C17*** | 23600 | 16.5 | 9 | 23600 | 16600 | 70.34% | 1.98 | 0 | 10 |  |  |  | No | R-454B | 1.9667 | Residential & Commercial | Ducted CEE Tier 1
215678324 | Central HP <5.4 tons | BRYANT HEATING AND COOLING SYSTEMS | HRCU-A-CB (Split System: Heat Pump with Remote Outdoor Unit-Air-Source) | 290VAN024**AA* |  |  | CAA**3617AM*+UI | 987TA42060C17*** | 23000 | 16.5 | 9 | 23800 | 16700 | 70.17% | 1.98 | 0 | 10 |  |  |  | No | R-454B | 1.9167 | Residential & Commercial | Ducted CEE Tier 1
216440460 | Central HP <5.4 tons | TRANE | HRCU-A-CB (Split System: Heat Pump with Remote Outdoor Unit-Air-Source) | 5TWV0X60A1 |  |  | 5PX*D008AS3 | S9V2C100U5VSB+LRP | 52000 | 18.6 | 9 | 54500 | 38500 | 70.64% | 2 | 0 | 10 |  |  |  | No | R-454B | 4.3333 | Residential & Commercial | Ducted CEE Tier 1
216440480 | Central HP <5.4 tons | TRANE | HRCU-A-CB (Split System: Heat Pump with Remote Outdoor Unit-Air-Source) | 5TWV0X60A1 |  |  | 5PX*DD10AS3+P0V0C000M50SD+LRP |  | 52000 | 18.6 | 9 | 53500 | 37600 | 70.28% | 2 | 0 | 10.5 |  |  |  | No | R-454B | 4.3333 | Residential & Commercial | Ducted CEE Tier 1
216411150 | Central HP <5.4 tons | JOHNSON CONTROLS | HRCU-A-CB (Split System: Heat Pump with Remote Outdoor Unit-Air-Source) | HMH72B341 |  |  | XAHC36DBCN1 | Z9ET080B12SMPS1 | 33200 | 18 | 8.5 | 33000 | 23200 | 70.3% | 2 | 0 | 10 |  |  |  | No | R-410A | 2.7667 | Residential & Commercial | Ducted CEE Tier 1
215676854 | Central HP <5.4 tons | BRYANT HEATING AND COOLING SYSTEMS | HRCU-A-CB (Split System: Heat Pump with Remote Outdoor Unit-Air-Source) | 290VAN048**AA* |  |  | CVAVA6124XMA*+UI | 83*CA60100C21*** | 48500 | 19 | 9 | 50000 | 36800 | 73.6% | 2.1 | 0 | 10 |  |  |  | No | R-454B | 4.0417 | Residential & Commercial | Ducted CEE Tier 1
215682074 | Central HP <5.4 tons | BRYANT HEATING AND COOLING SYSTEMS | HRCU-A-CB (Split System: Heat Pump with Remote Outdoor Unit-Air-Source) | 290VAN048**AA* |  |  | CVAMA6124XMA*+UI | 987TA66100C21*** | 48500 | 19.5 | 9.5 | 50000 | 36600 | 73.2% | 2.12 | 0 | 10.5 |  |  |  | No | R-454B | 4.0417 | Residential & Commercial | Ducted CEE Tier 1
215682224 | Central HP <5.4 tons | BRYANT HEATING AND COOLING SYSTEMS | HRCU-A-CB (Split System: Heat Pump with Remote Outdoor Unit-Air-Source) | 290VAN048**AA* |  |  | CVAVA4824XMA*+UI | 987TA66120C24*** | 47000 | 18.5 | 9 | 50000 | 36400 | 72.8% | 2 | 0 | 10 |  |  |  | No | R-454B | 3.9167 | Residential & Commercial | Ducted CEE Tier 1
207436594 | Central HP <5.4 tons | LENNOX | HRCU-A-CB (Split System: Heat Pump with Remote Outdoor Unit-Air-Source) | SL25XPV-048-230A** |  |  | CX35-49C+TDR | SL280UH110V60C* | 45500 | 20 | 8.9 | 44000 | 35800 | 81.36% | 1.78 | 12.5 | 12.3 |  |  |  | No | R-410A | 3.7917 | Residential & Commercial | Ducted CEE Tier 1
207436596 | Central HP <5.4 tons | LENNOX | HRCU-A-CB (Split System: Heat Pump with Remote Outdoor Unit-Air-Source) | SL25XPV-048-230A** |  |  | CX35-49C+TDR | SL297UH080NV48C* | 45500 | 20 | 8.9 | 44000 | 36000 | 81.82% | 1.76 | 12.5 | 12.2 |  |  |  | No | R-410A | 3.7917 | Residential & Commercial | Ducted CEE Tier 1
207436587 | Central HP <5.4 tons | LENNOX | HRCU-A-CB (Split System: Heat Pump with Remote Outdoor Unit-Air-Source) | SL25XPV-048-230A** |  |  | CX35-49C+TDR | EL296UH090XV60C* | 45500 | 20 | 8.9 | 44000 | 36000 | 81.82% | 1.78 | 12 | 12 |  |  |  | No | R-410A | 3.7917 | Residential & Commercial | Ducted CEE Tier 1
215932606 | Central HP <5.4 tons | HEIL | HRCU-A-CB (Split System: Heat Pump with Remote Outdoor Unit-Air-Source) | H5H3V36*K*AAA* |  |  | EA*5X60M24A*+WALLCON | *97CMN0802120B* | 34000 | 20 | 9.5 | 34200 | 26000 | 76.02% | 2.06 | 0 | 11.7 |  |  |  | No | R-454B | 2.8333 | Residential & Commercial | Ducted CEE Tier 1
215932706 | Central HP <5.4 tons | HEIL | HRCU-A-CB (Split System: Heat Pump with Remote Outdoor Unit-Air-Source) | H5H3V36*K*AAA* |  |  | EA*5X61M21A*+WALLCON | *80CTL0702120B* | 34400 | 20.5 | 9 | 34400 | 26200 | 76.16% | 1.96 | 0 | 11.7 |  |  |  | No | R-454B | 2.8667 | Residential & Commercial | Ducted CEE Tier 1
215932756 | Central HP <5.4 tons | HEIL | HRCU-A-CB (Split System: Heat Pump with Remote Outdoor Unit-Air-Source) | H5H3V36*K*AAA* |  |  | EA*5X61M21A*+WALLCON | *95CSU0802120B* | 34400 | 20 | 9 | 34400 | 26200 | 76.16% | 1.96 | 0 | 11.7 |  |  |  | No | R-454B | 2.8667 | Residential & Commercial | Ducted CEE Tier 1
215932546 | Central HP <5.4 tons | HEIL | HRCU-A-CB (Split System: Heat Pump with Remote Outdoor Unit-Air-Source) | H5H3V36*K*AAA* |  |  | EA*5X60M24A*+WALLCON | *80CTL0902120B* | 34000 | 20.5 | 9.5 | 34000 | 25800 | 75.88% | 2.06 | 0 | 12 |  |  |  | No | R-454B | 2.8333 | Residential & Commercial | Ducted CEE Tier 1
215932596 | Central HP <5.4 tons | HEIL | HRCU-A-CB (Split System: Heat Pump with Remote Outdoor Unit-Air-Source) | H5H3V36*K*AAA* |  |  | EA*5X60M24A*+WALLCON | *97CMN0602120B* | 33800 | 20 | 9 | 34600 | 26400 | 76.3% | 1.92 | 0 | 11.5 |  |  |  | No | R-454B | 2.8167 | Residential & Commercial | Ducted CEE Tier 1
215932696 | Central HP <5.4 tons | HEIL | HRCU-A-CB (Split System: Heat Pump with Remote Outdoor Unit-Air-Source) | H5H3V36*K*AAA* |  |  | EA*5X61M21A*+WALLCON | *80CTL0701716B* | 34200 | 20 | 9 | 34800 | 26400 | 75.86% | 1.94 | 0 | 11.7 |  |  |  | No | R-454B | 2.85 | Residential & Commercial | Ducted CEE Tier 1
215933066 | Central HP <5.4 tons | HEIL | HRCU-A-CB (Split System: Heat Pump with Remote Outdoor Unit-Air-Source) | H5H3V36*K*AAA* |  |  | ESH5X36M12A*+WALLCON | *80CTL0701412B* | 33000 | 18.5 | 9 | 35400 | 27200 | 76.84% | 1.9 | 0 | 10.5 |  |  |  | No | R-454B | 2.75 | Residential & Commercial | Ducted CEE Tier 1
215933116 | Central HP <5.4 tons | HEIL | HRCU-A-CB (Split System: Heat Pump with Remote Outdoor Unit-Air-Source) | H5H3V36*K*AAA* |  |  | ESH5X36M12A*+WALLCON | *80CTL1102120B* | 33400 | 19 | 9 | 34800 | 26600 | 76.44% | 1.92 | 0 | 11.5 |  |  |  | No | R-454B | 2.7833 | Residential & Commercial | Ducted CEE Tier 1
215933136 | Central HP <5.4 tons | HEIL | HRCU-A-CB (Split System: Heat Pump with Remote Outdoor Unit-Air-Source) | H5H3V36*K*AAA* |  |  | ESH5X36M12A*+WALLCON | *95CSU0601716B* | 33000 | 18.5 | 9 | 35400 | 27200 | 76.84% | 1.92 | 0 | 11 |  |  |  | No | R-454B | 2.75 | Residential & Commercial | Ducted CEE Tier 1
211240823 | Central HP <5.4 tons | DAY & NIGHT | HRCU-A-CB (Split System: Heat Pump with Remote Outdoor Unit-Air-Source) | DLCURAH24ABK |  |  | EA*4X25L17A* | *96VSN0601714A* | 24800 | 16.5 | 8.5 | 25600 | 21200 | 82.81% | 1.78 | 0 | 10 |  |  |  | No | R-410A | 2.0667 | Residential & Commercial | Ducted CEE Tier 1
212977608 | Central HP <5.4 tons | TEMPSTAR | HRCU-A-CB (Split System: Heat Pump with Remote Outdoor Unit-Air-Source) | DLCURAH24ABK |  |  | EA*4X30L14A* | *80MS(N,L)0451412A* | 23600 | 17 | 8.5 | 26400 | 24600 | 93.18% | 2.04 | 0 | 10 |  |  |  | No | R-410A | 1.9667 | Residential & Commercial | Ducted CEE Tier 1
212978196 | Central HP <5.4 tons | TEMPSTAR | HRCU-A-CB (Split System: Heat Pump with Remote Outdoor Unit-Air-Source) | DLCURAH24ABK |  |  | EN(A,D)4X30L14** | *80MS(N,L)0701412A* | 23600 | 17 | 8.5 | 26200 | 24600 | 93.89% | 2.04 | 0 | 10.5 |  |  |  | No | R-410A | 1.9667 | Residential & Commercial | Ducted CEE Tier 1
212978695 | Central HP <5.4 tons | TEMPSTAR | HRCU-A-CB (Split System: Heat Pump with Remote Outdoor Unit-Air-Source) | DLCURAH24ABK |  |  | EA*4X37L21A* | *80MS(N,L)0701712A* | 24400 | 17.5 | 8.5 | 25200 | 21200 | 84.13% | 1.8 | 0 | 10.5 |  |  |  | No | R-410A | 2.0333 | Residential & Commercial | Ducted CEE Tier 1
212979165 | Central HP <5.4 tons | TEMPSTAR | HRCU-A-CB (Split System: Heat Pump with Remote Outdoor Unit-Air-Source) | DLCURAH24ABK |  |  | EA*4X36L17A* | *80MS(N,L)0701716A* | 23800 | 17 | 8.5 | 26200 | 23800 | 90.84% | 1.98 | 0 | 10 |  |  |  | No | R-410A | 1.9833 | Residential & Commercial | Ducted CEE Tier 1
211241091 | Central HP <5.4 tons | DAY & NIGHT | HRCU-A-CB (Split System: Heat Pump with Remote Outdoor Unit-Air-Source) | DLCURAH24ABK |  |  | EA*4X25L17A* | *80ES(N,L)0701712A* | 25000 | 16.5 | 8.5 | 25800 | 21000 | 81.4% | 1.76 | 0 | 10.5 |  |  |  | No | R-410A | 2.0833 | Residential & Commercial | Ducted CEE Tier 1
216571028 | Central HP <5.4 tons | TRANE | HRCU-A-CB (Split System: Heat Pump with Remote Outdoor Unit-Air-Source) | 5TWV0X36A1 |  |  | 5TXCB004AS3 | L8V1A040U3VSB+LRP | 33800 | 18.6 | 9.7 | 31800 | 25000 | 78.62% | 2.1 | 0 | 11.7 |  |  |  | No | R-454B | 2.8167 | Residential & Commercial | Ducted CEE Tier 1
216571076 | Central HP <5.4 tons | TRANE | HRCU-A-CB (Split System: Heat Pump with Remote Outdoor Unit-Air-Source) | 5TWV0X36A1 |  |  | 5TXCC009AS3 | S8V2C100M5PCB | 35800 | 20 | 9.7 | 32000 | 24800 | 77.5% | 2.2 | 0 | 12.7 |  |  |  | No | R-454B | 2.9833 | Residential & Commercial | Ducted CEE Tier 1
216571312 | Central HP <5.4 tons | TRANE | HRCU-A-CB (Split System: Heat Pump with Remote Outdoor Unit-Air-Source) | 5TWV8X36A1 |  |  | 5TXCC009AS3 | S8V2C080M5PDB | 33000 | 18.1 | 8.5 | 33000 | 25200 | 76.36% | 2.1 | 0 | 10.5 |  |  |  | No | R-454B | 2.75 | Residential & Commercial | Ducted CEE Tier 1
215933166 | Central HP <5.4 tons | HEIL | HRCU-A-CB (Split System: Heat Pump with Remote Outdoor Unit-Air-Source) | H5H3V36*K*AAA* |  |  | ESH5X36M12A*+WALLCON | *97CMN0601714B* | 33000 | 18.5 | 9 | 34400 | 26200 | 76.16% | 1.92 | 0 | 10.5 |  |  |  | No | R-454B | 2.75 | Residential & Commercial | Ducted CEE Tier 1
215932656 | Central HP <5.4 tons | HEIL | HRCU-A-CB (Split System: Heat Pump with Remote Outdoor Unit-Air-Source) | H5H3V36*K*AAA* |  |  | EA*5X61M21A*+WALLCON | *80CSU0401712A* | 34400 | 20.5 | 9 | 34600 | 26200 | 75.72% | 1.94 | 0 | 11.7 |  |  |  | No | R-454B | 2.8667 | Residential & Commercial | Ducted CEE Tier 1
215222807 | Central HP <5.4 tons | FRIEDRICH | HRCU-A-CB (Split System: Heat Pump with Remote Outdoor Unit-Air-Source) | RD17AZ60AJ3N |  |  | RCFZ6021STAAM | FR951T1005A21M4 | 54500 | 17 | 8.1 | 46500 | 34000 | 73.12% | 2.1 | 0 | 10 |  |  |  | No | R-410A | 4.5417 | Residential & Commercial | Ducted CEE Tier 1
215222809 | Central HP <5.4 tons | FRIEDRICH | HRCU-A-CB (Split System: Heat Pump with Remote Outdoor Unit-Air-Source) | RD17AZ60AJ3N |  |  | RCFZ6021STAAM | FR951T0705A21M4 | 54500 | 18 | 8.1 | 46500 | 33800 | 72.69% | 2 | 0 | 10 |  |  |  | No | R-410A | 4.5417 | Residential & Commercial | Ducted CEE Tier 1
212972732 | Central HP <5.4 tons | CARRIER | HRCU-A-CB (Split System: Heat Pump with Remote Outdoor Unit-Air-Source) | 38MURAQ18AB3* |  |  | CNPV*2414AL* | 59SP6B040V14**10 | 17400 | 15.5 | 8.5 | 18500 | 19200 | 103.8% | 2.3 | 0 | 10.5 |  |  |  | No | R-410A | 1.45 | Residential & Commercial | Ducted CEE Tier 1
212973052 | Central HP <5.4 tons | CARRIER | HRCU-A-CB (Split System: Heat Pump with Remote Outdoor Unit-Air-Source) | 38MURAQ18AB3* |  |  | CNPV*2417AL* | 59SP6B040V17**12 | 17500 | 15.5 | 8.5 | 18600 | 19200 | 103.2% | 2.3 | 0 | 10.5 |  |  |  | No | R-410A | 1.4583 | Residential & Commercial | Ducted CEE Tier 1
214075236 | Central HP <5.4 tons | FRIEDRICH | HRCU-A-CB (Split System: Heat Pump with Remote Outdoor Unit-Air-Source) | RD17AZ60AJ3N |  |  | TCFZ6024STANM | FR801V1005A21UHU | 55500 | 18 | 8.1 | 54000 | 49000 | 90.74% | 1.75 | 0 | 10 |  |  |  | No | R-410A | 4.625 | Residential & Commercial | Ducted CEE Tier 1
211261241 | Central HP <5.4 tons | BRYANT HEATING AND COOLING SYSTEMS | HRCU-A-CB (Split System: Heat Pump with Remote Outdoor Unit-Air-Source) | 38MURAQ18AB3* |  |  | CAP**3014AL* | 82*SA36045V14*** | 17800 | 16 | 8.5 | 18400 | 18500 | 100.5% | 2.22 | 0 | 10.5 |  |  |  | No | R-410A | 1.4833 | Residential & Commercial | Ducted CEE Tier 1
211261606 | Central HP <5.4 tons | BRYANT HEATING AND COOLING SYSTEMS | HRCU-A-CB (Split System: Heat Pump with Remote Outdoor Unit-Air-Source) | 38MURAQ18AB3* |  |  | CAP**3017AL* | 926SA36060V14*** | 18000 | 16 | 8.5 | 18600 | 18500 | 99.46% | 2.22 | 0 | 10.5 |  |  |  | No | R-410A | 1.5 | Residential & Commercial | Ducted CEE Tier 1
214239843 | Central HP <5.4 tons | CARRIER | HRCU-A-CB (Split System: Heat Pump with Remote Outdoor Unit-Air-Source) | 25VNA837A*030* |  |  | CNPV*4821AL*+UI | 58TN*B045C17**12 | 32200 | 16.5 | 8.1 | 33200 | 25000 | 75.3% | 1.9 | 0 | 11 |  |  |  | No | R-410A | 2.6833 | Residential & Commercial | Ducted CEE Tier 1
214242835 | Central HP <5.4 tons | CARRIER | HRCU-A-CB (Split System: Heat Pump with Remote Outdoor Unit-Air-Source) | 25VNA825A*031* |  |  | CNPV*3621AL*+UI | 59TN6C080C17**14 | 23400 | 16.5 | 8.1 | 21600 | 16700 | 77.31% | 1.92 | 0 | 11 |  |  |  | No | R-410A | 1.95 | Residential & Commercial | Ducted CEE Tier 1
214242885 | Central HP <5.4 tons | CARRIER | HRCU-A-CB (Split System: Heat Pump with Remote Outdoor Unit-Air-Source) | 25VNA825A*031* |  |  | CNPV*4217AL*+UI | 58TN*B090C17**16 | 24000 | 17 | 8.1 | 21400 | 16600 | 77.57% | 1.98 | 0 | 11.5 |  |  |  | No | R-410A | 2 | Residential & Commercial | Ducted CEE Tier 1
214243185 | Central HP <5.4 tons | CARRIER | HRCU-A-CB (Split System: Heat Pump with Remote Outdoor Unit-Air-Source) | 25VNA825A*031* |  |  | CNPV*4821AL*+UI | 59TN6C100C21**22 | 24200 | 17 | 8.1 | 21200 | 16600 | 78.3% | 2.02 | 0 | 11.5 |  |  |  | No | R-410A | 2.0167 | Residential & Commercial | Ducted CEE Tier 1
215933696 | Central HP <5.4 tons | HEIL | HRCU-A-CB (Split System: Heat Pump with Remote Outdoor Unit-Air-Source) | H5H3V36*K*AAA* |  |  | ESH5X48M12A*+WALLCON | *96CTN0601714B* | 33400 | 19 | 9 | 34200 | 26000 | 76.02% | 1.94 | 0 | 11 |  |  |  | No | R-454B | 2.7833 | Residential & Commercial | Ducted CEE Tier 1
215936734 | Central HP <5.4 tons | CARRIER | HRCU-A-CB (Split System: Heat Pump with Remote Outdoor Unit-Air-Source) | 27VNA336A*030* |  |  | CVAVA6024XMA*+UI | 58CU*A100C21**20 | 35400 | 21.5 | 8.5 | 38000 | 28600 | 75.26% | 2.04 | 0 | 12 |  |  |  | No | R-454B | 2.95 | Residential & Commercial | Ducted CEE Tier 1
215933726 | Central HP <5.4 tons | HEIL | HRCU-A-CB (Split System: Heat Pump with Remote Outdoor Unit-Air-Source) | H5H3V36*K*AAA* |  |  | ESH5X60M12A*+WALLCON | *80CSU0601716A* | 34000 | 19.5 | 9 | 34400 | 26000 | 75.58% | 1.94 | 0 | 11.7 |  |  |  | No | R-454B | 2.8333 | Residential & Commercial | Ducted CEE Tier 1
215933896 | Central HP <5.4 tons | HEIL | HRCU-A-CB (Split System: Heat Pump with Remote Outdoor Unit-Air-Source) | H5H3V36*K*AAA* |  |  | ESH5X60M12A*+WALLCON | *97CMN1002122B* | 34200 | 19.5 | 9 | 34200 | 26000 | 76.02% | 1.94 | 0 | 11.7 |  |  |  | No | R-454B | 2.85 | Residential & Commercial | Ducted CEE Tier 1
215934646 | Central HP <5.4 tons | HEIL | HRCU-A-CB (Split System: Heat Pump with Remote Outdoor Unit-Air-Source) | H5H3V36*K*AAA* |  |  | EVM5X30M17A*+WALLCON | *97CMN0601714B* | 34000 | 20 | 8.1 | 38000 | 27200 | 71.58% | 2 | 0 | 11 |  |  |  | No | R-454B | 2.8333 | Residential & Commercial | Ducted CEE Tier 1
215932736 | Central HP <5.4 tons | HEIL | HRCU-A-CB (Split System: Heat Pump with Remote Outdoor Unit-Air-Source) | H5H3V36*K*AAA* |  |  | EA*5X61M21A*+WALLCON | *80CTL1102120B* | 34400 | 20.5 | 9.5 | 34200 | 26000 | 76.02% | 2.06 | 0 | 12 |  |  |  | No | R-454B | 2.8667 | Residential & Commercial | Ducted CEE Tier 1
215932936 | Central HP <5.4 tons | HEIL | HRCU-A-CB (Split System: Heat Pump with Remote Outdoor Unit-Air-Source) | H5H3V36*K*AAA* |  |  | EA*5X61M24A*+WALLCON | *97CMN1202422B* | 34400 | 20.5 | 9.5 | 34400 | 26000 | 75.58% | 2.06 | 0 | 12 |  |  |  | No | R-454B | 2.8667 | Residential & Commercial | Ducted CEE Tier 1
216571140 | Central HP <5.4 tons | TRANE | HRCU-A-CB (Split System: Heat Pump with Remote Outdoor Unit-Air-Source) | 5TWV0X48A1 |  |  | 5TXCD010AS3 | S8V2C080M5PCB | 45000 | 20 | 9.7 | 47000 | 33600 | 71.49% | 2.1 | 0 | 12 |  |  |  | No | R-454B | 3.75 | Residential & Commercial | Ducted CEE Tier 1
216571080 | Central HP <5.4 tons | TRANE | HRCU-A-CB (Split System: Heat Pump with Remote Outdoor Unit-Air-Source) | 5TWV0X48A1 |  |  | 5PX*C007AS3 | S8V2C080M5PCB | 44500 | 20 | 9.7 | 47500 | 34000 | 71.58% | 2.1 | 0 | 11.7 |  |  |  | No | R-454B | 3.7083 | Residential & Commercial | Ducted CEE Tier 1
216440268 | Central HP <5.4 tons | TRANE | HRCU-A-CB (Split System: Heat Pump with Remote Outdoor Unit-Air-Source) | 5TWV0X48A1 |  |  | 5PX*CD09AS3 | S9V2C100D5PSC+LRP | 44500 | 20 | 9.4 | 46000 | 32800 | 71.3% | 2.1 | 0 | 12 |  |  |  | No | R-454B | 3.7083 | Residential & Commercial | Ducted CEE Tier 1
216440270 | Central HP <5.4 tons | TRANE | HRCU-A-CB (Split System: Heat Pump with Remote Outdoor Unit-Air-Source) | 5TWV0X48A1 |  |  | 5PX*CD09AS3 | S9V2C100D5VSB+LRP | 44500 | 20 | 9.4 | 46000 | 32800 | 71.3% | 2.1 | 0 | 12 |  |  |  | No | R-454B | 3.7083 | Residential & Commercial | Ducted CEE Tier 1
216440304 | Central HP <5.4 tons | TRANE | HRCU-A-CB (Split System: Heat Pump with Remote Outdoor Unit-Air-Source) | 5TWV0X48A1 |  |  | 5PX*D010AS3 | S9V2C100U4VSB+LRP | 44500 | 20 | 9.7 | 46000 | 33000 | 71.74% | 2.1 | 0 | 12 |  |  |  | No | R-454B | 3.7083 | Residential & Commercial | Ducted CEE Tier 1
216571082 | Central HP <5.4 tons | TRANE | HRCU-A-CB (Split System: Heat Pump with Remote Outdoor Unit-Air-Source) | 5TWV0X48A1 |  |  | 5PX*C007AS3 | *UHMC100CCV4+LRP | 44500 | 20 | 9.7 | 47000 | 34000 | 72.34% | 2.1 | 0 | 11.7 |  |  |  | No | R-454B | 3.7083 | Residential & Commercial | Ducted CEE Tier 1
215676884 | Central HP <5.4 tons | BRYANT HEATING AND COOLING SYSTEMS | HRCU-A-CB (Split System: Heat Pump with Remote Outdoor Unit-Air-Source) | 290VAN048**AA* |  |  | CVAVA6124XMA*+UI | 88*TB66135C24*** | 48500 | 19.5 | 9.5 | 50000 | 36600 | 73.2% | 2.1 | 0 | 10.5 |  |  |  | No | R-454B | 4.0417 | Residential & Commercial | Ducted CEE Tier 1
215676904 | Central HP <5.4 tons | BRYANT HEATING AND COOLING SYSTEMS | HRCU-A-CB (Split System: Heat Pump with Remote Outdoor Unit-Air-Source) | 290VAN048**AA* |  |  | CVAVA6124XMA*+UI | 987MC60060C21*** | 48000 | 19 | 9 | 50000 | 37200 | 74.4% | 1.98 | 0 | 10 |  |  |  | No | R-454B | 4 | Residential & Commercial | Ducted CEE Tier 1
215676934 | Central HP <5.4 tons | BRYANT HEATING AND COOLING SYSTEMS | HRCU-A-CB (Split System: Heat Pump with Remote Outdoor Unit-Air-Source) | 290VAN048**AA* |  |  | CVAVA6124XMA*+UI | 987MC66120C24*** | 48500 | 19.5 | 9.5 | 50000 | 36800 | 73.6% | 2.12 | 0 | 10.5 |  |  |  | No | R-454B | 4.0417 | Residential & Commercial | Ducted CEE Tier 1
216440494 | Central HP <5.4 tons | TRANE | HRCU-A-CB (Split System: Heat Pump with Remote Outdoor Unit-Air-Source) | 5TWV0X60A1 |  |  | 5TAMXD07AV51 |  | 52500 | 17 | 9 | 52500 | 37800 | 72% | 2 | 0 | 10 |  |  |  | No | R-454B | 4.375 | Residential & Commercial | Ducted CEE Tier 1
216571164 | Central HP <5.4 tons | TRANE | HRCU-A-CB (Split System: Heat Pump with Remote Outdoor Unit-Air-Source) | 5TWV0X60A1 |  |  | 5TXCD008AS3 | S8V2C080M5PCB | 52000 | 18.6 | 9 | 54000 | 38500 | 71.3% | 2 | 0 | 10 |  |  |  | No | R-454B | 4.3333 | Residential & Commercial | Ducted CEE Tier 1
216571166 | Central HP <5.4 tons | TRANE | HRCU-A-CB (Split System: Heat Pump with Remote Outdoor Unit-Air-Source) | 5TWV0X60A1 |  |  | 5TXCD008AS3 | S8V2C080M5PDB | 52000 | 18.6 | 9 | 54000 | 38500 | 71.3% | 2 | 0 | 10 |  |  |  | No | R-454B | 4.3333 | Residential & Commercial | Ducted CEE Tier 1
215678204 | Central HP <5.4 tons | BRYANT HEATING AND COOLING SYSTEMS | HRCU-A-CB (Split System: Heat Pump with Remote Outdoor Unit-Air-Source) | 290VAN024**AA* |  |  | CAA**2417AM*+UI | 987TA42060C17*** | 22800 | 16.5 | 9 | 24000 | 16900 | 70.42% | 1.94 | 0 | 10 |  |  |  | No | R-454B | 1.9 | Residential & Commercial | Ducted CEE Tier 1
215678334 | Central HP <5.4 tons | BRYANT HEATING AND COOLING SYSTEMS | HRCU-A-CB (Split System: Heat Pump with Remote Outdoor Unit-Air-Source) | 290VAN024**AA* |  |  | CAA**3617AM*+UI | 987TA42080C17*** | 23000 | 17 | 9 | 23800 | 16700 | 70.17% | 1.98 | 0 | 10 |  |  |  | No | R-454B | 1.9167 | Residential & Commercial | Ducted CEE Tier 1
213077741 | Central HP <5.4 tons | CARRIER | HRCU-A-CB (Split System: Heat Pump with Remote Outdoor Unit-Air-Source) | 38MURAQ36AB3* |  |  | CAP**4321AL* | 59TP6C100V21**22 | 36800 | 16.5 | 8.5 | 38000 | 34800 | 91.58% | 2.08 | 0 | 10 |  |  |  | No | R-410A | 3.0667 | Residential & Commercial | Ducted CEE Tier 1
213078175 | Central HP <5.4 tons | CARRIER | HRCU-A-CB (Split System: Heat Pump with Remote Outdoor Unit-Air-Source) | 38MURAQ36AB3* |  |  | CAP**3721AL* | 58S(B,C)*B070M21**16 | 36400 | 16 | 8.5 | 38000 | 34800 | 91.58% | 2.06 | 0 | 10 |  |  |  | No | R-410A | 3.0333 | Residential & Commercial | Ducted CEE Tier 1
215931904 | Central HP <5.4 tons | CARRIER | HRCU-A-CB (Split System: Heat Pump with Remote Outdoor Unit-Air-Source) | 27VNA360A*030* |  |  | CSAH*6012AM*+UI | 59TN6C100C21**22 | 56500 | 18 | 8.1 | 61000 | 46000 | 75.41% | 1.95 | 0 | 11 |  |  |  | No | R-454B | 4.7083 | Residential & Commercial | Ducted CEE Tier 1
214807775 | Central HP <5.4 tons | JOHNSON CONTROLS | HRCU-A-CB (Split System: Heat Pump with Remote Outdoor Unit-Air-Source) | HH836E2S11 |  |  | CTU36B5XDS1+TXV | Z8ES100B12SMPS1 | 33400 | 18 | 8.5 | 30800 | 25000 | 81.17% | 2 | 0 | 11.7 |  |  |  | No | R-454B | 2.7833 | Residential & Commercial | Ducted CEE Tier 1
214807790 | Central HP <5.4 tons | JOHNSON CONTROLS | HRCU-A-CB (Split System: Heat Pump with Remote Outdoor Unit-Air-Source) | HH836E2S11 |  |  | CTU48C5XFS1+JMC17C2SN1+TXV |  | 34400 | 19 | 9 | 32000 | 25200 | 78.75% | 2 | 0 | 11.7 |  |  |  | No | R-454B | 2.8667 | Residential & Commercial | Ducted CEE Tier 1
213372205 | Central HP <5.4 tons | CARRIER | HRCU-A-C (Split System: Heat Pump with Remote Outdoor Unit with No Indoor Fan --Air Source) | 38MURAQ24AB3 |  |  | 40MULAQ24XAX + CI |  | 24000 | 16.1 | 9.8 | 25000 | 20000 | 80% | 2 | 0 | 10.7 |  |  |  | No | R-410A | 2 | Residential & Commercial | Ducted CEE Tier 1
213078627 | Central HP <5.4 tons | CARRIER | HRCU-A-CB (Split System: Heat Pump with Remote Outdoor Unit-Air-Source) | 38MURAQ36AB3* |  |  | CAP**4221AL* | 58S(B,C)*B110M21**20 | 35800 | 16.5 | 8.1 | 38500 | 35000 | 90.91% | 1.9 | 0 | 10 |  |  |  | No | R-410A | 2.9833 | Residential & Commercial | Ducted CEE Tier 1
213078877 | Central HP <5.4 tons | CARRIER | HRCU-A-CB (Split System: Heat Pump with Remote Outdoor Unit-Air-Source) | 38MURAQ36AB3* |  |  | CAP**4321AL* | 58SU*B040M17**12 | 36600 | 16 | 8.5 | 38500 | 34800 | 90.39% | 2.08 | 0 | 10 |  |  |  | No | R-410A | 3.05 | Residential & Commercial | Ducted CEE Tier 1
213078913 | Central HP <5.4 tons | CARRIER | HRCU-A-CB (Split System: Heat Pump with Remote Outdoor Unit-Air-Source) | 38MURAQ36AB3* |  |  | CNPV*4217AL* | 58SU*B040M17**12 | 35400 | 15.5 | 8.5 | 39000 | 34800 | 89.23% | 1.94 | 0 | 10 |  |  |  | No | R-410A | 2.95 | Residential & Commercial | Ducted CEE Tier 1
213079213 | Central HP <5.4 tons | CARRIER | HRCU-A-CB (Split System: Heat Pump with Remote Outdoor Unit-Air-Source) | 38MURAQ36AB3* |  |  | CAP**3721AL* | 58SU*B100M21**20 | 36400 | 16 | 8.5 | 38000 | 34800 | 91.58% | 2.1 | 0 | 10 |  |  |  | No | R-410A | 3.0333 | Residential & Commercial | Ducted CEE Tier 1
211229418 | Central HP <5.4 tons | BRYANT HEATING AND COOLING SYSTEMS | HRCU-A-CB (Split System: Heat Pump with Remote Outdoor Unit-Air-Source) | 38MURAQ36AB3* |  |  | CAP**4824AL* | 82*TA66135V24*** | 36000 | 16 | 8.5 | 38500 | 34600 | 89.87% | 2.06 | 0 | 10 |  |  |  | No | R-410A | 3 | Residential & Commercial | Ducted CEE Tier 1
215866709 | Central HP <5.4 tons | AI AIR CONDITIONING | HRCU-A-CB (Split System: Heat Pump with Remote Outdoor Unit-Air-Source) | AUO19-42N2-M3H-S |  |  | AUH2-48N2-DM3E |  | 42000 | 16.7 | 9.5 | 50000 | 46000 | 92% | 1.9 | 0 | 11.7 |  |  |  | No | R-454B | 3.5 | Residential & Commercial | Ducted CEE Tier 1
211230788 | Central HP <5.4 tons | BRYANT HEATING AND COOLING SYSTEMS | HRCU-A-CB (Split System: Heat Pump with Remote Outdoor Unit-Air-Source) | 38MURAQ36AB3* |  |  | CNPV*4824AL* | OVLAAB048112 | 36000 | 15.5 | 8.1 | 38500 | 35000 | 90.91% | 2.02 | 0 | 10 |  |  |  | No | R-410A | 3 | Residential & Commercial | Ducted CEE Tier 1
212976524 | Central HP <5.4 tons | CARRIER | HRCU-A-CB (Split System: Heat Pump with Remote Outdoor Unit-Air-Source) | 38MURAQ36AB3* |  |  | CAP**4824AL* | 59TP6C080V21**20 | 35400 | 16.5 | 8.1 | 37800 | 34600 | 91.53% | 2 | 0 | 10 |  |  |  | No | R-410A | 2.95 | Residential & Commercial | Ducted CEE Tier 1
212985227 | Central HP <5.4 tons | CARRIER | HRCU-A-CB (Split System: Heat Pump with Remote Outdoor Unit-Air-Source) | 38MURAQ36AB3* |  |  | CAP**4821AL* | 59SC2E100M21**20 | 35800 | 16.5 | 8.5 | 37800 | 34600 | 91.53% | 2.02 | 0 | 10 |  |  |  | No | R-410A | 2.9833 | Residential & Commercial | Ducted CEE Tier 1
204456440 | Central HP <5.4 tons | COMFORTMAKER | HRCU-A-CB (Split System: Heat Pump with Remote Outdoor Unit-Air-Source) | CVH825GKA2* |  |  | EA*4X25L17A*+WALLCON | *80CTL0451712A* | 24200 | 16.5 | 8.1 | 21400 | 16800 | 78.5% | 2 | 11 | 11 |  |  |  | No | R-410A | 2.0167 | Residential & Commercial | Ducted CEE Tier 1
204456874 | Central HP <5.4 tons | COMFORTMAKER | HRCU-A-CB (Split System: Heat Pump with Remote Outdoor Unit-Air-Source) | CVH825GKA2* |  |  | EA*4X37L17A*+WALLCON | *80CTL0701412A* | 24200 | 17 | 8.1 | 21400 | 16600 | 77.57% | 2 | 11 | 11 |  |  |  | No | R-410A | 2.0167 | Residential & Commercial | Ducted CEE Tier 1
215933036 | Central HP <5.4 tons | HEIL | HRCU-A-CB (Split System: Heat Pump with Remote Outdoor Unit-Air-Source) | H5H3V36*K*AAA* |  |  | ESH5X36M12A*+WALLCON | *80CSU0601716A* | 33200 | 19 | 9 | 34800 | 26800 | 77.01% | 1.92 | 0 | 11 |  |  |  | No | R-454B | 2.7667 | Residential & Commercial | Ducted CEE Tier 1
215933106 | Central HP <5.4 tons | HEIL | HRCU-A-CB (Split System: Heat Pump with Remote Outdoor Unit-Air-Source) | H5H3V36*K*AAA* |  |  | ESH5X36M12A*+WALLCON | *80CTL0902120B* | 33400 | 19 | 9 | 34800 | 26600 | 76.44% | 1.92 | 0 | 11.5 |  |  |  | No | R-454B | 2.7833 | Residential & Commercial | Ducted CEE Tier 1
215940906 | Central HP <5.4 tons | HEIL | HRCU-A-CB (Split System: Heat Pump with Remote Outdoor Unit-Air-Source) | H5H3V36*K*AAA* |  |  | EVD5X60M24A*+WALLCON | *97CTN1202422A* | 35600 | 22 | 8.5 | 38000 | 28400 | 74.74% | 2.04 | 0 | 12.5 |  |  |  | No | R-454B | 2.9667 | Residential & Commercial | Ducted CEE Tier 1
215932986 | Central HP <5.4 tons | HEIL | HRCU-A-CB (Split System: Heat Pump with Remote Outdoor Unit-Air-Source) | H5H3V36*K*AAA* |  |  | ESH5X24M12A*+WALLCON | *96CTN0601714B* | 32000 | 17.5 | 9 | 35000 | 27000 | 77.14% | 1.9 | 0 | 10 |  |  |  | No | R-454B | 2.6667 | Residential & Commercial | Ducted CEE Tier 1
215933006 | Central HP <5.4 tons | HEIL | HRCU-A-CB (Split System: Heat Pump with Remote Outdoor Unit-Air-Source) | H5H3V36*K*AAA* |  |  | ESH5X30M12A*+WALLCON | *96CTN0401410B* | 31400 | 16.5 | 9 | 34400 | 26400 | 76.74% | 1.92 | 0 | 10 |  |  |  | No | R-454B | 2.6167 | Residential & Commercial | Ducted CEE Tier 1
215933056 | Central HP <5.4 tons | HEIL | HRCU-A-CB (Split System: Heat Pump with Remote Outdoor Unit-Air-Source) | H5H3V36*K*AAA* |  |  | ESH5X36M12A*+WALLCON | *80CTL0451712B* | 32800 | 18.5 | 9 | 35800 | 27600 | 77.09% | 1.88 | 0 | 10.5 |  |  |  | No | R-454B | 2.7333 | Residential & Commercial | Ducted CEE Tier 1
215933256 | Central HP <5.4 tons | HEIL | HRCU-A-CB (Split System: Heat Pump with Remote Outdoor Unit-Air-Source) | H5H3V36*K*AAA* |  |  | ESH5X36M12A*+WALLCON | *96CTN1002122B* | 33400 | 19 | 9 | 34800 | 26600 | 76.44% | 1.92 | 0 | 11 |  |  |  | No | R-454B | 2.7833 | Residential & Commercial | Ducted CEE Tier 1
215932726 | Central HP <5.4 tons | HEIL | HRCU-A-CB (Split System: Heat Pump with Remote Outdoor Unit-Air-Source) | H5H3V36*K*AAA* |  |  | EA*5X61M21A*+WALLCON | *80CTL0902120B* | 34400 | 20.5 | 9.5 | 34200 | 26000 | 76.02% | 2.06 | 0 | 12 |  |  |  | No | R-454B | 2.8667 | Residential & Commercial | Ducted CEE Tier 1
215932776 | Central HP <5.4 tons | HEIL | HRCU-A-CB (Split System: Heat Pump with Remote Outdoor Unit-Air-Source) | H5H3V36*K*AAA* |  |  | EA*5X61M21A*+WALLCON | *97CMN0601714B* | 34000 | 19.5 | 9 | 33800 | 25800 | 76.33% | 1.94 | 0 | 11 |  |  |  | No | R-454B | 2.8333 | Residential & Commercial | Ducted CEE Tier 1
215932576 | Central HP <5.4 tons | HEIL | HRCU-A-CB (Split System: Heat Pump with Remote Outdoor Unit-Air-Source) | H5H3V36*K*AAA* |  |  | EA*5X60M24A*+WALLCON | *95CSU0802120B* | 34000 | 20 | 9 | 34200 | 26000 | 76.02% | 1.94 | 0 | 11.7 |  |  |  | No | R-454B | 2.8333 | Residential & Commercial | Ducted CEE Tier 1
215932976 | Central HP <5.4 tons | HEIL | HRCU-A-CB (Split System: Heat Pump with Remote Outdoor Unit-Air-Source) | H5H3V36*K*AAA* |  |  | ESH5X24M12A*+WALLCON | *96CTN0401410B* | 31200 | 16 | 9 | 34800 | 26600 | 76.44% | 1.92 | 0 | 10 |  |  |  | No | R-454B | 2.6 | Residential & Commercial | Ducted CEE Tier 1
212973352 | Central HP <5.4 tons | CARRIER | HRCU-A-CB (Split System: Heat Pump with Remote Outdoor Unit-Air-Source) | 38MURAQ18AB3* |  |  | CNPV*1814AL* | 59SP6B060V14**12 | 17300 | 16 | 8.5 | 18500 | 19800 | 107% | 2.38 | 0 | 10.5 |  |  |  | No | R-410A | 1.4417 | Residential & Commercial | Ducted CEE Tier 1
212974665 | Central HP <5.4 tons | CARRIER | HRCU-A-CB (Split System: Heat Pump with Remote Outdoor Unit-Air-Source) | 38MURAQ18AB3* |  |  | CAP**3014AL* | GG96VTAB30040A** | 17300 | 16 | 8.1 | 17900 | 18700 | 104.5% | 2.24 | 0 | 10.5 |  |  |  | No | R-410A | 1.4417 | Residential & Commercial | Ducted CEE Tier 1
215674353 | Central HP <5.4 tons | TEMPSTAR | HRCU-A-CB (Split System: Heat Pump with Remote Outdoor Unit-Air-Source) | T5H0V48*K*AAA* |  |  | EA*5X61M21A*+WALLCON | *80CTL0702120B* | 46000 | 18 | 9 | 48000 | 33800 | 70.42% | 2.06 | 0 | 10 |  |  |  | No | R-454B | 3.8333 | Residential & Commercial | Ducted CEE Tier 1
215934226 | Central HP <5.4 tons | HEIL | HRCU-A-CB (Split System: Heat Pump with Remote Outdoor Unit-Air-Source) | H5H3V48*K*AAA* |  |  | EA*5X61M21A*+WALLCON | *95CSU1002122B* | 45500 | 21.5 | 9.5 | 48500 | 36600 | 75.46% | 2 | 0 | 11.5 |  |  |  | No | R-454B | 3.7917 | Residential & Commercial | Ducted CEE Tier 1
212982379 | Central HP <5.4 tons | HEIL | HRCU-A-CB (Split System: Heat Pump with Remote Outdoor Unit-Air-Source) | DLCURAH18ABK |  |  | EA*4X19L17A* | *80MSU0401712A* | 17800 | 16 | 8.1 | 17900 | 17700 | 98.88% | 2.14 | 0 | 10.5 |  |  |  | No | R-410A | 1.4833 | Residential & Commercial | Ducted CEE Tier 1
212970849 | Central HP <5.4 tons | AIRQUEST | HRCU-A-CB (Split System: Heat Pump with Remote Outdoor Unit-Air-Source) | DLCURAH18ABK |  |  | EA*4X19L17A* | *80VTL0451412B* | 18200 | 16.5 | 8.5 | 18100 | 17700 | 97.79% | 2.14 | 0 | 11 |  |  |  | No | R-410A | 1.5167 | Residential & Commercial | Ducted CEE Tier 1
212975287 | Central HP <5.4 tons | CARRIER | HRCU-A-CB (Split System: Heat Pump with Remote Outdoor Unit-Air-Source) | 38MURAQ24AB3* |  |  | CAP**3617AL* | 59TP6C040V17**12 | 23400 | 16.5 | 8.5 | 26200 | 24400 | 93.13% | 2.02 | 0 | 10 |  |  |  | No | R-410A | 1.95 | Residential & Commercial | Ducted CEE Tier 1
212975738 | Central HP <5.4 tons | CARRIER | HRCU-A-CB (Split System: Heat Pump with Remote Outdoor Unit-Air-Source) | 38MURAQ24AB3* |  |  | CNPV*3017AL* | 59TP6C060V14**12 | 23400 | 16.5 | 8.1 | 26200 | 24600 | 93.89% | 2.04 | 0 | 10 |  |  |  | No | R-410A | 1.95 | Residential & Commercial | Ducted CEE Tier 1
212976005 | Central HP <5.4 tons | CARRIER | HRCU-A-CB (Split System: Heat Pump with Remote Outdoor Unit-Air-Source) | 38MURAQ24AB3* |  |  | CAP**2517AL* | 59TP6C080V17**16 | 24400 | 17 | 8.5 | 25400 | 21600 | 85.04% | 1.8 | 0 | 10 |  |  |  | No | R-410A | 2.0333 | Residential & Commercial | Ducted CEE Tier 1
212976122 | Central HP <5.4 tons | CARRIER | HRCU-A-CB (Split System: Heat Pump with Remote Outdoor Unit-Air-Source) | 38MURAQ24AB3* |  |  | CNPV*3621AL* | 59TP6C080V17**16 | 23400 | 16.5 | 8.1 | 25800 | 24200 | 93.8% | 2 | 0 | 10 |  |  |  | No | R-410A | 1.95 | Residential & Commercial | Ducted CEE Tier 1
212982403 | Central HP <5.4 tons | HEIL | HRCU-A-CB (Split System: Heat Pump with Remote Outdoor Unit-Air-Source) | DLCURAH18ABK |  |  | EA*4X25L17A* | *80MSU0401712A* | 17800 | 16 | 8.1 | 17800 | 17600 | 98.88% | 2.12 | 0 | 10.5 |  |  |  | No | R-410A | 1.4833 | Residential & Commercial | Ducted CEE Tier 1
216440072 | Central HP <5.4 tons | TRANE | HRCU-A-CB (Split System: Heat Pump with Remote Outdoor Unit-Air-Source) | 5TWV0X36A1 |  |  | 5PX*C007AS3 | S9V2C100U5PSC+LRP | 34400 | 20 | 9.4 | 32600 | 24200 | 74.23% | 2.1 | 0 | 12.7 |  |  |  | No | R-454B | 2.8667 | Residential & Commercial | Ducted CEE Tier 1
216440108 | Central HP <5.4 tons | TRANE | HRCU-A-CB (Split System: Heat Pump with Remote Outdoor Unit-Air-Source) | 5TWV0X36A1 |  |  | 5TAMXC03AV31 |  | 34400 | 20 | 9.4 | 33400 | 25000 | 74.85% | 2.1 | 0 | 12 |  |  |  | No | R-454B | 2.8667 | Residential & Commercial | Ducted CEE Tier 1
216440190 | Central HP <5.4 tons | TRANE | HRCU-A-CB (Split System: Heat Pump with Remote Outdoor Unit-Air-Source) | 5TWV0X36A1 |  |  | 5TXCC005AS3 | S9V2C100D5PSC+LRP | 31600 | 17.2 | 9.4 | 31400 | 23400 | 74.52% | 2 | 0 | 11.7 |  |  |  | No | R-454B | 2.6333 | Residential & Commercial | Ducted CEE Tier 1
216440224 | Central HP <5.4 tons | TRANE | HRCU-A-CB (Split System: Heat Pump with Remote Outdoor Unit-Air-Source) | 5TWV0X36A1 |  |  | 5TXCC009AS3 | S9V2C100U4VSB+LRP | 34800 | 20 | 9.4 | 32400 | 23800 | 73.46% | 2.1 | 0 | 12.7 |  |  |  | No | R-454B | 2.9 | Residential & Commercial | Ducted CEE Tier 1
215835679 | Central HP <5.4 tons | TRANE | HRCU-A-CB (Split System: Heat Pump with Remote Outdoor Unit-Air-Source) | 5TWV8X36A1 |  |  | 5TEMCD04AV31+TDR |  | 33600 | 18.1 | 8.5 | 33000 | 25400 | 76.97% | 2.1 | 0 | 10 |  |  |  | No | R-454B | 2.8 | Residential & Commercial | Ducted CEE Tier 1
216439994 | Central HP <5.4 tons | TRANE | HRCU-A-CB (Split System: Heat Pump with Remote Outdoor Unit-Air-Source) | 5TWV0X36A1 |  |  | 5PX*B004AS3 | S9V2B080D4PSC+LRP | 31400 | 17.1 | 9 | 31400 | 23600 | 75.16% | 2 | 0 | 11.7 |  |  |  | No | R-454B | 2.6167 | Residential & Commercial | Ducted CEE Tier 1
205751213 | Central HP <5.4 tons | COMFORTMAKER | HRCU-A-CB (Split System: Heat Pump with Remote Outdoor Unit-Air-Source) | CVH837GKA** |  |  | EA*4X43L21A*+WALLCON | *96CTN1002122A* | 33000 | 17.5 | 8.5 | 33000 | 25200 | 76.36% | 2 | 12 | 11.7 |  |  |  | No | R-410A | 2.75 | Residential & Commercial | Ducted CEE Tier 1
215835683 | Central HP <5.4 tons | TRANE | HRCU-A-CB (Split System: Heat Pump with Remote Outdoor Unit-Air-Source) | 5TWV8X60A1 |  |  | 5TEMCD07AV51+TDR |  | 54500 | 18.1 | 8.5 | 53500 | 38500 | 71.96% | 1.9 | 0 | 10 |  |  |  | No | R-454B | 4.5417 | Residential & Commercial | Ducted CEE Tier 1
214574370 | Central HP <5.4 tons | HEIL | HRCU-A-CB (Split System: Heat Pump with Remote Outdoor Unit-Air-Source) | HVH837GKA2* |  |  | EHD4X48AAL+WALLCON | *97CMN0802120B* | 32600 | 17 | 8.5 | 32800 | 25000 | 76.22% | 1.98 | 0 | 11 |  |  |  | No | R-410A | 2.7167 | Residential & Commercial | Ducted CEE Tier 1
214574470 | Central HP <5.4 tons | HEIL | HRCU-A-CB (Split System: Heat Pump with Remote Outdoor Unit-Air-Source) | HVH837GKA2* |  |  | EN(A,D)4X36L21**+WALLCON | *95CSU1002122B* | 31400 | 17 | 8.1 | 33000 | 24000 | 72.73% | 1.84 | 0 | 11 |  |  |  | No | R-410A | 2.6167 | Residential & Commercial | Ducted CEE Tier 1
214574670 | Central HP <5.4 tons | HEIL | HRCU-A-CB (Split System: Heat Pump with Remote Outdoor Unit-Air-Source) | HVH837GKA2* |  |  | EN(A,D)4X48L24**+WALLCON | *97CMN0802120B* | 32400 | 17.5 | 8.5 | 32800 | 24800 | 75.61% | 1.96 | 0 | 11.5 |  |  |  | No | R-410A | 2.7 | Residential & Commercial | Ducted CEE Tier 1
215869152 | Central HP <5.4 tons | TRANE | HRCU-A-CB (Split System: Heat Pump with Remote Outdoor Unit-Air-Source) | 5TWV8X60A1 |  |  | 5TXCD008AS3 | S9V2C100U5VSB+LRP | 53000 | 18.1 | 8.5 | 56000 | 40000 | 71.43% | 2 | 0 | 10 |  |  |  | No | R-454B | 4.4167 | Residential & Commercial | Ducted CEE Tier 1
214595722 | Central HP <5.4 tons | HEIL | HRCU-A-CB (Split System: Heat Pump with Remote Outdoor Unit-Air-Source) | DLCURAH24ABK |  |  | EA*4X30L17A* | *96VTN0601716B* | 23600 | 16.5 | 9 | 26000 | 24000 | 92.31% | 2 | 0 | 10 |  |  |  | No | R-410A | 1.9667 | Residential & Commercial | Ducted CEE Tier 1
214290143 | Central HP <5.4 tons | YISO | HRCU-A-CB (Split System: Heat Pump with Remote Outdoor Unit-Air-Source) | YOHA2-36AA |  |  | YLCN2-4248CA | MGH96M080C4A | 33000 | 18.5 | 9 | 34600 | 24400 | 70.52% | 1.95 | 0 | 11.7 |  |  |  | No | R-410A | 2.75 | Residential & Commercial | Ducted CEE Tier 1
215678422 | Central HP <5.4 tons | TEMPSTAR | HRCU-A-CB (Split System: Heat Pump with Remote Outdoor Unit-Air-Source) | T5H0V24*K*AAA* |  |  | EA*5X37M21A*+WALLCON | *97CTN0801716A* | 24000 | 17 | 9 | 23400 | 16400 | 70.09% | 2 | 0 | 10.5 |  |  |  | No | R-454B | 2 | Residential & Commercial | Ducted CEE Tier 1
212970686 | Central HP <5.4 tons | CARRIER | HRCU-A-CB (Split System: Heat Pump with Remote Outdoor Unit-Air-Source) | 38MURAQ36AB3* |  |  | CAP**4821AL* | 58SP*B090V21**20 | 35600 | 16.5 | 8.5 | 39000 | 34600 | 88.72% | 2.02 | 0 | 10 |  |  |  | No | R-410A | 2.9667 | Residential & Commercial | Ducted CEE Tier 1
213769922 | Central HP <5.4 tons | AI AIR CONDITIONING | HRCU-A-CB (Split System: Heat Pump with Remote Outdoor Unit-Air-Source) | AUO18-18N1-M3H |  |  | AUH2-18N1-BM3E |  | 18000 | 18 | 9.3 | 19000 | 16500 | 86.84% | 2.04 | 12.5 | 12.4 |  |  |  | No | R-410A | 1.5 | Residential & Commercial | Ducted CEE Tier 1
211387654 | Central HP <5.4 tons | JOHNSON CONTROLS | HRCU-A-CB (Split System: Heat Pump with Remote Outdoor Unit-Air-Source) | HMH72B341 |  |  | XAFC36DBCN1 | TP9C080C16MP13 | 34000 | 17.5 | 8.1 | 33800 | 23800 | 70.41% | 2.08 | 0 | 10 |  |  |  | No | R-410A | 2.8333 | Residential & Commercial | Ducted CEE Tier 1
216571154 | Central HP <5.4 tons | TRANE | HRCU-A-CB (Split System: Heat Pump with Remote Outdoor Unit-Air-Source) | 5TWV0X60A1 |  |  | 5PX*D010AS3 | S8V2C080M5PCB | 53500 | 19 | 9 | 53500 | 38000 | 71.03% | 2 | 0 | 10 |  |  |  | No | R-454B | 4.4583 | Residential & Commercial | Ducted CEE Tier 1
215678244 | Central HP <5.4 tons | BRYANT HEATING AND COOLING SYSTEMS | HRCU-A-CB (Split System: Heat Pump with Remote Outdoor Unit-Air-Source) | 290VAN024**AA* |  |  | CAA**2517AM*+UI | 987TA42060C17*** | 23800 | 17 | 9 | 23400 | 16500 | 70.51% | 2 | 0 | 10 |  |  |  | No | R-454B | 1.9833 | Residential & Commercial | Ducted CEE Tier 1
216440012 | Central HP <5.4 tons | TRANE | HRCU-A-CB (Split System: Heat Pump with Remote Outdoor Unit-Air-Source) | 5TWV0X36A1 |  |  | 5PX*B004AS3 | S9V2B040U3VSB+LRP | 33200 | 18.4 | 9 | 32000 | 24000 | 75% | 2.1 | 0 | 12 |  |  |  | No | R-454B | 2.7667 | Residential & Commercial | Ducted CEE Tier 1
216440044 | Central HP <5.4 tons | TRANE | HRCU-A-CB (Split System: Heat Pump with Remote Outdoor Unit-Air-Source) | 5TWV0X36A1 |  |  | 5PX*B006AS3 | S9V2B040D3VSB+LRP | 32200 | 17.1 | 9.4 | 31800 | 23800 | 74.84% | 2.1 | 0 | 11.7 |  |  |  | No | R-454B | 2.6833 | Residential & Commercial | Ducted CEE Tier 1
216440060 | Central HP <5.4 tons | TRANE | HRCU-A-CB (Split System: Heat Pump with Remote Outdoor Unit-Air-Source) | 5TWV0X36A1 |  |  | 5PX*C005AS3 | S9V2C100U4VSB+LRP | 33200 | 18.8 | 9.4 | 32000 | 24000 | 75% | 2.1 | 0 | 12 |  |  |  | No | R-454B | 2.7667 | Residential & Commercial | Ducted CEE Tier 1
216440062 | Central HP <5.4 tons | TRANE | HRCU-A-CB (Split System: Heat Pump with Remote Outdoor Unit-Air-Source) | 5TWV0X36A1 |  |  | 5PX*C005AS3 | S9V2C100D4VSB+LRP | 31600 | 17.2 | 9.4 | 31400 | 23400 | 74.52% | 2 | 0 | 11.7 |  |  |  | No | R-454B | 2.6333 | Residential & Commercial | Ducted CEE Tier 1
216440092 | Central HP <5.4 tons | TRANE | HRCU-A-CB (Split System: Heat Pump with Remote Outdoor Unit-Air-Source) | 5TWV0X36A1 |  |  | 5PX*C009AS3+P0V0C000M50SD+LRP |  | 34600 | 20 | 9.4 | 32400 | 23800 | 73.46% | 2.1 | 0 | 12.7 |  |  |  | No | R-454B | 2.8833 | Residential & Commercial | Ducted CEE Tier 1
216440094 | Central HP <5.4 tons | TRANE | HRCU-A-CB (Split System: Heat Pump with Remote Outdoor Unit-Air-Source) | 5TWV0X36A1 |  |  | 5PX*C009AS3 | S9V2C080U5VSB+LRP | 34800 | 20 | 9.4 | 32400 | 23800 | 73.46% | 2.1 | 0 | 12.7 |  |  |  | No | R-454B | 2.9 | Residential & Commercial | Ducted CEE Tier 1
216440144 | Central HP <5.4 tons | TRANE | HRCU-A-CB (Split System: Heat Pump with Remote Outdoor Unit-Air-Source) | 5TWV0X36A1 |  |  | 5TXCB004AS3+P0V0A000M30SD+LRP |  | 33200 | 18.2 | 9.4 | 32000 | 24200 | 75.62% | 2.1 | 0 | 12 |  |  |  | No | R-454B | 2.7667 | Residential & Commercial | Ducted CEE Tier 1
216440162 | Central HP <5.4 tons | TRANE | HRCU-A-CB (Split System: Heat Pump with Remote Outdoor Unit-Air-Source) | 5TWV0X36A1 |  |  | 5TXCB006AS3 | L8V1A060U3VSB+LRP | 35000 | 19.4 | 9.4 | 32600 | 25200 | 77.3% | 2.1 | 0 | 12 |  |  |  | No | R-454B | 2.9167 | Residential & Commercial | Ducted CEE Tier 1
216440196 | Central HP <5.4 tons | TRANE | HRCU-A-CB (Split System: Heat Pump with Remote Outdoor Unit-Air-Source) | 5TWV0X36A1 |  |  | 5TXCC005AS3 | S9V2C100U5VSB+LRP | 33200 | 18.8 | 9.4 | 32000 | 24200 | 75.62% | 2.1 | 0 | 12 |  |  |  | No | R-454B | 2.7667 | Residential & Commercial | Ducted CEE Tier 1
216440006 | Central HP <5.4 tons | TRANE | HRCU-A-CB (Split System: Heat Pump with Remote Outdoor Unit-Air-Source) | 5TWV0X36A1 |  |  | 5PX*B004AS3 | S9V2B040D3VSB+LRP | 31400 | 17.1 | 9.4 | 31400 | 23600 | 75.16% | 2 | 0 | 11.7 |  |  |  | No | R-454B | 2.6167 | Residential & Commercial | Ducted CEE Tier 1
212981779 | Central HP <5.4 tons | HEIL | HRCU-A-CB (Split System: Heat Pump with Remote Outdoor Unit-Air-Source) | DLCURAH24ABK |  |  | EN(A,D)4X24L17** | *80MSU1002120A* | 23200 | 16 | 8.5 | 27000 | 25000 | 92.59% | 2.08 | 0 | 10 |  |  |  | No | R-410A | 1.9333 | Residential & Commercial | Ducted CEE Tier 1
212982247 | Central HP <5.4 tons | HEIL | HRCU-A-CB (Split System: Heat Pump with Remote Outdoor Unit-Air-Source) | DLCURAH24ABK |  |  | EA*4X24L17A* | *80MSU0401712A* | 23400 | 16.5 | 8.5 | 26400 | 25400 | 96.21% | 2.14 | 0 | 10 |  |  |  | No | R-410A | 1.95 | Residential & Commercial | Ducted CEE Tier 1
212980273 | Central HP <5.4 tons | HEIL | HRCU-A-CB (Split System: Heat Pump with Remote Outdoor Unit-Air-Source) | DLCURAH24ABK |  |  | EA*4X37L21A* | *80MS(N,L)0902116A* | 24400 | 17.5 | 8.5 | 25200 | 21200 | 84.13% | 1.8 | 0 | 10.5 |  |  |  | No | R-410A | 2.0333 | Residential & Commercial | Ducted CEE Tier 1
212985365 | Central HP <5.4 tons | DAY & NIGHT | HRCU-A-CB (Split System: Heat Pump with Remote Outdoor Unit-Air-Source) | DLCURAH24ABK |  |  | EN(A,D)4X36L21** | *92MSN1002120A* | 23600 | 17.5 | 8.5 | 26400 | 24200 | 91.67% | 2.02 | 0 | 10.5 |  |  |  | No | R-410A | 1.9667 | Residential & Commercial | Ducted CEE Tier 1
207436288 | Central HP <5.4 tons | LENNOX | HRCU-A-CB (Split System: Heat Pump with Remote Outdoor Unit-Air-Source) | SL25XPV-036-230A** |  |  | C35-50/60C+TDR+TXV | EL296UH090XV48C* | 33600 | 22.2 | 8.7 | 34400 | 26800 | 77.91% | 1.82 | 14 | 13.3 |  |  |  | No | R-410A | 2.8 | Residential & Commercial | Ducted CEE Tier 1
207436336 | Central HP <5.4 tons | LENNOX | HRCU-A-CB (Split System: Heat Pump with Remote Outdoor Unit-Air-Source) | SL25XPV-036-230A** |  |  | CH35-42B+TDR+TXV | SL297UH060NV36B* | 34600 | 21 | 8.8 | 34400 | 26400 | 76.74% | 1.82 | 13.5 | 13 |  |  |  | No | R-410A | 2.8833 | Residential & Commercial | Ducted CEE Tier 1
215678394 | Central HP <5.4 tons | BRYANT HEATING AND COOLING SYSTEMS | HRCU-A-CB (Split System: Heat Pump with Remote Outdoor Unit-Air-Source) | 290VAN024**AA* |  |  | CAA**3721AM*+UI | 83*CB48060C17*** | 24200 | 17.5 | 9 | 23200 | 16300 | 70.26% | 2.02 | 0 | 10.5 |  |  |  | No | R-454B | 2.0167 | Residential & Commercial | Ducted CEE Tier 1
214239013 | Central HP <5.4 tons | CARRIER | HRCU-A-CB (Split System: Heat Pump with Remote Outdoor Unit-Air-Source) | 25VNA837A*031* |  |  | CNPV*4217AL*+UI | 59MN7C080C17**14 | 32000 | 16.5 | 8.1 | 33200 | 24800 | 74.7% | 1.88 | 0 | 11 |  |  |  | No | R-410A | 2.6667 | Residential & Commercial | Ducted CEE Tier 1
216440422 | Central HP <5.4 tons | TRANE | HRCU-A-CB (Split System: Heat Pump with Remote Outdoor Unit-Air-Source) | 5TWV0X60A1 |  |  | 5PX*C007AS3 | S9V2C100U5PSC+LRP | 51500 | 18.4 | 9 | 54500 | 38500 | 70.64% | 2 | 0 | 10 |  |  |  | No | R-454B | 4.2917 | Residential & Commercial | Ducted CEE Tier 1
215318748 | Central HP <5.4 tons | CARRIER | HRCU-A-CB (Split System: Heat Pump with Remote Outdoor Unit-Air-Source) | 37MUHAQ24AA3 |  |  | 45MUAAQ24XX3 |  | 23000 | 18.4 | 10 | 24000 | 21600 | 90% | 1.87 | 0 | 11.7 |  |  |  | No | R-454B | 1.9167 | Residential & Commercial | Ducted CEE Tier 1
216571232 | Central HP <5.4 tons | TRANE | HRCU-A-CB (Split System: Heat Pump with Remote Outdoor Unit-Air-Source) | 5TWV8X24A1 |  |  | 5TXCB003AS3 | S8V2A040M3PCB | 21200 | 18.1 | 8.5 | 24400 | 18900 | 77.46% | 2.1 | 0 | 11.2 |  |  |  | No | R-454B | 1.7667 | Residential & Commercial | Ducted CEE Tier 1
216439974 | Central HP <5.4 tons | TRANE | HRCU-A-CB (Split System: Heat Pump with Remote Outdoor Unit-Air-Source) | 5TWV0X24A1 |  |  | 5TAMXD04AV31 |  | 21800 | 21 | 9.7 | 22600 | 17700 | 78.32% | 2.2 | 0 | 12 |  |  |  | No | R-454B | 1.8167 | Residential & Commercial | Ducted CEE Tier 1
216439988 | Central HP <5.4 tons | TRANE | HRCU-A-CB (Split System: Heat Pump with Remote Outdoor Unit-Air-Source) | 5TWV0X24A1 |  |  | 5TXCB003AS3 | S9V2B060U4VSB+LRP | 20400 | 18.8 | 9.4 | 23800 | 17600 | 73.95% | 2.1 | 0 | 11.7 |  |  |  | No | R-454B | 1.7 | Residential & Commercial | Ducted CEE Tier 1
216570908 | Central HP <5.4 tons | TRANE | HRCU-A-CB (Split System: Heat Pump with Remote Outdoor Unit-Air-Source) | 5TWV0X24A1 |  |  | 5TXCB003AS3 | S8V2B060M4PCB | 21600 | 20.6 | 10 | 24000 | 18400 | 76.67% | 2.2 | 0 | 11.5 |  |  |  | No | R-454B | 1.8 | Residential & Commercial | Ducted CEE Tier 1
216571208 | Central HP <5.4 tons | TRANE | HRCU-A-CB (Split System: Heat Pump with Remote Outdoor Unit-Air-Source) | 5TWV8X24A1 |  |  | 5PX*B006AS3 | S8V2A040M3PCB | 22000 | 18.1 | 8.5 | 22800 | 18500 | 81.14% | 2.2 | 0 | 11.5 |  |  |  | No | R-454B | 1.8333 | Residential & Commercial | Ducted CEE Tier 1
214809230 | Central HP <5.4 tons | JOHNSON CONTROLS | HRCU-A-CB (Split System: Heat Pump with Remote Outdoor Unit-Air-Source) | HH860E2S11 |  |  | CTU60C5XGS1+TXV | TM8Y100C16MP11 | 44000 | 18 | 9 | 44000 | 33400 | 75.91% | 2 | 0 | 11.7 |  |  |  | No | R-454B | 3.6667 | Residential & Commercial | Ducted CEE Tier 1
207436445 | Central HP <5.4 tons | LENNOX | HRCU-A-CB (Split System: Heat Pump with Remote Outdoor Unit-Air-Source) | SL25XPV-036-230A** |  |  | CR33-48C*+TDR+TXV | SLP99DF090XV60C* | 33400 | 20.2 | 8.7 | 36000 | 29800 | 82.78% | 1.76 | 13.5 | 13 |  |  |  | No | R-410A | 2.7833 | Residential & Commercial | Ducted CEE Tier 1
207436281 | Central HP <5.4 tons | LENNOX | HRCU-A-CB (Split System: Heat Pump with Remote Outdoor Unit-Air-Source) | SL25XPV-036-230A** |  |  | C35-48C+TDR+TXV | SL297UH080NV48C* | 34000 | 22 | 8.8 | 35400 | 27400 | 77.4% | 1.82 | 14 | 13.4 |  |  |  | No | R-410A | 2.8333 | Residential & Commercial | Ducted CEE Tier 1
207436297 | Central HP <5.4 tons | LENNOX | HRCU-A-CB (Split System: Heat Pump with Remote Outdoor Unit-Air-Source) | SL25XPV-036-230A** |  |  | C35-50/60C+TDR+TXV | SL280UH110V60C* | 33800 | 21.2 | 8.6 | 34200 | 26600 | 77.78% | 1.82 | 14 | 13.5 |  |  |  | No | R-410A | 2.8167 | Residential & Commercial | Ducted CEE Tier 1
207436314 | Central HP <5.4 tons | LENNOX | HRCU-A-CB (Split System: Heat Pump with Remote Outdoor Unit-Air-Source) | SL25XPV-036-230A** |  |  | C35-50/60C+TDR+TXV | SLP99UH090XV48C* | 33600 | 22.2 | 8.7 | 34400 | 26800 | 77.91% | 1.82 | 14 | 13.3 |  |  |  | No | R-410A | 2.8 | Residential & Commercial | Ducted CEE Tier 1
214584690 | Central HP <5.4 tons | JOHNSON CONTROLS | HRCU-A-CB (Split System: Heat Pump with Remote Outdoor Unit-Air-Source) | HH824E2S11 |  |  | CTF30A5ADS1 | Z8ES060A12SMPS1 | 23000 | 18 | 9.5 | 23000 | 18000 | 78.26% | 2 | 0 | 12 |  |  |  | No | R-454B | 1.9167 | Residential & Commercial | Ducted CEE Tier 1
213770485 | Central HP <5.4 tons | CARRIER | HRCU-A-CB (Split System: Heat Pump with Remote Outdoor Unit-Air-Source) | 25VNA825A*031* |  |  | CAP**2417AL*+UI | 58TN*B045C17**12 | 23200 | 16 | 8.1 | 22000 | 16900 | 76.82% | 1.88 | 0 | 10.5 |  |  |  | No | R-410A | 1.9333 | Residential & Commercial | Ducted CEE Tier 1
213770505 | Central HP <5.4 tons | CARRIER | HRCU-A-CB (Split System: Heat Pump with Remote Outdoor Unit-Air-Source) | 25VNA825A*031* |  |  | CAP**2417AL*+UI | 58TN*B070C17**16 | 23200 | 16.5 | 8.1 | 22000 | 16800 | 76.36% | 1.9 | 0 | 10.5 |  |  |  | No | R-410A | 1.9333 | Residential & Commercial | Ducted CEE Tier 1
213770685 | Central HP <5.4 tons | CARRIER | HRCU-A-CB (Split System: Heat Pump with Remote Outdoor Unit-Air-Source) | 25VNA825A*031* |  |  | CAP**3014AL*+UI | 58TN*B070C14**12 | 23400 | 16.5 | 8.1 | 21600 | 16700 | 77.31% | 1.92 | 0 | 11 |  |  |  | No | R-410A | 1.95 | Residential & Commercial | Ducted CEE Tier 1
213770955 | Central HP <5.4 tons | CARRIER | HRCU-A-CB (Split System: Heat Pump with Remote Outdoor Unit-Air-Source) | 25VNA825A*031* |  |  | CAP**3621AL*+UI | 59CU5B060C17**16 | 23600 | 16.5 | 8.1 | 21600 | 16700 | 77.31% | 1.94 | 0 | 10.5 |  |  |  | No | R-410A | 1.9667 | Residential & Commercial | Ducted CEE Tier 1
211230669 | Central HP <5.4 tons | BRYANT HEATING AND COOLING SYSTEMS | HRCU-A-CB (Split System: Heat Pump with Remote Outdoor Unit-Air-Source) | 38MURAQ36AB3* |  |  | CNPV*4824AL* | 915SB66120E24*** | 37400 | 15.5 | 8.1 | 39500 | 35000 | 88.61% | 2.08 | 0 | 10.5 |  |  |  | No | R-410A | 3.1167 | Residential & Commercial | Ducted CEE Tier 1
215667034 | Central HP <5.4 tons | TEMPSTAR | HRCU-A-CB (Split System: Heat Pump with Remote Outdoor Unit-Air-Source) | T5H0V24*K*AAA* |  |  | EA*5X24M17A*+WALLCON | *80CTL0701412B* | 22800 | 17 | 9 | 24000 | 16800 | 70% | 1.96 | 0 | 10 |  |  |  | No | R-454B | 1.9 | Residential & Commercial | Ducted CEE Tier 1
212986320 | Central HP <5.4 tons | BRYANT HEATING AND COOLING SYSTEMS | HRCU-A-CB (Split System: Heat Pump with Remote Outdoor Unit-Air-Source) | 38MURAQ18AB3* |  |  | CAP**3017AL* | 916SA30040M14*** | 17600 | 16 | 8.5 | 18300 | 18800 | 102.7% | 2.26 | 0 | 10.5 |  |  |  | No | R-410A | 1.4667 | Residential & Commercial | Ducted CEE Tier 1
212986988 | Central HP <5.4 tons | BRYANT HEATING AND COOLING SYSTEMS | HRCU-A-CB (Split System: Heat Pump with Remote Outdoor Unit-Air-Source) | 38MURAQ18AB3* |  |  | CAP**2414AL* | 916SA36060M14*** | 17300 | 16 | 8.5 | 18200 | 19400 | 106.6% | 2.34 | 0 | 10.5 |  |  |  | No | R-410A | 1.4417 | Residential & Commercial | Ducted CEE Tier 1
212987556 | Central HP <5.4 tons | BRYANT HEATING AND COOLING SYSTEMS | HRCU-A-CB (Split System: Heat Pump with Remote Outdoor Unit-Air-Source) | 38MURAQ18AB3* |  |  | CNPV*3017AL* | 916SA48080M17*** | 17400 | 16 | 8.1 | 17900 | 18600 | 103.9% | 2.24 | 0 | 11 |  |  |  | No | R-410A | 1.45 | Residential & Commercial | Ducted CEE Tier 1
215667107 | Central HP <5.4 tons | TEMPSTAR | HRCU-A-CB (Split System: Heat Pump with Remote Outdoor Unit-Air-Source) | T5H0V24*K*AAA* |  |  | EA*5X24M17A*+WALLCON | *97CMN0801714B* | 22800 | 16.5 | 9 | 24000 | 16900 | 70.42% | 1.94 | 0 | 10 |  |  |  | No | R-454B | 1.9 | Residential & Commercial | Ducted CEE Tier 1
215667250 | Central HP <5.4 tons | TEMPSTAR | HRCU-A-CB (Split System: Heat Pump with Remote Outdoor Unit-Air-Source) | T5H0V24*K*AAA* |  |  | EA*5X25M17A*+WALLCON | *97CMN0601714B* | 23800 | 17 | 9 | 23400 | 16500 | 70.51% | 2 | 0 | 10.5 |  |  |  | No | R-454B | 1.9833 | Residential & Commercial | Ducted CEE Tier 1
215667502 | Central HP <5.4 tons | TEMPSTAR | HRCU-A-CB (Split System: Heat Pump with Remote Outdoor Unit-Air-Source) | T5H0V24*K*AAA* |  |  | EA*5X30M17A*+WALLCON | *97CMN0801714B* | 23000 | 17 | 8.5 | 23800 | 16700 | 70.17% | 1.86 | 0 | 10 |  |  |  | No | R-454B | 1.9167 | Residential & Commercial | Ducted CEE Tier 1
215853319 | Central HP <5.4 tons | JOHNSON CONTROLS | HRCU-A-CB (Split System: Heat Pump with Remote Outdoor Unit-Air-Source) | HH836E2S11 |  |  | CTU48C5XFS1+JMC16C2SN1+TXV |  | 34400 | 19 | 9 | 32000 | 25200 | 78.75% | 2 | 0 | 11.7 |  |  |  | No | R-454B | 2.8667 | Residential & Commercial | Ducted CEE Tier 1
215853321 | Central HP <5.4 tons | JOHNSON CONTROLS | HRCU-A-CB (Split System: Heat Pump with Remote Outdoor Unit-Air-Source) | HH836E2S11 |  |  | CTM36C5CDS1+JMVT17CC2N1 |  | 34400 | 19 | 9 | 31600 | 25800 | 81.65% | 2 | 0 | 11.7 |  |  |  | No | R-454B | 2.8667 | Residential & Commercial | Ducted CEE Tier 1
215669411 | Central HP <5.4 tons | TEMPSTAR | HRCU-A-CB (Split System: Heat Pump with Remote Outdoor Unit-Air-Source) | T5H0V36*K*AAA* |  |  | EA*5X60M24A*+WALLCON | *96CTN1002122B* | 34400 | 18 | 9 | 34200 | 24800 | 72.51% | 1.9 | 0 | 10.5 |  |  |  | No | R-454B | 2.8667 | Residential & Commercial | Ducted CEE Tier 1
215681844 | Central HP <5.4 tons | BRYANT HEATING AND COOLING SYSTEMS | HRCU-A-CB (Split System: Heat Pump with Remote Outdoor Unit-Air-Source) | 290VAN048**AA* |  |  | CVAMA4921XMA*+UI | 83*CB60080C21*** | 48500 | 19 | 9 | 50000 | 36400 | 72.8% | 2.12 | 0 | 10 |  |  |  | No | R-454B | 4.0417 | Residential & Commercial | Ducted CEE Tier 1
216571134 | Central HP <5.4 tons | TRANE | HRCU-A-CB (Split System: Heat Pump with Remote Outdoor Unit-Air-Source) | 5TWV0X48A1 |  |  | 5TXCD008AS3 | S8V2C080M5PCB | 44500 | 20 | 9.7 | 47000 | 34000 | 72.34% | 2.1 | 0 | 12 |  |  |  | No | R-454B | 3.7083 | Residential & Commercial | Ducted CEE Tier 1
216440256 | Central HP <5.4 tons | TRANE | HRCU-A-CB (Split System: Heat Pump with Remote Outdoor Unit-Air-Source) | 5TWV0X48A1 |  |  | 5PX*C009AS3 | S9V2C100U5VSB+LRP | 44500 | 20 | 9.7 | 46000 | 33000 | 71.74% | 2.1 | 0 | 12 |  |  |  | No | R-454B | 3.7083 | Residential & Commercial | Ducted CEE Tier 1
216440246 | Central HP <5.4 tons | TRANE | HRCU-A-CB (Split System: Heat Pump with Remote Outdoor Unit-Air-Source) | 5TWV0X48A1 |  |  | 5PX*C007AS3 | S9V2C100U5PSC+LRP | 44000 | 20 | 9.7 | 46500 | 33400 | 71.83% | 2.1 | 0 | 12 |  |  |  | No | R-454B | 3.6667 | Residential & Commercial | Ducted CEE Tier 1
216440294 | Central HP <5.4 tons | TRANE | HRCU-A-CB (Split System: Heat Pump with Remote Outdoor Unit-Air-Source) | 5TWV0X48A1 |  |  | 5PX*D010AS3+P0V0D000M50SD+LRP |  | 45000 | 20.2 | 9.7 | 46000 | 32800 | 71.3% | 2.1 | 0 | 12 |  |  |  | No | R-454B | 3.75 | Residential & Commercial | Ducted CEE Tier 1
207436511 | Central HP <5.4 tons | LENNOX | HRCU-A-CB (Split System: Heat Pump with Remote Outdoor Unit-Air-Source) | SL25XPV-048-230A** |  |  | C35-49C+TDR+TXV | EL296UH090XV48C* | 45000 | 20 | 8.9 | 44000 | 36000 | 81.82% | 1.76 | 12 | 11.7 |  |  |  | No | R-410A | 3.75 | Residential & Commercial | Ducted CEE Tier 1
207436547 | Central HP <5.4 tons | LENNOX | HRCU-A-CB (Split System: Heat Pump with Remote Outdoor Unit-Air-Source) | SL25XPV-048-230A** |  |  | CH35-51C+TDR+TXV | SL280UH090V60C* | 45000 | 21 | 9.2 | 45500 | 37200 | 81.76% | 1.84 | 12.5 | 12.5 |  |  |  | No | R-410A | 3.75 | Residential & Commercial | Ducted CEE Tier 1
213771105 | Central HP <5.4 tons | CARRIER | HRCU-A-CB (Split System: Heat Pump with Remote Outdoor Unit-Air-Source) | 25VNA825A*031* |  |  | CAP**3717AL*+UI | 59TN6C060C17**14 | 24000 | 16 | 8.1 | 21400 | 16800 | 78.5% | 1.98 | 0 | 11 |  |  |  | No | R-410A | 2 | Residential & Commercial | Ducted CEE Tier 1
213771155 | Central HP <5.4 tons | CARRIER | HRCU-A-CB (Split System: Heat Pump with Remote Outdoor Unit-Air-Source) | 25VNA825A*031* |  |  | CAP**3721AL*+UI | 58TN*B090C21**20 | 24400 | 16.5 | 8.5 | 21200 | 16600 | 78.3% | 2.04 | 0 | 11 |  |  |  | No | R-410A | 2.0333 | Residential & Commercial | Ducted CEE Tier 1
213771205 | Central HP <5.4 tons | CARRIER | HRCU-A-CB (Split System: Heat Pump with Remote Outdoor Unit-Air-Source) | 25VNA825A*031* |  |  | CAP**3721AL*+UI | 59MN7C100C21**22 | 24400 | 16.5 | 8.5 | 21200 | 16600 | 78.3% | 2.04 | 0 | 11 |  |  |  | No | R-410A | 2.0333 | Residential & Commercial | Ducted CEE Tier 1
213771505 | Central HP <5.4 tons | CARRIER | HRCU-A-CB (Split System: Heat Pump with Remote Outdoor Unit-Air-Source) | 25VNA825A*031* |  |  | CAP**4321AL*+UI | 59MN7C080C17**14 | 24400 | 16.5 | 8.1 | 21200 | 16700 | 78.77% | 2.02 | 0 | 11 |  |  |  | No | R-410A | 2.0333 | Residential & Commercial | Ducted CEE Tier 1
215667645 | Central HP <5.4 tons | TEMPSTAR | HRCU-A-CB (Split System: Heat Pump with Remote Outdoor Unit-Air-Source) | T5H0V24*K*AAA* |  |  | EA*5X36M17A*+WALLCON | *80CTL0701716B* | 23200 | 17 | 9 | 23600 | 16600 | 70.34% | 1.98 | 0 | 10 |  |  |  | No | R-454B | 1.9333 | Residential & Commercial | Ducted CEE Tier 1
213079495 | Central HP <5.4 tons | CARRIER | HRCU-A-CB (Split System: Heat Pump with Remote Outdoor Unit-Air-Source) | 38MURAQ36AB3* |  |  | CNPV*4821AL* | 59SC2E060M17**14 | 35800 | 16 | 8.1 | 38500 | 35000 | 90.91% | 2 | 0 | 10 |  |  |  | No | R-410A | 2.9833 | Residential & Commercial | Ducted CEE Tier 1
212972952 | Central HP <5.4 tons | CARRIER | HRCU-A-CB (Split System: Heat Pump with Remote Outdoor Unit-Air-Source) | 38MURAQ24AB3* |  |  | CAP**3717AL* | 59SP6B040V14**10 | 23800 | 16.5 | 8.5 | 25600 | 22600 | 88.28% | 1.86 | 0 | 10 |  |  |  | No | R-410A | 1.9833 | Residential & Commercial | Ducted CEE Tier 1
211241074 | Central HP <5.4 tons | BRYANT HEATING AND COOLING SYSTEMS | HRCU-A-CB (Split System: Heat Pump with Remote Outdoor Unit-Air-Source) | 38MURAQ24AB3* |  |  | CAP**2517AL* | 8(0,1)*SA36045E17*** | 24800 | 17 | 8.5 | 25600 | 21200 | 82.81% | 1.78 | 0 | 10.5 |  |  |  | No | R-410A | 2.0667 | Residential & Commercial | Ducted CEE Tier 1
216440038 | Central HP <5.4 tons | TRANE | HRCU-A-CB (Split System: Heat Pump with Remote Outdoor Unit-Air-Source) | 5TWV0X36A1 |  |  | 5PX*B006AS3 | L8V1A060U3VSB+LRP | 35000 | 19.6 | 9.4 | 32600 | 25200 | 77.3% | 2.1 | 0 | 12 |  |  |  | No | R-454B | 2.9167 | Residential & Commercial | Ducted CEE Tier 1
216440090 | Central HP <5.4 tons | TRANE | HRCU-A-CB (Split System: Heat Pump with Remote Outdoor Unit-Air-Source) | 5TWV0X36A1 |  |  | 5PX*C009AS3 | S9V2C080U5PSC+LRP | 34800 | 20 | 9.4 | 32400 | 23800 | 73.46% | 2.1 | 0 | 12.7 |  |  |  | No | R-454B | 2.9 | Residential & Commercial | Ducted CEE Tier 1
216440118 | Central HP <5.4 tons | TRANE | HRCU-A-CB (Split System: Heat Pump with Remote Outdoor Unit-Air-Source) | 5TWV0X36A1 |  |  | 5TEMCD05AV41+TDR |  | 35200 | 20 | 10.5 | 33200 | 24600 | 74.1% | 2.2 | 0 | 12.7 |  |  |  | No | R-454B | 2.9333 | Residential & Commercial | Ducted CEE Tier 1
216440120 | Central HP <5.4 tons | TRANE | HRCU-A-CB (Split System: Heat Pump with Remote Outdoor Unit-Air-Source) | 5TWV0X36A1 |  |  | 5TXCB004AS3 | S9V2B060U4VSB+LRP | 33400 | 18.2 | 9.4 | 32000 | 24200 | 75.62% | 2.1 | 0 | 12 |  |  |  | No | R-454B | 2.7833 | Residential & Commercial | Ducted CEE Tier 1
216440152 | Central HP <5.4 tons | TRANE | HRCU-A-CB (Split System: Heat Pump with Remote Outdoor Unit-Air-Source) | 5TWV0X36A1 |  |  | 5TXCB006AS3+P0V0B000M40SD+LRP |  | 34200 | 19.4 | 9.4 | 32600 | 24200 | 74.23% | 2.1 | 0 | 12.5 |  |  |  | No | R-454B | 2.85 | Residential & Commercial | Ducted CEE Tier 1
212971983 | Central HP <5.4 tons | CARRIER | HRCU-A-CB (Split System: Heat Pump with Remote Outdoor Unit-Air-Source) | 38MURAQ24AB3* |  |  | CAP**3017AL* | 58TP*B090V17**16 | 23400 | 17 | 8.5 | 26200 | 24800 | 94.66% | 2.08 | 0 | 10 |  |  |  | No | R-410A | 1.95 | Residential & Commercial | Ducted CEE Tier 1
212972142 | Central HP <5.4 tons | CARRIER | HRCU-A-CB (Split System: Heat Pump with Remote Outdoor Unit-Air-Source) | 38MURAQ24AB3* |  |  | CNPV*3621AL* | 58TP*B090V21**20 | 23400 | 17 | 8.5 | 26200 | 24600 | 93.89% | 2.06 | 0 | 10 |  |  |  | No | R-410A | 1.95 | Residential & Commercial | Ducted CEE Tier 1
212973192 | Central HP <5.4 tons | CARRIER | HRCU-A-CB (Split System: Heat Pump with Remote Outdoor Unit-Air-Source) | 38MURAQ24AB3* |  |  | CAP**2517AL* | 59SP6B040V17**12 | 24200 | 16 | 8.5 | 25400 | 21800 | 85.83% | 1.8 | 0 | 10 |  |  |  | No | R-410A | 2.0167 | Residential & Commercial | Ducted CEE Tier 1
212973242 | Central HP <5.4 tons | CARRIER | HRCU-A-CB (Split System: Heat Pump with Remote Outdoor Unit-Air-Source) | 38MURAQ24AB3* |  |  | CAP**3721AL* | 59SP6B040V17**12 | 24200 | 16.5 | 8.5 | 25400 | 21600 | 85.04% | 1.8 | 0 | 10 |  |  |  | No | R-410A | 2.0167 | Residential & Commercial | Ducted CEE Tier 1
212973562 | Central HP <5.4 tons | CARRIER | HRCU-A-CB (Split System: Heat Pump with Remote Outdoor Unit-Air-Source) | 38MURAQ24AB3* |  |  | CAP**3017AL* | 59SP6B060V14**12 | 23400 | 16.5 | 8.5 | 26400 | 24800 | 93.94% | 2.06 | 0 | 10 |  |  |  | No | R-410A | 1.95 | Residential & Commercial | Ducted CEE Tier 1
212976688 | Central HP <5.4 tons | CARRIER | HRCU-A-CB (Split System: Heat Pump with Remote Outdoor Unit-Air-Source) | 38MURAQ24AB3* |  |  | CNPV*3621AL* | 59TP6C100V21**20 | 23600 | 17 | 8.5 | 26200 | 24600 | 93.89% | 2.04 | 0 | 10.5 |  |  |  | No | R-410A | 1.9667 | Residential & Commercial | Ducted CEE Tier 1
213079649 | Central HP <5.4 tons | CARRIER | HRCU-A-CB (Split System: Heat Pump with Remote Outdoor Unit-Air-Source) | 38MURAQ36AB3* |  |  | CAP**3721AL* | 59SC2E080M21**20 | 36800 | 16.5 | 8.5 | 38500 | 34800 | 90.39% | 2.08 | 0 | 10 |  |  |  | No | R-410A | 3.0667 | Residential & Commercial | Ducted CEE Tier 1
213079813 | Central HP <5.4 tons | CARRIER | HRCU-A-CB (Split System: Heat Pump with Remote Outdoor Unit-Air-Source) | 38MURAQ36AB3* |  |  | CNPV*4821AL* | 59SC2E100M21**20 | 36000 | 16.5 | 8.1 | 38500 | 34800 | 90.39% | 2 | 0 | 10.5 |  |  |  | No | R-410A | 3 | Residential & Commercial | Ducted CEE Tier 1
215866714 | Central HP <5.4 tons | AI AIR CONDITIONING | HRCU-A-CB (Split System: Heat Pump with Remote Outdoor Unit-Air-Source) | AUO19-24N2-M3H |  |  | AUH3-24N2-AM3E |  | 24000 | 18.6 | 10 | 24000 | 20600 | 85.83% | 2.14 | 0 | 12 |  |  |  | No | R-454B | 2 | Residential & Commercial | Ducted CEE Tier 1
215318749 | Central HP <5.4 tons | CARRIER | HRCU-A-CB (Split System: Heat Pump with Remote Outdoor Unit-Air-Source) | 37MUHAQ24AA3 |  |  | 45MUHAQ24XX3 |  | 24000 | 18.7 | 10 | 24000 | 20600 | 85.83% | 2.14 | 0 | 12 |  |  |  | No | R-454B | 2 | Residential & Commercial | Ducted CEE Tier 1
215667410 | Central HP <5.4 tons | TEMPSTAR | HRCU-A-CB (Split System: Heat Pump with Remote Outdoor Unit-Air-Source) | T5H0V24*K*AAA* |  |  | EA*5X30M17A*+WALLCON | *80CTL0451712B* | 23000 | 16.5 | 8.5 | 24000 | 16800 | 70% | 1.86 | 0 | 10 |  |  |  | No | R-454B | 1.9167 | Residential & Commercial | Ducted CEE Tier 1
215667268 | Central HP <5.4 tons | TEMPSTAR | HRCU-A-CB (Split System: Heat Pump with Remote Outdoor Unit-Air-Source) | T5H0V24*K*AAA* |  |  | EA*5X25M17A*+WALLCON | *97CMN0801714B* | 23800 | 17 | 9 | 23400 | 16400 | 70.09% | 2 | 0 | 10.5 |  |  |  | No | R-454B | 1.9833 | Residential & Commercial | Ducted CEE Tier 1
215667575 | Central HP <5.4 tons | TEMPSTAR | HRCU-A-CB (Split System: Heat Pump with Remote Outdoor Unit-Air-Source) | T5H0V24*K*AAA* |  |  | EA*5X36M17A*+WALLCON | *80CSU0401712A* | 23200 | 17 | 9 | 23600 | 16600 | 70.34% | 1.98 | 0 | 10 |  |  |  | No | R-454B | 1.9333 | Residential & Commercial | Ducted CEE Tier 1
215667661 | Central HP <5.4 tons | TEMPSTAR | HRCU-A-CB (Split System: Heat Pump with Remote Outdoor Unit-Air-Source) | T5H0V24*K*AAA* |  |  | EA*5X36M17A*+WALLCON | *80CTL0901716B* | 23200 | 17 | 9 | 23600 | 16600 | 70.34% | 1.98 | 0 | 10.5 |  |  |  | No | R-454B | 1.9333 | Residential & Commercial | Ducted CEE Tier 1
212976988 | Central HP <5.4 tons | CARRIER | HRCU-A-CB (Split System: Heat Pump with Remote Outdoor Unit-Air-Source) | 38MURAQ24AB3* |  |  | CAP**3721AL* | 59TP6C100V21**22 | 24600 | 17.5 | 8.5 | 25200 | 21200 | 84.13% | 1.78 | 0 | 10.5 |  |  |  | No | R-410A | 2.05 | Residential & Commercial | Ducted CEE Tier 1
212978090 | Central HP <5.4 tons | CARRIER | HRCU-A-CB (Split System: Heat Pump with Remote Outdoor Unit-Air-Source) | 38MURAQ24AB3* |  |  | CAP**2417AL* | 58S(B,C)*B070M14**12 | 23400 | 17 | 9 | 26800 | 26400 | 98.51% | 2.24 | 0 | 10 |  |  |  | No | R-410A | 1.95 | Residential & Commercial | Ducted CEE Tier 1
212975683 | Central HP <5.4 tons | CARRIER | HRCU-A-CB (Split System: Heat Pump with Remote Outdoor Unit-Air-Source) | 38MURAQ24AB3* |  |  | CAP**3617AL* | 59TP6C060V14**12 | 23600 | 17 | 8.5 | 26200 | 24000 | 91.6% | 2 | 0 | 10 |  |  |  | No | R-410A | 1.9667 | Residential & Commercial | Ducted CEE Tier 1
212975992 | Central HP <5.4 tons | CARRIER | HRCU-A-CB (Split System: Heat Pump with Remote Outdoor Unit-Air-Source) | 38MURAQ24AB3* |  |  | CAP**2417AL* | 59TP6C080V17**16 | 23600 | 16.5 | 8.5 | 27000 | 25600 | 94.81% | 2.14 | 0 | 10 |  |  |  | No | R-410A | 1.9667 | Residential & Commercial | Ducted CEE Tier 1
212976110 | Central HP <5.4 tons | CARRIER | HRCU-A-CB (Split System: Heat Pump with Remote Outdoor Unit-Air-Source) | 38MURAQ24AB3* |  |  | CNPV*3617AL* | GG96VTAB48080B** | 23400 | 16.5 | 8.1 | 25800 | 24200 | 93.8% | 2 | 0 | 10 |  |  |  | No | R-410A | 1.95 | Residential & Commercial | Ducted CEE Tier 1
212983734 | Central HP <5.4 tons | HEIL | HRCU-A-CB (Split System: Heat Pump with Remote Outdoor Unit-Air-Source) | DLCURAH18ABK |  |  | EN(A,D)4X30L17** | *92MSN0601412A* | 17400 | 16.5 | 8.1 | 18000 | 18700 | 103.9% | 2.24 | 0 | 11 |  |  |  | No | R-410A | 1.45 | Residential & Commercial | Ducted CEE Tier 1
212969746 | Central HP <5.4 tons | CARRIER | HRCU-A-CB (Split System: Heat Pump with Remote Outdoor Unit-Air-Source) | 38MURAQ24AB3* |  |  | CAP**2517AL* | 58SP*B045V14**12 | 24000 | 17.5 | 8.5 | 25000 | 21800 | 87.2% | 1.82 | 0 | 10 |  |  |  | No | R-410A | 2 | Residential & Commercial | Ducted CEE Tier 1
216440138 | Central HP <5.4 tons | TRANE | HRCU-A-CB (Split System: Heat Pump with Remote Outdoor Unit-Air-Source) | 5TWV0X36A1 |  |  | 5TXCB004AS3 | S9V2B040U3PSC+LRP | 33200 | 18.4 | 9 | 32000 | 24200 | 75.62% | 2.1 | 0 | 12 |  |  |  | No | R-454B | 2.7667 | Residential & Commercial | Ducted CEE Tier 1
216440172 | Central HP <5.4 tons | TRANE | HRCU-A-CB (Split System: Heat Pump with Remote Outdoor Unit-Air-Source) | 5TWV0X36A1 |  |  | 5TXCB006AS3 | S9V2B060U4VSB+LRP | 34200 | 19.2 | 9.4 | 32800 | 24200 | 73.78% | 2.1 | 0 | 12.5 |  |  |  | No | R-454B | 2.85 | Residential & Commercial | Ducted CEE Tier 1
216440174 | Central HP <5.4 tons | TRANE | HRCU-A-CB (Split System: Heat Pump with Remote Outdoor Unit-Air-Source) | 5TWV0X36A1 |  |  | 5TXCB006AS3 | S9V2B080D4PSC+LRP | 32400 | 17.6 | 9.4 | 31800 | 23600 | 74.21% | 2.1 | 0 | 11.7 |  |  |  | No | R-454B | 2.7 | Residential & Commercial | Ducted CEE Tier 1
212986217 | Central HP <5.4 tons | DAY & NIGHT | HRCU-A-CB (Split System: Heat Pump with Remote Outdoor Unit-Air-Source) | DLCURAH24ABK |  |  | EN(A,D)4X24L14** | *96MSN0401410A* | 23200 | 16 | 8.5 | 27000 | 25200 | 93.33% | 2.1 | 0 | 10 |  |  |  | No | R-410A | 1.9333 | Residential & Commercial | Ducted CEE Tier 1
212986933 | Central HP <5.4 tons | DAY & NIGHT | HRCU-A-CB (Split System: Heat Pump with Remote Outdoor Unit-Air-Source) | DLCURAH24ABK |  |  | EN(A,D)4X24L14** | *96MSN0601412A* | 23200 | 16.5 | 8.5 | 27000 | 25200 | 93.33% | 2.1 | 0 | 10 |  |  |  | No | R-410A | 1.9333 | Residential & Commercial | Ducted CEE Tier 1
212987453 | Central HP <5.4 tons | DAY & NIGHT | HRCU-A-CB (Split System: Heat Pump with Remote Outdoor Unit-Air-Source) | DLCURAH24ABK |  |  | EN(A,D)4X24L17** | *96MSN0801716A* | 23400 | 16.5 | 8.5 | 27000 | 25000 | 92.59% | 2.06 | 0 | 10 |  |  |  | No | R-410A | 1.95 | Residential & Commercial | Ducted CEE Tier 1
212980989 | Central HP <5.4 tons | HEIL | HRCU-A-CB (Split System: Heat Pump with Remote Outdoor Unit-Air-Source) | DLCURAH24ABK |  |  | EA*4X36L21A* | *80MS(N,L)1102120A* | 23600 | 17.5 | 8.5 | 26200 | 23800 | 90.84% | 2 | 0 | 10 |  |  |  | No | R-410A | 1.9667 | Residential & Commercial | Ducted CEE Tier 1
212979912 | Central HP <5.4 tons | HEIL | HRCU-A-CB (Split System: Heat Pump with Remote Outdoor Unit-Air-Source) | DLCURAH24ABK |  |  | EN(A,D)4X30L17** | *80MS(N,L)0901714A* | 23600 | 17 | 8.5 | 26400 | 24400 | 92.42% | 2.02 | 0 | 10.5 |  |  |  | No | R-410A | 1.9667 | Residential & Commercial | Ducted CEE Tier 1
212983169 | Central HP <5.4 tons | HEIL | HRCU-A-CB (Split System: Heat Pump with Remote Outdoor Unit-Air-Source) | DLCURAH24ABK |  |  | EA*4X36L17A* | *92MSN0401712A* | 23400 | 16 | 8.5 | 26400 | 24000 | 90.91% | 1.98 | 0 | 10 |  |  |  | No | R-410A | 1.95 | Residential & Commercial | Ducted CEE Tier 1
214731878 | Central HP <5.4 tons | FRIEDRICH | HRCU-A-CB (Split System: Heat Pump with Remote Outdoor Unit-Air-Source) | FRP18AZ24AJVC |  |  | TCFZ2421HEAAM | FR962V0705A21M4 | 22800 | 20 | 8.5 | 22800 | 26000 | 114% | 2.1 | 0 | 12.5 |  |  |  | No | R-410A | 1.9 | Residential & Commercial | Ducted CEE Tier 1
215682314 | Central HP <5.4 tons | BRYANT HEATING AND COOLING SYSTEMS | HRCU-A-CB (Split System: Heat Pump with Remote Outdoor Unit-Air-Source) | 290VAN048**AA* |  |  | CVAVA6021XMA*+UI | 83*CB48060C17*** | 48000 | 18.5 | 9 | 50000 | 36800 | 73.6% | 2 | 0 | 10 |  |  |  | No | R-454B | 4 | Residential & Commercial | Ducted CEE Tier 1
211388578 | Central HP <5.4 tons | JOHNSON CONTROLS | HRCU-A-CB (Split System: Heat Pump with Remote Outdoor Unit-Air-Source) | HMH72B341 |  |  | XAHC36DXXN1+TXV | TM9E100C16MP12 | 33600 | 17.5 | 8.1 | 33000 | 23200 | 70.3% | 2.04 | 0 | 10 |  |  |  | No | R-410A | 2.8 | Residential & Commercial | Ducted CEE Tier 1
215676214 | Central HP <5.4 tons | BRYANT HEATING AND COOLING SYSTEMS | HRCU-A-CB (Split System: Heat Pump with Remote Outdoor Unit-Air-Source) | 290VAN048**AA* |  |  | CVAVA4824XMA*+UI | 88*TB60110C21*** | 47000 | 19 | 9 | 50000 | 36200 | 72.4% | 2 | 0 | 10 |  |  |  | No | R-454B | 3.9167 | Residential & Commercial | Ducted CEE Tier 1
215676564 | Central HP <5.4 tons | BRYANT HEATING AND COOLING SYSTEMS | HRCU-A-CB (Split System: Heat Pump with Remote Outdoor Unit-Air-Source) | 290VAN048**AA* |  |  | CVAVA6021XMA*+UI | 986TD42080C17*** | 47500 | 18.5 | 9 | 50000 | 36200 | 72.4% | 2.02 | 0 | 10 |  |  |  | No | R-454B | 3.9583 | Residential & Commercial | Ducted CEE Tier 1
215676664 | Central HP <5.4 tons | BRYANT HEATING AND COOLING SYSTEMS | HRCU-A-CB (Split System: Heat Pump with Remote Outdoor Unit-Air-Source) | 290VAN048**AA* |  |  | CVAVA6024XMA*+UI | 987MC66120C24*** | 48000 | 19 | 9 | 50000 | 36600 | 73.2% | 2 | 0 | 10 |  |  |  | No | R-454B | 4 | Residential & Commercial | Ducted CEE Tier 1
216571304 | Central HP <5.4 tons | TRANE | HRCU-A-CB (Split System: Heat Pump with Remote Outdoor Unit-Air-Source) | 5TWV8X36A1 |  |  | 5TXCC007AS3 | S8V2C080M5PDB | 32800 | 18.1 | 8.5 | 33200 | 25400 | 76.51% | 2.1 | 0 | 10.5 |  |  |  | No | R-454B | 2.7333 | Residential & Commercial | Ducted CEE Tier 1
216571320 | Central HP <5.4 tons | TRANE | HRCU-A-CB (Split System: Heat Pump with Remote Outdoor Unit-Air-Source) | 5TWV8X36A1 |  |  | 5TXCD008AS3 | S8V2D120M5PCB | 33400 | 18.1 | 8.5 | 33400 | 25600 | 76.65% | 2.1 | 0 | 10.5 |  |  |  | No | R-454B | 2.7833 | Residential & Commercial | Ducted CEE Tier 1
215933466 | Central HP <5.4 tons | HEIL | HRCU-A-CB (Split System: Heat Pump with Remote Outdoor Unit-Air-Source) | H5H3V36*K*AAA* |  |  | ESH5X42M12A*+WALLCON | *96CTN0601714B* | 33200 | 18.5 | 9 | 34200 | 26200 | 76.61% | 1.94 | 0 | 10.5 |  |  |  | No | R-454B | 2.7667 | Residential & Commercial | Ducted CEE Tier 1
215934816 | Central HP <5.4 tons | HEIL | HRCU-A-CB (Split System: Heat Pump with Remote Outdoor Unit-Air-Source) | H5H3V36*K*AAA* |  |  | EVM5X44M21A*+WALLCON | *80CTL0701716B* | 35400 | 21.5 | 8.5 | 38500 | 29000 | 75.32% | 2.02 | 0 | 12 |  |  |  | No | R-454B | 2.95 | Residential & Commercial | Ducted CEE Tier 1
215932486 | Central HP <5.4 tons | HEIL | HRCU-A-CB (Split System: Heat Pump with Remote Outdoor Unit-Air-Source) | H5H3V36*K*AAA* |  |  | EA*5X48M21A*+WALLCON | *97CMN0801714B* | 33200 | 19.5 | 9.5 | 35000 | 26800 | 76.57% | 2.02 | 0 | 11 |  |  |  | No | R-454B | 2.7667 | Residential & Commercial | Ducted CEE Tier 1
215932836 | Central HP <5.4 tons | HEIL | HRCU-A-CB (Split System: Heat Pump with Remote Outdoor Unit-Air-Source) | H5H3V36*K*AAA* |  |  | EA*5X61M21A*+WALLCON | *96CTN1002122B* | 34400 | 20.5 | 9.5 | 34200 | 26000 | 76.02% | 2.06 | 0 | 12 |  |  |  | No | R-454B | 2.8667 | Residential & Commercial | Ducted CEE Tier 1
215932886 | Central HP <5.4 tons | HEIL | HRCU-A-CB (Split System: Heat Pump with Remote Outdoor Unit-Air-Source) | H5H3V36*K*AAA* |  |  | EA*5X61M24A*+WALLCON | *95CSU0802120B* | 34400 | 20.5 | 9.5 | 34400 | 26000 | 75.58% | 2.06 | 0 | 12 |  |  |  | No | R-454B | 2.8667 | Residential & Commercial | Ducted CEE Tier 1
212982367 | Central HP <5.4 tons | HEIL | HRCU-A-CB (Split System: Heat Pump with Remote Outdoor Unit-Air-Source) | DLCURAH24ABK |  |  | EN(A,D)4X36L21** | *80MSU0401712A* | 23400 | 16.5 | 8.5 | 25800 | 23800 | 92.25% | 1.98 | 0 | 10 |  |  |  | No | R-410A | 1.95 | Residential & Commercial | Ducted CEE Tier 1
212979518 | Central HP <5.4 tons | HEIL | HRCU-A-CB (Split System: Heat Pump with Remote Outdoor Unit-Air-Source) | DLCURAH24ABK |  |  | EN(A,D)4X36L21** | *80MS(N,L)0702116A* | 23800 | 17 | 8.5 | 26400 | 24000 | 90.91% | 2 | 0 | 10.5 |  |  |  | No | R-410A | 1.9833 | Residential & Commercial | Ducted CEE Tier 1
211240802 | Central HP <5.4 tons | AIRQUEST | HRCU-A-CB (Split System: Heat Pump with Remote Outdoor Unit-Air-Source) | DLCURAH24ABK |  |  | EA*4X25L17A* | *80VSL0451412A* | 25000 | 16.5 | 8.5 | 25800 | 21000 | 81.4% | 1.76 | 0 | 10.5 |  |  |  | No | R-410A | 2.0833 | Residential & Commercial | Ducted CEE Tier 1
211241711 | Central HP <5.4 tons | DAY & NIGHT | HRCU-A-CB (Split System: Heat Pump with Remote Outdoor Unit-Air-Source) | DLCURAH24ABK |  |  | EA*4X30L17A* | *92ESN0801716A* | 24200 | 17 | 8.5 | 26400 | 22800 | 86.36% | 1.9 | 0 | 10 |  |  |  | No | R-410A | 2.0167 | Residential & Commercial | Ducted CEE Tier 1
211242046 | Central HP <5.4 tons | DAY & NIGHT | HRCU-A-CB (Split System: Heat Pump with Remote Outdoor Unit-Air-Source) | DLCURAH24ABK |  |  | EA*4X36L17A* | *96VTN0601412A* | 23600 | 16.5 | 8.5 | 25800 | 23400 | 90.7% | 1.94 | 0 | 10 |  |  |  | No | R-410A | 1.9667 | Residential & Commercial | Ducted CEE Tier 1
211242180 | Central HP <5.4 tons | DAY & NIGHT | HRCU-A-CB (Split System: Heat Pump with Remote Outdoor Unit-Air-Source) | DLCURAH24ABK |  |  | EA*4X36L17A* | *92ESN0401410A* | 24200 | 15.2 | 8.5 | 26400 | 22600 | 85.61% | 1.84 | 0 | 10 |  |  |  | No | R-410A | 2.0167 | Residential & Commercial | Ducted CEE Tier 1
215667069 | Central HP <5.4 tons | TEMPSTAR | HRCU-A-CB (Split System: Heat Pump with Remote Outdoor Unit-Air-Source) | T5H0V24*K*AAA* |  |  | EA*5X24M17A*+WALLCON | *80CTL0901716B* | 22800 | 17 | 9 | 24000 | 16800 | 70% | 1.96 | 0 | 10 |  |  |  | No | R-454B | 1.9 | Residential & Commercial | Ducted CEE Tier 1
211010174 | Central HP <5.4 tons | YORK | HRCU-A-CB (Split System: Heat Pump with Remote Outdoor Unit-Air-Source) | YZV60B21 |  |  | JHVVD60HE4C2N1+CC |  | 52500 | 19 | 8.5 | 54500 | 42000 | 77.06% | 2.24 | 0 | 12 |  |  |  | No | R-410A | 4.375 | Residential & Commercial | Ducted CEE Tier 1
211225685 | Central HP <5.4 tons | CARRIER | HRCU-A-CB (Split System: Heat Pump with Remote Outdoor Unit-Air-Source) | 38MURAQ36AB3* |  |  | CAP**3621AL* | 59SC5B100E21**22 | 36400 | 15.2 | 8.1 | 40000 | 35400 | 88.5% | 1.88 | 0 | 10 |  |  |  | No | R-410A | 3.0333 | Residential & Commercial | Ducted CEE Tier 1
214808997 | Central HP <5.4 tons | JOHNSON CONTROLS | HRCU-A-CB (Split System: Heat Pump with Remote Outdoor Unit-Air-Source) | HH860E2S11 |  |  | CTU60C5XGS1+JMET16CS2N1+TXV |  | 45500 | 19 | 9 | 45500 | 34200 | 75.16% | 2 | 0 | 11.7 |  |  |  | No | R-454B | 3.7917 | Residential & Commercial | Ducted CEE Tier 1
216571220 | Central HP <5.4 tons | TRANE | HRCU-A-CB (Split System: Heat Pump with Remote Outdoor Unit-Air-Source) | 5TWV8X24A1 |  |  | 5PX*BD06AS3 | S8V2A040M3PCB | 21800 | 18.1 | 8.5 | 23800 | 18600 | 78.15% | 2.2 | 0 | 11.5 |  |  |  | No | R-454B | 1.8167 | Residential & Commercial | Ducted CEE Tier 1
216571236 | Central HP <5.4 tons | TRANE | HRCU-A-CB (Split System: Heat Pump with Remote Outdoor Unit-Air-Source) | 5TWV8X24A1 |  |  | 5TXCB003AS3 | L8V1B080U4VSB+LRP | 21400 | 18.1 | 8.5 | 24400 | 18900 | 77.46% | 2.1 | 0 | 11.2 |  |  |  | No | R-454B | 1.7833 | Residential & Commercial | Ducted CEE Tier 1
215853268 | Central HP <5.4 tons | YORK | HRCU-A-CB (Split System: Heat Pump with Remote Outdoor Unit-Air-Source) | HH860E2S11 |  |  | CTM60D5CJS1 | TM9Y120D20MP11 | 52500 | 19 | 9 | 55000 | 40000 | 72.73% | 2 | 0 | 10 |  |  |  | No | R-454B | 4.375 | Residential & Commercial | Ducted CEE Tier 1
214584685 | Central HP <5.4 tons | JOHNSON CONTROLS | HRCU-A-CB (Split System: Heat Pump with Remote Outdoor Unit-Air-Source) | HH860E2S11 |  |  | CTM60C5CGS1 | Z8ES120C16SMPS1 | 44000 | 18 | 9 | 44000 | 33000 | 75% | 2 | 0 | 12 |  |  |  | No | R-454B | 3.6667 | Residential & Commercial | Ducted CEE Tier 1
215669661 | Central HP <5.4 tons | TEMPSTAR | HRCU-A-CB (Split System: Heat Pump with Remote Outdoor Unit-Air-Source) | T5H0V36*K*AAA* |  |  | EA*5X61M24A*+WALLCON | *80CTL1352422B* | 35000 | 18.5 | 9 | 34400 | 24600 | 71.51% | 1.92 | 0 | 10.5 |  |  |  | No | R-454B | 2.9167 | Residential & Commercial | Ducted CEE Tier 1
215934243 | Central HP <5.4 tons | TEMPSTAR | HRCU-A-CB (Split System: Heat Pump with Remote Outdoor Unit-Air-Source) | T5H3V48*K*AAA* |  |  | EA*5X61M21A*+WALLCON | *97CMN0602120B* | 44500 | 20.5 | 9.4 | 49000 | 37400 | 76.33% | 2 | 0 | 10 |  |  |  | No | R-454B | 3.7083 | Residential & Commercial | Ducted CEE Tier 1
215934293 | Central HP <5.4 tons | TEMPSTAR | HRCU-A-CB (Split System: Heat Pump with Remote Outdoor Unit-Air-Source) | T5H3V48*K*AAA* |  |  | EA*5X61M21A*+WALLCON | *96CTN1002122B* | 45500 | 21 | 9.5 | 48500 | 36800 | 75.88% | 2 | 0 | 11 |  |  |  | No | R-454B | 3.7917 | Residential & Commercial | Ducted CEE Tier 1
215934493 | Central HP <5.4 tons | TEMPSTAR | HRCU-A-CB (Split System: Heat Pump with Remote Outdoor Unit-Air-Source) | T5H3V48*K*AAA* |  |  | ESH5X48M12A*+WALLCON | *97CMN0802120B* | 44000 | 20 | 9 | 48500 | 36600 | 75.46% | 1.8 | 0 | 10.5 |  |  |  | No | R-454B | 3.6667 | Residential & Commercial | Ducted CEE Tier 1
207436566 | Central HP <5.4 tons | LENNOX | HRCU-A-CB (Split System: Heat Pump with Remote Outdoor Unit-Air-Source) | SL25XPV-048-230A** |  |  | CHX35-51/61C-**-*+TDR | SL280UH090XV60C* | 45000 | 21 | 9.2 | 45500 | 37200 | 81.76% | 1.84 | 12.5 | 12.5 |  |  |  | No | R-410A | 3.75 | Residential & Commercial | Ducted CEE Tier 1
212976792 | Central HP <5.4 tons | CARRIER | HRCU-A-CB (Split System: Heat Pump with Remote Outdoor Unit-Air-Source) | 38MURAQ36AB3* |  |  | CAP**4821AL* | 59TP6C100V21**20 | 35800 | 16.5 | 8.5 | 37800 | 34600 | 91.53% | 2.02 | 0 | 10 |  |  |  | No | R-410A | 2.9833 | Residential & Commercial | Ducted CEE Tier 1
211225734 | Central HP <5.4 tons | CARRIER | HRCU-A-CB (Split System: Heat Pump with Remote Outdoor Unit-Air-Source) | 38MURAQ36AB3* |  |  | CAP**3721AL* | 58SP*A045V17**16 | 36200 | 15.5 | 8.5 | 38500 | 34800 | 90.39% | 2.06 | 0 | 10 |  |  |  | No | R-410A | 3.0167 | Residential & Commercial | Ducted CEE Tier 1
211225752 | Central HP <5.4 tons | CARRIER | HRCU-A-CB (Split System: Heat Pump with Remote Outdoor Unit-Air-Source) | 38MURAQ36AB3* |  |  | CAP**3721AL* | 59SC5B080E21**20 | 37200 | 15.5 | 8.5 | 38500 | 35000 | 90.91% | 2.12 | 0 | 10 |  |  |  | No | R-410A | 3.1 | Residential & Commercial | Ducted CEE Tier 1
212977088 | Central HP <5.4 tons | CARRIER | HRCU-A-CB (Split System: Heat Pump with Remote Outdoor Unit-Air-Source) | 38MURAQ36AB3* |  |  | CAP**4824AL* | 59TP6C100V21**22 | 35800 | 16.5 | 8.5 | 37800 | 34600 | 91.53% | 2.02 | 0 | 10 |  |  |  | No | R-410A | 2.9833 | Residential & Commercial | Ducted CEE Tier 1
204456449 | Central HP <5.4 tons | COMFORTMAKER | HRCU-A-CB (Split System: Heat Pump with Remote Outdoor Unit-Air-Source) | CVH825GKA2* |  |  | EA*4X25L17A*+WALLCON | *80CTL0701716A* | 24400 | 16.5 | 8.1 | 21200 | 16600 | 78.3% | 2.02 | 11 | 11 |  |  |  | No | R-410A | 2.0333 | Residential & Commercial | Ducted CEE Tier 1
204456734 | Central HP <5.4 tons | COMFORTMAKER | HRCU-A-CB (Split System: Heat Pump with Remote Outdoor Unit-Air-Source) | CVH825GKA2* |  |  | EA*4X36L21A*+WALLCON | *97CMN0801714A* | 23600 | 16.5 | 8.1 | 21600 | 16700 | 77.31% | 1.92 | 11.5 | 11 |  |  |  | No | R-410A | 1.9667 | Residential & Commercial | Ducted CEE Tier 1
204456883 | Central HP <5.4 tons | COMFORTMAKER | HRCU-A-CB (Split System: Heat Pump with Remote Outdoor Unit-Air-Source) | CVH825GKA2* |  |  | EA*4X37L17A*+WALLCON | *80CTL0901716A* | 24200 | 17 | 8.1 | 21400 | 16600 | 77.57% | 2.02 | 11 | 11 |  |  |  | No | R-410A | 2.0167 | Residential & Commercial | Ducted CEE Tier 1
216440529 | Central HP <5.4 tons | AMERICAN STANDARD | HRCU-A-CB (Split System: Heat Pump with Remote Outdoor Unit-Air-Source) | 5A6V0X60A1 |  |  | 5TXCD008AS3 | S9V2C080U5PSC+LRP | 52000 | 18.4 | 9 | 54500 | 38500 | 70.64% | 2 | 0 | 10 |  |  |  | No | R-454B | 4.3333 | Residential & Commercial | Ducted CEE Tier 1
216440547 | Central HP <5.4 tons | AMERICAN STANDARD | HRCU-A-CB (Split System: Heat Pump with Remote Outdoor Unit-Air-Source) | 5A6V0X60A1 |  |  | 5TXCD010AS3 | S9V2C080U5VSB+LRP | 53000 | 18.6 | 9 | 54000 | 38000 | 70.37% | 2 | 0 | 10.5 |  |  |  | No | R-454B | 4.4167 | Residential & Commercial | Ducted CEE Tier 1
215853335 | Central HP <5.4 tons | JOHNSON CONTROLS | HRCU-A-CB (Split System: Heat Pump with Remote Outdoor Unit-Air-Source) | HH836E2S11 |  |  | CTU36B5XDS1+TXV | Z9ES060B12SMPS1 | 33200 | 17 | 8.5 | 31000 | 25400 | 81.94% | 2 | 0 | 11 |  |  |  | No | R-454B | 2.7667 | Residential & Commercial | Ducted CEE Tier 1
215682344 | Central HP <5.4 tons | BRYANT HEATING AND COOLING SYSTEMS | HRCU-A-CB (Split System: Heat Pump with Remote Outdoor Unit-Air-Source) | 290VAN048**AA* |  |  | CVAVA6021XMA*+UI | 987TA42080C17*** | 47500 | 18.5 | 9 | 50000 | 37200 | 74.4% | 1.98 | 0 | 10 |  |  |  | No | R-454B | 3.9583 | Residential & Commercial | Ducted CEE Tier 1
215682374 | Central HP <5.4 tons | BRYANT HEATING AND COOLING SYSTEMS | HRCU-A-CB (Split System: Heat Pump with Remote Outdoor Unit-Air-Source) | 290VAN048**AA* |  |  | CVAVA6024XMA*+UI | 986TD60080C21*** | 48000 | 19 | 9 | 50000 | 36600 | 73.2% | 2 | 0 | 10 |  |  |  | No | R-454B | 4 | Residential & Commercial | Ducted CEE Tier 1
215682184 | Central HP <5.4 tons | BRYANT HEATING AND COOLING SYSTEMS | HRCU-A-CB (Split System: Heat Pump with Remote Outdoor Unit-Air-Source) | 290VAN048**AA* |  |  | CVAVA4824XMA*+UI | 83*CB60080C21*** | 47500 | 18.5 | 9 | 50000 | 36000 | 72% | 2.02 | 0 | 10 |  |  |  | No | R-454B | 3.9583 | Residential & Commercial | Ducted CEE Tier 1
215934436 | Central HP <5.4 tons | HEIL | HRCU-A-CB (Split System: Heat Pump with Remote Outdoor Unit-Air-Source) | H5H3V48*K*AAA* |  |  | ESH5X48M12A*+WALLCON | *80CTL0701412B* | 43000 | 19.5 | 8.5 | 49000 | 35400 | 72.24% | 1.8 | 0 | 11 |  |  |  | No | R-454B | 3.5833 | Residential & Commercial | Ducted CEE Tier 1
210595948 | Central HP <5.4 tons | CARRIER | HRCU-A-CB (Split System: Heat Pump with Remote Outdoor Unit-Air-Source) | 25VNA825A*031* |  |  | CAP**4221AL*+UI | 59TN6B060C17**14 | 23600 | 16.5 | 8.1 | 21400 | 16700 | 78.04% | 1.94 | 0 | 11 |  |  |  | No | R-410A | 1.9667 | Residential & Commercial | Ducted CEE Tier 1
210595950 | Central HP <5.4 tons | CARRIER | HRCU-A-CB (Split System: Heat Pump with Remote Outdoor Unit-Air-Source) | 25VNA825A*031* |  |  | CAP**4221AL*+UI | 59TN6B100C21**22 | 23800 | 16.5 | 8.1 | 21400 | 16600 | 77.57% | 1.96 | 0 | 11 |  |  |  | No | R-410A | 1.9833 | Residential & Commercial | Ducted CEE Tier 1
210595967 | Central HP <5.4 tons | CARRIER | HRCU-A-CB (Split System: Heat Pump with Remote Outdoor Unit-Air-Source) | 25VNA825A*031* |  |  | CAP**4321AL*+UI | 59CU5A080C21**20 | 24400 | 17 | 8.5 | 21200 | 16600 | 78.3% | 2.04 | 0 | 11 |  |  |  | No | R-410A | 2.0333 | Residential & Commercial | Ducted CEE Tier 1
210596031 | Central HP <5.4 tons | CARRIER | HRCU-A-CB (Split System: Heat Pump with Remote Outdoor Unit-Air-Source) | 25VNA825A*031* |  |  | CNPV*4821AL*+UI | 58TN*A045C17**12 | 24000 | 16.5 | 8.1 | 21400 | 16700 | 78.04% | 2 | 0 | 11 |  |  |  | No | R-410A | 2 | Residential & Commercial | Ducted CEE Tier 1
210596081 | Central HP <5.4 tons | CARRIER | HRCU-A-CB (Split System: Heat Pump with Remote Outdoor Unit-Air-Source) | 25VNA825A*031* |  |  | CSPH*4812AL*+UI | 59CU5A060C17**16 | 24200 | 16 | 8.1 | 21400 | 16700 | 78.04% | 2 | 0 | 10.5 |  |  |  | No | R-410A | 2.0167 | Residential & Commercial | Ducted CEE Tier 1
210596165 | Central HP <5.4 tons | CARRIER | HRCU-A-CB (Split System: Heat Pump with Remote Outdoor Unit-Air-Source) | 25VNA837A*030* |  |  | CAP**4221AL*+UI | 58CU*A040C17**12 | 31800 | 17 | 8.1 | 33200 | 24400 | 73.49% | 1.88 | 0 | 11 |  |  |  | No | R-410A | 2.65 | Residential & Commercial | Ducted CEE Tier 1
215667376 | Central HP <5.4 tons | TEMPSTAR | HRCU-A-CB (Split System: Heat Pump with Remote Outdoor Unit-Air-Source) | T5H0V24*K*AAA* |  |  | EA*5X30M17A*+WALLCON | *80CSU0401712A* | 23000 | 17 | 9 | 23600 | 16600 | 70.34% | 1.98 | 0 | 10 |  |  |  | No | R-454B | 1.9167 | Residential & Commercial | Ducted CEE Tier 1
215667628 | Central HP <5.4 tons | TEMPSTAR | HRCU-A-CB (Split System: Heat Pump with Remote Outdoor Unit-Air-Source) | T5H0V24*K*AAA* |  |  | EA*5X36M17A*+WALLCON | *80CTL0701412B* | 23200 | 17 | 9 | 23600 | 16600 | 70.34% | 1.98 | 0 | 10 |  |  |  | No | R-454B | 1.9333 | Residential & Commercial | Ducted CEE Tier 1
215667819 | Central HP <5.4 tons | TEMPSTAR | HRCU-A-CB (Split System: Heat Pump with Remote Outdoor Unit-Air-Source) | T5H0V24*K*AAA* |  |  | EA*5X37M21A*+WALLCON | *80CSU0401712A* | 24000 | 18 | 9 | 23200 | 16300 | 70.26% | 2.02 | 0 | 10.5 |  |  |  | No | R-454B | 2 | Residential & Commercial | Ducted CEE Tier 1
212975824 | Central HP <5.4 tons | CARRIER | HRCU-A-CB (Split System: Heat Pump with Remote Outdoor Unit-Air-Source) | 38MURAQ18AB3* |  |  | CNPV*2417AL* | GG96VTAB48080B** | 17700 | 16 | 8.5 | 18700 | 19100 | 102.1% | 2.3 | 0 | 11 |  |  |  | No | R-410A | 1.475 | Residential & Commercial | Ducted CEE Tier 1
212988225 | Central HP <5.4 tons | BRYANT HEATING AND COOLING SYSTEMS | HRCU-A-CB (Split System: Heat Pump with Remote Outdoor Unit-Air-Source) | 38MURAQ36AB3* |  |  | CAP**4824AL* | 916SA66100M21*** | 35800 | 16.5 | 8.5 | 37800 | 34600 | 91.53% | 2.06 | 0 | 10 |  |  |  | No | R-410A | 2.9833 | Residential & Commercial | Ducted CEE Tier 1
213079846 | Central HP <5.4 tons | CARRIER | HRCU-A-CB (Split System: Heat Pump with Remote Outdoor Unit-Air-Source) | 38MURAQ36AB3* |  |  | CAP**3721AL* | 59SC2E100M21**22 | 36200 | 16.5 | 8.5 | 38000 | 34800 | 91.58% | 2.04 | 0 | 10 |  |  |  | No | R-410A | 3.0167 | Residential & Commercial | Ducted CEE Tier 1
213079864 | Central HP <5.4 tons | CARRIER | HRCU-A-CB (Split System: Heat Pump with Remote Outdoor Unit-Air-Source) | 38MURAQ36AB3* |  |  | CAP**4224AL* | 59SC2E100M21**22 | 35400 | 16.5 | 8.1 | 38500 | 35000 | 90.91% | 1.9 | 0 | 10 |  |  |  | No | R-410A | 2.95 | Residential & Commercial | Ducted CEE Tier 1
213080099 | Central HP <5.4 tons | CARRIER | HRCU-A-CB (Split System: Heat Pump with Remote Outdoor Unit-Air-Source) | 38MURAQ36AB3* |  |  | CNPV*4217AL* | 59SC6A080M17**16 | 35600 | 15.5 | 8.1 | 38500 | 35200 | 91.43% | 1.94 | 0 | 10 |  |  |  | No | R-410A | 2.9667 | Residential & Commercial | Ducted CEE Tier 1
211227055 | Central HP <5.4 tons | BRYANT HEATING AND COOLING SYSTEMS | HRCU-A-CB (Split System: Heat Pump with Remote Outdoor Unit-Air-Source) | 38MURAQ36AB3* |  |  | CAP**3721AL* | 915SB60080E21*** | 37200 | 15.5 | 8.5 | 38500 | 35000 | 90.91% | 2.12 | 0 | 10 |  |  |  | No | R-410A | 3.1 | Residential & Commercial | Ducted CEE Tier 1
213076519 | Central HP <5.4 tons | BRYANT HEATING AND COOLING SYSTEMS | HRCU-A-CB (Split System: Heat Pump with Remote Outdoor Unit-Air-Source) | 38MURAQ36AB3* |  |  | CAP**4321AL* | 82*TB48070V17*** | 36200 | 16 | 8.5 | 38000 | 34800 | 91.58% | 2.04 | 0 | 10 |  |  |  | No | R-410A | 3.0167 | Residential & Commercial | Ducted CEE Tier 1
211226942 | Central HP <5.4 tons | BRYANT HEATING AND COOLING SYSTEMS | HRCU-A-CB (Split System: Heat Pump with Remote Outdoor Unit-Air-Source) | 38MURAQ36AB3* |  |  | CAP**3721AL* | 82*TA48070V17*** | 36200 | 16 | 8.5 | 38500 | 34800 | 90.39% | 2.08 | 0 | 10 |  |  |  | No | R-410A | 3.0167 | Residential & Commercial | Ducted CEE Tier 1
211227024 | Central HP <5.4 tons | BRYANT HEATING AND COOLING SYSTEMS | HRCU-A-CB (Split System: Heat Pump with Remote Outdoor Unit-Air-Source) | 38MURAQ36AB3* |  |  | CAP**3721AL* | 912SD66100E21*** | 37400 | 15.5 | 8.5 | 39000 | 35000 | 89.74% | 2.16 | 0 | 10 |  |  |  | No | R-410A | 3.1167 | Residential & Commercial | Ducted CEE Tier 1
211227142 | Central HP <5.4 tons | BRYANT HEATING AND COOLING SYSTEMS | HRCU-A-CB (Split System: Heat Pump with Remote Outdoor Unit-Air-Source) | 38MURAQ36AB3* |  |  | CAP**3721AL* | 935SA60100E21*** | 36600 | 16 | 8.5 | 38500 | 34800 | 90.39% | 2.1 | 0 | 10 |  |  |  | No | R-410A | 3.05 | Residential & Commercial | Ducted CEE Tier 1
211227583 | Central HP <5.4 tons | BRYANT HEATING AND COOLING SYSTEMS | HRCU-A-CB (Split System: Heat Pump with Remote Outdoor Unit-Air-Source) | 38MURAQ36AB3* |  |  | CAP**4221AL* | 915SB66100E21*** | 36600 | 15.2 | 8.5 | 40000 | 35200 | 88% | 1.94 | 0 | 10 |  |  |  | No | R-410A | 3.05 | Residential & Commercial | Ducted CEE Tier 1
215933306 | Central HP <5.4 tons | HEIL | HRCU-A-CB (Split System: Heat Pump with Remote Outdoor Unit-Air-Source) | H5H3V36*K*AAA* |  |  | ESH5X42M12A*+WALLCON | *80CTL0701412B* | 33400 | 19 | 9 | 35200 | 27000 | 76.7% | 1.92 | 0 | 11 |  |  |  | No | R-454B | 2.7833 | Residential & Commercial | Ducted CEE Tier 1
215933656 | Central HP <5.4 tons | HEIL | HRCU-A-CB (Split System: Heat Pump with Remote Outdoor Unit-Air-Source) | H5H3V36*K*AAA* |  |  | ESH5X48M12A*+WALLCON | *97CMN0801714B* | 33400 | 19 | 9 | 35200 | 27000 | 76.7% | 1.92 | 0 | 11 |  |  |  | No | R-454B | 2.7833 | Residential & Commercial | Ducted CEE Tier 1
215933706 | Central HP <5.4 tons | HEIL | HRCU-A-CB (Split System: Heat Pump with Remote Outdoor Unit-Air-Source) | H5H3V36*K*AAA* |  |  | ESH5X48M12A*+WALLCON | *96CTN1202422B* | 33800 | 19.5 | 9 | 34600 | 26400 | 76.3% | 1.92 | 0 | 11.7 |  |  |  | No | R-454B | 2.8167 | Residential & Commercial | Ducted CEE Tier 1
215933756 | Central HP <5.4 tons | HEIL | HRCU-A-CB (Split System: Heat Pump with Remote Outdoor Unit-Air-Source) | H5H3V36*K*AAA* |  |  | ESH5X60M12A*+WALLCON | *80CTL0701412B* | 34000 | 19.5 | 9 | 34800 | 26400 | 75.86% | 1.92 | 0 | 11 |  |  |  | No | R-454B | 2.8333 | Residential & Commercial | Ducted CEE Tier 1
215935016 | Central HP <5.4 tons | HEIL | HRCU-A-CB (Split System: Heat Pump with Remote Outdoor Unit-Air-Source) | H5H3V36*K*AAA* |  |  | EVM5X49M21A*+WALLCON | *80CTL0702120B* | 35600 | 21.5 | 8.5 | 38000 | 28600 | 75.26% | 2.02 | 0 | 12 |  |  |  | No | R-454B | 2.9667 | Residential & Commercial | Ducted CEE Tier 1
215935116 | Central HP <5.4 tons | HEIL | HRCU-A-CB (Split System: Heat Pump with Remote Outdoor Unit-Air-Source) | H5H3V36*K*AAA* |  |  | EVM5X49M21A*+WALLCON | *97CMN1002122B* | 35600 | 22 | 8.5 | 38000 | 28600 | 75.26% | 2.02 | 0 | 12.5 |  |  |  | No | R-454B | 2.9667 | Residential & Commercial | Ducted CEE Tier 1
215935316 | Central HP <5.4 tons | HEIL | HRCU-A-CB (Split System: Heat Pump with Remote Outdoor Unit-Air-Source) | H5H3V36*K*AAA* |  |  | EVM5X60M21A*+WALLCON | *96CTN1002122B* | 35600 | 22 | 8.5 | 38000 | 28600 | 75.26% | 2.02 | 0 | 12.5 |  |  |  | No | R-454B | 2.9667 | Residential & Commercial | Ducted CEE Tier 1
211241310 | Central HP <5.4 tons | AIRQUEST | HRCU-A-CB (Split System: Heat Pump with Remote Outdoor Unit-Air-Source) | DLCURAH24ABK |  |  | EA*4X30L14A* | *96VTN0601412A* | 23400 | 16.5 | 8.5 | 25800 | 24200 | 93.8% | 2 | 0 | 10 |  |  |  | No | R-410A | 1.95 | Residential & Commercial | Ducted CEE Tier 1
211241794 | Central HP <5.4 tons | AIRQUEST | HRCU-A-CB (Split System: Heat Pump with Remote Outdoor Unit-Air-Source) | DLCURAH24ABK |  |  | EA*4X30L17A* | OLV098A12* | 23200 | 16.5 | 8.5 | 25800 | 24400 | 94.57% | 2.02 | 0 | 10 |  |  |  | No | R-410A | 1.9333 | Residential & Commercial | Ducted CEE Tier 1
214574530 | Central HP <5.4 tons | HEIL | HRCU-A-CB (Split System: Heat Pump with Remote Outdoor Unit-Air-Source) | HVH837GKA2* |  |  | EN(A,D,W)4X42L21**+WALLCON | *95CSU1002122B* | 31800 | 17 | 8.1 | 33000 | 24400 | 73.94% | 1.9 | 0 | 11.5 |  |  |  | No | R-410A | 2.65 | Residential & Commercial | Ducted CEE Tier 1
212980603 | Central HP <5.4 tons | HEIL | HRCU-A-CB (Split System: Heat Pump with Remote Outdoor Unit-Air-Source) | DLCURAH24ABK |  |  | EN(A,D)4X36L21** | *80MS(N,L)0902120A* | 23600 | 17 | 8.5 | 26200 | 24400 | 93.13% | 2.04 | 0 | 10.5 |  |  |  | No | R-410A | 1.9667 | Residential & Commercial | Ducted CEE Tier 1
215933126 | Central HP <5.4 tons | HEIL | HRCU-A-CB (Split System: Heat Pump with Remote Outdoor Unit-Air-Source) | H5H3V36*K*AAA* |  |  | ESH5X36M12A*+WALLCON | *80CTL1352422B* | 33400 | 19 | 9 | 34800 | 26600 | 76.44% | 1.92 | 0 | 11.5 |  |  |  | No | R-454B | 2.7833 | Residential & Commercial | Ducted CEE Tier 1
215933456 | Central HP <5.4 tons | HEIL | HRCU-A-CB (Split System: Heat Pump with Remote Outdoor Unit-Air-Source) | H5H3V36*K*AAA* |  |  | ESH5X42M12A*+WALLCON | *96CTN0401410B* | 32000 | 17 | 9 | 33800 | 26000 | 76.92% | 1.96 | 0 | 10.5 |  |  |  | No | R-454B | 2.6667 | Residential & Commercial | Ducted CEE Tier 1
215933506 | Central HP <5.4 tons | HEIL | HRCU-A-CB (Split System: Heat Pump with Remote Outdoor Unit-Air-Source) | H5H3V36*K*AAA* |  |  | ESH5X48M12A*+WALLCON | *80CSU0401712A* | 33600 | 19.5 | 9 | 35000 | 26600 | 76% | 1.92 | 0 | 11.5 |  |  |  | No | R-454B | 2.8 | Residential & Commercial | Ducted CEE Tier 1
215932786 | Central HP <5.4 tons | HEIL | HRCU-A-CB (Split System: Heat Pump with Remote Outdoor Unit-Air-Source) | H5H3V36*K*AAA* |  |  | EA*5X61M21A*+WALLCON | *97CMN0602120B* | 34200 | 20 | 9 | 34800 | 26600 | 76.44% | 1.92 | 0 | 11.5 |  |  |  | No | R-454B | 2.85 | Residential & Commercial | Ducted CEE Tier 1
215933716 | Central HP <5.4 tons | HEIL | HRCU-A-CB (Split System: Heat Pump with Remote Outdoor Unit-Air-Source) | H5H3V36*K*AAA* |  |  | ESH5X60M12A*+WALLCON | *80CSU0401712A* | 34200 | 20 | 9 | 34400 | 26200 | 76.16% | 1.94 | 0 | 11.7 |  |  |  | No | R-454B | 2.85 | Residential & Commercial | Ducted CEE Tier 1
215932446 | Central HP <5.4 tons | HEIL | HRCU-A-CB (Split System: Heat Pump with Remote Outdoor Unit-Air-Source) | H5H3V36*K*AAA* |  |  | EA*5X48M21A*+WALLCON | *80CTL1102120B* | 33400 | 20.5 | 9.5 | 34400 | 26200 | 76.16% | 2.04 | 0 | 11.7 |  |  |  | No | R-454B | 2.7833 | Residential & Commercial | Ducted CEE Tier 1
210596938 | Central HP <5.4 tons | COMFORTMAKER | HRCU-A-CB (Split System: Heat Pump with Remote Outdoor Unit-Air-Source) | CVH825GKA2* |  |  | EHD4X42AAL+WALLCON | *97CMN1202422A* | 24200 | 16 | 8.1 | 21400 | 16700 | 78.04% | 2 | 0 | 10.5 |  |  |  | No | R-410A | 2.0167 | Residential & Commercial | Ducted CEE Tier 1
210596659 | Central HP <5.4 tons | COMFORTMAKER | HRCU-A-CB (Split System: Heat Pump with Remote Outdoor Unit-Air-Source) | CVH825GKA2* |  |  | EA*4X42L21A*+WALLCON | *80CTL0451712A* | 23600 | 16.5 | 8.1 | 21600 | 16800 | 77.78% | 1.94 | 0 | 10.5 |  |  |  | No | R-410A | 1.9667 | Residential & Commercial | Ducted CEE Tier 1
210596860 | Central HP <5.4 tons | COMFORTMAKER | HRCU-A-CB (Split System: Heat Pump with Remote Outdoor Unit-Air-Source) | CVH825GKA2* |  |  | EA*4X48L24A*+WALLCON | *95CSU0802120A* | 24200 | 17 | 8.1 | 21000 | 16500 | 78.57% | 2.02 | 0 | 11 |  |  |  | No | R-410A | 2.0167 | Residential & Commercial | Ducted CEE Tier 1
210596962 | Central HP <5.4 tons | COMFORTMAKER | HRCU-A-CB (Split System: Heat Pump with Remote Outdoor Unit-Air-Source) | CVH825GKA2* |  |  | EHD4X48AAL+WALLCON | *80CTL1352422A* | 24200 | 16 | 8.1 | 21200 | 16600 | 78.3% | 2.02 | 0 | 11 |  |  |  | No | R-410A | 2.0167 | Residential & Commercial | Ducted CEE Tier 1
210596977 | Central HP <5.4 tons | COMFORTMAKER | HRCU-A-CB (Split System: Heat Pump with Remote Outdoor Unit-Air-Source) | CVH825GKA2* |  |  | EHD4X48AAL+WALLCON | *96CTN0801714A* | 24200 | 16 | 8.1 | 21400 | 16700 | 78.04% | 2 | 0 | 10.5 |  |  |  | No | R-410A | 2.0167 | Residential & Commercial | Ducted CEE Tier 1
210597076 | Central HP <5.4 tons | COMFORTMAKER | HRCU-A-CB (Split System: Heat Pump with Remote Outdoor Unit-Air-Source) | CVH825GKA2* |  |  | EN(A,D,W)4X48L21**+WALLCON | *80CSU0401712A* | 24200 | 17.5 | 8.1 | 21200 | 16600 | 78.3% | 2.02 | 0 | 11.5 |  |  |  | No | R-410A | 2.0167 | Residential & Commercial | Ducted CEE Tier 1
216411145 | Central HP <5.4 tons | JOHNSON CONTROLS | HRCU-A-CB (Split System: Heat Pump with Remote Outdoor Unit-Air-Source) | HMH72B341 |  |  | XAFC36DBCN1 | Z9ET100C20SMPS1 | 34000 | 17 | 8.5 | 32400 | 22800 | 70.37% | 2.02 | 0 | 10 |  |  |  | No | R-410A | 2.8333 | Residential & Commercial | Ducted CEE Tier 1
211241266 | Central HP <5.4 tons | AIRQUEST | HRCU-A-CB (Split System: Heat Pump with Remote Outdoor Unit-Air-Source) | DLCURAH24ABK |  |  | EA*4X30L14A* | *80VTL0451412A* | 24000 | 16.5 | 8.5 | 26200 | 23000 | 87.79% | 1.9 | 0 | 10 |  |  |  | No | R-410A | 2 | Residential & Commercial | Ducted CEE Tier 1
211240333 | Central HP <5.4 tons | AIRQUEST | HRCU-A-CB (Split System: Heat Pump with Remote Outdoor Unit-Air-Source) | DLCURAH24ABK |  |  | EA*4X24L14A* | *92ESN0601412A* | 24200 | 16 | 8.5 | 27200 | 23400 | 86.03% | 1.9 | 0 | 10 |  |  |  | No | R-410A | 2.0167 | Residential & Commercial | Ducted CEE Tier 1
211240499 | Central HP <5.4 tons | AIRQUEST | HRCU-A-CB (Split System: Heat Pump with Remote Outdoor Unit-Air-Source) | DLCURAH24ABK |  |  | EA*4X24L17A* | *80ESU0401712A* | 23600 | 17 | 8.5 | 26600 | 24600 | 92.48% | 2.04 | 0 | 10 |  |  |  | No | R-410A | 1.9667 | Residential & Commercial | Ducted CEE Tier 1
211240829 | Central HP <5.4 tons | AIRQUEST | HRCU-A-CB (Split System: Heat Pump with Remote Outdoor Unit-Air-Source) | DLCURAH24ABK |  |  | EA*4X25L17A* | *96VSN0401410A* | 24400 | 16 | 8.5 | 25600 | 21400 | 83.59% | 1.78 | 0 | 10 |  |  |  | No | R-410A | 2.0333 | Residential & Commercial | Ducted CEE Tier 1
211240856 | Central HP <5.4 tons | AIRQUEST | HRCU-A-CB (Split System: Heat Pump with Remote Outdoor Unit-Air-Source) | DLCURAH24ABK |  |  | EA*4X25L17A* | *96VSN0801716A* | 24800 | 17 | 8.5 | 25600 | 21200 | 82.81% | 1.78 | 0 | 10.5 |  |  |  | No | R-410A | 2.0667 | Residential & Commercial | Ducted CEE Tier 1
211242101 | Central HP <5.4 tons | DAY & NIGHT | HRCU-A-CB (Split System: Heat Pump with Remote Outdoor Unit-Air-Source) | DLCURAH24ABK |  |  | EA*4X36L17A* | *80ES(N,L)0701712A* | 24400 | 16.5 | 8.5 | 26400 | 22400 | 84.85% | 1.84 | 0 | 10 |  |  |  | No | R-410A | 2.0333 | Residential & Commercial | Ducted CEE Tier 1
215681834 | Central HP <5.4 tons | BRYANT HEATING AND COOLING SYSTEMS | HRCU-A-CB (Split System: Heat Pump with Remote Outdoor Unit-Air-Source) | 290VAN048**AA* |  |  | CVAMA4921XMA*+UI | 83*CB48060C17*** | 48000 | 18.5 | 9 | 50000 | 36800 | 73.6% | 2 | 0 | 10 |  |  |  | No | R-454B | 4 | Residential & Commercial | Ducted CEE Tier 1
215682534 | Central HP <5.4 tons | BRYANT HEATING AND COOLING SYSTEMS | HRCU-A-CB (Split System: Heat Pump with Remote Outdoor Unit-Air-Source) | 290VAN048**AA* |  |  | CVAVA6124XMA*+UI | 83*CB60100C21*** | 48500 | 19 | 9 | 50000 | 36600 | 73.2% | 2.12 | 0 | 10 |  |  |  | No | R-454B | 4.0417 | Residential & Commercial | Ducted CEE Tier 1
214584560 | Central HP <5.4 tons | JOHNSON CONTROLS | HRCU-A-CB (Split System: Heat Pump with Remote Outdoor Unit-Air-Source) | HH836E2S11 |  |  | CTF36C5CDS1 | Z8ES100C16SMPS1 | 34400 | 18 | 8.5 | 31800 | 26000 | 81.76% | 2 | 0 | 11.7 |  |  |  | No | R-454B | 2.8667 | Residential & Commercial | Ducted CEE Tier 1
212969796 | Central HP <5.4 tons | CARRIER | HRCU-A-CB (Split System: Heat Pump with Remote Outdoor Unit-Air-Source) | 38MURAQ24AB3* |  |  | CNPV*2414AL* | 58SP*B045V14**12 | 23400 | 17 | 8.5 | 27000 | 25000 | 92.59% | 2.08 | 0 | 10 |  |  |  | No | R-410A | 1.95 | Residential & Commercial | Ducted CEE Tier 1
212971182 | Central HP <5.4 tons | CARRIER | HRCU-A-CB (Split System: Heat Pump with Remote Outdoor Unit-Air-Source) | 38MURAQ24AB3* |  |  | CAP**3717AL* | 58TP*B045V14**12 | 24200 | 17 | 8.5 | 25200 | 22000 | 87.3% | 1.84 | 0 | 10 |  |  |  | No | R-410A | 2.0167 | Residential & Commercial | Ducted CEE Tier 1
211240763 | Central HP <5.4 tons | BRYANT HEATING AND COOLING SYSTEMS | HRCU-A-CB (Split System: Heat Pump with Remote Outdoor Unit-Air-Source) | 38MURAQ24AB3* |  |  | CAP**2417AL* | 83*SA48060E17*** | 24600 | 16.5 | 8.5 | 27200 | 23000 | 84.56% | 1.9 | 0 | 10 |  |  |  | No | R-410A | 2.05 | Residential & Commercial | Ducted CEE Tier 1
212976044 | Central HP <5.4 tons | CARRIER | HRCU-A-CB (Split System: Heat Pump with Remote Outdoor Unit-Air-Source) | 38MURAQ24AB3* |  |  | CAP**3621AL* | 59TP6C080V17**16 | 23600 | 17 | 8.5 | 26200 | 24000 | 91.6% | 2 | 0 | 10 |  |  |  | No | R-410A | 1.9667 | Residential & Commercial | Ducted CEE Tier 1
211245440 | Central HP <5.4 tons | BRYANT HEATING AND COOLING SYSTEMS | HRCU-A-CB (Split System: Heat Pump with Remote Outdoor Unit-Air-Source) | 38MURAQ24AB3* |  |  | CNPV*3621AL* | 82*SA60070V21*** | 24600 | 16 | 8.1 | 26600 | 22400 | 84.21% | 1.84 | 0 | 10.5 |  |  |  | No | R-410A | 2.05 | Residential & Commercial | Ducted CEE Tier 1
215682424 | Central HP <5.4 tons | BRYANT HEATING AND COOLING SYSTEMS | HRCU-A-CB (Split System: Heat Pump with Remote Outdoor Unit-Air-Source) | 290VAN048**AA* |  |  | CVAVA6024XMA*+UI | 987TA66120C24*** | 48000 | 19 | 9 | 50000 | 36600 | 73.2% | 2 | 0 | 10.5 |  |  |  | No | R-454B | 4 | Residential & Commercial | Ducted CEE Tier 1
215668779 | Central HP <5.4 tons | TEMPSTAR | HRCU-A-CB (Split System: Heat Pump with Remote Outdoor Unit-Air-Source) | T5H0V36*K*AAA* |  |  | EA*5X37M21A*+WALLCON | *96CTN0801714B* | 34400 | 18 | 9 | 35400 | 25200 | 71.19% | 1.9 | 0 | 10 |  |  |  | No | R-454B | 2.8667 | Residential & Commercial | Ducted CEE Tier 1
215853320 | Central HP <5.4 tons | JOHNSON CONTROLS | HRCU-A-CB (Split System: Heat Pump with Remote Outdoor Unit-Air-Source) | HH836E2S11 |  |  | CTM36B5CDS1+JMVT12BC2N1 |  | 33200 | 18 | 9 | 30400 | 24800 | 81.58% | 2 | 0 | 11.7 |  |  |  | No | R-454B | 2.7667 | Residential & Commercial | Ducted CEE Tier 1
215853334 | Central HP <5.4 tons | JOHNSON CONTROLS | HRCU-A-CB (Split System: Heat Pump with Remote Outdoor Unit-Air-Source) | HH836E2S11 |  |  | CTU36B5XDS1+TXV | Z9ES080B12SMPS1 | 33600 | 18 | 8.5 | 31400 | 25600 | 81.53% | 2 | 0 | 11 |  |  |  | No | R-454B | 2.8 | Residential & Commercial | Ducted CEE Tier 1
211245574 | Central HP <5.4 tons | BRYANT HEATING AND COOLING SYSTEMS | HRCU-A-CB (Split System: Heat Pump with Remote Outdoor Unit-Air-Source) | 38MURAQ24AB3* |  |  | CNPV*3621AL* | 82*TA66110V21*** | 23800 | 17 | 8.1 | 26000 | 23600 | 90.77% | 1.96 | 0 | 10.5 |  |  |  | No | R-410A | 1.9833 | Residential & Commercial | Ducted CEE Tier 1
211245644 | Central HP <5.4 tons | BRYANT HEATING AND COOLING SYSTEMS | HRCU-A-CB (Split System: Heat Pump with Remote Outdoor Unit-Air-Source) | 38MURAQ24AB3* |  |  | CNPV*3621AL* | 8(0,1)*SA60110E21*** | 24800 | 16 | 8.5 | 26800 | 22200 | 82.84% | 1.82 | 0 | 10.5 |  |  |  | No | R-410A | 2.0667 | Residential & Commercial | Ducted CEE Tier 1
212971416 | Central HP <5.4 tons | CARRIER | HRCU-A-CB (Split System: Heat Pump with Remote Outdoor Unit-Air-Source) | 38MURAQ24AB3* |  |  | CNPV*3617AL* | 58TP*B070V14**12 | 23800 | 17 | 8.5 | 26400 | 24000 | 90.91% | 2 | 0 | 10.5 |  |  |  | No | R-410A | 1.9833 | Residential & Commercial | Ducted CEE Tier 1
212972120 | Central HP <5.4 tons | CARRIER | HRCU-A-CB (Split System: Heat Pump with Remote Outdoor Unit-Air-Source) | 38MURAQ24AB3* |  |  | CAP**3621AL* | 58TP*B090V21**20 | 23600 | 17 | 8.5 | 26200 | 24000 | 91.6% | 1.98 | 0 | 10 |  |  |  | No | R-410A | 1.9667 | Residential & Commercial | Ducted CEE Tier 1
212972972 | Central HP <5.4 tons | CARRIER | HRCU-A-CB (Split System: Heat Pump with Remote Outdoor Unit-Air-Source) | 38MURAQ24AB3* |  |  | CNPV*2417AL* | 59SP6B040V14**10 | 23000 | 16 | 8.5 | 27000 | 25600 | 94.81% | 2.12 | 0 | 10 |  |  |  | No | R-410A | 1.9167 | Residential & Commercial | Ducted CEE Tier 1
212973622 | Central HP <5.4 tons | CARRIER | HRCU-A-CB (Split System: Heat Pump with Remote Outdoor Unit-Air-Source) | 38MURAQ24AB3* |  |  | CNPV*3017AL* | 59SP6B060V14**12 | 23400 | 16.5 | 8.1 | 26200 | 24600 | 93.89% | 2.04 | 0 | 10 |  |  |  | No | R-410A | 1.95 | Residential & Commercial | Ducted CEE Tier 1
211227508 | Central HP <5.4 tons | BRYANT HEATING AND COOLING SYSTEMS | HRCU-A-CB (Split System: Heat Pump with Remote Outdoor Unit-Air-Source) | 38MURAQ36AB3* |  |  | CAP**4221AL* | 912SD42060E17*** | 35400 | 16 | 8.1 | 38500 | 35000 | 90.91% | 1.88 | 0 | 10 |  |  |  | No | R-410A | 2.95 | Residential & Commercial | Ducted CEE Tier 1
211227458 | Central HP <5.4 tons | BRYANT HEATING AND COOLING SYSTEMS | HRCU-A-CB (Split System: Heat Pump with Remote Outdoor Unit-Air-Source) | 38MURAQ36AB3* |  |  | CAP**4221AL* | 82*TA48070V17*** | 35400 | 16 | 8.1 | 38500 | 35000 | 90.91% | 1.88 | 0 | 10 |  |  |  | No | R-410A | 2.95 | Residential & Commercial | Ducted CEE Tier 1
211227876 | Central HP <5.4 tons | BRYANT HEATING AND COOLING SYSTEMS | HRCU-A-CB (Split System: Heat Pump with Remote Outdoor Unit-Air-Source) | 38MURAQ36AB3* |  |  | CAP**4224AL* | 82*SA60090V24*** | 35200 | 16 | 8.1 | 38500 | 35000 | 90.91% | 1.88 | 0 | 10 |  |  |  | No | R-410A | 2.9333 | Residential & Commercial | Ducted CEE Tier 1
213076597 | Central HP <5.4 tons | BRYANT HEATING AND COOLING SYSTEMS | HRCU-A-CB (Split System: Heat Pump with Remote Outdoor Unit-Air-Source) | 38MURAQ36AB3* |  |  | CAP**3721AL* | 82*TB48090V17*** | 36200 | 16 | 8.5 | 38000 | 34800 | 91.58% | 2.04 | 0 | 10 |  |  |  | No | R-410A | 3.0167 | Residential & Commercial | Ducted CEE Tier 1
216571158 | Central HP <5.4 tons | TRANE | HRCU-A-CB (Split System: Heat Pump with Remote Outdoor Unit-Air-Source) | 5TWV0X60A1 |  |  | 5PX*DD10AS3 | *DHMD120CCV5+LRP | 52000 | 18.6 | 9 | 53500 | 38000 | 71.03% | 2 | 0 | 10 |  |  |  | No | R-454B | 4.3333 | Residential & Commercial | Ducted CEE Tier 1
216571174 | Central HP <5.4 tons | TRANE | HRCU-A-CB (Split System: Heat Pump with Remote Outdoor Unit-Air-Source) | 5TWV0X60A1 |  |  | 5TXCD010AS3 | S8V2C080M5PDB | 53500 | 19 | 9 | 53500 | 38500 | 71.96% | 2 | 0 | 10 |  |  |  | No | R-454B | 4.4583 | Residential & Commercial | Ducted CEE Tier 1
215674273 | Central HP <5.4 tons | TEMPSTAR | HRCU-A-CB (Split System: Heat Pump with Remote Outdoor Unit-Air-Source) | T5H0V48*K*AAA* |  |  | EA*5X60M24A*+WALLCON | *97CMN1202422B* | 45000 | 18 | 9 | 47500 | 33600 | 70.74% | 2.06 | 0 | 10 |  |  |  | No | R-454B | 3.75 | Residential & Commercial | Ducted CEE Tier 1
215674323 | Central HP <5.4 tons | TEMPSTAR | HRCU-A-CB (Split System: Heat Pump with Remote Outdoor Unit-Air-Source) | T5H0V48*K*AAA* |  |  | EA*5X61M21A*+WALLCON | *80CSU1002120A* | 46000 | 17.5 | 9 | 48000 | 33800 | 70.42% | 2.06 | 0 | 10 |  |  |  | No | R-454B | 3.8333 | Residential & Commercial | Ducted CEE Tier 1
215674373 | Central HP <5.4 tons | TEMPSTAR | HRCU-A-CB (Split System: Heat Pump with Remote Outdoor Unit-Air-Source) | T5H0V48*K*AAA* |  |  | EA*5X61M21A*+WALLCON | *80CTL0902120B* | 46000 | 18.5 | 9 | 47500 | 33600 | 70.74% | 2.06 | 0 | 10 |  |  |  | No | R-454B | 3.8333 | Residential & Commercial | Ducted CEE Tier 1
212970870 | Central HP <5.4 tons | CARRIER | HRCU-A-CB (Split System: Heat Pump with Remote Outdoor Unit-Air-Source) | 38MURAQ18AB3* |  |  | CAP**2417AL* | 58TP*B045V14**12 | 17700 | 16.5 | 8.5 | 18600 | 19300 | 103.8% | 2.32 | 0 | 10.5 |  |  |  | No | R-410A | 1.475 | Residential & Commercial | Ducted CEE Tier 1
212970954 | Central HP <5.4 tons | CARRIER | HRCU-A-CB (Split System: Heat Pump with Remote Outdoor Unit-Air-Source) | 38MURAQ18AB3* |  |  | CNPV*3017AL* | 58TP*B045V14**12 | 17400 | 16.5 | 8.1 | 17900 | 18600 | 103.9% | 2.24 | 0 | 11 |  |  |  | No | R-410A | 1.45 | Residential & Commercial | Ducted CEE Tier 1
212973312 | Central HP <5.4 tons | CARRIER | HRCU-A-CB (Split System: Heat Pump with Remote Outdoor Unit-Air-Source) | 38MURAQ18AB3* |  |  | CAP**2417AL* | 59SP6B060V14**12 | 17300 | 16 | 8.5 | 18200 | 19400 | 106.6% | 2.34 | 0 | 10.5 |  |  |  | No | R-410A | 1.4417 | Residential & Commercial | Ducted CEE Tier 1
215674529 | Central HP <5.4 tons | TEMPSTAR | HRCU-A-CB (Split System: Heat Pump with Remote Outdoor Unit-Air-Source) | T5H0V48*K*AAA* |  |  | EA*5X61M24A*+WALLCON | *95CSU0802120B* | 46000 | 17.5 | 9 | 48000 | 33800 | 70.42% | 2.08 | 0 | 10 |  |  |  | No | R-454B | 3.8333 | Residential & Commercial | Ducted CEE Tier 1
214584710 | Central HP <5.4 tons | JOHNSON CONTROLS | HRCU-A-CB (Split System: Heat Pump with Remote Outdoor Unit-Air-Source) | HH836E2S11 |  |  | CTM36C5CDS1 | Z8ES080C16SMPS1 | 34000 | 18 | 8.5 | 31200 | 25400 | 81.41% | 2 | 0 | 11.7 |  |  |  | No | R-454B | 2.8333 | Residential & Commercial | Ducted CEE Tier 1
212970666 | Central HP <5.4 tons | CARRIER | HRCU-A-CB (Split System: Heat Pump with Remote Outdoor Unit-Air-Source) | 38MURAQ36AB3* |  |  | CAP**4224AL* | 58SP*B090V21**20 | 35200 | 16 | 8.1 | 38500 | 35000 | 90.91% | 1.88 | 0 | 10 |  |  |  | No | R-410A | 2.9333 | Residential & Commercial | Ducted CEE Tier 1
212383424 | Central HP <5.4 tons | BRYANT HEATING AND COOLING SYSTEMS | HRCU-A-CB (Split System: Heat Pump with Remote Outdoor Unit-Air-Source) | 38MURAQ36AB3* |  |  | CAP**3721AL* | 82*TA60090V21*** | 36200 | 16 | 8.5 | 38500 | 34800 | 90.39% | 2.06 | 0 | 10 |  |  |  | No | R-410A | 3.0167 | Residential & Commercial | Ducted CEE Tier 1
212384826 | Central HP <5.4 tons | BRYANT HEATING AND COOLING SYSTEMS | HRCU-A-CB (Split System: Heat Pump with Remote Outdoor Unit-Air-Source) | 38MURAQ36AB3* |  |  | PF4MN*C42L* |  | 37000 | 16 | 8.1 | 39000 | 34800 | 89.23% | 2 | 0 | 10 |  |  |  | No | R-410A | 3.0833 | Residential & Commercial | Ducted CEE Tier 1
211227610 | Central HP <5.4 tons | BRYANT HEATING AND COOLING SYSTEMS | HRCU-A-CB (Split System: Heat Pump with Remote Outdoor Unit-Air-Source) | 38MURAQ36AB3* |  |  | CAP**4221AL* | 926SA60080V21*** | 35600 | 16 | 8.1 | 38500 | 35000 | 90.91% | 1.88 | 0 | 10 |  |  |  | No | R-410A | 2.9667 | Residential & Commercial | Ducted CEE Tier 1
211227619 | Central HP <5.4 tons | BRYANT HEATING AND COOLING SYSTEMS | HRCU-A-CB (Split System: Heat Pump with Remote Outdoor Unit-Air-Source) | 38MURAQ36AB3* |  |  | CAP**4221AL* | 926SA60100V21*** | 35600 | 16 | 8.1 | 38500 | 35000 | 90.91% | 1.88 | 0 | 10 |  |  |  | No | R-410A | 2.9667 | Residential & Commercial | Ducted CEE Tier 1
215934056 | Central HP <5.4 tons | HEIL | HRCU-A-CB (Split System: Heat Pump with Remote Outdoor Unit-Air-Source) | H5H3V48*K*AAA* |  |  | EA*5X48M21A*+WALLCON | *97CMN0801714B* | 42500 | 20 | 9.5 | 48500 | 36400 | 75.05% | 2 | 0 | 10.5 |  |  |  | No | R-454B | 3.5417 | Residential & Commercial | Ducted CEE Tier 1
212979660 | Central HP <5.4 tons | HEIL | HRCU-A-CB (Split System: Heat Pump with Remote Outdoor Unit-Air-Source) | DLCURAH36ABK |  |  | EA*4X48L21A* | *80MS(N,L)0901714A* | 35800 | 16.5 | 8.5 | 37800 | 34600 | 91.53% | 2.02 | 0 | 10 |  |  |  | No | R-410A | 2.9833 | Residential & Commercial | Ducted CEE Tier 1
207436150 | Central HP <5.4 tons | LENNOX | HRCU-A-CB (Split System: Heat Pump with Remote Outdoor Unit-Air-Source) | SL25XPV-024-230A** |  |  | C35-36B+TDR+TXV | SL280UH080NV48B* | 22200 | 21.6 | 9.1 | 21400 | 20600 | 96.26% | 1.84 | 15.5 | 14 |  |  |  | No | R-410A | 1.85 | Residential & Commercial | Ducted CEE Tier 1
207436230 | Central HP <5.4 tons | LENNOX | HRCU-A-CB (Split System: Heat Pump with Remote Outdoor Unit-Air-Source) | SL25XPV-024-230A** |  |  | CX35-36A+TDR | SL280UH070XV36A* | 22200 | 21.8 | 9.2 | 21600 | 20400 | 94.44% | 1.84 | 15 | 14.3 |  |  |  | No | R-410A | 1.85 | Residential & Commercial | Ducted CEE Tier 1
207436233 | Central HP <5.4 tons | LENNOX | HRCU-A-CB (Split System: Heat Pump with Remote Outdoor Unit-Air-Source) | SL25XPV-024-230A** |  |  | CX35-36B+TDR | SL280UH080NV48B* | 22200 | 21.6 | 9.1 | 21400 | 20600 | 96.26% | 1.84 | 15.5 | 14 |  |  |  | No | R-410A | 1.85 | Residential & Commercial | Ducted CEE Tier 1
205750666 | Central HP <5.4 tons | COMFORTMAKER | HRCU-A-CB (Split System: Heat Pump with Remote Outdoor Unit-Air-Source) | CVH825GKA2* |  |  | EA*4X37L21A*+WALLCON | *96CTN0601714A* | 24400 | 16.5 | 8.1 | 21200 | 16700 | 78.77% | 2.02 | 11 | 11 |  |  |  | No | R-410A | 2.0333 | Residential & Commercial | Ducted CEE Tier 1
211227104 | Central HP <5.4 tons | BRYANT HEATING AND COOLING SYSTEMS | HRCU-A-CB (Split System: Heat Pump with Remote Outdoor Unit-Air-Source) | 38MURAQ36AB3* |  |  | CAP**3721AL* | 926SA48080V17*** | 36800 | 15.2 | 8.5 | 38500 | 35000 | 90.91% | 2.1 | 0 | 10 |  |  |  | No | R-410A | 3.0667 | Residential & Commercial | Ducted CEE Tier 1
211227220 | Central HP <5.4 tons | BRYANT HEATING AND COOLING SYSTEMS | HRCU-A-CB (Split System: Heat Pump with Remote Outdoor Unit-Air-Source) | 38MURAQ36AB3* |  |  | CAP**3721AL* | OVLAAB048112 | 36600 | 15.2 | 8.5 | 38500 | 35000 | 90.91% | 2.08 | 0 | 10 |  |  |  | No | R-410A | 3.05 | Residential & Commercial | Ducted CEE Tier 1
207436514 | Central HP <5.4 tons | LENNOX | HRCU-A-CB (Split System: Heat Pump with Remote Outdoor Unit-Air-Source) | SL25XPV-048-230A** |  |  | C35-49C+TDR+TXV | EL296UH110XV60C* | 45500 | 20 | 8.9 | 44000 | 35800 | 81.36% | 1.78 | 12 | 12 |  |  |  | No | R-410A | 3.7917 | Residential & Commercial | Ducted CEE Tier 1
209251548 | Central HP <5.4 tons | CARRIER | HRCU-A-CB (Split System: Heat Pump with Remote Outdoor Unit-Air-Source) | 25VNA448A*031* |  |  | CNPV*4821AL*+UI | 59MN7B100C21**22 | 44000 | 21 | 8.5 | 46500 | 36400 | 78.28% | 2.18 | 12.5 | 12 |  |  |  | No | R-410A | 3.6667 | Residential & Commercial | Ducted CEE Tier 1
215667342 | Central HP <5.4 tons | TEMPSTAR | HRCU-A-CB (Split System: Heat Pump with Remote Outdoor Unit-Air-Source) | T5H0V24*K*AAA* |  |  | EA*5X30M14A*+WALLCON | *80CTL0701412B* | 23000 | 17 | 8.5 | 23800 | 16700 | 70.17% | 1.86 | 0 | 10 |  |  |  | No | R-454B | 1.9167 | Residential & Commercial | Ducted CEE Tier 1
215667394 | Central HP <5.4 tons | TEMPSTAR | HRCU-A-CB (Split System: Heat Pump with Remote Outdoor Unit-Air-Source) | T5H0V24*K*AAA* |  |  | EA*5X30M17A*+WALLCON | *80CSU0601716A* | 23000 | 17 | 9 | 23800 | 16700 | 70.17% | 1.98 | 0 | 10 |  |  |  | No | R-454B | 1.9167 | Residential & Commercial | Ducted CEE Tier 1
211228923 | Central HP <5.4 tons | BRYANT HEATING AND COOLING SYSTEMS | HRCU-A-CB (Split System: Heat Pump with Remote Outdoor Unit-Air-Source) | 38MURAQ36AB3* |  |  | CAP**4821AL* | 82*TA66110V21*** | 36800 | 16 | 8.5 | 38500 | 34800 | 90.39% | 2.1 | 0 | 10 |  |  |  | No | R-410A | 3.0667 | Residential & Commercial | Ducted CEE Tier 1
211228971 | Central HP <5.4 tons | BRYANT HEATING AND COOLING SYSTEMS | HRCU-A-CB (Split System: Heat Pump with Remote Outdoor Unit-Air-Source) | 38MURAQ36AB3* |  |  | CAP**4821AL* | 912SD48080E17*** | 36000 | 16 | 8.5 | 38500 | 34600 | 89.87% | 2.06 | 0 | 10 |  |  |  | No | R-410A | 3 | Residential & Commercial | Ducted CEE Tier 1
211229046 | Central HP <5.4 tons | BRYANT HEATING AND COOLING SYSTEMS | HRCU-A-CB (Split System: Heat Pump with Remote Outdoor Unit-Air-Source) | 38MURAQ36AB3* |  |  | CAP**4821AL* | 915SB60100E21*** | 36400 | 15.5 | 8.5 | 38500 | 34800 | 90.39% | 2.08 | 0 | 10 |  |  |  | No | R-410A | 3.0333 | Residential & Commercial | Ducted CEE Tier 1
211229057 | Central HP <5.4 tons | BRYANT HEATING AND COOLING SYSTEMS | HRCU-A-CB (Split System: Heat Pump with Remote Outdoor Unit-Air-Source) | 38MURAQ36AB3* |  |  | CAP**4821AL* | 915SB66100E21*** | 37200 | 15.5 | 8.5 | 38500 | 35000 | 90.91% | 2.12 | 0 | 10 |  |  |  | No | R-410A | 3.1 | Residential & Commercial | Ducted CEE Tier 1
215932476 | Central HP <5.4 tons | HEIL | HRCU-A-CB (Split System: Heat Pump with Remote Outdoor Unit-Air-Source) | H5H3V36*K*AAA* |  |  | EA*5X48M21A*+WALLCON | *97CMN0602120B* | 33200 | 19.5 | 9.5 | 35000 | 26800 | 76.57% | 2.02 | 0 | 11 |  |  |  | No | R-454B | 2.7667 | Residential & Commercial | Ducted CEE Tier 1
215932496 | Central HP <5.4 tons | HEIL | HRCU-A-CB (Split System: Heat Pump with Remote Outdoor Unit-Air-Source) | H5H3V36*K*AAA* |  |  | EA*5X48M21A*+WALLCON | *97CMN0802120B* | 33400 | 20 | 9.5 | 34600 | 26400 | 76.3% | 2.02 | 0 | 11.5 |  |  |  | No | R-454B | 2.7833 | Residential & Commercial | Ducted CEE Tier 1
215934886 | Central HP <5.4 tons | HEIL | HRCU-A-CB (Split System: Heat Pump with Remote Outdoor Unit-Air-Source) | H5H3V36*K*AAA* |  |  | EVM5X44M21A*+WALLCON | *95CSU1002122B* | 35600 | 22 | 8.5 | 38000 | 28400 | 74.74% | 2.02 | 0 | 12.5 |  |  |  | No | R-454B | 2.9667 | Residential & Commercial | Ducted CEE Tier 1
215934936 | Central HP <5.4 tons | HEIL | HRCU-A-CB (Split System: Heat Pump with Remote Outdoor Unit-Air-Source) | H5H3V36*K*AAA* |  |  | EVM5X44M21A*+WALLCON | *96CTN0801714B* | 35400 | 21.5 | 8.5 | 38500 | 28800 | 74.81% | 2.02 | 0 | 12 |  |  |  | No | R-454B | 2.95 | Residential & Commercial | Ducted CEE Tier 1
215933196 | Central HP <5.4 tons | HEIL | HRCU-A-CB (Split System: Heat Pump with Remote Outdoor Unit-Air-Source) | H5H3V36*K*AAA* |  |  | ESH5X36M12A*+WALLCON | *97CMN0802120B* | 33200 | 19 | 9 | 34800 | 26800 | 77.01% | 1.92 | 0 | 11 |  |  |  | No | R-454B | 2.7667 | Residential & Commercial | Ducted CEE Tier 1
215933356 | Central HP <5.4 tons | HEIL | HRCU-A-CB (Split System: Heat Pump with Remote Outdoor Unit-Air-Source) | H5H3V36*K*AAA* |  |  | ESH5X42M12A*+WALLCON | *80CTL1352422B* | 33600 | 19.5 | 9 | 34600 | 26400 | 76.3% | 1.92 | 0 | 11.7 |  |  |  | No | R-454B | 2.8 | Residential & Commercial | Ducted CEE Tier 1
210597422 | Central HP <5.4 tons | COMFORTMAKER | HRCU-A-CB (Split System: Heat Pump with Remote Outdoor Unit-Air-Source) | CVH837GKA** |  |  | EA*4X61L21A*+WALLCON | *80CTL0902120A* | 33200 | 18 | 8.5 | 32000 | 25000 | 78.12% | 2 | 0 | 11.7 |  |  |  | No | R-410A | 2.7667 | Residential & Commercial | Ducted CEE Tier 1
210597431 | Central HP <5.4 tons | COMFORTMAKER | HRCU-A-CB (Split System: Heat Pump with Remote Outdoor Unit-Air-Source) | CVH837GKA** |  |  | EA*4X61L21A*+WALLCON | *95CSU1002122A* | 33200 | 18 | 8.5 | 32000 | 24800 | 77.5% | 2 | 0 | 11.5 |  |  |  | No | R-410A | 2.7667 | Residential & Commercial | Ducted CEE Tier 1
210597617 | Central HP <5.4 tons | COMFORTMAKER | HRCU-A-CB (Split System: Heat Pump with Remote Outdoor Unit-Air-Source) | CVH837GKA** |  |  | EN(A,D,W)4X60L24**+WALLCON | *95CSU1002122A* | 32800 | 18 | 8.1 | 32200 | 24600 | 76.4% | 1.98 | 0 | 12 |  |  |  | No | R-410A | 2.7333 | Residential & Commercial | Ducted CEE Tier 1
211241557 | Central HP <5.4 tons | DAY & NIGHT | HRCU-A-CB (Split System: Heat Pump with Remote Outdoor Unit-Air-Source) | DLCURAH24ABK |  |  | EA*4X30L17A* | *80VTL0701716A* | 24200 | 17 | 8.5 | 26200 | 23000 | 87.79% | 1.92 | 0 | 10 |  |  |  | No | R-410A | 2.0167 | Residential & Commercial | Ducted CEE Tier 1
211241641 | Central HP <5.4 tons | DAY & NIGHT | HRCU-A-CB (Split System: Heat Pump with Remote Outdoor Unit-Air-Source) | DLCURAH24ABK |  |  | EA*4X30L17A* | *80ES(N,L)0451412A* | 24600 | 16 | 8.5 | 26600 | 22600 | 84.96% | 1.84 | 0 | 10 |  |  |  | No | R-410A | 2.05 | Residential & Commercial | Ducted CEE Tier 1
211241948 | Central HP <5.4 tons | DAY & NIGHT | HRCU-A-CB (Split System: Heat Pump with Remote Outdoor Unit-Air-Source) | DLCURAH24ABK |  |  | EA*4X36L17A* | *80ESU0401712A* | 24000 | 17.5 | 8.5 | 26000 | 22800 | 87.69% | 1.9 | 0 | 10 |  |  |  | No | R-410A | 2 | Residential & Commercial | Ducted CEE Tier 1
215222806 | Central HP <5.4 tons | FRIEDRICH | HRCU-A-CB (Split System: Heat Pump with Remote Outdoor Unit-Air-Source) | RD17AZ60AJ3N |  |  | RCFZ6021STAAM | FR921T1005A21M4 | 54500 | 17 | 8.1 | 46500 | 34000 | 73.12% | 2.1 | 0 | 10 |  |  |  | No | R-410A | 4.5417 | Residential & Commercial | Ducted CEE Tier 1
212969596 | Central HP <5.4 tons | CARRIER | HRCU-A-CB (Split System: Heat Pump with Remote Outdoor Unit-Air-Source) | 38MURAQ18AB3* |  |  | CNPV*3017AL* | 58SP*B045V14**12 | 17400 | 16.5 | 8.1 | 17900 | 18600 | 103.9% | 2.24 | 0 | 11 |  |  |  | No | R-410A | 1.45 | Residential & Commercial | Ducted CEE Tier 1
212969526 | Central HP <5.4 tons | CARRIER | HRCU-A-CB (Split System: Heat Pump with Remote Outdoor Unit-Air-Source) | 38MURAQ18AB3* |  |  | CAP**2417AL* | 58SP*B045V14**12 | 17700 | 16.5 | 8.5 | 18600 | 19300 | 103.8% | 2.32 | 0 | 10.5 |  |  |  | No | R-410A | 1.475 | Residential & Commercial | Ducted CEE Tier 1
212985893 | Central HP <5.4 tons | CARRIER | HRCU-A-CB (Split System: Heat Pump with Remote Outdoor Unit-Air-Source) | 38MURAQ18AB3* |  |  | CAP**2417AL* | 59SC6A026M14**10 | 17300 | 16 | 8.5 | 18200 | 19400 | 106.6% | 2.34 | 0 | 10.5 |  |  |  | No | R-410A | 1.4417 | Residential & Commercial | Ducted CEE Tier 1
212987007 | Central HP <5.4 tons | CARRIER | HRCU-A-CB (Split System: Heat Pump with Remote Outdoor Unit-Air-Source) | 38MURAQ18AB3* |  |  | CAP**2517AL* | 59SC6A060M14**12 | 17800 | 16.5 | 8.1 | 17700 | 17700 | 100% | 2.14 | 0 | 10.5 |  |  |  | No | R-410A | 1.4833 | Residential & Commercial | Ducted CEE Tier 1
215674503 | Central HP <5.4 tons | TEMPSTAR | HRCU-A-CB (Split System: Heat Pump with Remote Outdoor Unit-Air-Source) | T5H0V48*K*AAA* |  |  | EA*5X61M24A*+WALLCON | *80CTL1102120B* | 46000 | 18.5 | 9 | 47500 | 33600 | 70.74% | 2.08 | 0 | 10 |  |  |  | No | R-454B | 3.8333 | Residential & Commercial | Ducted CEE Tier 1
215674636 | Central HP <5.4 tons | TEMPSTAR | HRCU-A-CB (Split System: Heat Pump with Remote Outdoor Unit-Air-Source) | T5H0V48*K*AAA* |  |  | EA*5X61M24A*+WALLCON | *97CMN1202422B* | 46000 | 18 | 9 | 48000 | 33800 | 70.42% | 2.08 | 0 | 10 |  |  |  | No | R-454B | 3.8333 | Residential & Commercial | Ducted CEE Tier 1
216010744 | Central HP <5.4 tons | JOHNSON CONTROLS | HRCU-A-CB (Split System: Heat Pump with Remote Outdoor Unit-Air-Source) | HH824E2S11 |  |  | CTM36B5ADS1 | TL9E060B12UH11 | 23000 | 18 | 9 | 23000 | 18900 | 82.17% | 2 | 0 | 12 |  |  |  | No | R-454B | 1.9167 | Residential & Commercial | Ducted CEE Tier 1
207436262 | Central HP <5.4 tons | LENNOX | HRCU-A-CB (Split System: Heat Pump with Remote Outdoor Unit-Air-Source) | SL25XPV-036-230A** |  |  | C35-48B+TDR+TXV | EL296UH070XV36B* | 33800 | 21.6 | 8.8 | 35800 | 27800 | 77.65% | 1.8 | 13.5 | 13 |  |  |  | No | R-410A | 2.8167 | Residential & Commercial | Ducted CEE Tier 1
207436337 | Central HP <5.4 tons | LENNOX | HRCU-A-CB (Split System: Heat Pump with Remote Outdoor Unit-Air-Source) | SL25XPV-036-230A** |  |  | CH35-42B+TDR+TXV | SLP99UH070XV36B* | 34600 | 21.4 | 8.8 | 34400 | 26400 | 76.74% | 1.82 | 13.5 | 13 |  |  |  | No | R-410A | 2.8833 | Residential & Commercial | Ducted CEE Tier 1
207436360 | Central HP <5.4 tons | LENNOX | HRCU-A-CB (Split System: Heat Pump with Remote Outdoor Unit-Air-Source) | SL25XPV-036-230A** |  |  | CH35-48B+TDR+TXV | SL280UH090XV48B* | 34000 | 22 | 8.8 | 34400 | 25800 | 75% | 1.84 | 14 | 13.5 |  |  |  | No | R-410A | 2.8333 | Residential & Commercial | Ducted CEE Tier 1
207436462 | Central HP <5.4 tons | LENNOX | HRCU-A-CB (Split System: Heat Pump with Remote Outdoor Unit-Air-Source) | SL25XPV-036-230A** |  |  | CX35-36B+TDR | SL280UH090V36B* | 33400 | 22.2 | 8.6 | 35400 | 26600 | 75.14% | 1.76 | 14 | 13.4 |  |  |  | No | R-410A | 2.7833 | Residential & Commercial | Ducted CEE Tier 1
207436485 | Central HP <5.4 tons | LENNOX | HRCU-A-CB (Split System: Heat Pump with Remote Outdoor Unit-Air-Source) | SL25XPV-036-230A** |  |  | CX35-48C+TDR | SL280UH100NV60C* | 34000 | 21 | 8.8 | 35200 | 27400 | 77.84% | 1.82 | 14.5 | 13.5 |  |  |  | No | R-410A | 2.8333 | Residential & Commercial | Ducted CEE Tier 1
207436362 | Central HP <5.4 tons | LENNOX | HRCU-A-CB (Split System: Heat Pump with Remote Outdoor Unit-Air-Source) | SL25XPV-036-230A** |  |  | CH35-48B+TDR+TXV | SL297UH060NV36B* | 33800 | 21.4 | 8.8 | 34600 | 26200 | 75.72% | 1.82 | 13.5 | 13.3 |  |  |  | No | R-410A | 2.8167 | Residential & Commercial | Ducted CEE Tier 1
207436371 | Central HP <5.4 tons | LENNOX | HRCU-A-CB (Split System: Heat Pump with Remote Outdoor Unit-Air-Source) | SL25XPV-036-230A** |  |  | CH35-48C+TDR+TXV | SL280UH090XV60C* | 34200 | 21.4 | 8.5 | 33800 | 26000 | 76.92% | 1.76 | 14 | 13.5 |  |  |  | No | R-410A | 2.85 | Residential & Commercial | Ducted CEE Tier 1
214584675 | Central HP <5.4 tons | JOHNSON CONTROLS | HRCU-A-CB (Split System: Heat Pump with Remote Outdoor Unit-Air-Source) | HH836E2S11 |  |  | CTF36C5CDS1 | Z8ES120C16SMPS1 | 34400 | 18 | 8.5 | 31600 | 25800 | 81.65% | 2 | 0 | 11.7 |  |  |  | No | R-454B | 2.8667 | Residential & Commercial | Ducted CEE Tier 1
212971919 | Central HP <5.4 tons | CARRIER | HRCU-A-CB (Split System: Heat Pump with Remote Outdoor Unit-Air-Source) | 38MURAQ18AB3* |  |  | CAP**3017AL* | 58TP*B090V17**16 | 17700 | 16 | 8.5 | 18300 | 18700 | 102.2% | 2.24 | 0 | 10.5 |  |  |  | No | R-410A | 1.475 | Residential & Commercial | Ducted CEE Tier 1
212974743 | Central HP <5.4 tons | CARRIER | HRCU-A-CB (Split System: Heat Pump with Remote Outdoor Unit-Air-Source) | 38MURAQ18AB3* |  |  | CNPV*3017AL* | GG96VTAB30040A** | 17400 | 16 | 8.1 | 18000 | 18700 | 103.9% | 2.24 | 0 | 10.5 |  |  |  | No | R-410A | 1.45 | Residential & Commercial | Ducted CEE Tier 1
212975078 | Central HP <5.4 tons | CARRIER | HRCU-A-CB (Split System: Heat Pump with Remote Outdoor Unit-Air-Source) | 38MURAQ18AB3* |  |  | CAP**2417AL* | 59TP6C040V17**12 | 17200 | 16 | 8.5 | 18200 | 19400 | 106.6% | 2.34 | 0 | 10.5 |  |  |  | No | R-410A | 1.4333 | Residential & Commercial | Ducted CEE Tier 1
212975111 | Central HP <5.4 tons | CARRIER | HRCU-A-CB (Split System: Heat Pump with Remote Outdoor Unit-Air-Source) | 38MURAQ18AB3* |  |  | CNPV*2417AL* | 59TP6C040V17**12 | 17500 | 15.5 | 8.5 | 18600 | 19200 | 103.2% | 2.3 | 0 | 10.5 |  |  |  | No | R-410A | 1.4583 | Residential & Commercial | Ducted CEE Tier 1
212987027 | Central HP <5.4 tons | CARRIER | HRCU-A-CB (Split System: Heat Pump with Remote Outdoor Unit-Air-Source) | 38MURAQ18AB3* |  |  | CAP**3017AL* | 59SC6A060M14**12 | 17500 | 16.5 | 8.5 | 18100 | 18700 | 103.3% | 2.26 | 0 | 10.5 |  |  |  | No | R-410A | 1.4583 | Residential & Commercial | Ducted CEE Tier 1
210597362 | Central HP <5.4 tons | COMFORTMAKER | HRCU-A-CB (Split System: Heat Pump with Remote Outdoor Unit-Air-Source) | CVH837GKA** |  |  | EA*4X42L21A*+WALLCON | *80CSU1002120A* | 31800 | 17 | 8.1 | 33200 | 24400 | 73.49% | 1.88 | 0 | 11 |  |  |  | No | R-410A | 2.65 | Residential & Commercial | Ducted CEE Tier 1
210597395 | Central HP <5.4 tons | COMFORTMAKER | HRCU-A-CB (Split System: Heat Pump with Remote Outdoor Unit-Air-Source) | CVH837GKA** |  |  | EA*4X60L24A*+WALLCON | *97CMN0602120A* | 32600 | 17 | 8.1 | 32200 | 25000 | 77.64% | 1.96 | 0 | 11.5 |  |  |  | No | R-410A | 2.7167 | Residential & Commercial | Ducted CEE Tier 1
210597614 | Central HP <5.4 tons | COMFORTMAKER | HRCU-A-CB (Split System: Heat Pump with Remote Outdoor Unit-Air-Source) | CVH837GKA** |  |  | EN(A,D,W)4X60L24**+WALLCON | *95CSU0802120A* | 32800 | 18 | 8.1 | 32200 | 24600 | 76.4% | 1.98 | 0 | 12 |  |  |  | No | R-410A | 2.7333 | Residential & Commercial | Ducted CEE Tier 1
212979213 | Central HP <5.4 tons | TEMPSTAR | HRCU-A-CB (Split System: Heat Pump with Remote Outdoor Unit-Air-Source) | DLCURAH24ABK |  |  | EN(A,D)4X24L17** | *80MS(N,L)0701716A* | 23200 | 16.5 | 8.5 | 26800 | 25400 | 94.78% | 2.14 | 0 | 10 |  |  |  | No | R-410A | 1.9333 | Residential & Commercial | Ducted CEE Tier 1
214229389 | Central HP <5.4 tons | HEIL | HRCU-A-CB (Split System: Heat Pump with Remote Outdoor Unit-Air-Source) | DLCURAH24ABK |  |  | EN(A,D)4X36L21** | *80MSU0802120A* | 23400 | 17 | 8.5 | 25800 | 23800 | 92.25% | 2 | 0 | 10.5 |  |  |  | No | R-410A | 1.95 | Residential & Commercial | Ducted CEE Tier 1
210470420 | Central HP <5.4 tons | HEIL | HRCU-A-CB (Split System: Heat Pump with Remote Outdoor Unit-Air-Source) | HVH837GKA2* |  |  | EA*4X61L21A*+WALLCON | *80CSU1002120A* | 33200 | 17 | 8.1 | 32200 | 24800 | 77.02% | 1.98 | 0 | 11.5 |  |  |  | No | R-410A | 2.7667 | Residential & Commercial | Ducted CEE Tier 1
212971177 | Central HP <5.4 tons | HEIL | HRCU-A-CB (Split System: Heat Pump with Remote Outdoor Unit-Air-Source) | DLCURAH24ABK |  |  | EA*4X36L17A* | *80VTL0451412B* | 23600 | 17 | 8.5 | 26000 | 24200 | 93.08% | 2 | 0 | 10 |  |  |  | No | R-410A | 1.9667 | Residential & Commercial | Ducted CEE Tier 1
212971661 | Central HP <5.4 tons | HEIL | HRCU-A-CB (Split System: Heat Pump with Remote Outdoor Unit-Air-Source) | DLCURAH24ABK |  |  | EA*4X36L17A* | *80VTL0701716B* | 23800 | 17 | 8.5 | 26200 | 23800 | 90.84% | 1.98 | 0 | 10 |  |  |  | No | R-410A | 1.9833 | Residential & Commercial | Ducted CEE Tier 1
212971694 | Central HP <5.4 tons | HEIL | HRCU-A-CB (Split System: Heat Pump with Remote Outdoor Unit-Air-Source) | DLCURAH24ABK |  |  | EA*4X37L21A* | *80VTL0701716B* | 24200 | 17.5 | 8.5 | 25200 | 21600 | 85.71% | 1.82 | 0 | 10 |  |  |  | No | R-410A | 2.0167 | Residential & Commercial | Ducted CEE Tier 1
212984580 | Central HP <5.4 tons | AIRQUEST | HRCU-A-CB (Split System: Heat Pump with Remote Outdoor Unit-Air-Source) | DLCURAH24ABK |  |  | EA*4X25L17A* | *92MSN0801716A* | 24000 | 17.5 | 8.5 | 25000 | 21800 | 87.2% | 1.84 | 0 | 10 |  |  |  | No | R-410A | 2 | Residential & Commercial | Ducted CEE Tier 1
211260155 | Central HP <5.4 tons | AIRQUEST | HRCU-A-CB (Split System: Heat Pump with Remote Outdoor Unit-Air-Source) | DLCURAH18ABK |  |  | EA*4X24L14A* | *96VTN0401410A* | 17300 | 16 | 8.5 | 18300 | 19200 | 104.9% | 2.3 | 0 | 10.5 |  |  |  | No | R-410A | 1.4417 | Residential & Commercial | Ducted CEE Tier 1
212987364 | Central HP <5.4 tons | BRYANT HEATING AND COOLING SYSTEMS | HRCU-A-CB (Split System: Heat Pump with Remote Outdoor Unit-Air-Source) | 38MURAQ24AB3* |  |  | CAP**2417AL* | 916SA48080M17*** | 23400 | 16.5 | 8.5 | 27000 | 26000 | 96.3% | 2.16 | 0 | 10 |  |  |  | No | R-410A | 1.95 | Residential & Commercial | Ducted CEE Tier 1
212987448 | Central HP <5.4 tons | BRYANT HEATING AND COOLING SYSTEMS | HRCU-A-CB (Split System: Heat Pump with Remote Outdoor Unit-Air-Source) | 38MURAQ24AB3* |  |  | CNPV*2417AL* | 916SA48080M17*** | 23400 | 16.5 | 8.5 | 27000 | 25000 | 92.59% | 2.06 | 0 | 10 |  |  |  | No | R-410A | 1.95 | Residential & Commercial | Ducted CEE Tier 1
210474648 | Central HP <5.4 tons | HEIL | HRCU-A-CB (Split System: Heat Pump with Remote Outdoor Unit-Air-Source) | HVH825GKA3* |  |  | EHD4X48AAL+WALLCON | *97CMN0602120A* | 24200 | 16 | 8.1 | 21400 | 16700 | 78.04% | 2 | 0 | 10.5 |  |  |  | No | R-410A | 2.0167 | Residential & Commercial | Ducted CEE Tier 1
215869131 | Central HP <5.4 tons | AMERICAN STANDARD | HRCU-A-CB (Split System: Heat Pump with Remote Outdoor Unit-Air-Source) | 5A6V8X60A1 |  |  | 5PX*C009AS3 | S9V2C100U5VSB+LRP | 54000 | 18.1 | 8.5 | 55500 | 39500 | 71.17% | 2 | 0 | 10 |  |  |  | No | R-454B | 4.5 | Residential & Commercial | Ducted CEE Tier 1
213942095 | Central HP <5.4 tons | CARRIER | HRCU-A-CB (Split System: Heat Pump with Remote Outdoor Unit-Air-Source) | 38MURAQ24AB3* |  |  | CNPV*3617AL* | 59TP6C060V17**16 | 24000 | 16.5 | 9 | 26000 | 23200 | 89.23% | 1.92 | 0 | 10.5 |  |  |  | No | R-410A | 2 | Residential & Commercial | Ducted CEE Tier 1
211245469 | Central HP <5.4 tons | BRYANT HEATING AND COOLING SYSTEMS | HRCU-A-CB (Split System: Heat Pump with Remote Outdoor Unit-Air-Source) | 38MURAQ24AB3* |  |  | CNPV*3621AL* | 83*SA36040E17*** | 24000 | 17 | 8.1 | 26000 | 23200 | 89.23% | 1.92 | 0 | 10.5 |  |  |  | No | R-410A | 2 | Residential & Commercial | Ducted CEE Tier 1
211245871 | Central HP <5.4 tons | BRYANT HEATING AND COOLING SYSTEMS | HRCU-A-CB (Split System: Heat Pump with Remote Outdoor Unit-Air-Source) | 38MURAQ24AB3* |  |  | FMA4P30**AL* |  | 25200 | 15.2 | 9 | 27800 | 21600 | 77.7% | 1.78 | 0 | 10 |  |  |  | No | R-410A | 2.1 | Residential & Commercial | Ducted CEE Tier 1
211245937 | Central HP <5.4 tons | BRYANT HEATING AND COOLING SYSTEMS | HRCU-A-CB (Split System: Heat Pump with Remote Outdoor Unit-Air-Source) | 38MURAQ24AB3* |  |  | FM(C,U)4Z24**AL* |  | 23800 | 17.5 | 9 | 27200 | 25800 | 94.85% | 2.18 | 0 | 10 |  |  |  | No | R-410A | 1.9833 | Residential & Commercial | Ducted CEE Tier 1
211260473 | Central HP <5.4 tons | DAY & NIGHT | HRCU-A-CB (Split System: Heat Pump with Remote Outdoor Unit-Air-Source) | DLCURAH18ABK |  |  | EA*4X24L17A* | *95ESN0601412A* | 17800 | 16 | 8.5 | 18700 | 19000 | 101.6% | 2.28 | 0 | 10.5 |  |  |  | No | R-410A | 1.4833 | Residential & Commercial | Ducted CEE Tier 1
211260525 | Central HP <5.4 tons | DAY & NIGHT | HRCU-A-CB (Split System: Heat Pump with Remote Outdoor Unit-Air-Source) | DLCURAH18ABK |  |  | EA*4X24L17A* | *96VTN0601714A* | 17600 | 15.5 | 8.5 | 18600 | 19100 | 102.7% | 2.3 | 0 | 10.5 |  |  |  | No | R-410A | 1.4667 | Residential & Commercial | Ducted CEE Tier 1
214228971 | Central HP <5.4 tons | HEIL | HRCU-A-CB (Split System: Heat Pump with Remote Outdoor Unit-Air-Source) | DLCURAH18ABK |  |  | EA*4X19L17A* | *80MSU0601716A* | 18100 | 16.5 | 8.5 | 18000 | 17700 | 98.33% | 2.14 | 0 | 11 |  |  |  | No | R-410A | 1.5083 | Residential & Commercial | Ducted CEE Tier 1
214229004 | Central HP <5.4 tons | HEIL | HRCU-A-CB (Split System: Heat Pump with Remote Outdoor Unit-Air-Source) | DLCURAH18ABK |  |  | EA*4X30L17A* | *80MSU0601716A* | 17800 | 16.5 | 8.5 | 18400 | 18500 | 100.5% | 2.24 | 0 | 10.5 |  |  |  | No | R-410A | 1.4833 | Residential & Commercial | Ducted CEE Tier 1
210473261 | Central HP <5.4 tons | HEIL | HRCU-A-CB (Split System: Heat Pump with Remote Outdoor Unit-Air-Source) | HVH825GKA3* |  |  | EA*4X48L21A*+WALLCON | *95CSU0601716A* | 24000 | 16.5 | 8.1 | 21000 | 16600 | 79.05% | 2 | 0 | 10.5 |  |  |  | No | R-410A | 2 | Residential & Commercial | Ducted CEE Tier 1
215933856 | Central HP <5.4 tons | HEIL | HRCU-A-CB (Split System: Heat Pump with Remote Outdoor Unit-Air-Source) | H5H3V36*K*AAA* |  |  | ESH5X60M12A*+WALLCON | *97CMN0601714B* | 33800 | 19 | 9 | 33800 | 25800 | 76.33% | 1.96 | 0 | 11 |  |  |  | No | R-454B | 2.8167 | Residential & Commercial | Ducted CEE Tier 1
215932536 | Central HP <5.4 tons | HEIL | HRCU-A-CB (Split System: Heat Pump with Remote Outdoor Unit-Air-Source) | H5H3V36*K*AAA* |  |  | EA*5X60M24A*+WALLCON | *80CTL0702120B* | 34000 | 20.5 | 9.5 | 34200 | 26000 | 76.02% | 2.04 | 0 | 11.7 |  |  |  | No | R-454B | 2.8333 | Residential & Commercial | Ducted CEE Tier 1
215932796 | Central HP <5.4 tons | HEIL | HRCU-A-CB (Split System: Heat Pump with Remote Outdoor Unit-Air-Source) | H5H3V36*K*AAA* |  |  | EA*5X61M21A*+WALLCON | *97CMN0801714B* | 34200 | 20 | 9 | 35000 | 26600 | 76% | 1.94 | 0 | 11.5 |  |  |  | No | R-454B | 2.85 | Residential & Commercial | Ducted CEE Tier 1
215932946 | Central HP <5.4 tons | HEIL | HRCU-A-CB (Split System: Heat Pump with Remote Outdoor Unit-Air-Source) | H5H3V36*K*AAA* |  |  | EA*5X61M24A*+WALLCON | *96CTN1002122B* | 34400 | 20.5 | 9.5 | 34200 | 26000 | 76.02% | 2.08 | 0 | 12 |  |  |  | No | R-454B | 2.8667 | Residential & Commercial | Ducted CEE Tier 1
215933046 | Central HP <5.4 tons | HEIL | HRCU-A-CB (Split System: Heat Pump with Remote Outdoor Unit-Air-Source) | H5H3V36*K*AAA* |  |  | ESH5X36M12A*+WALLCON | *80CSU1002120A* | 33200 | 18.5 | 9 | 35000 | 26800 | 76.57% | 1.92 | 0 | 11 |  |  |  | No | R-454B | 2.7667 | Residential & Commercial | Ducted CEE Tier 1
215933096 | Central HP <5.4 tons | HEIL | HRCU-A-CB (Split System: Heat Pump with Remote Outdoor Unit-Air-Source) | H5H3V36*K*AAA* |  |  | ESH5X36M12A*+WALLCON | *80CTL0901716B* | 33200 | 19 | 9 | 35000 | 26800 | 76.57% | 1.92 | 0 | 11 |  |  |  | No | R-454B | 2.7667 | Residential & Commercial | Ducted CEE Tier 1
215933156 | Central HP <5.4 tons | HEIL | HRCU-A-CB (Split System: Heat Pump with Remote Outdoor Unit-Air-Source) | H5H3V36*K*AAA* |  |  | ESH5X36M12A*+WALLCON | *95CSU1002122B* | 33400 | 19 | 9 | 34800 | 26600 | 76.44% | 1.94 | 0 | 11.5 |  |  |  | No | R-454B | 2.7833 | Residential & Commercial | Ducted CEE Tier 1
215933206 | Central HP <5.4 tons | HEIL | HRCU-A-CB (Split System: Heat Pump with Remote Outdoor Unit-Air-Source) | H5H3V36*K*AAA* |  |  | ESH5X36M12A*+WALLCON | *97CMN1002122B* | 33400 | 19 | 9 | 34800 | 26600 | 76.44% | 1.92 | 0 | 11 |  |  |  | No | R-454B | 2.7833 | Residential & Commercial | Ducted CEE Tier 1
215934926 | Central HP <5.4 tons | HEIL | HRCU-A-CB (Split System: Heat Pump with Remote Outdoor Unit-Air-Source) | H5H3V36*K*AAA* |  |  | EVM5X44M21A*+WALLCON | *97CMN1002122B* | 35600 | 22 | 8.5 | 38000 | 28600 | 75.26% | 2.02 | 0 | 12.5 |  |  |  | No | R-454B | 2.9667 | Residential & Commercial | Ducted CEE Tier 1
215935076 | Central HP <5.4 tons | HEIL | HRCU-A-CB (Split System: Heat Pump with Remote Outdoor Unit-Air-Source) | H5H3V36*K*AAA* |  |  | EVM5X49M21A*+WALLCON | *95CSU1002122B* | 35600 | 22 | 8.5 | 38000 | 28400 | 74.74% | 2.04 | 0 | 12.5 |  |  |  | No | R-454B | 2.9667 | Residential & Commercial | Ducted CEE Tier 1
215932826 | Central HP <5.4 tons | HEIL | HRCU-A-CB (Split System: Heat Pump with Remote Outdoor Unit-Air-Source) | H5H3V36*K*AAA* |  |  | EA*5X61M21A*+WALLCON | *96CTN0801714B* | 34200 | 20 | 9 | 34600 | 26400 | 76.3% | 1.94 | 0 | 11.5 |  |  |  | No | R-454B | 2.85 | Residential & Commercial | Ducted CEE Tier 1
215935196 | Central HP <5.4 tons | HEIL | HRCU-A-CB (Split System: Heat Pump with Remote Outdoor Unit-Air-Source) | H5H3V36*K*AAA* |  |  | EVM5X60M21A*+WALLCON | *80CTL0702120B* | 35600 | 21.5 | 8.5 | 38000 | 28600 | 75.26% | 2.02 | 0 | 12 |  |  |  | No | R-454B | 2.9667 | Residential & Commercial | Ducted CEE Tier 1
215935246 | Central HP <5.4 tons | HEIL | HRCU-A-CB (Split System: Heat Pump with Remote Outdoor Unit-Air-Source) | H5H3V36*K*AAA* |  |  | EVM5X60M21A*+WALLCON | *95CSU0802120B* | 35600 | 21.5 | 8.5 | 38000 | 28600 | 75.26% | 2.04 | 0 | 12 |  |  |  | No | R-454B | 2.9667 | Residential & Commercial | Ducted CEE Tier 1
215669591 | Central HP <5.4 tons | TEMPSTAR | HRCU-A-CB (Split System: Heat Pump with Remote Outdoor Unit-Air-Source) | T5H0V36*K*AAA* |  |  | EA*5X61M21A*+WALLCON | *96CTN0601714B* | 34600 | 18 | 9 | 34600 | 25000 | 72.25% | 1.9 | 0 | 10 |  |  |  | No | R-454B | 2.8833 | Residential & Commercial | Ducted CEE Tier 1
215682475 | Central HP <5.4 tons | HEIL | HRCU-A-CB (Split System: Heat Pump with Remote Outdoor Unit-Air-Source) | H5H0V48*K*AAA* |  |  | EVD5X61M21A*+WALLCON | *80CSU1002120B* | 48500 | 19 | 9 | 50000 | 36800 | 73.6% | 2.12 | 0 | 10 |  |  |  | No | R-454B | 4.0417 | Residential & Commercial | Ducted CEE Tier 1
215682545 | Central HP <5.4 tons | HEIL | HRCU-A-CB (Split System: Heat Pump with Remote Outdoor Unit-Air-Source) | H5H0V48*K*AAA* |  |  | EVD5X61M24A*+WALLCON | *97CTN0802120A* | 48500 | 19 | 9.5 | 50000 | 36800 | 73.6% | 2.1 | 0 | 10.5 |  |  |  | No | R-454B | 4.0417 | Residential & Commercial | Ducted CEE Tier 1
216440263 | Central HP <5.4 tons | AMERICAN STANDARD | HRCU-A-CB (Split System: Heat Pump with Remote Outdoor Unit-Air-Source) | 5A6V0X48A1 |  |  | 5PX*C009AS3 | S9V2C100U4VSB+LRP | 44500 | 20 | 9.7 | 46000 | 33000 | 71.74% | 2.1 | 0 | 12 |  |  |  | No | R-454B | 3.7083 | Residential & Commercial | Ducted CEE Tier 1
216440277 | Central HP <5.4 tons | AMERICAN STANDARD | HRCU-A-CB (Split System: Heat Pump with Remote Outdoor Unit-Air-Source) | 5A6V0X48A1 |  |  | 5PX*D008AS3 | S9V2D120U5PSC+LRP | 44000 | 20 | 9.7 | 46500 | 33200 | 71.4% | 2.1 | 0 | 12 |  |  |  | No | R-454B | 3.6667 | Residential & Commercial | Ducted CEE Tier 1
216440311 | Central HP <5.4 tons | AMERICAN STANDARD | HRCU-A-CB (Split System: Heat Pump with Remote Outdoor Unit-Air-Source) | 5A6V0X48A1 |  |  | 5PX*D010AS3 | S9V2D120U5PSC+LRP | 44500 | 20.2 | 9.7 | 46000 | 32800 | 71.3% | 2.1 | 0 | 12 |  |  |  | No | R-454B | 3.7083 | Residential & Commercial | Ducted CEE Tier 1
215679414 | Central HP <5.4 tons | BRYANT HEATING AND COOLING SYSTEMS | HRCU-A-CB (Split System: Heat Pump with Remote Outdoor Unit-Air-Source) | 290VAN036**AA* |  |  | CAA**4321AM*+UI | 986TD60080C21*** | 34400 | 18 | 9 | 35400 | 25200 | 71.19% | 1.88 | 0 | 10 |  |  |  | No | R-454B | 2.8667 | Residential & Commercial | Ducted CEE Tier 1
212985362 | Central HP <5.4 tons | AIRQUEST | HRCU-A-CB (Split System: Heat Pump with Remote Outdoor Unit-Air-Source) | DLCURAH24ABK |  |  | EN(A,D)4X36L21** | *92MSN1002120A* | 23600 | 17.5 | 8.5 | 26400 | 24200 | 91.67% | 2.02 | 0 | 10.5 |  |  |  | No | R-410A | 1.9667 | Residential & Commercial | Ducted CEE Tier 1
212985766 | Central HP <5.4 tons | AIRQUEST | HRCU-A-CB (Split System: Heat Pump with Remote Outdoor Unit-Air-Source) | DLCURAH24ABK |  |  | EA*4X24L17A* | *96MSN0261410A* | 23400 | 16.5 | 8.5 | 27000 | 26200 | 97.04% | 2.2 | 0 | 10 |  |  |  | No | R-410A | 1.95 | Residential & Commercial | Ducted CEE Tier 1
212986250 | Central HP <5.4 tons | AIRQUEST | HRCU-A-CB (Split System: Heat Pump with Remote Outdoor Unit-Air-Source) | DLCURAH24ABK |  |  | EN(A,D)4X30L17** | *96MSN0401410A* | 23400 | 16 | 8.1 | 26400 | 24400 | 92.42% | 2.02 | 0 | 10 |  |  |  | No | R-410A | 1.95 | Residential & Commercial | Ducted CEE Tier 1
212986634 | Central HP <5.4 tons | AIRQUEST | HRCU-A-CB (Split System: Heat Pump with Remote Outdoor Unit-Air-Source) | DLCURAH24ABK |  |  | EN(A,D,W)4X36L17** | *96MSN0401712A* | 23200 | 15.5 | 8.1 | 26000 | 24400 | 93.85% | 2.02 | 0 | 10 |  |  |  | No | R-410A | 1.9333 | Residential & Commercial | Ducted CEE Tier 1
216453090 | Central HP <5.4 tons | AMERICAN STANDARD | HRCU-A-CB (Split System: Heat Pump with Remote Outdoor Unit-Air-Source) | 5A6V0X36A1 |  |  | 5PX*B004AS3 | S8V2B080M4PDB | 34200 | 19 | 9.7 | 31800 | 25000 | 78.62% | 2.1 | 0 | 12 |  |  |  | No | R-454B | 2.85 | Residential & Commercial | Ducted CEE Tier 1
216453120 | Central HP <5.4 tons | AMERICAN STANDARD | HRCU-A-CB (Split System: Heat Pump with Remote Outdoor Unit-Air-Source) | 5A6V0X36A1 |  |  | 5TXCB004AS3 | S8V2B080M4PDB | 34200 | 19 | 9.7 | 31800 | 25000 | 78.62% | 2.1 | 0 | 12 |  |  |  | No | R-454B | 2.85 | Residential & Commercial | Ducted CEE Tier 1
213361588 | Central HP <5.4 tons | BRYANT HEATING AND COOLING SYSTEMS | HRCU-A-CB (Split System: Heat Pump with Remote Outdoor Unit-Air-Source) | 284ANV036*0**B* |  |  | FE4BNBD60L*+UI |  | 34800 | 21 | 9 | 35400 | 24800 | 70.06% | 2.06 | 0 | 13 |  |  |  | No | R-410A | 2.9 | Residential & Commercial | Ducted CEE Tier 1
210596679 | Central HP <5.4 tons | COMFORTMAKER | HRCU-A-CB (Split System: Heat Pump with Remote Outdoor Unit-Air-Source) | CVH825GKA2* |  |  | EA*4X42L21A*+WALLCON | *95CSU1002122A* | 23800 | 16.5 | 8.1 | 21400 | 16600 | 77.57% | 1.96 | 0 | 11 |  |  |  | No | R-410A | 1.9833 | Residential & Commercial | Ducted CEE Tier 1
210596824 | Central HP <5.4 tons | COMFORTMAKER | HRCU-A-CB (Split System: Heat Pump with Remote Outdoor Unit-Air-Source) | CVH825GKA2* |  |  | EA*4X48L21A*+WALLCON | *95CSU0601716A* | 24000 | 16.5 | 8.1 | 21000 | 16600 | 79.05% | 2 | 0 | 10.5 |  |  |  | No | R-410A | 2 | Residential & Commercial | Ducted CEE Tier 1
210596956 | Central HP <5.4 tons | COMFORTMAKER | HRCU-A-CB (Split System: Heat Pump with Remote Outdoor Unit-Air-Source) | CVH825GKA2* |  |  | EHD4X48AAL+WALLCON | *80CTL0701716A* | 24200 | 16.5 | 8.1 | 21200 | 16600 | 78.3% | 2.02 | 0 | 10.5 |  |  |  | No | R-410A | 2.0167 | Residential & Commercial | Ducted CEE Tier 1
207436581 | Central HP <5.4 tons | LENNOX | HRCU-A-CB (Split System: Heat Pump with Remote Outdoor Unit-Air-Source) | SL25XPV-048-230A** |  |  | CR33-50/60+TDR+TXV | SL280DF090V60C* | 45500 | 20.8 | 9.1 | 43500 | 35200 | 80.92% | 1.86 | 12.5 | 12.3 |  |  |  | No | R-410A | 3.7917 | Residential & Commercial | Ducted CEE Tier 1
210474399 | Central HP <5.4 tons | COMFORTMAKER | HRCU-A-CB (Split System: Heat Pump with Remote Outdoor Unit-Air-Source) | CVH825GKA3* |  |  | EHD4X42AAL+WALLCON | *96CTN1002122A* | 24200 | 16 | 8.1 | 21400 | 16600 | 77.57% | 2 | 0 | 10.5 |  |  |  | No | R-410A | 2.0167 | Residential & Commercial | Ducted CEE Tier 1
215676013 | Central HP <5.4 tons | CARRIER | HRCU-A-CB (Split System: Heat Pump with Remote Outdoor Unit-Air-Source) | 27VNA048A*030* |  |  | CVAMA6124XMA*+UI | 59CU5B080C21**20 | 48500 | 19 | 9 | 50000 | 36800 | 73.6% | 2 | 0 | 10 |  |  |  | No | R-454B | 4.0417 | Residential & Commercial | Ducted CEE Tier 1
215676063 | Central HP <5.4 tons | CARRIER | HRCU-A-CB (Split System: Heat Pump with Remote Outdoor Unit-Air-Source) | 27VNA048A*030* |  |  | CVAMA6124XMA*+UI | 59MN7C120C24**22 | 48500 | 19.5 | 9.5 | 50000 | 36800 | 73.6% | 2.12 | 0 | 10.5 |  |  |  | No | R-454B | 4.0417 | Residential & Commercial | Ducted CEE Tier 1
215676933 | Central HP <5.4 tons | CARRIER | HRCU-A-CB (Split System: Heat Pump with Remote Outdoor Unit-Air-Source) | 27VNA048A*030* |  |  | CVAVA6124XMA*+UI | 59MN7C120C24**22 | 48500 | 19.5 | 9.5 | 50000 | 36800 | 73.6% | 2.12 | 0 | 10.5 |  |  |  | No | R-454B | 4.0417 | Residential & Commercial | Ducted CEE Tier 1
216440427 | Central HP <5.4 tons | AMERICAN STANDARD | HRCU-A-CB (Split System: Heat Pump with Remote Outdoor Unit-Air-Source) | 5A6V0X60A1 |  |  | 5PX*C009AS3 | S9V2C100U5PSC+LRP | 53000 | 18.6 | 9 | 54000 | 38000 | 70.37% | 2 | 0 | 10.5 |  |  |  | No | R-454B | 4.4167 | Residential & Commercial | Ducted CEE Tier 1
207436194 | Central HP <5.4 tons | LENNOX | HRCU-A-CB (Split System: Heat Pump with Remote Outdoor Unit-Air-Source) | SL25XPV-024-230A** |  |  | CHX35-42B-**-*+TDR | EL296UH045XV36B* | 22800 | 22.6 | 9.5 | 21200 | 20000 | 94.34% | 1.96 | 15.5 | 14.5 |  |  |  | No | R-410A | 1.9 | Residential & Commercial | Ducted CEE Tier 1
210596983 | Central HP <5.4 tons | COMFORTMAKER | HRCU-A-CB (Split System: Heat Pump with Remote Outdoor Unit-Air-Source) | CVH825GKA2* |  |  | EHD4X48AAL+WALLCON | *96CTN1202422A* | 24200 | 16.5 | 8.1 | 21200 | 16600 | 78.3% | 2.02 | 0 | 11 |  |  |  | No | R-410A | 2.0167 | Residential & Commercial | Ducted CEE Tier 1
210597124 | Central HP <5.4 tons | COMFORTMAKER | HRCU-A-CB (Split System: Heat Pump with Remote Outdoor Unit-Air-Source) | CVH825GKA2* |  |  | END4X42L17**+WALLCON | *80CSU0401712A* | 24000 | 17 | 8.1 | 21400 | 16600 | 77.57% | 1.98 | 0 | 11 |  |  |  | No | R-410A | 2 | Residential & Commercial | Ducted CEE Tier 1
210597133 | Central HP <5.4 tons | COMFORTMAKER | HRCU-A-CB (Split System: Heat Pump with Remote Outdoor Unit-Air-Source) | CVH825GKA2* |  |  | END4X42L17**+WALLCON | *80CTL0701412A* | 24000 | 17 | 8.1 | 21400 | 16600 | 77.57% | 2 | 0 | 11 |  |  |  | No | R-410A | 2 | Residential & Commercial | Ducted CEE Tier 1
207436203 | Central HP <5.4 tons | LENNOX | HRCU-A-CB (Split System: Heat Pump with Remote Outdoor Unit-Air-Source) | SL25XPV-024-230A** |  |  | CHX35-42C-**-*+TDR | EL296UH090XV36C* | 22200 | 22.4 | 9.3 | 21400 | 20200 | 94.39% | 1.9 | 15.5 | 14.5 |  |  |  | No | R-410A | 1.85 | Residential & Commercial | Ducted CEE Tier 1
207436151 | Central HP <5.4 tons | LENNOX | HRCU-A-CB (Split System: Heat Pump with Remote Outdoor Unit-Air-Source) | SL25XPV-024-230A** |  |  | C35-36B+TDR+TXV | SL280UH090V36B* | 22400 | 23 | 9.3 | 21400 | 20400 | 95.33% | 1.84 | 15 | 14.5 |  |  |  | No | R-410A | 1.8667 | Residential & Commercial | Ducted CEE Tier 1
207436153 | Central HP <5.4 tons | LENNOX | HRCU-A-CB (Split System: Heat Pump with Remote Outdoor Unit-Air-Source) | SL25XPV-024-230A** |  |  | C35-36B+TDR+TXV | SL280UH090XV48B* | 22400 | 22 | 9.3 | 21600 | 20400 | 94.44% | 1.84 | 15 | 14.5 |  |  |  | No | R-410A | 1.8667 | Residential & Commercial | Ducted CEE Tier 1
211230223 | Central HP <5.4 tons | BRYANT HEATING AND COOLING SYSTEMS | HRCU-A-CB (Split System: Heat Pump with Remote Outdoor Unit-Air-Source) | 38MURAQ36AB3* |  |  | CNPV*4821AL* | 926SA42060V17*** | 35600 | 15.5 | 8.1 | 38500 | 35000 | 90.91% | 2 | 0 | 10 |  |  |  | No | R-410A | 2.9667 | Residential & Commercial | Ducted CEE Tier 1
216571172 | Central HP <5.4 tons | TRANE | HRCU-A-CB (Split System: Heat Pump with Remote Outdoor Unit-Air-Source) | 5TWV0X60A1 |  |  | 5TXCD010AS3 | S8V2C080M5PCB | 53500 | 19 | 9 | 53500 | 38500 | 71.96% | 2 | 0 | 10 |  |  |  | No | R-454B | 4.4583 | Residential & Commercial | Ducted CEE Tier 1
215679954 | Central HP <5.4 tons | BRYANT HEATING AND COOLING SYSTEMS | HRCU-A-CB (Split System: Heat Pump with Remote Outdoor Unit-Air-Source) | 290VAN036**AA* |  |  | CSAH*6012AM*+UI | 83*CB48060C17*** | 34600 | 17 | 8.5 | 34600 | 24800 | 71.68% | 1.92 | 0 | 10 |  |  |  | No | R-454B | 2.8833 | Residential & Commercial | Ducted CEE Tier 1
210470903 | Central HP <5.4 tons | COMFORTMAKER | HRCU-A-CB (Split System: Heat Pump with Remote Outdoor Unit-Air-Source) | CVH837GKA2* |  |  | EN(A,D,W)4X60L24**+WALLCON | *80CSU1002120A* | 32800 | 17.5 | 8.1 | 32200 | 24600 | 76.4% | 1.96 | 0 | 11.7 |  |  |  | No | R-410A | 2.7333 | Residential & Commercial | Ducted CEE Tier 1
210470969 | Central HP <5.4 tons | COMFORTMAKER | HRCU-A-CB (Split System: Heat Pump with Remote Outdoor Unit-Air-Source) | CVH837GKA2* |  |  | EN(A,D,W)4X60L24**+WALLCON | *97CMN1202422A* | 32800 | 17.5 | 8.1 | 32200 | 24800 | 77.02% | 1.96 | 0 | 11.7 |  |  |  | No | R-410A | 2.7333 | Residential & Commercial | Ducted CEE Tier 1
210471205 | Central HP <5.4 tons | COMFORTMAKER | HRCU-A-CB (Split System: Heat Pump with Remote Outdoor Unit-Air-Source) | CVH837GKA2* |  |  | EHD4X60AAL+WALLCON | *96CTN0801714A* | 32800 | 16.5 | 8.1 | 32600 | 25200 | 77.3% | 1.98 | 0 | 11 |  |  |  | No | R-410A | 2.7333 | Residential & Commercial | Ducted CEE Tier 1
210597383 | Central HP <5.4 tons | COMFORTMAKER | HRCU-A-CB (Split System: Heat Pump with Remote Outdoor Unit-Air-Source) | CVH837GKA** |  |  | EA*4X60L24A*+WALLCON | *95CSU1002122A* | 32800 | 18 | 8.5 | 31800 | 24800 | 77.99% | 2 | 0 | 11.5 |  |  |  | No | R-410A | 2.7333 | Residential & Commercial | Ducted CEE Tier 1
210597506 | Central HP <5.4 tons | COMFORTMAKER | HRCU-A-CB (Split System: Heat Pump with Remote Outdoor Unit-Air-Source) | CVH837GKA** |  |  | EHD4X60AAL+WALLCON | *80CTL0701412A* | 32800 | 17 | 8.1 | 32400 | 25000 | 77.16% | 2 | 0 | 11 |  |  |  | No | R-410A | 2.7333 | Residential & Commercial | Ducted CEE Tier 1
210597599 | Central HP <5.4 tons | COMFORTMAKER | HRCU-A-CB (Split System: Heat Pump with Remote Outdoor Unit-Air-Source) | CVH837GKA** |  |  | EN(A,D,W)4X48L21**+WALLCON | *80CSU0601716A* | 32400 | 17 | 8.1 | 33000 | 24800 | 75.15% | 1.94 | 0 | 11.7 |  |  |  | No | R-410A | 2.7 | Residential & Commercial | Ducted CEE Tier 1
212987486 | Central HP <5.4 tons | AIRQUEST | HRCU-A-CB (Split System: Heat Pump with Remote Outdoor Unit-Air-Source) | DLCURAH24ABK |  |  | EN(A,D)4X36L21** | *96MSN0801716A* | 23800 | 17 | 8.5 | 26400 | 24000 | 90.91% | 1.98 | 0 | 10.5 |  |  |  | No | R-410A | 1.9833 | Residential & Commercial | Ducted CEE Tier 1
212987822 | Central HP <5.4 tons | AIRQUEST | HRCU-A-CB (Split System: Heat Pump with Remote Outdoor Unit-Air-Source) | DLCURAH24ABK |  |  | EN(A,D)4X36L21** | *96MSN0802120A* | 23600 | 17 | 8.5 | 26400 | 24200 | 91.67% | 2.02 | 0 | 10.5 |  |  |  | No | R-410A | 1.9667 | Residential & Commercial | Ducted CEE Tier 1
212988640 | Central HP <5.4 tons | AIRQUEST | HRCU-A-CB (Split System: Heat Pump with Remote Outdoor Unit-Air-Source) | DLCURAH24ABK |  |  | EA*4X24L17A* | *95MSU0401712A* | 23400 | 16.5 | 8.5 | 27000 | 26200 | 97.04% | 2.2 | 0 | 10 |  |  |  | No | R-410A | 1.95 | Residential & Commercial | Ducted CEE Tier 1
212989156 | Central HP <5.4 tons | AIRQUEST | HRCU-A-CB (Split System: Heat Pump with Remote Outdoor Unit-Air-Source) | DLCURAH24ABK |  |  | EA*4X30L17A* | *95MSU0601716A* | 23600 | 17 | 8.5 | 26400 | 24600 | 93.18% | 2.04 | 0 | 10 |  |  |  | No | R-410A | 1.9667 | Residential & Commercial | Ducted CEE Tier 1
211240534 | Central HP <5.4 tons | AIRQUEST | HRCU-A-CB (Split System: Heat Pump with Remote Outdoor Unit-Air-Source) | DLCURAH24ABK |  |  | EA*4X24L17A* | *96VTN0801716A* | 23800 | 16.5 | 8.5 | 26800 | 24000 | 89.55% | 1.98 | 0 | 10 |  |  |  | No | R-410A | 1.9833 | Residential & Commercial | Ducted CEE Tier 1
212984100 | Central HP <5.4 tons | AIRQUEST | HRCU-A-CB (Split System: Heat Pump with Remote Outdoor Unit-Air-Source) | DLCURAH24ABK |  |  | EA*4X37L21A* | *92MSN0601714A* | 24200 | 17.5 | 8.5 | 25200 | 21600 | 85.71% | 1.82 | 0 | 10 |  |  |  | No | R-410A | 2.0167 | Residential & Commercial | Ducted CEE Tier 1
212985032 | Central HP <5.4 tons | AIRQUEST | HRCU-A-CB (Split System: Heat Pump with Remote Outdoor Unit-Air-Source) | DLCURAH24ABK |  |  | EA*4X36L21A* | *92MSN0802120A* | 23600 | 17.5 | 8.5 | 26000 | 24000 | 92.31% | 2.02 | 0 | 10 |  |  |  | No | R-410A | 1.9667 | Residential & Commercial | Ducted CEE Tier 1
215682494 | Central HP <5.4 tons | BRYANT HEATING AND COOLING SYSTEMS | HRCU-A-CB (Split System: Heat Pump with Remote Outdoor Unit-Air-Source) | 290VAN048**AA* |  |  | CVAVA6121XMA*+UI | 987TA60080C21*** | 48500 | 19 | 9 | 50000 | 36800 | 73.6% | 2 | 0 | 10.5 |  |  |  | No | R-454B | 4.0417 | Residential & Commercial | Ducted CEE Tier 1
214584625 | Central HP <5.4 tons | JOHNSON CONTROLS | HRCU-A-CB (Split System: Heat Pump with Remote Outdoor Unit-Air-Source) | HH836E2S11 |  |  | CTF36B5CDS1 | Z8ES100B12SMPS1 | 33400 | 18 | 8.5 | 30800 | 25000 | 81.17% | 2 | 0 | 11.7 |  |  |  | No | R-454B | 2.7833 | Residential & Commercial | Ducted CEE Tier 1
213361582 | Central HP <5.4 tons | BRYANT HEATING AND COOLING SYSTEMS | HRCU-A-CB (Split System: Heat Pump with Remote Outdoor Unit-Air-Source) | 284ANV024*0**B* |  |  | FE4BNXB24L*+UI |  | 23400 | 20.5 | 10 | 26600 | 19900 | 74.81% | 2.46 | 0 | 13 |  |  |  | No | R-410A | 1.95 | Residential & Commercial | Ducted CEE Tier 1
207436160 | Central HP <5.4 tons | LENNOX | HRCU-A-CB (Split System: Heat Pump with Remote Outdoor Unit-Air-Source) | SL25XPV-024-230A** |  |  | C35-48B+TDR+TXV | SL280UH090V36B* | 22200 | 21.8 | 9.5 | 21400 | 20400 | 95.33% | 1.86 | 14.5 | 14.3 |  |  |  | No | R-410A | 1.85 | Residential & Commercial | Ducted CEE Tier 1
207436435 | Central HP <5.4 tons | LENNOX | HRCU-A-CB (Split System: Heat Pump with Remote Outdoor Unit-Air-Source) | SL25XPV-036-230A** |  |  | CR33-48B*+TDR+TXV | SL280DF060NV36B* | 33200 | 21 | 8.7 | 36000 | 30000 | 83.33% | 1.76 | 13 | 12.5 |  |  |  | No | R-410A | 2.7667 | Residential & Commercial | Ducted CEE Tier 1
214584700 | Central HP <5.4 tons | JOHNSON CONTROLS | HRCU-A-CB (Split System: Heat Pump with Remote Outdoor Unit-Air-Source) | HH824E2S11 |  |  | CTF30B5ACS1 | Z8ET080B12LMPS1 | 23000 | 18 | 9.5 | 23000 | 18400 | 80% | 2 | 0 | 12 |  |  |  | No | R-454B | 1.9167 | Residential & Commercial | Ducted CEE Tier 1
207436578 | Central HP <5.4 tons | LENNOX | HRCU-A-CB (Split System: Heat Pump with Remote Outdoor Unit-Air-Source) | SL25XPV-048-230A** |  |  | CR33-50/60+TDR+TXV | EL296DF090XV60C* | 45500 | 20.6 | 9.1 | 44000 | 35400 | 80.45% | 1.84 | 12 | 12 |  |  |  | No | R-410A | 3.7917 | Residential & Commercial | Ducted CEE Tier 1
213361584 | Central HP <5.4 tons | BRYANT HEATING AND COOLING SYSTEMS | HRCU-A-CB (Split System: Heat Pump with Remote Outdoor Unit-Air-Source) | 284ANV036*0**B* |  |  | FE4BN(B,X)C36L*+UI |  | 33000 | 19.5 | 8.5 | 35600 | 26400 | 74.16% | 1.98 | 0 | 12 |  |  |  | No | R-410A | 2.75 | Residential & Commercial | Ducted CEE Tier 1
215935366 | Central HP <5.4 tons | HEIL | HRCU-A-CB (Split System: Heat Pump with Remote Outdoor Unit-Air-Source) | H5H3V36*K*AAA* |  |  | EVM5X60M24A*+WALLCON | *80CTL1352422B* | 35600 | 22 | 8.5 | 38000 | 28400 | 74.74% | 2.04 | 0 | 12.5 |  |  |  | No | R-454B | 2.9667 | Residential & Commercial | Ducted CEE Tier 1
215932646 | Central HP <5.4 tons | HEIL | HRCU-A-CB (Split System: Heat Pump with Remote Outdoor Unit-Air-Source) | H5H3V36*K*AAA* |  |  | EA*5X60M24A*+WALLCON | *96CTN1202422B* | 34000 | 20.5 | 9.5 | 34000 | 26000 | 76.47% | 2.06 | 0 | 12 |  |  |  | No | R-454B | 2.8333 | Residential & Commercial | Ducted CEE Tier 1
215934836 | Central HP <5.4 tons | HEIL | HRCU-A-CB (Split System: Heat Pump with Remote Outdoor Unit-Air-Source) | H5H3V36*K*AAA* |  |  | EVM5X44M21A*+WALLCON | *80CTL0901716B* | 35600 | 22 | 8.5 | 38000 | 28600 | 75.26% | 2.02 | 0 | 12 |  |  |  | No | R-454B | 2.9667 | Residential & Commercial | Ducted CEE Tier 1
215934916 | Central HP <5.4 tons | HEIL | HRCU-A-CB (Split System: Heat Pump with Remote Outdoor Unit-Air-Source) | H5H3V36*K*AAA* |  |  | EVM5X44M21A*+WALLCON | *97CMN0802120B* | 35600 | 21.5 | 8.5 | 38000 | 28600 | 75.26% | 2.02 | 0 | 12 |  |  |  | No | R-454B | 2.9667 | Residential & Commercial | Ducted CEE Tier 1
215935427 | Central HP <5.4 tons | AIRQUEST | HRCU-A-CB (Split System: Heat Pump with Remote Outdoor Unit-Air-Source) | H5H3V36*K*AAA* |  |  | EVM5X60M24A*+WALLCON | *97CMN1202422B* | 35400 | 22 | 8.5 | 38000 | 28400 | 74.74% | 2.04 | 0 | 12.5 |  |  |  | No | R-454B | 2.95 | Residential & Commercial | Ducted CEE Tier 1
215935554 | Central HP <5.4 tons | CARRIER | HRCU-A-CB (Split System: Heat Pump with Remote Outdoor Unit-Air-Source) | 27VNA336A*030* |  |  | CVAVA3117XMA*+UI | 59TN6C060C17**14 | 34800 | 21 | 8.5 | 38000 | 27800 | 73.16% | 2.06 | 0 | 11 |  |  |  | No | R-454B | 2.9 | Residential & Commercial | Ducted CEE Tier 1
215675522 | Central HP <5.4 tons | TEMPSTAR | HRCU-A-CB (Split System: Heat Pump with Remote Outdoor Unit-Air-Source) | T5H0V48*K*AAA* |  |  | EVM5X49M21A*+WALLCON | *80CSU1002120A* | 48000 | 18.5 | 9 | 50000 | 36800 | 73.6% | 2 | 0 | 10 |  |  |  | No | R-454B | 4 | Residential & Commercial | Ducted CEE Tier 1
212974651 | Central HP <5.4 tons | CARRIER | HRCU-A-CB (Split System: Heat Pump with Remote Outdoor Unit-Air-Source) | 38MURAQ18AB3* |  |  | CAP**2517AL* | 59TP6C040V14**10 | 17700 | 16 | 8.1 | 17700 | 17900 | 101.1% | 2.14 | 0 | 10.5 |  |  |  | No | R-410A | 1.475 | Residential & Commercial | Ducted CEE Tier 1
212974703 | Central HP <5.4 tons | CARRIER | HRCU-A-CB (Split System: Heat Pump with Remote Outdoor Unit-Air-Source) | 38MURAQ18AB3* |  |  | CNPV*2414AL* | 59TP6C040V14**10 | 17300 | 15.5 | 8.5 | 18400 | 19200 | 104.3% | 2.3 | 0 | 10.5 |  |  |  | No | R-410A | 1.4417 | Residential & Commercial | Ducted CEE Tier 1
212985350 | Central HP <5.4 tons | AIRQUEST | HRCU-A-CB (Split System: Heat Pump with Remote Outdoor Unit-Air-Source) | DLCURAH24ABK |  |  | EA*4X37L21A* | *92MSN1002120A* | 24200 | 17.5 | 8.5 | 25200 | 21600 | 85.71% | 1.82 | 0 | 10.5 |  |  |  | No | R-410A | 2.0167 | Residential & Commercial | Ducted CEE Tier 1
212986238 | Central HP <5.4 tons | AIRQUEST | HRCU-A-CB (Split System: Heat Pump with Remote Outdoor Unit-Air-Source) | DLCURAH24ABK |  |  | EN(A,D)4X30L14** | *96MSN0401410A* | 23400 | 16 | 8.1 | 26400 | 24600 | 93.18% | 2.02 | 0 | 10 |  |  |  | No | R-410A | 1.95 | Residential & Commercial | Ducted CEE Tier 1
211245517 | Central HP <5.4 tons | COMFORTMAKER | HRCU-A-CB (Split System: Heat Pump with Remote Outdoor Unit-Air-Source) | DLCURAH24ABK |  |  | EN(A,D)4X36L21** | *96VTN0801716A* | 24200 | 16.5 | 8.1 | 26200 | 23000 | 87.79% | 1.9 | 0 | 10.5 |  |  |  | No | R-410A | 2.0167 | Residential & Commercial | Ducted CEE Tier 1
211245624 | Central HP <5.4 tons | COMFORTMAKER | HRCU-A-CB (Split System: Heat Pump with Remote Outdoor Unit-Air-Source) | DLCURAH24ABK |  |  | EN(A,D)4X36L21** | *80ES(N,L)0901714A* | 24600 | 16.5 | 8.5 | 26400 | 22400 | 84.85% | 1.86 | 0 | 10.5 |  |  |  | No | R-410A | 2.05 | Residential & Commercial | Ducted CEE Tier 1
211245776 | Central HP <5.4 tons | COMFORTMAKER | HRCU-A-CB (Split System: Heat Pump with Remote Outdoor Unit-Air-Source) | DLCURAH24ABK |  |  | EN(A,D)4X36L21** | OMV112K14A | 24200 | 16 | 8.1 | 26400 | 23000 | 87.12% | 1.88 | 0 | 10 |  |  |  | No | R-410A | 2.0167 | Residential & Commercial | Ducted CEE Tier 1
215674173 | Central HP <5.4 tons | TEMPSTAR | HRCU-A-CB (Split System: Heat Pump with Remote Outdoor Unit-Air-Source) | T5H0V48*K*AAA* |  |  | EA*5X60M24A*+WALLCON | *80CSU1002120A* | 45000 | 17.5 | 9 | 47500 | 33600 | 70.74% | 2.06 | 0 | 10 |  |  |  | No | R-454B | 3.75 | Residential & Commercial | Ducted CEE Tier 1
214584725 | Central HP <5.4 tons | JOHNSON CONTROLS | HRCU-A-CB (Split System: Heat Pump with Remote Outdoor Unit-Air-Source) | HH824E2S11 |  |  | CTF30A5ADS1 | Z8ES040A12SMPS1 | 23000 | 18 | 9.5 | 23000 | 18900 | 82.17% | 2 | 0 | 12 |  |  |  | No | R-454B | 1.9167 | Residential & Commercial | Ducted CEE Tier 1
213297647 | Central HP <5.4 tons | JOHNSON CONTROLS | HRCU-A-CB (Split System: Heat Pump with Remote Outdoor Unit-Air-Source) | HMH72B341 |  |  | XAHB36DBCN1 | Z8ES080B12LMPS1 | 33200 | 17.5 | 8.1 | 32800 | 23000 | 70.12% | 2 | 0 | 10 |  |  |  | No | R-410A | 2.7667 | Residential & Commercial | Ducted CEE Tier 1
213297717 | Central HP <5.4 tons | JOHNSON CONTROLS | HRCU-A-CB (Split System: Heat Pump with Remote Outdoor Unit-Air-Source) | HMH72B341 |  |  | XAFC36DBCN1 | Z9ES080B12SMPS1 | 33200 | 17 | 8.5 | 32200 | 22600 | 70.19% | 1.8 | 0 | 10 |  |  |  | No | R-410A | 2.7667 | Residential & Commercial | Ducted CEE Tier 1
215682394 | Central HP <5.4 tons | BRYANT HEATING AND COOLING SYSTEMS | HRCU-A-CB (Split System: Heat Pump with Remote Outdoor Unit-Air-Source) | 290VAN048**AA* |  |  | CVAVA6024XMA*+UI | 83*CB60100C21*** | 48000 | 18.5 | 9 | 50000 | 36600 | 73.2% | 2 | 0 | 10 |  |  |  | No | R-454B | 4 | Residential & Commercial | Ducted CEE Tier 1
215853326 | Central HP <5.4 tons | JOHNSON CONTROLS | HRCU-A-CB (Split System: Heat Pump with Remote Outdoor Unit-Air-Source) | HH836E2S11 |  |  | CTM36C5CDS1+JME16C2SN1 |  | 33400 | 19 | 9 | 30400 | 24800 | 81.58% | 2 | 0 | 12 |  |  |  | No | R-454B | 2.7833 | Residential & Commercial | Ducted CEE Tier 1
216440288 | Central HP <5.4 tons | TRANE | HRCU-A-CB (Split System: Heat Pump with Remote Outdoor Unit-Air-Source) | 5TWV0X48A1 |  |  | 5PX*D008AS3+P0V0C000M50SD+LRP |  | 44000 | 20 | 9.7 | 46500 | 33200 | 71.4% | 2.1 | 0 | 12 |  |  |  | No | R-454B | 3.6667 | Residential & Commercial | Ducted CEE Tier 1
216440302 | Central HP <5.4 tons | TRANE | HRCU-A-CB (Split System: Heat Pump with Remote Outdoor Unit-Air-Source) | 5TWV0X48A1 |  |  | 5PX*D010AS3 | S9V2C080U5PSC+LRP | 44500 | 20 | 9.7 | 46000 | 33000 | 71.74% | 2.1 | 0 | 12 |  |  |  | No | R-454B | 3.7083 | Residential & Commercial | Ducted CEE Tier 1
216440338 | Central HP <5.4 tons | TRANE | HRCU-A-CB (Split System: Heat Pump with Remote Outdoor Unit-Air-Source) | 5TWV0X48A1 |  |  | 5TXCB006AS3+P0V0B000M40SD+LRP |  | 43500 | 19.6 | 9.7 | 46500 | 33400 | 71.83% | 2.1 | 0 | 12 |  |  |  | No | R-454B | 3.625 | Residential & Commercial | Ducted CEE Tier 1
216440370 | Central HP <5.4 tons | TRANE | HRCU-A-CB (Split System: Heat Pump with Remote Outdoor Unit-Air-Source) | 5TWV0X48A1 |  |  | 5TXCC009AS3 | S9V2C080U5VSB+LRP | 44500 | 20 | 9.7 | 46000 | 33000 | 71.74% | 2.1 | 0 | 12 |  |  |  | No | R-454B | 3.7083 | Residential & Commercial | Ducted CEE Tier 1
216440272 | Central HP <5.4 tons | TRANE | HRCU-A-CB (Split System: Heat Pump with Remote Outdoor Unit-Air-Source) | 5TWV0X48A1 |  |  | 5PX*D008AS3 | S9V2C100U5VSB+LRP | 44000 | 20 | 9.7 | 46500 | 33400 | 71.83% | 2.1 | 0 | 12 |  |  |  | No | R-454B | 3.6667 | Residential & Commercial | Ducted CEE Tier 1
216440274 | Central HP <5.4 tons | TRANE | HRCU-A-CB (Split System: Heat Pump with Remote Outdoor Unit-Air-Source) | 5TWV0X48A1 |  |  | 5PX*D008AS3 | S9V2C100U4VSB+LRP | 44000 | 20 | 9.7 | 46500 | 33400 | 71.83% | 2.1 | 0 | 12 |  |  |  | No | R-454B | 3.6667 | Residential & Commercial | Ducted CEE Tier 1
216440170 | Central HP <5.4 tons | TRANE | HRCU-A-CB (Split System: Heat Pump with Remote Outdoor Unit-Air-Source) | 5TWV0X36A1 |  |  | 5TXCB006AS3 | S9V2B060U4PSC+LRP | 34200 | 19.2 | 9.4 | 32800 | 24200 | 73.78% | 2.1 | 0 | 12.5 |  |  |  | No | R-454B | 2.85 | Residential & Commercial | Ducted CEE Tier 1
216440188 | Central HP <5.4 tons | TRANE | HRCU-A-CB (Split System: Heat Pump with Remote Outdoor Unit-Air-Source) | 5TWV0X36A1 |  |  | 5TXCC005AS3 | S9V2C100D5VSB+LRP | 31600 | 17.2 | 9.4 | 31400 | 23400 | 74.52% | 2 | 0 | 11.7 |  |  |  | No | R-454B | 2.6333 | Residential & Commercial | Ducted CEE Tier 1
215869104 | Central HP <5.4 tons | TRANE | HRCU-A-CB (Split System: Heat Pump with Remote Outdoor Unit-Air-Source) | 5TWV8X36A1 |  |  | 5TXCB006AS3 | S9V2B060U4VSB+LRP | 32800 | 18.1 | 8.5 | 33600 | 25800 | 76.79% | 2.1 | 0 | 10 |  |  |  | No | R-454B | 2.7333 | Residential & Commercial | Ducted CEE Tier 1
210473481 | Central HP <5.4 tons | HEIL | HRCU-A-CB (Split System: Heat Pump with Remote Outdoor Unit-Air-Source) | HVH825GKA3* |  |  | EA*4X48L24A*+WALLCON | *96CTN1202422A* | 24200 | 17 | 8.1 | 21000 | 16500 | 78.57% | 2.02 | 0 | 11 |  |  |  | No | R-410A | 2.0167 | Residential & Commercial | Ducted CEE Tier 1
210474082 | Central HP <5.4 tons | HEIL | HRCU-A-CB (Split System: Heat Pump with Remote Outdoor Unit-Air-Source) | HVH825GKA3* |  |  | EN(A,D)4X48L24**+WALLCON | *80CSU1002120A* | 24000 | 16.5 | 8.1 | 21400 | 16600 | 77.57% | 2 | 0 | 11 |  |  |  | No | R-410A | 2 | Residential & Commercial | Ducted CEE Tier 1
210474417 | Central HP <5.4 tons | HEIL | HRCU-A-CB (Split System: Heat Pump with Remote Outdoor Unit-Air-Source) | HVH825GKA3* |  |  | EHD4X42AAL+WALLCON | *80CTL0901716A* | 24200 | 16.5 | 8.1 | 21200 | 16500 | 77.83% | 2.02 | 0 | 11 |  |  |  | No | R-410A | 2.0167 | Residential & Commercial | Ducted CEE Tier 1
214239756 | Central HP <5.4 tons | AIRQUEST | HRCU-A-CB (Split System: Heat Pump with Remote Outdoor Unit-Air-Source) | HVH837GKA** |  |  | EN(A,D,W)4X42L21**+WALLCON | *80CTL0902120B* | 31800 | 17 | 8.1 | 33000 | 24400 | 73.94% | 1.88 | 0 | 11 |  |  |  | No | R-410A | 2.65 | Residential & Commercial | Ducted CEE Tier 1
214242248 | Central HP <5.4 tons | AIRQUEST | HRCU-A-CB (Split System: Heat Pump with Remote Outdoor Unit-Air-Source) | HVH825GKA3* |  |  | EN(A,D,W)4X48L21**+WALLCON | *80CTL1102120B* | 24200 | 17 | 8.1 | 21200 | 16500 | 77.83% | 2 | 0 | 11 |  |  |  | No | R-410A | 2.0167 | Residential & Commercial | Ducted CEE Tier 1
211245711 | Central HP <5.4 tons | BRYANT HEATING AND COOLING SYSTEMS | HRCU-A-CB (Split System: Heat Pump with Remote Outdoor Unit-Air-Source) | 38MURAQ24AB3* |  |  | CNPV*3621AL* | 915SB48080E17*** | 24600 | 15.5 | 8.1 | 26800 | 22200 | 82.84% | 1.82 | 0 | 10 |  |  |  | No | R-410A | 2.05 | Residential & Commercial | Ducted CEE Tier 1
215934366 | Central HP <5.4 tons | HEIL | HRCU-A-CB (Split System: Heat Pump with Remote Outdoor Unit-Air-Source) | H5H3V48*K*AAA* |  |  | EA*5X61M24A*+WALLCON | *97CMN0602120B* | 44500 | 20.5 | 9.5 | 48500 | 37400 | 77.11% | 2 | 0 | 10.5 |  |  |  | No | R-454B | 3.7083 | Residential & Commercial | Ducted CEE Tier 1
215934466 | Central HP <5.4 tons | HEIL | HRCU-A-CB (Split System: Heat Pump with Remote Outdoor Unit-Air-Source) | H5H3V48*K*AAA* |  |  | ESH5X48M12A*+WALLCON | *80CTL1102120B* | 44500 | 20.5 | 9 | 48500 | 36400 | 75.05% | 1.82 | 0 | 11 |  |  |  | No | R-454B | 3.7083 | Residential & Commercial | Ducted CEE Tier 1
216440290 | Central HP <5.4 tons | TRANE | HRCU-A-CB (Split System: Heat Pump with Remote Outdoor Unit-Air-Source) | 5TWV0X48A1 |  |  | 5PX*D008AS3 | L8V1C100U5VSB+LRP | 44500 | 20 | 9.7 | 47500 | 34000 | 71.58% | 2.1 | 0 | 12 |  |  |  | No | R-454B | 3.7083 | Residential & Commercial | Ducted CEE Tier 1
216440387 | Central HP <5.4 tons | AMERICAN STANDARD | HRCU-A-CB (Split System: Heat Pump with Remote Outdoor Unit-Air-Source) | 5A6V0X48A1 |  |  | 5TXCD008AS3+P0V0D000M50SD+LRP |  | 44000 | 20 | 9.7 | 46000 | 33200 | 72.17% | 2.1 | 0 | 12 |  |  |  | No | R-454B | 3.6667 | Residential & Commercial | Ducted CEE Tier 1
216440403 | Central HP <5.4 tons | AMERICAN STANDARD | HRCU-A-CB (Split System: Heat Pump with Remote Outdoor Unit-Air-Source) | 5A6V0X48A1 |  |  | 5TXCD010AS3 | S9V2C100U5VSB+LRP | 44500 | 20 | 9.7 | 46000 | 33200 | 72.17% | 2.1 | 0 | 12 |  |  |  | No | R-454B | 3.7083 | Residential & Commercial | Ducted CEE Tier 1
211245667 | Central HP <5.4 tons | BRYANT HEATING AND COOLING SYSTEMS | HRCU-A-CB (Split System: Heat Pump with Remote Outdoor Unit-Air-Source) | 38MURAQ24AB3* |  |  | CNPV*3621AL* | 912SD48080E17*** | 24200 | 17 | 8.1 | 26200 | 22800 | 87.02% | 1.88 | 0 | 10.5 |  |  |  | No | R-410A | 2.0167 | Residential & Commercial | Ducted CEE Tier 1
211245733 | Central HP <5.4 tons | BRYANT HEATING AND COOLING SYSTEMS | HRCU-A-CB (Split System: Heat Pump with Remote Outdoor Unit-Air-Source) | 38MURAQ24AB3* |  |  | CNPV*3621AL* | 83*SA60080E21*** | 24400 | 17 | 8.5 | 26200 | 22800 | 87.02% | 1.88 | 0 | 10.5 |  |  |  | No | R-410A | 2.0333 | Residential & Commercial | Ducted CEE Tier 1
212975015 | Central HP <5.4 tons | CARRIER | HRCU-A-CB (Split System: Heat Pump with Remote Outdoor Unit-Air-Source) | 38MURAQ24AB3* |  |  | CNPV*2417AL* | 59TP6C040V14**10 | 23200 | 15.5 | 8.5 | 27000 | 25000 | 92.59% | 2.06 | 0 | 10 |  |  |  | No | R-410A | 1.9333 | Residential & Commercial | Ducted CEE Tier 1
212986298 | Central HP <5.4 tons | AIRQUEST | HRCU-A-CB (Split System: Heat Pump with Remote Outdoor Unit-Air-Source) | DLCURAH18ABK |  |  | EA*4X24L17A* | *96MSN0401410A* | 17400 | 16 | 8.5 | 18500 | 19500 | 105.4% | 2.34 | 0 | 10.5 |  |  |  | No | R-410A | 1.45 | Residential & Commercial | Ducted CEE Tier 1
212986718 | Central HP <5.4 tons | AIRQUEST | HRCU-A-CB (Split System: Heat Pump with Remote Outdoor Unit-Air-Source) | DLCURAH18ABK |  |  | EN(A,D)4X30L17** | *96MSN0401712A* | 17400 | 15.5 | 8.1 | 18100 | 18700 | 103.3% | 2.24 | 0 | 10.5 |  |  |  | No | R-410A | 1.45 | Residential & Commercial | Ducted CEE Tier 1
212989276 | Central HP <5.4 tons | AIRQUEST | HRCU-A-CB (Split System: Heat Pump with Remote Outdoor Unit-Air-Source) | DLCURAH18ABK |  |  | EA*4X24L17A* | *95MSU0601716A* | 17300 | 16.5 | 8.5 | 18200 | 19400 | 106.6% | 2.34 | 0 | 10.5 |  |  |  | No | R-410A | 1.4417 | Residential & Commercial | Ducted CEE Tier 1
213076361 | Central HP <5.4 tons | BRYANT HEATING AND COOLING SYSTEMS | HRCU-A-CB (Split System: Heat Pump with Remote Outdoor Unit-Air-Source) | 38MURAQ24AB3* |  |  | CNPV*3621AL* | 935SB66100M21*** | 23400 | 17 | 8.5 | 26200 | 24600 | 93.89% | 2.06 | 0 | 10.5 |  |  |  | No | R-410A | 1.95 | Residential & Commercial | Ducted CEE Tier 1
212976978 | Central HP <5.4 tons | CARRIER | HRCU-A-CB (Split System: Heat Pump with Remote Outdoor Unit-Air-Source) | 38MURAQ24AB3* |  |  | CAP**3621AL* | 59TP6C100V21**22 | 24200 | 17.5 | 8.5 | 26400 | 23200 | 87.88% | 1.92 | 0 | 10 |  |  |  | No | R-410A | 2.0167 | Residential & Commercial | Ducted CEE Tier 1
212977598 | Central HP <5.4 tons | CARRIER | HRCU-A-CB (Split System: Heat Pump with Remote Outdoor Unit-Air-Source) | 38MURAQ24AB3* |  |  | CAP**3014AL* | 58S(B,C)*B045M14**12 | 23600 | 17 | 8.5 | 26400 | 24600 | 93.18% | 2.04 | 0 | 10 |  |  |  | No | R-410A | 1.9667 | Residential & Commercial | Ducted CEE Tier 1
212978150 | Central HP <5.4 tons | CARRIER | HRCU-A-CB (Split System: Heat Pump with Remote Outdoor Unit-Air-Source) | 38MURAQ24AB3* |  |  | CAP**3717AL* | 58S(B,C)*B070M14**12 | 24000 | 17.5 | 8.5 | 25200 | 22200 | 88.1% | 1.86 | 0 | 10 |  |  |  | No | R-410A | 2 | Residential & Commercial | Ducted CEE Tier 1
216440312 | Central HP <5.4 tons | TRANE | HRCU-A-CB (Split System: Heat Pump with Remote Outdoor Unit-Air-Source) | 5TWV0X48A1 |  |  | 5PX*DD10AS3 | S9V2D120D5PSC+LRP | 43500 | 20 | 9.7 | 46000 | 32800 | 71.3% | 2.1 | 0 | 12 |  |  |  | No | R-454B | 3.625 | Residential & Commercial | Ducted CEE Tier 1
216440326 | Central HP <5.4 tons | TRANE | HRCU-A-CB (Split System: Heat Pump with Remote Outdoor Unit-Air-Source) | 5TWV0X48A1 |  |  | 5PX*DD10AS3 | S9V2C100D5PSC+LRP | 43500 | 20 | 9.4 | 46000 | 32800 | 71.3% | 2.1 | 0 | 12 |  |  |  | No | R-454B | 3.625 | Residential & Commercial | Ducted CEE Tier 1
216440344 | Central HP <5.4 tons | TRANE | HRCU-A-CB (Split System: Heat Pump with Remote Outdoor Unit-Air-Source) | 5TWV0X48A1 |  |  | 5TXCB006AS3 | S9V2B060U4PSC+LRP | 43500 | 19.2 | 9.4 | 46500 | 33600 | 72.26% | 2.1 | 0 | 11.7 |  |  |  | No | R-454B | 3.625 | Residential & Commercial | Ducted CEE Tier 1
211230232 | Central HP <5.4 tons | BRYANT HEATING AND COOLING SYSTEMS | HRCU-A-CB (Split System: Heat Pump with Remote Outdoor Unit-Air-Source) | 38MURAQ36AB3* |  |  | CNPV*4821AL* | 926SA48080V17*** | 35800 | 16 | 8.1 | 38500 | 34800 | 90.39% | 2 | 0 | 10 |  |  |  | No | R-410A | 2.9833 | Residential & Commercial | Ducted CEE Tier 1
211230250 | Central HP <5.4 tons | BRYANT HEATING AND COOLING SYSTEMS | HRCU-A-CB (Split System: Heat Pump with Remote Outdoor Unit-Air-Source) | 38MURAQ36AB3* |  |  | CNPV*4821AL* | 926SA60100V21*** | 36200 | 16 | 8.1 | 38500 | 34800 | 90.39% | 2.02 | 0 | 10 |  |  |  | No | R-410A | 3.0167 | Residential & Commercial | Ducted CEE Tier 1
211229932 | Central HP <5.4 tons | BRYANT HEATING AND COOLING SYSTEMS | HRCU-A-CB (Split System: Heat Pump with Remote Outdoor Unit-Air-Source) | 38MURAQ36AB3* |  |  | CNPV*4821AL* | 8(0,1)*SA42090E17*** | 36600 | 16 | 8.1 | 39500 | 35000 | 88.61% | 2.04 | 0 | 10.5 |  |  |  | No | R-410A | 3.05 | Residential & Commercial | Ducted CEE Tier 1
211230350 | Central HP <5.4 tons | BRYANT HEATING AND COOLING SYSTEMS | HRCU-A-CB (Split System: Heat Pump with Remote Outdoor Unit-Air-Source) | 38MURAQ36AB3* |  |  | CNPV*4821AL* | OVLAAB036098 | 35600 | 15.2 | 8.1 | 38500 | 35000 | 90.91% | 2 | 0 | 10 |  |  |  | No | R-410A | 2.9667 | Residential & Commercial | Ducted CEE Tier 1
211230368 | Central HP <5.4 tons | BRYANT HEATING AND COOLING SYSTEMS | HRCU-A-CB (Split System: Heat Pump with Remote Outdoor Unit-Air-Source) | 38MURAQ36AB3* |  |  | CNPV*4821AL* | OVMAAB036098 | 35800 | 15.5 | 8.1 | 38500 | 35000 | 90.91% | 2 | 0 | 10 |  |  |  | No | R-410A | 2.9833 | Residential & Commercial | Ducted CEE Tier 1
211230534 | Central HP <5.4 tons | BRYANT HEATING AND COOLING SYSTEMS | HRCU-A-CB (Split System: Heat Pump with Remote Outdoor Unit-Air-Source) | 38MURAQ36AB3* |  |  | CNPV*4824AL* | 83*SA60080E21*** | 37400 | 15.5 | 8.5 | 39500 | 35000 | 88.61% | 2.1 | 0 | 10.5 |  |  |  | No | R-410A | 3.1167 | Residential & Commercial | Ducted CEE Tier 1
211230566 | Central HP <5.4 tons | BRYANT HEATING AND COOLING SYSTEMS | HRCU-A-CB (Split System: Heat Pump with Remote Outdoor Unit-Air-Source) | 38MURAQ36AB3* |  |  | CNPV*4824AL* | 82*TA66110V21*** | 37000 | 16 | 8.1 | 39500 | 35000 | 88.61% | 2.06 | 0 | 10.5 |  |  |  | No | R-410A | 3.0833 | Residential & Commercial | Ducted CEE Tier 1
210596791 | Central HP <5.4 tons | COMFORTMAKER | HRCU-A-CB (Split System: Heat Pump with Remote Outdoor Unit-Air-Source) | CVH825GKA2* |  |  | EA*4X43L21A*+WALLCON | *96CTN1002122A* | 24400 | 16.5 | 8.5 | 21200 | 16600 | 78.3% | 2.04 | 0 | 11 |  |  |  | No | R-410A | 2.0333 | Residential & Commercial | Ducted CEE Tier 1
210596941 | Central HP <5.4 tons | COMFORTMAKER | HRCU-A-CB (Split System: Heat Pump with Remote Outdoor Unit-Air-Source) | CVH825GKA2* |  |  | EHD4X48AAL+WALLCON | *80CSU0401712A* | 24200 | 16.5 | 8.1 | 21200 | 16600 | 78.3% | 2.02 | 0 | 11 |  |  |  | No | R-410A | 2.0167 | Residential & Commercial | Ducted CEE Tier 1
210596965 | Central HP <5.4 tons | COMFORTMAKER | HRCU-A-CB (Split System: Heat Pump with Remote Outdoor Unit-Air-Source) | CVH825GKA2* |  |  | EHD4X48AAL+WALLCON | *95CSU0601716A* | 24200 | 16 | 8.1 | 21400 | 16700 | 78.04% | 2 | 0 | 10.5 |  |  |  | No | R-410A | 2.0167 | Residential & Commercial | Ducted CEE Tier 1
210597088 | Central HP <5.4 tons | COMFORTMAKER | HRCU-A-CB (Split System: Heat Pump with Remote Outdoor Unit-Air-Source) | CVH825GKA2* |  |  | EN(A,D,W)4X48L21**+WALLCON | *80CTL0701716A* | 24200 | 17 | 8.1 | 21400 | 16600 | 77.57% | 2.02 | 0 | 11 |  |  |  | No | R-410A | 2.0167 | Residential & Commercial | Ducted CEE Tier 1
205750690 | Central HP <5.4 tons | COMFORTMAKER | HRCU-A-CB (Split System: Heat Pump with Remote Outdoor Unit-Air-Source) | CVH825GKA2* |  |  | EA*4X37L21A*+WALLCON | *97CMN0801714A* | 24400 | 16.5 | 8.1 | 21200 | 16700 | 78.77% | 2.02 | 11 | 11 |  |  |  | No | R-410A | 2.0333 | Residential & Commercial | Ducted CEE Tier 1
216440486 | Central HP <5.4 tons | TRANE | HRCU-A-CB (Split System: Heat Pump with Remote Outdoor Unit-Air-Source) | 5TWV0X60A1 |  |  | 5PX*DD10AS3 | S9V2C100D5VSB+LRP | 51500 | 18.4 | 9 | 54000 | 38000 | 70.37% | 2 | 0 | 10 |  |  |  | No | R-454B | 4.2917 | Residential & Commercial | Ducted CEE Tier 1
216440504 | Central HP <5.4 tons | TRANE | HRCU-A-CB (Split System: Heat Pump with Remote Outdoor Unit-Air-Source) | 5TWV0X60A1 |  |  | 5TXCC007AS3 | S9V2C080U5PSC+LRP | 52000 | 18.4 | 9 | 54500 | 38500 | 70.64% | 2 | 0 | 10 |  |  |  | No | R-454B | 4.3333 | Residential & Commercial | Ducted CEE Tier 1
216440536 | Central HP <5.4 tons | TRANE | HRCU-A-CB (Split System: Heat Pump with Remote Outdoor Unit-Air-Source) | 5TWV0X60A1 |  |  | 5TXCD008AS3+P0V0D000M50SD+LRP |  | 52000 | 18.8 | 9 | 54000 | 38000 | 70.37% | 2 | 0 | 10.5 |  |  |  | No | R-454B | 4.3333 | Residential & Commercial | Ducted CEE Tier 1
216440436 | Central HP <5.4 tons | TRANE | HRCU-A-CB (Split System: Heat Pump with Remote Outdoor Unit-Air-Source) | 5TWV0X60A1 |  |  | 5PX*C009AS3+P0V0C000M50SD+LRP |  | 53000 | 18.8 | 9.4 | 53500 | 38000 | 71.03% | 2 | 0 | 10.5 |  |  |  | No | R-454B | 4.4167 | Residential & Commercial | Ducted CEE Tier 1
211241088 | Central HP <5.4 tons | AIRQUEST | HRCU-A-CB (Split System: Heat Pump with Remote Outdoor Unit-Air-Source) | DLCURAH24ABK |  |  | EA*4X25L17A* | *80ES(N,L)0701712A* | 25000 | 16.5 | 8.5 | 25800 | 21000 | 81.4% | 1.76 | 0 | 10.5 |  |  |  | No | R-410A | 2.0833 | Residential & Commercial | Ducted CEE Tier 1
211241229 | Central HP <5.4 tons | AIRQUEST | HRCU-A-CB (Split System: Heat Pump with Remote Outdoor Unit-Air-Source) | DLCURAH24ABK |  |  | EA*4X25L17A* | OMV112K14A | 24800 | 16 | 8.5 | 25800 | 21200 | 82.17% | 1.76 | 0 | 10 |  |  |  | No | R-410A | 2.0667 | Residential & Commercial | Ducted CEE Tier 1
211241247 | Central HP <5.4 tons | AIRQUEST | HRCU-A-CB (Split System: Heat Pump with Remote Outdoor Unit-Air-Source) | DLCURAH24ABK |  |  | EA*4X30L14A* | *96VSN0401410A* | 23600 | 15.5 | 8.5 | 26200 | 23600 | 90.08% | 1.94 | 0 | 10 |  |  |  | No | R-410A | 1.9667 | Residential & Commercial | Ducted CEE Tier 1
211241331 | Central HP <5.4 tons | AIRQUEST | HRCU-A-CB (Split System: Heat Pump with Remote Outdoor Unit-Air-Source) | DLCURAH24ABK |  |  | EA*4X30L14A* | *80ES(N,L)0451412A* | 24400 | 16 | 8.5 | 26600 | 22600 | 84.96% | 1.86 | 0 | 10 |  |  |  | No | R-410A | 2.0333 | Residential & Commercial | Ducted CEE Tier 1
211241554 | Central HP <5.4 tons | AIRQUEST | HRCU-A-CB (Split System: Heat Pump with Remote Outdoor Unit-Air-Source) | DLCURAH24ABK |  |  | EA*4X30L17A* | *80VTL0701716A* | 24200 | 17 | 8.5 | 26200 | 23000 | 87.79% | 1.92 | 0 | 10 |  |  |  | No | R-410A | 2.0167 | Residential & Commercial | Ducted CEE Tier 1
211241763 | Central HP <5.4 tons | AIRQUEST | HRCU-A-CB (Split System: Heat Pump with Remote Outdoor Unit-Air-Source) | DLCURAH24ABK |  |  | EA*4X30L17A* | *80ES(N,L)0701412A* | 24200 | 16.5 | 8.5 | 26400 | 22800 | 86.36% | 1.88 | 0 | 10 |  |  |  | No | R-410A | 2.0167 | Residential & Commercial | Ducted CEE Tier 1
211241674 | Central HP <5.4 tons | AIRQUEST | HRCU-A-CB (Split System: Heat Pump with Remote Outdoor Unit-Air-Source) | DLCURAH24ABK |  |  | EA*4X30L17A* | *80ES(N,L)0901714A* | 24600 | 16.5 | 8.5 | 26600 | 22600 | 84.96% | 1.86 | 0 | 10 |  |  |  | No | R-410A | 2.05 | Residential & Commercial | Ducted CEE Tier 1
215869138 | Central HP <5.4 tons | TRANE | HRCU-A-CB (Split System: Heat Pump with Remote Outdoor Unit-Air-Source) | 5TWV8X60A1 |  |  | 5PX*D010AS3 | S9V2C080U5VSB+LRP | 54000 | 18.1 | 8.5 | 55500 | 39500 | 71.17% | 2 | 0 | 10 |  |  |  | No | R-454B | 4.5 | Residential & Commercial | Ducted CEE Tier 1
216440470 | Central HP <5.4 tons | TRANE | HRCU-A-CB (Split System: Heat Pump with Remote Outdoor Unit-Air-Source) | 5TWV0X60A1 |  |  | 5PX*D010AS3 | S9V2C080U5VSB+LRP | 53000 | 18.6 | 9 | 54000 | 38000 | 70.37% | 2 | 0 | 10.5 |  |  |  | No | R-454B | 4.4167 | Residential & Commercial | Ducted CEE Tier 1
216440522 | Central HP <5.4 tons | TRANE | HRCU-A-CB (Split System: Heat Pump with Remote Outdoor Unit-Air-Source) | 5TWV0X60A1 |  |  | 5TXCD008AS3 | S9V2C080U5VSB+LRP | 52000 | 18.4 | 9 | 54500 | 38500 | 70.64% | 2 | 0 | 10 |  |  |  | No | R-454B | 4.3333 | Residential & Commercial | Ducted CEE Tier 1
216440428 | Central HP <5.4 tons | TRANE | HRCU-A-CB (Split System: Heat Pump with Remote Outdoor Unit-Air-Source) | 5TWV0X60A1 |  |  | 5PX*C009AS3 | L8V1C100U5VSB+LRP | 53000 | 18.6 | 9 | 53500 | 38000 | 71.03% | 2 | 0 | 10.5 |  |  |  | No | R-454B | 4.4167 | Residential & Commercial | Ducted CEE Tier 1
216440544 | Central HP <5.4 tons | TRANE | HRCU-A-CB (Split System: Heat Pump with Remote Outdoor Unit-Air-Source) | 5TWV0X60A1 |  |  | 5TXCD010AS3+P0V0C000M50SD+LRP |  | 53000 | 19 | 9.4 | 53500 | 37800 | 70.65% | 2 | 0 | 10.5 |  |  |  | No | R-454B | 4.4167 | Residential & Commercial | Ducted CEE Tier 1
215678374 | Central HP <5.4 tons | BRYANT HEATING AND COOLING SYSTEMS | HRCU-A-CB (Split System: Heat Pump with Remote Outdoor Unit-Air-Source) | 290VAN024**AA* |  |  | CAA**3717AM*+UI | 987TA42080C17*** | 23800 | 17 | 9 | 23400 | 16500 | 70.51% | 2 | 0 | 10 |  |  |  | No | R-454B | 1.9833 | Residential & Commercial | Ducted CEE Tier 1
215869156 | Central HP <5.4 tons | TRANE | HRCU-A-CB (Split System: Heat Pump with Remote Outdoor Unit-Air-Source) | 5TWV8X60A1 |  |  | 5TXCD010AS3 | S9V2C080U5VSB+LRP | 54500 | 18.1 | 8.5 | 55500 | 40000 | 72.07% | 2 | 0 | 10 |  |  |  | No | R-454B | 4.5417 | Residential & Commercial | Ducted CEE Tier 1
211240384 | Central HP <5.4 tons | AIRQUEST | HRCU-A-CB (Split System: Heat Pump with Remote Outdoor Unit-Air-Source) | DLCURAH24ABK |  |  | EA*4X24L17A* | *96VSN0601714A* | 23800 | 16 | 8.5 | 26800 | 24000 | 89.55% | 1.98 | 0 | 10 |  |  |  | No | R-410A | 1.9833 | Residential & Commercial | Ducted CEE Tier 1
211240420 | Central HP <5.4 tons | AIRQUEST | HRCU-A-CB (Split System: Heat Pump with Remote Outdoor Unit-Air-Source) | DLCURAH24ABK |  |  | EA*4X24L17A* | *96VSN0801716A* | 23800 | 16.5 | 8.5 | 26800 | 24000 | 89.55% | 1.98 | 0 | 10 |  |  |  | No | R-410A | 1.9833 | Residential & Commercial | Ducted CEE Tier 1
211240618 | Central HP <5.4 tons | AIRQUEST | HRCU-A-CB (Split System: Heat Pump with Remote Outdoor Unit-Air-Source) | DLCURAH24ABK |  |  | EA*4X24L17A* | *96VTN0601714A* | 23600 | 16 | 8.5 | 26800 | 24400 | 91.04% | 2.02 | 0 | 10 |  |  |  | No | R-410A | 1.9667 | Residential & Commercial | Ducted CEE Tier 1
211240652 | Central HP <5.4 tons | AIRQUEST | HRCU-A-CB (Split System: Heat Pump with Remote Outdoor Unit-Air-Source) | DLCURAH24ABK |  |  | EA*4X24L17A* | *80ES(N,L)0701712A* | 24000 | 16 | 8.5 | 27000 | 23600 | 87.41% | 1.94 | 0 | 10 |  |  |  | No | R-410A | 2 | Residential & Commercial | Ducted CEE Tier 1
211240838 | Central HP <5.4 tons | AIRQUEST | HRCU-A-CB (Split System: Heat Pump with Remote Outdoor Unit-Air-Source) | DLCURAH24ABK |  |  | EA*4X25L17A* | *96VSN0401712A* | 23800 | 16 | 8.1 | 25200 | 21800 | 86.51% | 1.82 | 0 | 10 |  |  |  | No | R-410A | 1.9833 | Residential & Commercial | Ducted CEE Tier 1
211240970 | Central HP <5.4 tons | AIRQUEST | HRCU-A-CB (Split System: Heat Pump with Remote Outdoor Unit-Air-Source) | DLCURAH24ABK |  |  | EA*4X25L17A* | *96VTN0801716A* | 24800 | 17 | 8.5 | 25600 | 21200 | 82.81% | 1.78 | 0 | 10.5 |  |  |  | No | R-410A | 2.0667 | Residential & Commercial | Ducted CEE Tier 1
215936054 | Central HP <5.4 tons | CARRIER | HRCU-A-CB (Split System: Heat Pump with Remote Outdoor Unit-Air-Source) | 27VNA336A*030* |  |  | CVAVA4221XMA*+UI | 59CU5B100C21**22 | 34600 | 21 | 8.5 | 38500 | 28000 | 72.73% | 2.04 | 0 | 12 |  |  |  | No | R-454B | 2.8833 | Residential & Commercial | Ducted CEE Tier 1
215932566 | Central HP <5.4 tons | HEIL | HRCU-A-CB (Split System: Heat Pump with Remote Outdoor Unit-Air-Source) | H5H3V36*K*AAA* |  |  | EA*5X60M24A*+WALLCON | *80CTL1352422B* | 34000 | 20.5 | 9.5 | 34000 | 25800 | 75.88% | 2.06 | 0 | 12 |  |  |  | No | R-454B | 2.8333 | Residential & Commercial | Ducted CEE Tier 1
215934806 | Central HP <5.4 tons | HEIL | HRCU-A-CB (Split System: Heat Pump with Remote Outdoor Unit-Air-Source) | H5H3V36*K*AAA* |  |  | EVM5X44M21A*+WALLCON | *80CTL0451712B* | 35200 | 21 | 8.5 | 39000 | 29400 | 75.38% | 2 | 0 | 11.7 |  |  |  | No | R-454B | 2.9333 | Residential & Commercial | Ducted CEE Tier 1
215935006 | Central HP <5.4 tons | HEIL | HRCU-A-CB (Split System: Heat Pump with Remote Outdoor Unit-Air-Source) | H5H3V36*K*AAA* |  |  | EVM5X49M21A*+WALLCON | *80CTL0701716B* | 35400 | 21.5 | 8.5 | 38500 | 29000 | 75.32% | 2.02 | 0 | 12 |  |  |  | No | R-454B | 2.95 | Residential & Commercial | Ducted CEE Tier 1
215932686 | Central HP <5.4 tons | HEIL | HRCU-A-CB (Split System: Heat Pump with Remote Outdoor Unit-Air-Source) | H5H3V36*K*AAA* |  |  | EA*5X61M21A*+WALLCON | *80CTL0451712B* | 34000 | 19.5 | 9 | 35200 | 26800 | 76.14% | 1.92 | 0 | 11 |  |  |  | No | R-454B | 2.8333 | Residential & Commercial | Ducted CEE Tier 1
215932636 | Central HP <5.4 tons | HEIL | HRCU-A-CB (Split System: Heat Pump with Remote Outdoor Unit-Air-Source) | H5H3V36*K*AAA* |  |  | EA*5X60M24A*+WALLCON | *96CTN1002122B* | 34000 | 20.5 | 9.5 | 34000 | 25800 | 75.88% | 2.06 | 0 | 12 |  |  |  | No | R-454B | 2.8333 | Residential & Commercial | Ducted CEE Tier 1
215935477 | Central HP <5.4 tons | AIRQUEST | HRCU-A-CB (Split System: Heat Pump with Remote Outdoor Unit-Air-Source) | H5H3V36*K*AAA* |  |  | EVM5X61M24A*+WALLCON | *80CTL1352422B* | 36000 | 22.5 | 8.5 | 37600 | 28200 | 75% | 2.04 | 0 | 12.5 |  |  |  | No | R-454B | 3 | Residential & Commercial | Ducted CEE Tier 1
215935827 | Central HP <5.4 tons | AIRQUEST | HRCU-A-CB (Split System: Heat Pump with Remote Outdoor Unit-Air-Source) | H5H3V36*K*AAA* |  |  | EVD5X38M17A*+WALLCON | *80CTL0451712B* | 35000 | 21 | 8.5 | 39000 | 29600 | 75.9% | 2 | 0 | 11.5 |  |  |  | No | R-454B | 2.9167 | Residential & Commercial | Ducted CEE Tier 1
215935877 | Central HP <5.4 tons | AIRQUEST | HRCU-A-CB (Split System: Heat Pump with Remote Outdoor Unit-Air-Source) | H5H3V36*K*AAA* |  |  | EVD5X38M17A*+WALLCON | *97CMN0601714B* | 35200 | 21 | 8.5 | 38000 | 28000 | 73.68% | 2.06 | 0 | 11.5 |  |  |  | No | R-454B | 2.9333 | Residential & Commercial | Ducted CEE Tier 1
215935897 | Central HP <5.4 tons | AIRQUEST | HRCU-A-CB (Split System: Heat Pump with Remote Outdoor Unit-Air-Source) | H5H3V36*K*AAA* |  |  | EVD5X38M17A*+WALLCON | *96CTN0601714B* | 35200 | 21 | 8.5 | 38000 | 28000 | 73.68% | 2 | 0 | 11.7 |  |  |  | No | R-454B | 2.9333 | Residential & Commercial | Ducted CEE Tier 1
215932516 | Central HP <5.4 tons | HEIL | HRCU-A-CB (Split System: Heat Pump with Remote Outdoor Unit-Air-Source) | H5H3V36*K*AAA* |  |  | EA*5X48M21A*+WALLCON | *96CTN0801714B* | 33200 | 20 | 9.5 | 34800 | 26600 | 76.44% | 2.02 | 0 | 11 |  |  |  | No | R-454B | 2.7667 | Residential & Commercial | Ducted CEE Tier 1
215932846 | Central HP <5.4 tons | HEIL | HRCU-A-CB (Split System: Heat Pump with Remote Outdoor Unit-Air-Source) | H5H3V36*K*AAA* |  |  | EA*5X61M24A*+WALLCON | *80CSU1002120A* | 34400 | 20.5 | 9 | 34400 | 26200 | 76.16% | 1.96 | 0 | 11.7 |  |  |  | No | R-454B | 2.8667 | Residential & Commercial | Ducted CEE Tier 1
215933346 | Central HP <5.4 tons | HEIL | HRCU-A-CB (Split System: Heat Pump with Remote Outdoor Unit-Air-Source) | H5H3V36*K*AAA* |  |  | ESH5X42M12A*+WALLCON | *80CTL0902120B* | 33600 | 19 | 9 | 34600 | 26400 | 76.3% | 1.92 | 0 | 11.7 |  |  |  | No | R-454B | 2.8 | Residential & Commercial | Ducted CEE Tier 1
215933396 | Central HP <5.4 tons | HEIL | HRCU-A-CB (Split System: Heat Pump with Remote Outdoor Unit-Air-Source) | H5H3V36*K*AAA* |  |  | ESH5X42M12A*+WALLCON | *97CMN0601714B* | 33200 | 18.5 | 9 | 34200 | 26200 | 76.61% | 1.94 | 0 | 10.5 |  |  |  | No | R-454B | 2.7667 | Residential & Commercial | Ducted CEE Tier 1
215933516 | Central HP <5.4 tons | HEIL | HRCU-A-CB (Split System: Heat Pump with Remote Outdoor Unit-Air-Source) | H5H3V36*K*AAA* |  |  | ESH5X48M12A*+WALLCON | *80CSU0601716A* | 33600 | 19.5 | 9 | 34800 | 26600 | 76.44% | 1.92 | 0 | 11 |  |  |  | No | R-454B | 2.8 | Residential & Commercial | Ducted CEE Tier 1
215933026 | Central HP <5.4 tons | HEIL | HRCU-A-CB (Split System: Heat Pump with Remote Outdoor Unit-Air-Source) | H5H3V36*K*AAA* |  |  | ESH5X36M12A*+WALLCON | *80CSU0401712A* | 33200 | 19 | 9 | 35000 | 27000 | 77.14% | 1.9 | 0 | 11 |  |  |  | No | R-454B | 2.7667 | Residential & Commercial | Ducted CEE Tier 1
211227812 | Central HP <5.4 tons | BRYANT HEATING AND COOLING SYSTEMS | HRCU-A-CB (Split System: Heat Pump with Remote Outdoor Unit-Air-Source) | 38MURAQ36AB3* |  |  | CAP**4224AL* | 8(0,1)*SA60110E21*** | 35400 | 16 | 8.1 | 38500 | 35000 | 90.91% | 1.88 | 0 | 10 |  |  |  | No | R-410A | 2.95 | Residential & Commercial | Ducted CEE Tier 1
211227998 | Central HP <5.4 tons | BRYANT HEATING AND COOLING SYSTEMS | HRCU-A-CB (Split System: Heat Pump with Remote Outdoor Unit-Air-Source) | 38MURAQ36AB3* |  |  | CAP**4224AL* | 915SB60080E21*** | 36200 | 15.5 | 8.1 | 39500 | 35200 | 89.11% | 1.92 | 0 | 10 |  |  |  | No | R-410A | 3.0167 | Residential & Commercial | Ducted CEE Tier 1
212383400 | Central HP <5.4 tons | BRYANT HEATING AND COOLING SYSTEMS | HRCU-A-CB (Split System: Heat Pump with Remote Outdoor Unit-Air-Source) | 38MURAQ36AB3* |  |  | CAP**3721AL* | 8(0,1)*SA48070E17*** | 36600 | 15.5 | 8.5 | 39000 | 34800 | 89.23% | 2.1 | 0 | 10 |  |  |  | No | R-410A | 3.05 | Residential & Commercial | Ducted CEE Tier 1
215936167 | Central HP <5.4 tons | AIRQUEST | HRCU-A-CB (Split System: Heat Pump with Remote Outdoor Unit-Air-Source) | H5H3V36*K*AAA* |  |  | EVD5X42M24A*+WALLCON | *80CTL0902120B* | 35600 | 22 | 8.5 | 38000 | 28400 | 74.74% | 2.04 | 0 | 12.5 |  |  |  | No | R-454B | 2.9667 | Residential & Commercial | Ducted CEE Tier 1
215933316 | Central HP <5.4 tons | HEIL | HRCU-A-CB (Split System: Heat Pump with Remote Outdoor Unit-Air-Source) | H5H3V36*K*AAA* |  |  | ESH5X42M12A*+WALLCON | *80CTL0701716B* | 33400 | 19 | 9 | 35200 | 26800 | 76.14% | 1.9 | 0 | 11 |  |  |  | No | R-454B | 2.7833 | Residential & Commercial | Ducted CEE Tier 1
215933366 | Central HP <5.4 tons | HEIL | HRCU-A-CB (Split System: Heat Pump with Remote Outdoor Unit-Air-Source) | H5H3V36*K*AAA* |  |  | ESH5X42M12A*+WALLCON | *95CSU0601716B* | 33400 | 18.5 | 9 | 35200 | 27000 | 76.7% | 1.92 | 0 | 11 |  |  |  | No | R-454B | 2.7833 | Residential & Commercial | Ducted CEE Tier 1
215933386 | Central HP <5.4 tons | HEIL | HRCU-A-CB (Split System: Heat Pump with Remote Outdoor Unit-Air-Source) | H5H3V36*K*AAA* |  |  | ESH5X42M12A*+WALLCON | *95CSU1002122B* | 33600 | 19.5 | 9 | 34600 | 26400 | 76.3% | 1.92 | 0 | 11.7 |  |  |  | No | R-454B | 2.8 | Residential & Commercial | Ducted CEE Tier 1
211207031 | Central HP <5.4 tons | YORK | HRCU-A-CB (Split System: Heat Pump with Remote Outdoor Unit-Air-Source) | YZV48B21 |  |  | XAMC48HE3N1+CC | TM9V100C16MP12 | 43500 | 19 | 9 | 44000 | 36200 | 82.27% | 2.14 | 0 | 12 |  |  |  | No | R-410A | 3.625 | Residential & Commercial | Ducted CEE Tier 1
215675372 | Central HP <5.4 tons | TEMPSTAR | HRCU-A-CB (Split System: Heat Pump with Remote Outdoor Unit-Air-Source) | T5H0V48*K*AAA* |  |  | EVM5X48M21A*+WALLCON | *80CSU0802120A* | 47000 | 18.5 | 9 | 50000 | 36400 | 72.8% | 2 | 0 | 10 |  |  |  | No | R-454B | 3.9167 | Residential & Commercial | Ducted CEE Tier 1
215675692 | Central HP <5.4 tons | TEMPSTAR | HRCU-A-CB (Split System: Heat Pump with Remote Outdoor Unit-Air-Source) | T5H0V48*K*AAA* |  |  | EVM5X60M21A*+WALLCON | *80CSU1002120A* | 48000 | 18.5 | 9 | 50000 | 36800 | 73.6% | 2 | 0 | 10 |  |  |  | No | R-454B | 4 | Residential & Commercial | Ducted CEE Tier 1
215679324 | Central HP <5.4 tons | BRYANT HEATING AND COOLING SYSTEMS | HRCU-A-CB (Split System: Heat Pump with Remote Outdoor Unit-Air-Source) | 290VAN036**AA* |  |  | CAA**3721AM*+UI | 987TA60080C21*** | 34400 | 18 | 9 | 35400 | 25200 | 71.19% | 1.88 | 0 | 10 |  |  |  | No | R-454B | 2.8667 | Residential & Commercial | Ducted CEE Tier 1
212383315 | Central HP <5.4 tons | BRYANT HEATING AND COOLING SYSTEMS | HRCU-A-CB (Split System: Heat Pump with Remote Outdoor Unit-Air-Source) | 38MURAQ36AB3* |  |  | CAP**3621AL* | 8(0,1)*SA60090E21*** | 35600 | 16 | 8.1 | 39500 | 35200 | 89.11% | 1.84 | 0 | 10 |  |  |  | No | R-410A | 2.9667 | Residential & Commercial | Ducted CEE Tier 1
212383364 | Central HP <5.4 tons | BRYANT HEATING AND COOLING SYSTEMS | HRCU-A-CB (Split System: Heat Pump with Remote Outdoor Unit-Air-Source) | 38MURAQ36AB3* |  |  | CAP**3621AL* | 83*SA60080E21*** | 36600 | 15.2 | 8.1 | 40000 | 35400 | 88.5% | 1.88 | 0 | 10 |  |  |  | No | R-410A | 3.05 | Residential & Commercial | Ducted CEE Tier 1
212384301 | Central HP <5.4 tons | BRYANT HEATING AND COOLING SYSTEMS | HRCU-A-CB (Split System: Heat Pump with Remote Outdoor Unit-Air-Source) | 38MURAQ36AB3* |  |  | CNPV*4217AL* | 912SD36060E14*** | 36000 | 15.2 | 8.1 | 39500 | 35000 | 88.61% | 1.96 | 0 | 10 |  |  |  | No | R-410A | 3 | Residential & Commercial | Ducted CEE Tier 1
215675462 | Central HP <5.4 tons | TEMPSTAR | HRCU-A-CB (Split System: Heat Pump with Remote Outdoor Unit-Air-Source) | T5H0V48*K*AAA* |  |  | EVM5X48M21A*+WALLCON | *97CMN1002122B* | 47000 | 18.5 | 9 | 50000 | 36400 | 72.8% | 2 | 0 | 10 |  |  |  | No | R-454B | 3.9167 | Residential & Commercial | Ducted CEE Tier 1
215675562 | Central HP <5.4 tons | TEMPSTAR | HRCU-A-CB (Split System: Heat Pump with Remote Outdoor Unit-Air-Source) | T5H0V48*K*AAA* |  |  | EVM5X49M21A*+WALLCON | *80CTL0901716B* | 48000 | 19 | 9 | 50000 | 37000 | 74% | 1.98 | 0 | 10 |  |  |  | No | R-454B | 4 | Residential & Commercial | Ducted CEE Tier 1
215675712 | Central HP <5.4 tons | TEMPSTAR | HRCU-A-CB (Split System: Heat Pump with Remote Outdoor Unit-Air-Source) | T5H0V48*K*AAA* |  |  | EVM5X60M21A*+WALLCON | *80CTL0701716B* | 48000 | 18.5 | 9 | 50000 | 37200 | 74.4% | 2 | 0 | 10 |  |  |  | No | R-454B | 4 | Residential & Commercial | Ducted CEE Tier 1
212383481 | Central HP <5.4 tons | BRYANT HEATING AND COOLING SYSTEMS | HRCU-A-CB (Split System: Heat Pump with Remote Outdoor Unit-Air-Source) | 38MURAQ36AB3* |  |  | CAP**4821AL* | 8(0,1)*SA48070E17*** | 35600 | 16 | 8.5 | 37800 | 34600 | 91.53% | 2.04 | 0 | 10 |  |  |  | No | R-410A | 2.9667 | Residential & Commercial | Ducted CEE Tier 1
212384350 | Central HP <5.4 tons | BRYANT HEATING AND COOLING SYSTEMS | HRCU-A-CB (Split System: Heat Pump with Remote Outdoor Unit-Air-Source) | 38MURAQ36AB3* |  |  | CNPV*4217AL* | 83*SA48060E17*** | 36400 | 15.5 | 8.1 | 39500 | 35000 | 88.61% | 1.98 | 0 | 10 |  |  |  | No | R-410A | 3.0333 | Residential & Commercial | Ducted CEE Tier 1
213077050 | Central HP <5.4 tons | DAY & NIGHT | HRCU-A-CB (Split System: Heat Pump with Remote Outdoor Unit-Air-Source) | DLCURAH36ABK |  |  | EA*4X37L21A* | *96VSN0802120B* | 36600 | 16 | 8.5 | 38000 | 34800 | 91.58% | 2.06 | 0 | 10 |  |  |  | No | R-410A | 3.05 | Residential & Commercial | Ducted CEE Tier 1
216440306 | Central HP <5.4 tons | TRANE | HRCU-A-CB (Split System: Heat Pump with Remote Outdoor Unit-Air-Source) | 5TWV0X48A1 |  |  | 5PX*D010AS3 | S9V2D120U5VSB+LRP | 44500 | 20.2 | 9.7 | 46000 | 32800 | 71.3% | 2.1 | 0 | 12 |  |  |  | No | R-454B | 3.7083 | Residential & Commercial | Ducted CEE Tier 1
216440324 | Central HP <5.4 tons | TRANE | HRCU-A-CB (Split System: Heat Pump with Remote Outdoor Unit-Air-Source) | 5TWV0X48A1 |  |  | 5PX*DD10AS3+P0V0D000M50SD+LRP |  | 44000 | 20 | 9.7 | 46000 | 32600 | 70.87% | 2.1 | 0 | 12 |  |  |  | No | R-454B | 3.6667 | Residential & Commercial | Ducted CEE Tier 1
216440384 | Central HP <5.4 tons | TRANE | HRCU-A-CB (Split System: Heat Pump with Remote Outdoor Unit-Air-Source) | 5TWV0X48A1 |  |  | 5TXCD008AS3 | S9V2C100U4VSB+LRP | 44000 | 20 | 9.7 | 46500 | 33400 | 71.83% | 2.1 | 0 | 12 |  |  |  | No | R-454B | 3.6667 | Residential & Commercial | Ducted CEE Tier 1
210596166 | Central HP <5.4 tons | CARRIER | HRCU-A-CB (Split System: Heat Pump with Remote Outdoor Unit-Air-Source) | 25VNA837A*030* |  |  | CAP**4221AL*+UI | 58CU*A100C21**20 | 31800 | 17 | 8.1 | 33200 | 24400 | 73.49% | 1.88 | 0 | 11 |  |  |  | No | R-410A | 2.65 | Residential & Commercial | Ducted CEE Tier 1
216440106 | Central HP <5.4 tons | TRANE | HRCU-A-CB (Split System: Heat Pump with Remote Outdoor Unit-Air-Source) | 5TWV0X36A1 |  |  | 5PX*CD09AS3 | S9V2C100D5PSC+LRP | 34800 | 20 | 9.4 | 32400 | 23800 | 73.46% | 2.1 | 0 | 12.7 |  |  |  | No | R-454B | 2.9 | Residential & Commercial | Ducted CEE Tier 1
216440122 | Central HP <5.4 tons | TRANE | HRCU-A-CB (Split System: Heat Pump with Remote Outdoor Unit-Air-Source) | 5TWV0X36A1 |  |  | 5TXCB004AS3 | S9V2B080D4PSC+LRP | 31400 | 17.1 | 9 | 31400 | 23600 | 75.16% | 2 | 0 | 11.7 |  |  |  | No | R-454B | 2.6167 | Residential & Commercial | Ducted CEE Tier 1
216440192 | Central HP <5.4 tons | TRANE | HRCU-A-CB (Split System: Heat Pump with Remote Outdoor Unit-Air-Source) | 5TWV0X36A1 |  |  | 5TXCC005AS3 | S9V2C080U5VSB+LRP | 33200 | 18.6 | 9.4 | 31800 | 24000 | 75.47% | 2.1 | 0 | 12 |  |  |  | No | R-454B | 2.7667 | Residential & Commercial | Ducted CEE Tier 1
212384245 | Central HP <5.4 tons | CARRIER | HRCU-A-CB (Split System: Heat Pump with Remote Outdoor Unit-Air-Source) | 38MURAQ36AB3* |  |  | CNPV*4217AL* | 58TP*A090V17**16 | 35800 | 16 | 8.1 | 39000 | 35000 | 89.74% | 1.96 | 0 | 10 |  |  |  | No | R-410A | 2.9833 | Residential & Commercial | Ducted CEE Tier 1
215675812 | Central HP <5.4 tons | TEMPSTAR | HRCU-A-CB (Split System: Heat Pump with Remote Outdoor Unit-Air-Source) | T5H0V48*K*AAA* |  |  | EVM5X60M21A*+WALLCON | *97CMN0802120B* | 48000 | 19 | 9 | 50000 | 36800 | 73.6% | 2 | 0 | 10 |  |  |  | No | R-454B | 4 | Residential & Commercial | Ducted CEE Tier 1
215675792 | Central HP <5.4 tons | TEMPSTAR | HRCU-A-CB (Split System: Heat Pump with Remote Outdoor Unit-Air-Source) | T5H0V48*K*AAA* |  |  | EVM5X60M21A*+WALLCON | *97CMN0602120B* | 47500 | 18.5 | 9 | 50000 | 37200 | 74.4% | 1.98 | 0 | 10 |  |  |  | No | R-454B | 3.9583 | Residential & Commercial | Ducted CEE Tier 1
215676042 | Central HP <5.4 tons | TEMPSTAR | HRCU-A-CB (Split System: Heat Pump with Remote Outdoor Unit-Air-Source) | T5H0V48*K*AAA* |  |  | EVM5X61M24A*+WALLCON | *97CMN0602120B* | 48500 | 19 | 9 | 50000 | 37200 | 74.4% | 1.98 | 0 | 10 |  |  |  | No | R-454B | 4.0417 | Residential & Commercial | Ducted CEE Tier 1
215676092 | Central HP <5.4 tons | TEMPSTAR | HRCU-A-CB (Split System: Heat Pump with Remote Outdoor Unit-Air-Source) | T5H0V48*K*AAA* |  |  | EVM5X61M24A*+WALLCON | *96CTN1202422B* | 48500 | 19.5 | 9.5 | 50000 | 36600 | 73.2% | 2.12 | 0 | 10.5 |  |  |  | No | R-454B | 4.0417 | Residential & Commercial | Ducted CEE Tier 1
215676242 | Central HP <5.4 tons | TEMPSTAR | HRCU-A-CB (Split System: Heat Pump with Remote Outdoor Unit-Air-Source) | T5H0V48*K*AAA* |  |  | EVD5X48M24A*+WALLCON | *95CSU0802120B* | 47000 | 18 | 9 | 50000 | 36600 | 73.2% | 2.02 | 0 | 10 |  |  |  | No | R-454B | 3.9167 | Residential & Commercial | Ducted CEE Tier 1
215675882 | Central HP <5.4 tons | TEMPSTAR | HRCU-A-CB (Split System: Heat Pump with Remote Outdoor Unit-Air-Source) | T5H0V48*K*AAA* |  |  | EVM5X60M24A*+WALLCON | *80CTL0902120B* | 48000 | 19 | 9 | 50000 | 36400 | 72.8% | 2 | 0 | 10.5 |  |  |  | No | R-454B | 4 | Residential & Commercial | Ducted CEE Tier 1
215853337 | Central HP <5.4 tons | JOHNSON CONTROLS | HRCU-A-CB (Split System: Heat Pump with Remote Outdoor Unit-Air-Source) | HH836E2S11 |  |  | CTM36B5CDS1 | Z9ES060B12SMPS1 | 33200 | 17 | 8.5 | 31000 | 25400 | 81.94% | 2 | 0 | 11 |  |  |  | No | R-454B | 2.7667 | Residential & Commercial | Ducted CEE Tier 1
214584750 | Central HP <5.4 tons | JOHNSON CONTROLS | HRCU-A-CB (Split System: Heat Pump with Remote Outdoor Unit-Air-Source) | HH836E2S11 |  |  | CTM48C5CFS1 | Z8ES120C16SMPS1 | 34000 | 19 | 9 | 31400 | 25200 | 80.25% | 2 | 0 | 11.7 |  |  |  | No | R-454B | 2.8333 | Residential & Commercial | Ducted CEE Tier 1
215668995 | Central HP <5.4 tons | TEMPSTAR | HRCU-A-CB (Split System: Heat Pump with Remote Outdoor Unit-Air-Source) | T5H0V36*K*AAA* |  |  | EA*5X43M21A*+WALLCON | *80CTL0702120B* | 34400 | 18 | 9 | 35400 | 25200 | 71.19% | 1.88 | 0 | 10 |  |  |  | No | R-454B | 2.8667 | Residential & Commercial | Ducted CEE Tier 1
212974976 | Central HP <5.4 tons | CARRIER | HRCU-A-CB (Split System: Heat Pump with Remote Outdoor Unit-Air-Source) | 38MURAQ24AB3* |  |  | CAP**3617AL* | 59TP6C040V14**10 | 23400 | 16 | 8.5 | 26200 | 24200 | 92.37% | 2 | 0 | 10 |  |  |  | No | R-410A | 1.95 | Residential & Commercial | Ducted CEE Tier 1
212975028 | Central HP <5.4 tons | CARRIER | HRCU-A-CB (Split System: Heat Pump with Remote Outdoor Unit-Air-Source) | 38MURAQ24AB3* |  |  | CNPV*3014AL* | 59TP6C040V14**10 | 23200 | 15.5 | 8.1 | 25800 | 24200 | 93.8% | 2 | 0 | 10 |  |  |  | No | R-410A | 1.9333 | Residential & Commercial | Ducted CEE Tier 1
211240188 | Central HP <5.4 tons | CARRIER | HRCU-A-CB (Split System: Heat Pump with Remote Outdoor Unit-Air-Source) | 38MURAQ24AB3* |  |  | CNPV*3621AL* | 58TP*A110V21**22 | 23800 | 17 | 8.1 | 26000 | 23600 | 90.77% | 1.96 | 0 | 10.5 |  |  |  | No | R-410A | 1.9833 | Residential & Commercial | Ducted CEE Tier 1
212984037 | Central HP <5.4 tons | CARRIER | HRCU-A-CB (Split System: Heat Pump with Remote Outdoor Unit-Air-Source) | 38MURAQ24AB3* |  |  | CAP**2517AL* | 59SC2E060M17**14 | 24200 | 17 | 8.5 | 25200 | 21800 | 86.51% | 1.82 | 0 | 10 |  |  |  | No | R-410A | 2.0167 | Residential & Commercial | Ducted CEE Tier 1
212984085 | Central HP <5.4 tons | CARRIER | HRCU-A-CB (Split System: Heat Pump with Remote Outdoor Unit-Air-Source) | 38MURAQ24AB3* |  |  | CAP**3717AL* | 59SC2E060M17**14 | 24000 | 17 | 8.5 | 25600 | 22400 | 87.5% | 1.88 | 0 | 10 |  |  |  | No | R-410A | 2 | Residential & Commercial | Ducted CEE Tier 1
212986223 | Central HP <5.4 tons | CARRIER | HRCU-A-CB (Split System: Heat Pump with Remote Outdoor Unit-Air-Source) | 38MURAQ24AB3* |  |  | CNPV*2417AL* | 59SC6A040M14**10 | 23200 | 16 | 8.5 | 27000 | 25200 | 93.33% | 2.1 | 0 | 10 |  |  |  | No | R-410A | 1.9333 | Residential & Commercial | Ducted CEE Tier 1
213076486 | Central HP <5.4 tons | BRYANT HEATING AND COOLING SYSTEMS | HRCU-A-CB (Split System: Heat Pump with Remote Outdoor Unit-Air-Source) | 38MURAQ36AB3* |  |  | CAP**3717AL* | 82*TB48070V17*** | 36000 | 15.5 | 8.5 | 38500 | 35000 | 90.91% | 2 | 0 | 10 |  |  |  | No | R-410A | 3 | Residential & Commercial | Ducted CEE Tier 1
213076752 | Central HP <5.4 tons | BRYANT HEATING AND COOLING SYSTEMS | HRCU-A-CB (Split System: Heat Pump with Remote Outdoor Unit-Air-Source) | 38MURAQ36AB3* |  |  | CAP**4221AL* | 82*TB66110V21*** | 35600 | 16 | 8.1 | 38500 | 35200 | 91.43% | 1.9 | 0 | 10 |  |  |  | No | R-410A | 2.9667 | Residential & Commercial | Ducted CEE Tier 1
212384313 | Central HP <5.4 tons | BRYANT HEATING AND COOLING SYSTEMS | HRCU-A-CB (Split System: Heat Pump with Remote Outdoor Unit-Air-Source) | 38MURAQ36AB3* |  |  | CNPV*4217AL* | 912SD42060E17*** | 35800 | 16 | 8.1 | 39000 | 35000 | 89.74% | 1.96 | 0 | 10 |  |  |  | No | R-410A | 2.9833 | Residential & Commercial | Ducted CEE Tier 1
216440357 | Central HP <5.4 tons | AMERICAN STANDARD | HRCU-A-CB (Split System: Heat Pump with Remote Outdoor Unit-Air-Source) | 5A6V0X48A1 |  |  | 5TXCC007AS3 | L8V1C100U5VSB+LRP | 44500 | 20 | 9.7 | 47500 | 34000 | 71.58% | 2.1 | 0 | 11.7 |  |  |  | No | R-454B | 3.7083 | Residential & Commercial | Ducted CEE Tier 1
216440407 | Central HP <5.4 tons | AMERICAN STANDARD | HRCU-A-CB (Split System: Heat Pump with Remote Outdoor Unit-Air-Source) | 5A6V0X48A1 |  |  | 5TXCD010AS3 | S9V2C100U5PSC+LRP | 44500 | 20 | 9.7 | 46000 | 33200 | 72.17% | 2.1 | 0 | 12 |  |  |  | No | R-454B | 3.7083 | Residential & Commercial | Ducted CEE Tier 1
211227203 | Central HP <5.4 tons | AIRQUEST | HRCU-A-CB (Split System: Heat Pump with Remote Outdoor Unit-Air-Source) | DLCURAH36ABK |  |  | EA*4X37L21A* | *96VTN1002122A* | 36800 | 16.5 | 8.5 | 38500 | 34800 | 90.39% | 2.1 | 0 | 10 |  |  |  | No | R-410A | 3.0667 | Residential & Commercial | Ducted CEE Tier 1
211227221 | Central HP <5.4 tons | AIRQUEST | HRCU-A-CB (Split System: Heat Pump with Remote Outdoor Unit-Air-Source) | DLCURAH36ABK |  |  | EA*4X37L21A* | OLV112A16A | 36600 | 15.2 | 8.5 | 38500 | 35000 | 90.91% | 2.08 | 0 | 10 |  |  |  | No | R-410A | 3.05 | Residential & Commercial | Ducted CEE Tier 1
212384454 | Central HP <5.4 tons | BRYANT HEATING AND COOLING SYSTEMS | HRCU-A-CB (Split System: Heat Pump with Remote Outdoor Unit-Air-Source) | 38MURAQ36AB3* |  |  | CNPV*4221AL* | 915SB66100E21*** | 36600 | 15.2 | 8.1 | 40000 | 35200 | 88% | 1.92 | 0 | 10 |  |  |  | No | R-410A | 3.05 | Residential & Commercial | Ducted CEE Tier 1
215666977 | Central HP <5.4 tons | TEMPSTAR | HRCU-A-CB (Split System: Heat Pump with Remote Outdoor Unit-Air-Source) | T5H0V24*K*AAA* |  |  | EA*5X24M17A*+WALLCON | *80CSU0401712A* | 22800 | 16.5 | 9 | 24000 | 16800 | 70% | 1.96 | 0 | 10 |  |  |  | No | R-454B | 1.9 | Residential & Commercial | Ducted CEE Tier 1
215667143 | Central HP <5.4 tons | TEMPSTAR | HRCU-A-CB (Split System: Heat Pump with Remote Outdoor Unit-Air-Source) | T5H0V24*K*AAA* |  |  | EA*5X24M17A*+WALLCON | *96CTN0601714B* | 22800 | 16.5 | 9 | 24000 | 16900 | 70.42% | 1.94 | 0 | 10 |  |  |  | No | R-454B | 1.9 | Residential & Commercial | Ducted CEE Tier 1
212987390 | Central HP <5.4 tons | AIRQUEST | HRCU-A-CB (Split System: Heat Pump with Remote Outdoor Unit-Air-Source) | DLCURAH24ABK |  |  | EA*4X30L17A* | *96MSN0801716A* | 23600 | 17 | 8.5 | 26400 | 24200 | 91.67% | 2.02 | 0 | 10 |  |  |  | No | R-410A | 1.9667 | Residential & Commercial | Ducted CEE Tier 1
212987810 | Central HP <5.4 tons | AIRQUEST | HRCU-A-CB (Split System: Heat Pump with Remote Outdoor Unit-Air-Source) | DLCURAH24ABK |  |  | EA*4X37L21A* | *96MSN0802120A* | 24200 | 17.5 | 8.5 | 25200 | 21600 | 85.71% | 1.82 | 0 | 10 |  |  |  | No | R-410A | 2.0167 | Residential & Commercial | Ducted CEE Tier 1
212988712 | Central HP <5.4 tons | AIRQUEST | HRCU-A-CB (Split System: Heat Pump with Remote Outdoor Unit-Air-Source) | DLCURAH24ABK |  |  | EA*4X37L21A* | *95MSU0401712A* | 24200 | 17 | 8.5 | 25200 | 21400 | 84.92% | 1.8 | 0 | 10 |  |  |  | No | R-410A | 2.0167 | Residential & Commercial | Ducted CEE Tier 1
212989228 | Central HP <5.4 tons | AIRQUEST | HRCU-A-CB (Split System: Heat Pump with Remote Outdoor Unit-Air-Source) | DLCURAH24ABK |  |  | EN(A,D)4X30L17** | *95MSU0601716A* | 23600 | 17 | 8.5 | 26400 | 24400 | 92.42% | 2.02 | 0 | 10.5 |  |  |  | No | R-410A | 1.9667 | Residential & Commercial | Ducted CEE Tier 1
210597359 | Central HP <5.4 tons | COMFORTMAKER | HRCU-A-CB (Split System: Heat Pump with Remote Outdoor Unit-Air-Source) | CVH837GKA** |  |  | EA*4X42L21A*+WALLCON | *80CSU0401712A* | 31800 | 17 | 8.1 | 33200 | 24400 | 73.49% | 1.88 | 0 | 11 |  |  |  | No | R-410A | 2.65 | Residential & Commercial | Ducted CEE Tier 1
210597416 | Central HP <5.4 tons | COMFORTMAKER | HRCU-A-CB (Split System: Heat Pump with Remote Outdoor Unit-Air-Source) | CVH837GKA** |  |  | EA*4X61L21A*+WALLCON | *80CTL0701716A* | 33200 | 17.5 | 8.5 | 32200 | 25000 | 77.64% | 1.98 | 0 | 11.7 |  |  |  | No | R-410A | 2.7667 | Residential & Commercial | Ducted CEE Tier 1
211227521 | Central HP <5.4 tons | AIRQUEST | HRCU-A-CB (Split System: Heat Pump with Remote Outdoor Unit-Air-Source) | DLCURAH36ABK |  |  | EA*4X42L21A* | *92ESN0801716A* | 35400 | 16 | 8.1 | 38500 | 35000 | 90.91% | 1.88 | 0 | 10 |  |  |  | No | R-410A | 2.95 | Residential & Commercial | Ducted CEE Tier 1
211227620 | Central HP <5.4 tons | AIRQUEST | HRCU-A-CB (Split System: Heat Pump with Remote Outdoor Unit-Air-Source) | DLCURAH36ABK |  |  | EA*4X42L21A* | *96VSN1002120A* | 35600 | 16 | 8.1 | 38500 | 35000 | 90.91% | 1.88 | 0 | 10 |  |  |  | No | R-410A | 2.9667 | Residential & Commercial | Ducted CEE Tier 1
211228557 | Central HP <5.4 tons | AIRQUEST | HRCU-A-CB (Split System: Heat Pump with Remote Outdoor Unit-Air-Source) | DLCURAH36ABK |  |  | EA*4X43L21A* | *96VSN0802120A* | 36400 | 16 | 8.5 | 38500 | 34800 | 90.39% | 2.08 | 0 | 10 |  |  |  | No | R-410A | 3.0333 | Residential & Commercial | Ducted CEE Tier 1
211228576 | Central HP <5.4 tons | AIRQUEST | HRCU-A-CB (Split System: Heat Pump with Remote Outdoor Unit-Air-Source) | DLCURAH36ABK |  |  | EA*4X43L21A* | *95ESU0601716A* | 36800 | 15.5 | 8.5 | 38500 | 34800 | 90.39% | 2.1 | 0 | 10 |  |  |  | No | R-410A | 3.0667 | Residential & Commercial | Ducted CEE Tier 1
211228657 | Central HP <5.4 tons | AIRQUEST | HRCU-A-CB (Split System: Heat Pump with Remote Outdoor Unit-Air-Source) | DLCURAH36ABK |  |  | EA*4X43L21A* | *96VTN1002122A* | 36800 | 16.5 | 8.5 | 38500 | 34800 | 90.39% | 2.1 | 0 | 10 |  |  |  | No | R-410A | 3.0667 | Residential & Commercial | Ducted CEE Tier 1
211228675 | Central HP <5.4 tons | AIRQUEST | HRCU-A-CB (Split System: Heat Pump with Remote Outdoor Unit-Air-Source) | DLCURAH36ABK |  |  | EA*4X43L21A* | OLV112A16A | 36600 | 15.2 | 8.5 | 38500 | 35000 | 90.91% | 2.08 | 0 | 10 |  |  |  | No | R-410A | 3.05 | Residential & Commercial | Ducted CEE Tier 1
211228892 | Central HP <5.4 tons | AIRQUEST | HRCU-A-CB (Split System: Heat Pump with Remote Outdoor Unit-Air-Source) | DLCURAH36ABK |  |  | EA*4X48L21A* | *80ESU1002120A* | 36000 | 16 | 8.5 | 38500 | 34600 | 89.87% | 2.06 | 0 | 10 |  |  |  | No | R-410A | 3 | Residential & Commercial | Ducted CEE Tier 1
207436268 | Central HP <5.4 tons | LENNOX | HRCU-A-CB (Split System: Heat Pump with Remote Outdoor Unit-Air-Source) | SL25XPV-036-230A** |  |  | C35-48B+TDR+TXV | SL297UH060NV36B* | 33800 | 21.4 | 8.8 | 35800 | 27800 | 77.65% | 1.8 | 13.5 | 13 |  |  |  | No | R-410A | 2.8167 | Residential & Commercial | Ducted CEE Tier 1
207436286 | Central HP <5.4 tons | LENNOX | HRCU-A-CB (Split System: Heat Pump with Remote Outdoor Unit-Air-Source) | SL25XPV-036-230A** |  |  | C35-48C+TDR+TXV | SLP99UH110XV60C* | 34000 | 21.2 | 8.8 | 35600 | 27400 | 76.97% | 1.82 | 14 | 13.5 |  |  |  | No | R-410A | 2.8333 | Residential & Commercial | Ducted CEE Tier 1
207436388 | Central HP <5.4 tons | LENNOX | HRCU-A-CB (Split System: Heat Pump with Remote Outdoor Unit-Air-Source) | SL25XPV-036-230A** |  |  | CHX35-42B-**-*+TDR | SL297UH060NV36B* | 34600 | 21 | 8.8 | 34400 | 26400 | 76.74% | 1.82 | 13.5 | 13 |  |  |  | No | R-410A | 2.8833 | Residential & Commercial | Ducted CEE Tier 1
207436572 | Central HP <5.4 tons | LENNOX | HRCU-A-CB (Split System: Heat Pump with Remote Outdoor Unit-Air-Source) | SL25XPV-048-230A** |  |  | CHX35-51/61C-**-*+TDR | SLP99UH090XV48C* | 44500 | 20.6 | 9.2 | 45500 | 37600 | 82.64% | 1.8 | 12 | 12 |  |  |  | No | R-410A | 3.7083 | Residential & Commercial | Ducted CEE Tier 1
207436552 | Central HP <5.4 tons | LENNOX | HRCU-A-CB (Split System: Heat Pump with Remote Outdoor Unit-Air-Source) | SL25XPV-048-230A** |  |  | CH35-51C+TDR+TXV | SL297UH080NV48C* | 44500 | 20 | 9.2 | 45500 | 37600 | 82.64% | 1.82 | 12.5 | 12.2 |  |  |  | No | R-410A | 3.7083 | Residential & Commercial | Ducted CEE Tier 1
215667875 | Central HP <5.4 tons | TEMPSTAR | HRCU-A-CB (Split System: Heat Pump with Remote Outdoor Unit-Air-Source) | T5H0V24*K*AAA* |  |  | EA*5X37M21A*+WALLCON | *80CTL1102120B* | 24000 | 17.5 | 9 | 23200 | 16300 | 70.26% | 2.02 | 0 | 10.5 |  |  |  | No | R-454B | 2 | Residential & Commercial | Ducted CEE Tier 1
211225833 | Central HP <5.4 tons | CARRIER | HRCU-A-CB (Split System: Heat Pump with Remote Outdoor Unit-Air-Source) | 38MURAQ36AB3* |  |  | CAP**4224AL* | 58SP*A110V24**22 | 35400 | 16.5 | 8.1 | 38500 | 35000 | 90.91% | 1.88 | 0 | 10 |  |  |  | No | R-410A | 2.95 | Residential & Commercial | Ducted CEE Tier 1
211225835 | Central HP <5.4 tons | CARRIER | HRCU-A-CB (Split System: Heat Pump with Remote Outdoor Unit-Air-Source) | 38MURAQ36AB3* |  |  | CAP**4224AL* | 58SU*A100E21**20 | 35600 | 16 | 8.1 | 38500 | 35000 | 90.91% | 1.88 | 0 | 10 |  |  |  | No | R-410A | 2.9667 | Residential & Commercial | Ducted CEE Tier 1
211225884 | Central HP <5.4 tons | CARRIER | HRCU-A-CB (Split System: Heat Pump with Remote Outdoor Unit-Air-Source) | 38MURAQ36AB3* |  |  | CAP**4321AL* | 58TP*A090V21**20 | 36200 | 16 | 8.5 | 38500 | 34800 | 90.39% | 2.06 | 0 | 10 |  |  |  | No | R-410A | 3.0167 | Residential & Commercial | Ducted CEE Tier 1
211225899 | Central HP <5.4 tons | CARRIER | HRCU-A-CB (Split System: Heat Pump with Remote Outdoor Unit-Air-Source) | 38MURAQ36AB3* |  |  | CAP**4321AL* | 59SP6A080V21**20 | 36400 | 16 | 8.5 | 38500 | 34800 | 90.39% | 2.08 | 0 | 10 |  |  |  | No | R-410A | 3.0333 | Residential & Commercial | Ducted CEE Tier 1
211225902 | Central HP <5.4 tons | CARRIER | HRCU-A-CB (Split System: Heat Pump with Remote Outdoor Unit-Air-Source) | 38MURAQ36AB3* |  |  | CAP**4321AL* | 59SU5A100E21**20 | 36600 | 16 | 8.5 | 38500 | 34800 | 90.39% | 2.1 | 0 | 10 |  |  |  | No | R-410A | 3.05 | Residential & Commercial | Ducted CEE Tier 1
210596688 | Central HP <5.4 tons | COMFORTMAKER | HRCU-A-CB (Split System: Heat Pump with Remote Outdoor Unit-Air-Source) | CVH825GKA2* |  |  | EA*4X42L21A*+WALLCON | *96CTN0801714A* | 23600 | 16.5 | 8.1 | 21400 | 16700 | 78.04% | 1.96 | 0 | 11 |  |  |  | No | R-410A | 1.9667 | Residential & Commercial | Ducted CEE Tier 1
211225983 | Central HP <5.4 tons | CARRIER | HRCU-A-CB (Split System: Heat Pump with Remote Outdoor Unit-Air-Source) | 38MURAQ36AB3* |  |  | CAP**4824AL* | 58TP*A135V24**22 | 36000 | 16 | 8.5 | 38500 | 34600 | 89.87% | 2.06 | 0 | 10 |  |  |  | No | R-410A | 3 | Residential & Commercial | Ducted CEE Tier 1
211225999 | Central HP <5.4 tons | CARRIER | HRCU-A-CB (Split System: Heat Pump with Remote Outdoor Unit-Air-Source) | 38MURAQ36AB3* |  |  | CAP**4824AL* | 59SU5A100E21**20 | 36200 | 16 | 8.5 | 38500 | 34600 | 89.87% | 2.08 | 0 | 10 |  |  |  | No | R-410A | 3.0167 | Residential & Commercial | Ducted CEE Tier 1
211226035 | Central HP <5.4 tons | CARRIER | HRCU-A-CB (Split System: Heat Pump with Remote Outdoor Unit-Air-Source) | 38MURAQ36AB3* |  |  | CNPV*4821AL* | 58S(B,C)*A090E17**14 | 36600 | 16 | 8.1 | 39500 | 35000 | 88.61% | 2.04 | 0 | 10.5 |  |  |  | No | R-410A | 3.05 | Residential & Commercial | Ducted CEE Tier 1
211226067 | Central HP <5.4 tons | CARRIER | HRCU-A-CB (Split System: Heat Pump with Remote Outdoor Unit-Air-Source) | 38MURAQ36AB3* |  |  | CNPV*4821AL* | 59SU5A060E17**16 | 35800 | 16 | 8.1 | 38500 | 34800 | 90.39% | 2 | 0 | 10 |  |  |  | No | R-410A | 2.9833 | Residential & Commercial | Ducted CEE Tier 1
211226069 | Central HP <5.4 tons | CARRIER | HRCU-A-CB (Split System: Heat Pump with Remote Outdoor Unit-Air-Source) | 38MURAQ36AB3* |  |  | CNPV*4821AL* | 59SU5A100E21**20 | 36400 | 16 | 8.1 | 38500 | 34800 | 90.39% | 2.04 | 0 | 10.5 |  |  |  | No | R-410A | 3.0333 | Residential & Commercial | Ducted CEE Tier 1
211226086 | Central HP <5.4 tons | CARRIER | HRCU-A-CB (Split System: Heat Pump with Remote Outdoor Unit-Air-Source) | 38MURAQ36AB3* |  |  | CNPV*4824AL* | 58S(B,C)*A110E21**20 | 36200 | 16.5 | 8.1 | 38500 | 34800 | 90.39% | 2.02 | 0 | 10.5 |  |  |  | No | R-410A | 3.0167 | Residential & Commercial | Ducted CEE Tier 1
215675952 | Central HP <5.4 tons | TEMPSTAR | HRCU-A-CB (Split System: Heat Pump with Remote Outdoor Unit-Air-Source) | T5H0V48*K*AAA* |  |  | EVM5X60M24A*+WALLCON | *96CTN1002122B* | 48000 | 19 | 9 | 50000 | 36600 | 73.2% | 2 | 0 | 10.5 |  |  |  | No | R-454B | 4 | Residential & Commercial | Ducted CEE Tier 1
215676182 | Central HP <5.4 tons | TEMPSTAR | HRCU-A-CB (Split System: Heat Pump with Remote Outdoor Unit-Air-Source) | T5H0V48*K*AAA* |  |  | EVD5X48M24A*+WALLCON | *80CSU0802120A* | 47500 | 19 | 9 | 50000 | 36200 | 72.4% | 2.02 | 0 | 10 |  |  |  | No | R-454B | 3.9583 | Residential & Commercial | Ducted CEE Tier 1
215674263 | Central HP <5.4 tons | TEMPSTAR | HRCU-A-CB (Split System: Heat Pump with Remote Outdoor Unit-Air-Source) | T5H0V48*K*AAA* |  |  | EA*5X60M24A*+WALLCON | *97CMN1002122B* | 45000 | 18 | 9 | 47500 | 33600 | 70.74% | 2.06 | 0 | 10 |  |  |  | No | R-454B | 3.75 | Residential & Commercial | Ducted CEE Tier 1
215675962 | Central HP <5.4 tons | TEMPSTAR | HRCU-A-CB (Split System: Heat Pump with Remote Outdoor Unit-Air-Source) | T5H0V48*K*AAA* |  |  | EVM5X61M24A*+WALLCON | *80CSU0802120A* | 49000 | 19.5 | 9 | 50000 | 36600 | 73.2% | 2.1 | 0 | 10.5 |  |  |  | No | R-454B | 4.0833 | Residential & Commercial | Ducted CEE Tier 1
215676062 | Central HP <5.4 tons | TEMPSTAR | HRCU-A-CB (Split System: Heat Pump with Remote Outdoor Unit-Air-Source) | T5H0V48*K*AAA* |  |  | EVM5X61M24A*+WALLCON | *97CMN1002122B* | 48500 | 19.5 | 9.5 | 50000 | 36600 | 73.2% | 2.12 | 0 | 10.5 |  |  |  | No | R-454B | 4.0417 | Residential & Commercial | Ducted CEE Tier 1
211229094 | Central HP <5.4 tons | AIRQUEST | HRCU-A-CB (Split System: Heat Pump with Remote Outdoor Unit-Air-Source) | DLCURAH36ABK |  |  | EA*4X48L21A* | *96VSN0802120A* | 36000 | 16 | 8.5 | 38500 | 34600 | 89.87% | 2.06 | 0 | 10 |  |  |  | No | R-410A | 3 | Residential & Commercial | Ducted CEE Tier 1
211229175 | Central HP <5.4 tons | AIRQUEST | HRCU-A-CB (Split System: Heat Pump with Remote Outdoor Unit-Air-Source) | DLCURAH36ABK |  |  | EA*4X48L21A* | *96VTN1002120A* | 36200 | 15.5 | 8.5 | 38500 | 34800 | 90.39% | 2.08 | 0 | 10 |  |  |  | No | R-410A | 3.0167 | Residential & Commercial | Ducted CEE Tier 1
211229308 | Central HP <5.4 tons | AIRQUEST | HRCU-A-CB (Split System: Heat Pump with Remote Outdoor Unit-Air-Source) | DLCURAH36ABK |  |  | EA*4X48L24A* | *80ES(N,L)1102420A* | 35800 | 16.5 | 8.5 | 37800 | 34600 | 91.53% | 2.06 | 0 | 10 |  |  |  | No | R-410A | 2.9833 | Residential & Commercial | Ducted CEE Tier 1
211229378 | Central HP <5.4 tons | AIRQUEST | HRCU-A-CB (Split System: Heat Pump with Remote Outdoor Unit-Air-Source) | DLCURAH36ABK |  |  | EA*4X48L24A* | *80ESU0802120A | 37600 | 15.5 | 8.5 | 39500 | 35000 | 88.61% | 2.14 | 0 | 10 |  |  |  | No | R-410A | 3.1333 | Residential & Commercial | Ducted CEE Tier 1
211229543 | Central HP <5.4 tons | AIRQUEST | HRCU-A-CB (Split System: Heat Pump with Remote Outdoor Unit-Air-Source) | DLCURAH36ABK |  |  | EA*4X48L24A* | *96VSN1002120A* | 36000 | 16 | 8.5 | 38500 | 34600 | 89.87% | 2.06 | 0 | 10 |  |  |  | No | R-410A | 3 | Residential & Commercial | Ducted CEE Tier 1
215676112 | Central HP <5.4 tons | TEMPSTAR | HRCU-A-CB (Split System: Heat Pump with Remote Outdoor Unit-Air-Source) | T5H0V48*K*AAA* |  |  | EVD5X48M21A*+WALLCON | *80CSU0802120A* | 47000 | 18.5 | 9 | 50000 | 36400 | 72.8% | 2 | 0 | 10 |  |  |  | No | R-454B | 3.9167 | Residential & Commercial | Ducted CEE Tier 1
215676362 | Central HP <5.4 tons | TEMPSTAR | HRCU-A-CB (Split System: Heat Pump with Remote Outdoor Unit-Air-Source) | T5H0V48*K*AAA* |  |  | EVD5X49M24A*+WALLCON | *97CMN0802120B* | 48000 | 19 | 9 | 50000 | 36600 | 73.2% | 2 | 0 | 10 |  |  |  | No | R-454B | 4 | Residential & Commercial | Ducted CEE Tier 1
215675572 | Central HP <5.4 tons | TEMPSTAR | HRCU-A-CB (Split System: Heat Pump with Remote Outdoor Unit-Air-Source) | T5H0V48*K*AAA* |  |  | EVM5X49M21A*+WALLCON | *80CTL0902120B* | 48000 | 19 | 9 | 50000 | 36600 | 73.2% | 2 | 0 | 10.5 |  |  |  | No | R-454B | 4 | Residential & Commercial | Ducted CEE Tier 1
215675892 | Central HP <5.4 tons | TEMPSTAR | HRCU-A-CB (Split System: Heat Pump with Remote Outdoor Unit-Air-Source) | T5H0V48*K*AAA* |  |  | EVM5X60M24A*+WALLCON | *80CTL1102120B* | 48000 | 19 | 9 | 50000 | 36400 | 72.8% | 2 | 0 | 10.5 |  |  |  | No | R-454B | 4 | Residential & Commercial | Ducted CEE Tier 1
215676342 | Central HP <5.4 tons | TEMPSTAR | HRCU-A-CB (Split System: Heat Pump with Remote Outdoor Unit-Air-Source) | T5H0V48*K*AAA* |  |  | EVD5X49M24A*+WALLCON | *95CSU1002122B* | 48000 | 19 | 9 | 50000 | 36400 | 72.8% | 2.02 | 0 | 10 |  |  |  | No | R-454B | 4 | Residential & Commercial | Ducted CEE Tier 1
215676392 | Central HP <5.4 tons | TEMPSTAR | HRCU-A-CB (Split System: Heat Pump with Remote Outdoor Unit-Air-Source) | T5H0V48*K*AAA* |  |  | EVD5X49M24A*+WALLCON | *96CTN1002122B* | 48000 | 19 | 9 | 50000 | 36600 | 73.2% | 2 | 0 | 10 |  |  |  | No | R-454B | 4 | Residential & Commercial | Ducted CEE Tier 1
211226102 | Central HP <5.4 tons | CARRIER | HRCU-A-CB (Split System: Heat Pump with Remote Outdoor Unit-Air-Source) | 38MURAQ36AB3* |  |  | CNPV*4824AL* | 59SC2D100E21**22 | 37600 | 15.5 | 8.5 | 39500 | 35000 | 88.61% | 2.08 | 0 | 10.5 |  |  |  | No | R-410A | 3.1333 | Residential & Commercial | Ducted CEE Tier 1
215675632 | Central HP <5.4 tons | TEMPSTAR | HRCU-A-CB (Split System: Heat Pump with Remote Outdoor Unit-Air-Source) | T5H0V48*K*AAA* |  |  | EVM5X49M21A*+WALLCON | *97CMN0802120B* | 48000 | 19 | 9 | 50000 | 36800 | 73.6% | 2 | 0 | 10 |  |  |  | No | R-454B | 4 | Residential & Commercial | Ducted CEE Tier 1
215675682 | Central HP <5.4 tons | TEMPSTAR | HRCU-A-CB (Split System: Heat Pump with Remote Outdoor Unit-Air-Source) | T5H0V48*K*AAA* |  |  | EVM5X60M21A*+WALLCON | *80CSU0802120A* | 48000 | 19 | 9 | 50000 | 36600 | 73.2% | 2.12 | 0 | 10 |  |  |  | No | R-454B | 4 | Residential & Commercial | Ducted CEE Tier 1
215674453 | Central HP <5.4 tons | TEMPSTAR | HRCU-A-CB (Split System: Heat Pump with Remote Outdoor Unit-Air-Source) | T5H0V48*K*AAA* |  |  | EA*5X61M21A*+WALLCON | *96CTN1002122B* | 46000 | 18 | 9 | 47500 | 33800 | 71.16% | 2.08 | 0 | 10 |  |  |  | No | R-454B | 3.8333 | Residential & Commercial | Ducted CEE Tier 1
215676492 | Central HP <5.4 tons | TEMPSTAR | HRCU-A-CB (Split System: Heat Pump with Remote Outdoor Unit-Air-Source) | T5H0V48*K*AAA* |  |  | EVD5X60M21A*+WALLCON | *80CTL1102120B* | 48000 | 19 | 9.5 | 50000 | 36600 | 73.2% | 2.1 | 0 | 10.5 |  |  |  | No | R-454B | 4 | Residential & Commercial | Ducted CEE Tier 1
211207032 | Central HP <5.4 tons | YORK | HRCU-A-CB (Split System: Heat Pump with Remote Outdoor Unit-Air-Source) | YZV48B21 |  |  | XAMC48HE3N1+CC | TP9C100C16MP13 | 43500 | 19 | 9 | 44000 | 36200 | 82.27% | 2.14 | 0 | 12 |  |  |  | No | R-410A | 3.625 | Residential & Commercial | Ducted CEE Tier 1
211207049 | Central HP <5.4 tons | YORK | HRCU-A-CB (Split System: Heat Pump with Remote Outdoor Unit-Air-Source) | YZV48B21 |  |  | XAMC48HE3N1+CC | YPLC080C16MP13 | 43500 | 19 | 9 | 44500 | 36200 | 81.35% | 2.14 | 0 | 12 |  |  |  | No | R-410A | 3.625 | Residential & Commercial | Ducted CEE Tier 1
211207050 | Central HP <5.4 tons | YORK | HRCU-A-CB (Split System: Heat Pump with Remote Outdoor Unit-Air-Source) | YZV48B21 |  |  | XAMC48HE3N1+CC | YPLC100C16MP13 | 43500 | 19 | 9 | 44500 | 36200 | 81.35% | 2.14 | 0 | 12 |  |  |  | No | R-410A | 3.625 | Residential & Commercial | Ducted CEE Tier 1
215932906 | Central HP <5.4 tons | HEIL | HRCU-A-CB (Split System: Heat Pump with Remote Outdoor Unit-Air-Source) | H5H3V36*K*AAA* |  |  | EA*5X61M24A*+WALLCON | *97CMN0602120B* | 34200 | 20 | 9 | 34800 | 26400 | 75.86% | 1.92 | 0 | 11.5 |  |  |  | No | R-454B | 2.85 | Residential & Commercial | Ducted CEE Tier 1
215933606 | Central HP <5.4 tons | HEIL | HRCU-A-CB (Split System: Heat Pump with Remote Outdoor Unit-Air-Source) | H5H3V36*K*AAA* |  |  | ESH5X48M12A*+WALLCON | *95CSU0601716B* | 33600 | 19 | 9 | 35200 | 27000 | 76.7% | 1.92 | 0 | 11 |  |  |  | No | R-454B | 2.8 | Residential & Commercial | Ducted CEE Tier 1
215679434 | Central HP <5.4 tons | BRYANT HEATING AND COOLING SYSTEMS | HRCU-A-CB (Split System: Heat Pump with Remote Outdoor Unit-Air-Source) | 290VAN036**AA* |  |  | CAA**4321AM*+UI | 83*CB48060C17*** | 34600 | 18 | 9 | 35200 | 25000 | 71.02% | 1.9 | 0 | 10 |  |  |  | No | R-454B | 2.8833 | Residential & Commercial | Ducted CEE Tier 1
215679684 | Central HP <5.4 tons | BRYANT HEATING AND COOLING SYSTEMS | HRCU-A-CB (Split System: Heat Pump with Remote Outdoor Unit-Air-Source) | 290VAN036**AA* |  |  | CAA**6124AM*+UI | 987TA66100C21*** | 35000 | 18.5 | 9 | 34400 | 24800 | 72.09% | 1.92 | 0 | 10.5 |  |  |  | No | R-454B | 2.9167 | Residential & Commercial | Ducted CEE Tier 1
213077517 | Central HP <5.4 tons | TEMPSTAR | HRCU-A-CB (Split System: Heat Pump with Remote Outdoor Unit-Air-Source) | DLCURAH36ABK |  |  | EA*4X42L24A* | *96VTN0802120B* | 35000 | 16 | 8.1 | 38500 | 35000 | 90.91% | 2.06 | 0 | 10 |  |  |  | No | R-410A | 2.9167 | Residential & Commercial | Ducted CEE Tier 1
215669043 | Central HP <5.4 tons | TEMPSTAR | HRCU-A-CB (Split System: Heat Pump with Remote Outdoor Unit-Air-Source) | T5H0V36*K*AAA* |  |  | EA*5X43M21A*+WALLCON | *95CSU1002122B* | 34600 | 18 | 9 | 35200 | 25000 | 71.02% | 1.9 | 0 | 10 |  |  |  | No | R-454B | 2.8833 | Residential & Commercial | Ducted CEE Tier 1
215669211 | Central HP <5.4 tons | TEMPSTAR | HRCU-A-CB (Split System: Heat Pump with Remote Outdoor Unit-Air-Source) | T5H0V36*K*AAA* |  |  | EA*5X48M21A*+WALLCON | *95CSU1002122B* | 33800 | 18 | 9 | 35000 | 25000 | 71.43% | 1.9 | 0 | 10 |  |  |  | No | R-454B | 2.8167 | Residential & Commercial | Ducted CEE Tier 1
215669261 | Central HP <5.4 tons | TEMPSTAR | HRCU-A-CB (Split System: Heat Pump with Remote Outdoor Unit-Air-Source) | T5H0V36*K*AAA* |  |  | EA*5X48M21A*+WALLCON | *97CMN1002122B* | 33800 | 18 | 9 | 35000 | 25000 | 71.43% | 1.9 | 0 | 10 |  |  |  | No | R-454B | 2.8167 | Residential & Commercial | Ducted CEE Tier 1
215669311 | Central HP <5.4 tons | TEMPSTAR | HRCU-A-CB (Split System: Heat Pump with Remote Outdoor Unit-Air-Source) | T5H0V36*K*AAA* |  |  | EA*5X60M24A*+WALLCON | *80CTL0702120B* | 34400 | 18 | 9 | 34200 | 24800 | 72.51% | 1.9 | 0 | 10 |  |  |  | No | R-454B | 2.8667 | Residential & Commercial | Ducted CEE Tier 1
215853333 | Central HP <5.4 tons | JOHNSON CONTROLS | HRCU-A-CB (Split System: Heat Pump with Remote Outdoor Unit-Air-Source) | HH836E2S11 |  |  | CTF36B5CDS1 | Z9ES080B12SMPS1 | 33600 | 18 | 8.5 | 31400 | 25600 | 81.53% | 2 | 0 | 11 |  |  |  | No | R-454B | 2.8 | Residential & Commercial | Ducted CEE Tier 1
215853318 | Central HP <5.4 tons | JOHNSON CONTROLS | HRCU-A-CB (Split System: Heat Pump with Remote Outdoor Unit-Air-Source) | HH836E2S11 |  |  | CTU48C5XFS1+JME12C2SN1+TXV |  | 34000 | 19 | 9 | 31400 | 25200 | 80.25% | 2 | 0 | 11.7 |  |  |  | No | R-454B | 2.8333 | Residential & Commercial | Ducted CEE Tier 1
215853336 | Central HP <5.4 tons | JOHNSON CONTROLS | HRCU-A-CB (Split System: Heat Pump with Remote Outdoor Unit-Air-Source) | HH836E2S11 |  |  | CTF36B5CDS1 | Z9ES060B12SMPS1 | 33200 | 17 | 8.5 | 31000 | 25400 | 81.94% | 2 | 0 | 11 |  |  |  | No | R-454B | 2.7667 | Residential & Commercial | Ducted CEE Tier 1
215853338 | Central HP <5.4 tons | JOHNSON CONTROLS | HRCU-A-CB (Split System: Heat Pump with Remote Outdoor Unit-Air-Source) | HH836E2S11 |  |  | CTM36C5CDS1 | Z9ES100C16SMPS1 | 34400 | 17 | 8.5 | 32600 | 26800 | 82.21% | 2 | 0 | 11 |  |  |  | No | R-454B | 2.8667 | Residential & Commercial | Ducted CEE Tier 1
215668915 | Central HP <5.4 tons | TEMPSTAR | HRCU-A-CB (Split System: Heat Pump with Remote Outdoor Unit-Air-Source) | T5H0V36*K*AAA* |  |  | EA*5X42M21A*+WALLCON | *97CMN0802120B* | 33200 | 17.5 | 9 | 35800 | 25600 | 71.51% | 1.86 | 0 | 10 |  |  |  | No | R-454B | 2.7667 | Residential & Commercial | Ducted CEE Tier 1
215668715 | Central HP <5.4 tons | TEMPSTAR | HRCU-A-CB (Split System: Heat Pump with Remote Outdoor Unit-Air-Source) | T5H0V36*K*AAA* |  |  | EA*5X37M21A*+WALLCON | *95CSU0802120B* | 34400 | 17.5 | 9 | 35400 | 25200 | 71.19% | 1.9 | 0 | 10 |  |  |  | No | R-454B | 2.8667 | Residential & Commercial | Ducted CEE Tier 1
211230627 | Central HP <5.4 tons | BRYANT HEATING AND COOLING SYSTEMS | HRCU-A-CB (Split System: Heat Pump with Remote Outdoor Unit-Air-Source) | 38MURAQ36AB3* |  |  | CNPV*4824AL* | 912SD60120E24*** | 36400 | 16 | 8.1 | 38500 | 34800 | 90.39% | 2.04 | 0 | 10.5 |  |  |  | No | R-410A | 3.0333 | Residential & Commercial | Ducted CEE Tier 1
215676592 | Central HP <5.4 tons | TEMPSTAR | HRCU-A-CB (Split System: Heat Pump with Remote Outdoor Unit-Air-Source) | T5H0V48*K*AAA* |  |  | EVD5X60M24A*+WALLCON | *80CSU0802120A* | 48000 | 19 | 9 | 50000 | 36400 | 72.8% | 2.12 | 0 | 10 |  |  |  | No | R-454B | 4 | Residential & Commercial | Ducted CEE Tier 1
215676612 | Central HP <5.4 tons | TEMPSTAR | HRCU-A-CB (Split System: Heat Pump with Remote Outdoor Unit-Air-Source) | T5H0V48*K*AAA* |  |  | EVD5X60M24A*+WALLCON | *80CTL0702120B* | 47500 | 19 | 9 | 50000 | 36800 | 73.6% | 2 | 0 | 10 |  |  |  | No | R-454B | 3.9583 | Residential & Commercial | Ducted CEE Tier 1
215676692 | Central HP <5.4 tons | TEMPSTAR | HRCU-A-CB (Split System: Heat Pump with Remote Outdoor Unit-Air-Source) | T5H0V48*K*AAA* |  |  | EVD5X61M21A*+WALLCON | *80CSU0601716A* | 48500 | 19 | 9 | 50000 | 36800 | 73.6% | 2 | 0 | 10 |  |  |  | No | R-454B | 4.0417 | Residential & Commercial | Ducted CEE Tier 1
215676292 | Central HP <5.4 tons | TEMPSTAR | HRCU-A-CB (Split System: Heat Pump with Remote Outdoor Unit-Air-Source) | T5H0V48*K*AAA* |  |  | EVD5X49M24A*+WALLCON | *80CSU0802120A* | 48000 | 19 | 9 | 50000 | 36400 | 72.8% | 2.12 | 0 | 10 |  |  |  | No | R-454B | 4 | Residential & Commercial | Ducted CEE Tier 1
215676742 | Central HP <5.4 tons | TEMPSTAR | HRCU-A-CB (Split System: Heat Pump with Remote Outdoor Unit-Air-Source) | T5H0V48*K*AAA* |  |  | EVD5X61M21A*+WALLCON | *80CTL0901716B* | 48500 | 19 | 9 | 50000 | 37000 | 74% | 2 | 0 | 10 |  |  |  | No | R-454B | 4.0417 | Residential & Commercial | Ducted CEE Tier 1
215676762 | Central HP <5.4 tons | TEMPSTAR | HRCU-A-CB (Split System: Heat Pump with Remote Outdoor Unit-Air-Source) | T5H0V48*K*AAA* |  |  | EVD5X61M21A*+WALLCON | *80CTL1102120B* | 48500 | 19.5 | 9.5 | 50000 | 36600 | 73.2% | 2.12 | 0 | 10.5 |  |  |  | No | R-454B | 4.0417 | Residential & Commercial | Ducted CEE Tier 1
215676792 | Central HP <5.4 tons | TEMPSTAR | HRCU-A-CB (Split System: Heat Pump with Remote Outdoor Unit-Air-Source) | T5H0V48*K*AAA* |  |  | EVD5X61M21A*+WALLCON | *95CSU1002122B* | 48500 | 19 | 9 | 50000 | 36600 | 73.2% | 2.12 | 0 | 10.5 |  |  |  | No | R-454B | 4.0417 | Residential & Commercial | Ducted CEE Tier 1
215675542 | Central HP <5.4 tons | TEMPSTAR | HRCU-A-CB (Split System: Heat Pump with Remote Outdoor Unit-Air-Source) | T5H0V48*K*AAA* |  |  | EVM5X49M21A*+WALLCON | *80CTL0701716B* | 48000 | 18.5 | 9 | 50000 | 37200 | 74.4% | 2 | 0 | 10 |  |  |  | No | R-454B | 4 | Residential & Commercial | Ducted CEE Tier 1
215675622 | Central HP <5.4 tons | TEMPSTAR | HRCU-A-CB (Split System: Heat Pump with Remote Outdoor Unit-Air-Source) | T5H0V48*K*AAA* |  |  | EVM5X49M21A*+WALLCON | *97CMN0801714B* | 47500 | 18.5 | 9 | 50000 | 37400 | 74.8% | 1.98 | 0 | 10 |  |  |  | No | R-454B | 3.9583 | Residential & Commercial | Ducted CEE Tier 1
215675942 | Central HP <5.4 tons | TEMPSTAR | HRCU-A-CB (Split System: Heat Pump with Remote Outdoor Unit-Air-Source) | T5H0V48*K*AAA* |  |  | EVM5X60M24A*+WALLCON | *97CMN1202422B* | 48000 | 19 | 9 | 50000 | 36600 | 73.2% | 2 | 0 | 10 |  |  |  | No | R-454B | 4 | Residential & Commercial | Ducted CEE Tier 1
215675992 | Central HP <5.4 tons | TEMPSTAR | HRCU-A-CB (Split System: Heat Pump with Remote Outdoor Unit-Air-Source) | T5H0V48*K*AAA* |  |  | EVM5X61M24A*+WALLCON | *80CTL0902120B* | 48500 | 19.5 | 9.5 | 50000 | 36600 | 73.2% | 2.1 | 0 | 10.5 |  |  |  | No | R-454B | 4.0417 | Residential & Commercial | Ducted CEE Tier 1
215676192 | Central HP <5.4 tons | TEMPSTAR | HRCU-A-CB (Split System: Heat Pump with Remote Outdoor Unit-Air-Source) | T5H0V48*K*AAA* |  |  | EVD5X48M24A*+WALLCON | *80CSU1002120A* | 47000 | 18.5 | 9 | 50000 | 36600 | 73.2% | 2.02 | 0 | 10 |  |  |  | No | R-454B | 3.9167 | Residential & Commercial | Ducted CEE Tier 1
216440430 | Central HP <5.4 tons | TRANE | HRCU-A-CB (Split System: Heat Pump with Remote Outdoor Unit-Air-Source) | 5TWV0X60A1 |  |  | 5PX*C009AS3 | S9V2C080U5VSB+LRP | 53000 | 18.6 | 9 | 54000 | 38000 | 70.37% | 2 | 0 | 10.5 |  |  |  | No | R-454B | 4.4167 | Residential & Commercial | Ducted CEE Tier 1
216440444 | Central HP <5.4 tons | TRANE | HRCU-A-CB (Split System: Heat Pump with Remote Outdoor Unit-Air-Source) | 5TWV0X60A1 |  |  | 5PX*D008AS3 | S9V2D120U5PSC+LRP | 52000 | 18.6 | 9 | 54000 | 38000 | 70.37% | 2 | 0 | 10.5 |  |  |  | No | R-454B | 4.3333 | Residential & Commercial | Ducted CEE Tier 1
216440510 | Central HP <5.4 tons | TRANE | HRCU-A-CB (Split System: Heat Pump with Remote Outdoor Unit-Air-Source) | 5TWV0X60A1 |  |  | 5TXCC009AS3 | S9V2C100U5PSC+LRP | 53000 | 18.6 | 9 | 54000 | 38000 | 70.37% | 2 | 0 | 10.5 |  |  |  | No | R-454B | 4.4167 | Residential & Commercial | Ducted CEE Tier 1
216440546 | Central HP <5.4 tons | TRANE | HRCU-A-CB (Split System: Heat Pump with Remote Outdoor Unit-Air-Source) | 5TWV0X60A1 |  |  | 5TXCD010AS3 | S9V2C080U5VSB+LRP | 53000 | 18.6 | 9 | 54000 | 38000 | 70.37% | 2 | 0 | 10.5 |  |  |  | No | R-454B | 4.4167 | Residential & Commercial | Ducted CEE Tier 1
215935500 | Central HP <5.4 tons | DAY & NIGHT | HRCU-A-CB (Split System: Heat Pump with Remote Outdoor Unit-Air-Source) | C5H3V36*K*AAA* |  |  | EVM5X61M24A*+WALLCON | *97CMN0602120B* | 35800 | 21.5 | 8.5 | 38000 | 28600 | 75.26% | 2.06 | 0 | 12 |  |  |  | No | R-454B | 2.9833 | Residential & Commercial | Ducted CEE Tier 1
213296952 | Central HP <5.4 tons | JOHNSON CONTROLS | HRCU-A-CB (Split System: Heat Pump with Remote Outdoor Unit-Air-Source) | HMH72B341 |  |  | XAFC36DBCN1 | Z8ES080C20LMPS1 | 34000 | 18 | 8.5 | 33400 | 24400 | 73.05% | 2.12 | 0 | 10 |  |  |  | No | R-410A | 2.8333 | Residential & Commercial | Ducted CEE Tier 1
215853330 | Central HP <5.4 tons | JOHNSON CONTROLS | HRCU-A-CB (Split System: Heat Pump with Remote Outdoor Unit-Air-Source) | HH836E2S11 |  |  | CTM36C5CDS1 | Z9ES080C16SMPS1 | 33600 | 18 | 8.5 | 31200 | 25400 | 81.41% | 2 | 0 | 11 |  |  |  | No | R-454B | 2.8 | Residential & Commercial | Ducted CEE Tier 1
215668675 | Central HP <5.4 tons | TEMPSTAR | HRCU-A-CB (Split System: Heat Pump with Remote Outdoor Unit-Air-Source) | T5H0V36*K*AAA* |  |  | EA*5X37M21A*+WALLCON | *80CTL0702120B* | 34400 | 18 | 9 | 35400 | 25200 | 71.19% | 1.88 | 0 | 10 |  |  |  | No | R-454B | 2.8667 | Residential & Commercial | Ducted CEE Tier 1
215668691 | Central HP <5.4 tons | TEMPSTAR | HRCU-A-CB (Split System: Heat Pump with Remote Outdoor Unit-Air-Source) | T5H0V36*K*AAA* |  |  | EA*5X37M21A*+WALLCON | *80CTL0902120B* | 34600 | 18 | 9 | 35200 | 25000 | 71.02% | 1.9 | 0 | 10 |  |  |  | No | R-454B | 2.8833 | Residential & Commercial | Ducted CEE Tier 1
215676542 | Central HP <5.4 tons | TEMPSTAR | HRCU-A-CB (Split System: Heat Pump with Remote Outdoor Unit-Air-Source) | T5H0V48*K*AAA* |  |  | EVD5X60M21A*+WALLCON | *97CMN0801714B* | 47500 | 18.5 | 9 | 50000 | 37400 | 74.8% | 1.98 | 0 | 10 |  |  |  | No | R-454B | 3.9583 | Residential & Commercial | Ducted CEE Tier 1
215676432 | Central HP <5.4 tons | TEMPSTAR | HRCU-A-CB (Split System: Heat Pump with Remote Outdoor Unit-Air-Source) | T5H0V48*K*AAA* |  |  | EVD5X60M21A*+WALLCON | *80CSU1002120A* | 48000 | 18.5 | 9 | 50000 | 36800 | 73.6% | 2 | 0 | 10 |  |  |  | No | R-454B | 4 | Residential & Commercial | Ducted CEE Tier 1
215676462 | Central HP <5.4 tons | TEMPSTAR | HRCU-A-CB (Split System: Heat Pump with Remote Outdoor Unit-Air-Source) | T5H0V48*K*AAA* |  |  | EVD5X60M21A*+WALLCON | *80CTL0702120B* | 48000 | 19 | 9 | 50000 | 36800 | 73.6% | 2 | 0 | 10 |  |  |  | No | R-454B | 4 | Residential & Commercial | Ducted CEE Tier 1
215676832 | Central HP <5.4 tons | TEMPSTAR | HRCU-A-CB (Split System: Heat Pump with Remote Outdoor Unit-Air-Source) | T5H0V48*K*AAA* |  |  | EVD5X61M21A*+WALLCON | *96CTN0801714B* | 48000 | 19 | 9 | 50000 | 36400 | 72.8% | 2.02 | 0 | 10 |  |  |  | No | R-454B | 4 | Residential & Commercial | Ducted CEE Tier 1
215676842 | Central HP <5.4 tons | TEMPSTAR | HRCU-A-CB (Split System: Heat Pump with Remote Outdoor Unit-Air-Source) | T5H0V48*K*AAA* |  |  | EVD5X61M21A*+WALLCON | *96CTN1002122B* | 48500 | 19.5 | 9.5 | 50000 | 36800 | 73.6% | 2.12 | 0 | 10.5 |  |  |  | No | R-454B | 4.0417 | Residential & Commercial | Ducted CEE Tier 1
215674363 | Central HP <5.4 tons | TEMPSTAR | HRCU-A-CB (Split System: Heat Pump with Remote Outdoor Unit-Air-Source) | T5H0V48*K*AAA* |  |  | EA*5X61M21A*+WALLCON | *80CTL0901716B* | 46000 | 18 | 9 | 48000 | 33800 | 70.42% | 2.06 | 0 | 10 |  |  |  | No | R-454B | 3.8333 | Residential & Commercial | Ducted CEE Tier 1
216440434 | Central HP <5.4 tons | TRANE | HRCU-A-CB (Split System: Heat Pump with Remote Outdoor Unit-Air-Source) | 5TWV0X60A1 |  |  | 5PX*C009AS3 | S9V2C100U5VSB+LRP | 53000 | 18.6 | 9 | 54000 | 38000 | 70.37% | 2 | 0 | 10.5 |  |  |  | No | R-454B | 4.4167 | Residential & Commercial | Ducted CEE Tier 1
216440448 | Central HP <5.4 tons | TRANE | HRCU-A-CB (Split System: Heat Pump with Remote Outdoor Unit-Air-Source) | 5TWV0X60A1 |  |  | 5PX*D008AS3 | S9V2D120U5VSB+LRP | 52000 | 18.6 | 9 | 54000 | 38000 | 70.37% | 2 | 0 | 10.5 |  |  |  | No | R-454B | 4.3333 | Residential & Commercial | Ducted CEE Tier 1
216440464 | Central HP <5.4 tons | TRANE | HRCU-A-CB (Split System: Heat Pump with Remote Outdoor Unit-Air-Source) | 5TWV0X60A1 |  |  | 5PX*D010AS3 | S9V2C100U5VSB+LRP | 53000 | 18.8 | 9 | 54000 | 38000 | 70.37% | 2 | 0 | 10.5 |  |  |  | No | R-454B | 4.4167 | Residential & Commercial | Ducted CEE Tier 1
216440468 | Central HP <5.4 tons | TRANE | HRCU-A-CB (Split System: Heat Pump with Remote Outdoor Unit-Air-Source) | 5TWV0X60A1 |  |  | 5PX*D010AS3 | L8V1C100U5VSB+LRP | 53500 | 19 | 9 | 53500 | 38500 | 71.96% | 2 | 0 | 10.5 |  |  |  | No | R-454B | 4.4583 | Residential & Commercial | Ducted CEE Tier 1
216440514 | Central HP <5.4 tons | TRANE | HRCU-A-CB (Split System: Heat Pump with Remote Outdoor Unit-Air-Source) | 5TWV0X60A1 |  |  | 5TXCC009AS3 | S9V2C080U5VSB+LRP | 53000 | 18.6 | 9 | 54000 | 38000 | 70.37% | 2 | 0 | 10.5 |  |  |  | No | R-454B | 4.4167 | Residential & Commercial | Ducted CEE Tier 1
216440426 | Central HP <5.4 tons | TRANE | HRCU-A-CB (Split System: Heat Pump with Remote Outdoor Unit-Air-Source) | 5TWV0X60A1 |  |  | 5PX*C009AS3 | S9V2C100U5PSC+LRP | 53000 | 18.6 | 9 | 54000 | 38000 | 70.37% | 2 | 0 | 10.5 |  |  |  | No | R-454B | 4.4167 | Residential & Commercial | Ducted CEE Tier 1
212978332 | Central HP <5.4 tons | CARRIER | HRCU-A-CB (Split System: Heat Pump with Remote Outdoor Unit-Air-Source) | 38MURAQ18AB3* |  |  | CNPV*3014AL* | 58S(B,C)*B070M14**12 | 17400 | 16.5 | 8.1 | 18000 | 18700 | 103.9% | 2.26 | 0 | 11 |  |  |  | No | R-410A | 1.45 | Residential & Commercial | Ducted CEE Tier 1
212973362 | Central HP <5.4 tons | CARRIER | HRCU-A-CB (Split System: Heat Pump with Remote Outdoor Unit-Air-Source) | 38MURAQ18AB3* |  |  | CNPV*2414AL* | 59SP6B060V14**12 | 17500 | 16 | 8.5 | 18500 | 19200 | 103.8% | 2.3 | 0 | 10.5 |  |  |  | No | R-410A | 1.4583 | Residential & Commercial | Ducted CEE Tier 1
212977754 | Central HP <5.4 tons | CARRIER | HRCU-A-CB (Split System: Heat Pump with Remote Outdoor Unit-Air-Source) | 38MURAQ18AB3* |  |  | CAP**3014AL* | 58S(B,C)*B045M14**12 | 17600 | 16.5 | 8.5 | 18100 | 18700 | 103.3% | 2.24 | 0 | 10.5 |  |  |  | No | R-410A | 1.4667 | Residential & Commercial | Ducted CEE Tier 1
212978222 | Central HP <5.4 tons | CARRIER | HRCU-A-CB (Split System: Heat Pump with Remote Outdoor Unit-Air-Source) | 38MURAQ18AB3* |  |  | CAP**1917AL* | 58S(B,C)*B070M14**12 | 18200 | 17 | 8.5 | 18100 | 17700 | 97.79% | 2.16 | 0 | 11 |  |  |  | No | R-410A | 1.5167 | Residential & Commercial | Ducted CEE Tier 1
215674293 | Central HP <5.4 tons | TEMPSTAR | HRCU-A-CB (Split System: Heat Pump with Remote Outdoor Unit-Air-Source) | T5H0V48*K*AAA* |  |  | EA*5X60M24A*+WALLCON | *96CTN1202422B* | 45000 | 18 | 9 | 47500 | 33600 | 70.74% | 2.06 | 0 | 10 |  |  |  | No | R-454B | 3.75 | Residential & Commercial | Ducted CEE Tier 1
213077080 | Central HP <5.4 tons | DAY & NIGHT | HRCU-A-CB (Split System: Heat Pump with Remote Outdoor Unit-Air-Source) | DLCURAH36ABK |  |  | EA*4X43L21A* | *96VSN0802120B* | 36600 | 16 | 8.5 | 38500 | 35000 | 90.91% | 2.06 | 0 | 10 |  |  |  | No | R-410A | 3.05 | Residential & Commercial | Ducted CEE Tier 1
210596713 | Central HP <5.4 tons | COMFORTMAKER | HRCU-A-CB (Split System: Heat Pump with Remote Outdoor Unit-Air-Source) | CVH825GKA2* |  |  | EA*4X42L24A*+WALLCON | *80CSU1002120A* | 23800 | 16.5 | 8.1 | 21400 | 16700 | 78.04% | 1.96 | 0 | 10.5 |  |  |  | No | R-410A | 1.9833 | Residential & Commercial | Ducted CEE Tier 1
210596754 | Central HP <5.4 tons | COMFORTMAKER | HRCU-A-CB (Split System: Heat Pump with Remote Outdoor Unit-Air-Source) | CVH825GKA2* |  |  | EA*4X43L21A*+WALLCON | *80CSU0601716A* | 24400 | 17 | 8.5 | 21200 | 16600 | 78.3% | 2.02 | 0 | 11 |  |  |  | No | R-410A | 2.0333 | Residential & Commercial | Ducted CEE Tier 1
210596788 | Central HP <5.4 tons | COMFORTMAKER | HRCU-A-CB (Split System: Heat Pump with Remote Outdoor Unit-Air-Source) | CVH825GKA2* |  |  | EA*4X43L21A*+WALLCON | *96CTN0801714A* | 24400 | 16.5 | 8.1 | 21200 | 16700 | 78.77% | 2.02 | 0 | 11 |  |  |  | No | R-410A | 2.0333 | Residential & Commercial | Ducted CEE Tier 1
207436231 | Central HP <5.4 tons | LENNOX | HRCU-A-CB (Split System: Heat Pump with Remote Outdoor Unit-Air-Source) | SL25XPV-024-230A** |  |  | CX35-36B+TDR | EL296UH045XV36B* | 22200 | 22.4 | 9.1 | 21600 | 20600 | 95.37% | 1.84 | 15 | 14 |  |  |  | No | R-410A | 1.85 | Residential & Commercial | Ducted CEE Tier 1
207436232 | Central HP <5.4 tons | LENNOX | HRCU-A-CB (Split System: Heat Pump with Remote Outdoor Unit-Air-Source) | SL25XPV-024-230A** |  |  | CX35-36B+TDR | EL296UH070XV36B* | 22200 | 23 | 9.2 | 21600 | 20400 | 94.44% | 1.84 | 15 | 14.3 |  |  |  | No | R-410A | 1.85 | Residential & Commercial | Ducted CEE Tier 1
210596742 | Central HP <5.4 tons | COMFORTMAKER | HRCU-A-CB (Split System: Heat Pump with Remote Outdoor Unit-Air-Source) | CVH825GKA2* |  |  | EA*4X42L24A*+WALLCON | *97CMN1002122A* | 23800 | 16.5 | 8.1 | 21400 | 16600 | 77.57% | 1.96 | 0 | 11 |  |  |  | No | R-410A | 1.9833 | Residential & Commercial | Ducted CEE Tier 1
210596809 | Central HP <5.4 tons | COMFORTMAKER | HRCU-A-CB (Split System: Heat Pump with Remote Outdoor Unit-Air-Source) | CVH825GKA2* |  |  | EA*4X48L21A*+WALLCON | *80CSU0601716A* | 24000 | 17 | 8.1 | 21000 | 16600 | 79.05% | 2.02 | 0 | 11 |  |  |  | No | R-410A | 2 | Residential & Commercial | Ducted CEE Tier 1
210597482 | Central HP <5.4 tons | COMFORTMAKER | HRCU-A-CB (Split System: Heat Pump with Remote Outdoor Unit-Air-Source) | CVH837GKA** |  |  | EA*4X61L24A*+WALLCON | *97CMN1202422A* | 33200 | 17.5 | 8.5 | 32000 | 25000 | 78.12% | 2 | 0 | 11.7 |  |  |  | No | R-410A | 2.7667 | Residential & Commercial | Ducted CEE Tier 1
211241300 | Central HP <5.4 tons | AIRQUEST | HRCU-A-CB (Split System: Heat Pump with Remote Outdoor Unit-Air-Source) | DLCURAH24ABK |  |  | EA*4X30L14A* | *96VTN0401410A* | 23600 | 15.5 | 8.5 | 26200 | 23600 | 90.08% | 1.94 | 0 | 10 |  |  |  | No | R-410A | 1.9667 | Residential & Commercial | Ducted CEE Tier 1
211241534 | Central HP <5.4 tons | AIRQUEST | HRCU-A-CB (Split System: Heat Pump with Remote Outdoor Unit-Air-Source) | DLCURAH24ABK |  |  | EA*4X30L17A* | *96VTN0401712A* | 23200 | 16 | 8.5 | 25800 | 24200 | 93.8% | 2 | 0 | 10 |  |  |  | No | R-410A | 1.9333 | Residential & Commercial | Ducted CEE Tier 1
210597380 | Central HP <5.4 tons | COMFORTMAKER | HRCU-A-CB (Split System: Heat Pump with Remote Outdoor Unit-Air-Source) | CVH837GKA** |  |  | EA*4X60L24A*+WALLCON | *95CSU0802120A* | 32800 | 17.5 | 8.5 | 31800 | 24800 | 77.99% | 2 | 0 | 11.5 |  |  |  | No | R-410A | 2.7333 | Residential & Commercial | Ducted CEE Tier 1
215675932 | Central HP <5.4 tons | TEMPSTAR | HRCU-A-CB (Split System: Heat Pump with Remote Outdoor Unit-Air-Source) | T5H0V48*K*AAA* |  |  | EVM5X60M24A*+WALLCON | *97CMN1002122B* | 48000 | 19 | 9 | 50000 | 36600 | 73.2% | 2 | 0 | 10.5 |  |  |  | No | R-454B | 4 | Residential & Commercial | Ducted CEE Tier 1
215676232 | Central HP <5.4 tons | TEMPSTAR | HRCU-A-CB (Split System: Heat Pump with Remote Outdoor Unit-Air-Source) | T5H0V48*K*AAA* |  |  | EVD5X48M24A*+WALLCON | *80CTL1352422B* | 47000 | 19 | 9 | 50000 | 36200 | 72.4% | 2 | 0 | 10 |  |  |  | No | R-454B | 3.9167 | Residential & Commercial | Ducted CEE Tier 1
215676252 | Central HP <5.4 tons | TEMPSTAR | HRCU-A-CB (Split System: Heat Pump with Remote Outdoor Unit-Air-Source) | T5H0V48*K*AAA* |  |  | EVD5X48M24A*+WALLCON | *95CSU1002122B* | 47000 | 18.5 | 9 | 50000 | 36200 | 72.4% | 2.02 | 0 | 10 |  |  |  | No | R-454B | 3.9167 | Residential & Commercial | Ducted CEE Tier 1
215676402 | Central HP <5.4 tons | TEMPSTAR | HRCU-A-CB (Split System: Heat Pump with Remote Outdoor Unit-Air-Source) | T5H0V48*K*AAA* |  |  | EVD5X49M24A*+WALLCON | *96CTN1202422B* | 48000 | 19 | 9 | 50000 | 36600 | 73.2% | 2 | 0 | 10.5 |  |  |  | No | R-454B | 4 | Residential & Commercial | Ducted CEE Tier 1
211230691 | Central HP <5.4 tons | BRYANT HEATING AND COOLING SYSTEMS | HRCU-A-CB (Split System: Heat Pump with Remote Outdoor Unit-Air-Source) | 38MURAQ36AB3* |  |  | CNPV*4824AL* | 926SA60080V21*** | 36200 | 16 | 8.1 | 38500 | 34800 | 90.39% | 2.02 | 0 | 10 |  |  |  | No | R-410A | 3.0167 | Residential & Commercial | Ducted CEE Tier 1
215678322 | Central HP <5.4 tons | TEMPSTAR | HRCU-A-CB (Split System: Heat Pump with Remote Outdoor Unit-Air-Source) | T5H0V24*K*AAA* |  |  | EA*5X36M17A*+WALLCON | *80CSU0601716B* | 23200 | 17 | 8.5 | 23400 | 16500 | 70.51% | 1.98 | 0 | 10 |  |  |  | No | R-454B | 1.9333 | Residential & Commercial | Ducted CEE Tier 1
213076592 | Central HP <5.4 tons | CARRIER | HRCU-A-CB (Split System: Heat Pump with Remote Outdoor Unit-Air-Source) | 38MURAQ36AB3* |  |  | CAP**3717AL* | 58TP*B090V17**16 | 36000 | 15.5 | 8.5 | 38500 | 35000 | 90.91% | 2 | 0 | 10 |  |  |  | No | R-410A | 3 | Residential & Commercial | Ducted CEE Tier 1
212384825 | Central HP <5.4 tons | BRYANT HEATING AND COOLING SYSTEMS | HRCU-A-CB (Split System: Heat Pump with Remote Outdoor Unit-Air-Source) | 38MURAQ36AB3* |  |  | FJ4DN*C42L* |  | 37000 | 16 | 8.1 | 39000 | 34800 | 89.23% | 2 | 0 | 10 |  |  |  | No | R-410A | 3.0833 | Residential & Commercial | Ducted CEE Tier 1
216440442 | Central HP <5.4 tons | TRANE | HRCU-A-CB (Split System: Heat Pump with Remote Outdoor Unit-Air-Source) | 5TWV0X60A1 |  |  | 5PX*CD09AS3 | S9V2C100D5PSC+LRP | 53000 | 18.6 | 9 | 54000 | 38000 | 70.37% | 2 | 0 | 10.5 |  |  |  | No | R-454B | 4.4167 | Residential & Commercial | Ducted CEE Tier 1
216440542 | Central HP <5.4 tons | TRANE | HRCU-A-CB (Split System: Heat Pump with Remote Outdoor Unit-Air-Source) | 5TWV0X60A1 |  |  | 5TXCD010AS3 | S9V2D120U5PSC+LRP | 53000 | 18.8 | 9.4 | 53500 | 38000 | 71.03% | 2 | 0 | 10.5 |  |  |  | No | R-454B | 4.4167 | Residential & Commercial | Ducted CEE Tier 1
216440440 | Central HP <5.4 tons | TRANE | HRCU-A-CB (Split System: Heat Pump with Remote Outdoor Unit-Air-Source) | 5TWV0X60A1 |  |  | 5PX*CD09AS3 | S9V2C100D5VSB+LRP | 53000 | 18.6 | 9 | 54000 | 38000 | 70.37% | 2 | 0 | 10.5 |  |  |  | No | R-454B | 4.4167 | Residential & Commercial | Ducted CEE Tier 1
216440456 | Central HP <5.4 tons | TRANE | HRCU-A-CB (Split System: Heat Pump with Remote Outdoor Unit-Air-Source) | 5TWV0X60A1 |  |  | 5PX*D008AS3+P0V0C000M50SD+LRP |  | 52000 | 18.8 | 9 | 54000 | 38000 | 70.37% | 2 | 0 | 10.5 |  |  |  | No | R-454B | 4.3333 | Residential & Commercial | Ducted CEE Tier 1
215853317 | Central HP <5.4 tons | JOHNSON CONTROLS | HRCU-A-CB (Split System: Heat Pump with Remote Outdoor Unit-Air-Source) | HH836E2S11 |  |  | CTU48C5XFS1+JMET16CS2N1+TXV |  | 33800 | 19 | 9 | 31200 | 25200 | 80.77% | 2 | 0 | 11.7 |  |  |  | No | R-454B | 2.8167 | Residential & Commercial | Ducted CEE Tier 1
215853331 | Central HP <5.4 tons | JOHNSON CONTROLS | HRCU-A-CB (Split System: Heat Pump with Remote Outdoor Unit-Air-Source) | HH836E2S11 |  |  | CTF36C5CDS1 | Z9ES080C16SMPS1 | 33400 | 18 | 8.5 | 30600 | 25000 | 81.7% | 2 | 0 | 11.7 |  |  |  | No | R-454B | 2.7833 | Residential & Commercial | Ducted CEE Tier 1
215853332 | Central HP <5.4 tons | JOHNSON CONTROLS | HRCU-A-CB (Split System: Heat Pump with Remote Outdoor Unit-Air-Source) | HH836E2S11 |  |  | CTM36B5CDS1 | Z9ES080B12SMPS1 | 33400 | 18 | 8.5 | 31200 | 25600 | 82.05% | 2 | 0 | 11 |  |  |  | No | R-454B | 2.7833 | Residential & Commercial | Ducted CEE Tier 1
215669011 | Central HP <5.4 tons | TEMPSTAR | HRCU-A-CB (Split System: Heat Pump with Remote Outdoor Unit-Air-Source) | T5H0V36*K*AAA* |  |  | EA*5X43M21A*+WALLCON | *80CTL0902120B* | 34600 | 18 | 9 | 35200 | 25000 | 71.02% | 1.9 | 0 | 10 |  |  |  | No | R-454B | 2.8833 | Residential & Commercial | Ducted CEE Tier 1
213296837 | Central HP <5.4 tons | JOHNSON CONTROLS | HRCU-A-CB (Split System: Heat Pump with Remote Outdoor Unit-Air-Source) | HMH72B341 |  |  | XAHC36DBCN1 | Z8ET120C20LMPS1 | 34400 | 18.5 | 8.5 | 34000 | 23800 | 70% | 2.08 | 0 | 10 |  |  |  | No | R-410A | 2.8667 | Residential & Commercial | Ducted CEE Tier 1
216440239 | Central HP <5.4 tons | AMERICAN STANDARD | HRCU-A-CB (Split System: Heat Pump with Remote Outdoor Unit-Air-Source) | 5A6V0X48A1 |  |  | 5PX*C007AS3 | L8V1C100U5VSB+LRP | 44500 | 20 | 9.7 | 47500 | 34000 | 71.58% | 2.1 | 0 | 12 |  |  |  | No | R-454B | 3.7083 | Residential & Commercial | Ducted CEE Tier 1
216440255 | Central HP <5.4 tons | AMERICAN STANDARD | HRCU-A-CB (Split System: Heat Pump with Remote Outdoor Unit-Air-Source) | 5A6V0X48A1 |  |  | 5PX*C009AS3 | S9V2C080U5PSC+LRP | 44500 | 20 | 9.7 | 46000 | 33000 | 71.74% | 2.1 | 0 | 12 |  |  |  | No | R-454B | 3.7083 | Residential & Commercial | Ducted CEE Tier 1
215676862 | Central HP <5.4 tons | TEMPSTAR | HRCU-A-CB (Split System: Heat Pump with Remote Outdoor Unit-Air-Source) | T5H0V48*K*AAA* |  |  | EVD5X61M24A*+WALLCON | *80CSU1002120A* | 48500 | 19 | 9 | 50000 | 36800 | 73.6% | 2.1 | 0 | 10 |  |  |  | No | R-454B | 4.0417 | Residential & Commercial | Ducted CEE Tier 1
215674463 | Central HP <5.4 tons | TEMPSTAR | HRCU-A-CB (Split System: Heat Pump with Remote Outdoor Unit-Air-Source) | T5H0V48*K*AAA* |  |  | EA*5X61M24A*+WALLCON | *80CSU0802120A* | 46000 | 18 | 9 | 47500 | 33600 | 70.74% | 2.08 | 0 | 10 |  |  |  | No | R-454B | 3.8333 | Residential & Commercial | Ducted CEE Tier 1
215674493 | Central HP <5.4 tons | TEMPSTAR | HRCU-A-CB (Split System: Heat Pump with Remote Outdoor Unit-Air-Source) | T5H0V48*K*AAA* |  |  | EA*5X61M24A*+WALLCON | *80CTL0902120B* | 46000 | 18.5 | 9 | 48000 | 33600 | 70% | 2.08 | 0 | 10 |  |  |  | No | R-454B | 3.8333 | Residential & Commercial | Ducted CEE Tier 1
210596992 | Central HP <5.4 tons | COMFORTMAKER | HRCU-A-CB (Split System: Heat Pump with Remote Outdoor Unit-Air-Source) | CVH825GKA2* |  |  | EHD4X48AAL+WALLCON | *97CMN0801714A* | 24200 | 16 | 8.1 | 21400 | 16700 | 78.04% | 2 | 0 | 10.5 |  |  |  | No | R-410A | 2.0167 | Residential & Commercial | Ducted CEE Tier 1
210597010 | Central HP <5.4 tons | COMFORTMAKER | HRCU-A-CB (Split System: Heat Pump with Remote Outdoor Unit-Air-Source) | CVH825GKA2* |  |  | EN(A,D)4X48L24**+WALLCON | *95CSU1002122A* | 24200 | 17 | 8.1 | 21200 | 16600 | 78.3% | 2.02 | 0 | 11.5 |  |  |  | No | R-410A | 2.0167 | Residential & Commercial | Ducted CEE Tier 1
210597094 | Central HP <5.4 tons | COMFORTMAKER | HRCU-A-CB (Split System: Heat Pump with Remote Outdoor Unit-Air-Source) | CVH825GKA2* |  |  | EN(A,D,W)4X48L21**+WALLCON | *95CSU0601716A* | 24000 | 16.5 | 8.1 | 21400 | 16700 | 78.04% | 2 | 0 | 11 |  |  |  | No | R-410A | 2 | Residential & Commercial | Ducted CEE Tier 1
210596980 | Central HP <5.4 tons | COMFORTMAKER | HRCU-A-CB (Split System: Heat Pump with Remote Outdoor Unit-Air-Source) | CVH825GKA2* |  |  | EHD4X48AAL+WALLCON | *96CTN1002122A* | 24200 | 16 | 8.1 | 21200 | 16700 | 78.77% | 2.04 | 0 | 11 |  |  |  | No | R-410A | 2.0167 | Residential & Commercial | Ducted CEE Tier 1
210597100 | Central HP <5.4 tons | COMFORTMAKER | HRCU-A-CB (Split System: Heat Pump with Remote Outdoor Unit-Air-Source) | CVH825GKA2* |  |  | EN(A,D,W)4X48L21**+WALLCON | *95CSU1002122A* | 24200 | 17 | 8.1 | 21200 | 16600 | 78.3% | 2.02 | 0 | 11.5 |  |  |  | No | R-410A | 2.0167 | Residential & Commercial | Ducted CEE Tier 1
207436202 | Central HP <5.4 tons | LENNOX | HRCU-A-CB (Split System: Heat Pump with Remote Outdoor Unit-Air-Source) | SL25XPV-024-230A** |  |  | CHX35-42B-**-*+TDR | SLP99UH070XV36B* | 22800 | 23.2 | 9.5 | 21200 | 20000 | 94.34% | 1.96 | 15.5 | 14.5 |  |  |  | No | R-410A | 1.9 | Residential & Commercial | Ducted CEE Tier 1
210474108 | Central HP <5.4 tons | COMFORTMAKER | HRCU-A-CB (Split System: Heat Pump with Remote Outdoor Unit-Air-Source) | CVH825GKA3* |  |  | EN(A,D)4X48L24**+WALLCON | *96CTN1202422A* | 24200 | 17 | 8.1 | 21200 | 16600 | 78.3% | 2.02 | 0 | 11.5 |  |  |  | No | R-410A | 2.0167 | Residential & Commercial | Ducted CEE Tier 1
214242215 | Central HP <5.4 tons | CARRIER | HRCU-A-CB (Split System: Heat Pump with Remote Outdoor Unit-Air-Source) | 25VNA825A*032* |  |  | CNPV*4821AL*+UI | 58TN*B070C17**16 | 24000 | 17 | 8.1 | 21400 | 16600 | 77.57% | 2 | 0 | 11 |  |  |  | No | R-410A | 2 | Residential & Commercial | Ducted CEE Tier 1
214242385 | Central HP <5.4 tons | CARRIER | HRCU-A-CB (Split System: Heat Pump with Remote Outdoor Unit-Air-Source) | 25VNA825A*032* |  |  | CNPV*4824AL*+UI | 59TN6C120C24**22 | 24200 | 17 | 8.1 | 21200 | 16600 | 78.3% | 2 | 0 | 11 |  |  |  | No | R-410A | 2.0167 | Residential & Commercial | Ducted CEE Tier 1
215853315 | Central HP <5.4 tons | JOHNSON CONTROLS | HRCU-A-CB (Split System: Heat Pump with Remote Outdoor Unit-Air-Source) | HH824E2S11 |  |  | CTM30B5ACS1+JMET08BS2N1 |  | 23000 | 18 | 9.5 | 23000 | 18100 | 78.7% | 2 | 0 | 12 |  |  |  | No | R-454B | 1.9167 | Residential & Commercial | Ducted CEE Tier 1
210597428 | Central HP <5.4 tons | COMFORTMAKER | HRCU-A-CB (Split System: Heat Pump with Remote Outdoor Unit-Air-Source) | CVH837GKA** |  |  | EA*4X61L21A*+WALLCON | *95CSU0802120A* | 33200 | 18 | 8.5 | 32000 | 24800 | 77.5% | 2 | 0 | 11.5 |  |  |  | No | R-410A | 2.7667 | Residential & Commercial | Ducted CEE Tier 1
210597494 | Central HP <5.4 tons | COMFORTMAKER | HRCU-A-CB (Split System: Heat Pump with Remote Outdoor Unit-Air-Source) | CVH837GKA** |  |  | EHD4X36AAL+WALLCON | *95CSU0802120A* | 32200 | 16.5 | 8.1 | 33200 | 24600 | 74.1% | 1.94 | 0 | 11 |  |  |  | No | R-410A | 2.6833 | Residential & Commercial | Ducted CEE Tier 1
216440189 | Central HP <5.4 tons | AMERICAN STANDARD | HRCU-A-CB (Split System: Heat Pump with Remote Outdoor Unit-Air-Source) | 5A6V0X36A1 |  |  | 5TXCC005AS3 | S9V2C100D5VSB+LRP | 31600 | 17.2 | 9.4 | 31400 | 23400 | 74.52% | 2 | 0 | 11.7 |  |  |  | No | R-454B | 2.6333 | Residential & Commercial | Ducted CEE Tier 1
216440191 | Central HP <5.4 tons | AMERICAN STANDARD | HRCU-A-CB (Split System: Heat Pump with Remote Outdoor Unit-Air-Source) | 5A6V0X36A1 |  |  | 5TXCC005AS3 | S9V2C100D5PSC+LRP | 31600 | 17.2 | 9.4 | 31400 | 23400 | 74.52% | 2 | 0 | 11.7 |  |  |  | No | R-454B | 2.6333 | Residential & Commercial | Ducted CEE Tier 1
216440225 | Central HP <5.4 tons | AMERICAN STANDARD | HRCU-A-CB (Split System: Heat Pump with Remote Outdoor Unit-Air-Source) | 5A6V0X36A1 |  |  | 5TXCC009AS3 | S9V2C100U4VSB+LRP | 34800 | 20 | 9.4 | 32400 | 23800 | 73.46% | 2.1 | 0 | 12.7 |  |  |  | No | R-454B | 2.9 | Residential & Commercial | Ducted CEE Tier 1
216440023 | Central HP <5.4 tons | AMERICAN STANDARD | HRCU-A-CB (Split System: Heat Pump with Remote Outdoor Unit-Air-Source) | 5A6V0X36A1 |  |  | 5PX*B006AS3 | S9V2B080D4PSC+LRP | 32000 | 17.2 | 9.4 | 31800 | 23600 | 74.21% | 2.1 | 0 | 11.7 |  |  |  | No | R-454B | 2.6667 | Residential & Commercial | Ducted CEE Tier 1
216440055 | Central HP <5.4 tons | AMERICAN STANDARD | HRCU-A-CB (Split System: Heat Pump with Remote Outdoor Unit-Air-Source) | 5A6V0X36A1 |  |  | 5PX*C005AS3 | S9V2C080U5PSC+LRP | 33200 | 18.6 | 9.4 | 31800 | 24000 | 75.47% | 2.1 | 0 | 12 |  |  |  | No | R-454B | 2.7667 | Residential & Commercial | Ducted CEE Tier 1
216440073 | Central HP <5.4 tons | AMERICAN STANDARD | HRCU-A-CB (Split System: Heat Pump with Remote Outdoor Unit-Air-Source) | 5A6V0X36A1 |  |  | 5PX*C007AS3 | S9V2C100U5PSC+LRP | 34400 | 20 | 9.4 | 32600 | 24200 | 74.23% | 2.1 | 0 | 12.7 |  |  |  | No | R-454B | 2.8667 | Residential & Commercial | Ducted CEE Tier 1
211259578 | Central HP <5.4 tons | AIRQUEST | HRCU-A-CB (Split System: Heat Pump with Remote Outdoor Unit-Air-Source) | DLCURAH18ABK |  |  | EA*4X19L17A* | *80VSL0451412A* | 18200 | 16.5 | 8.5 | 18200 | 17600 | 96.7% | 2.14 | 0 | 11 |  |  |  | No | R-410A | 1.5167 | Residential & Commercial | Ducted CEE Tier 1
211259845 | Central HP <5.4 tons | AIRQUEST | HRCU-A-CB (Split System: Heat Pump with Remote Outdoor Unit-Air-Source) | DLCURAH18ABK |  |  | EA*4X19L17A* | *96VTN0601412A* | 18400 | 16 | 8.5 | 18400 | 17600 | 95.65% | 2.12 | 0 | 11 |  |  |  | No | R-410A | 1.5333 | Residential & Commercial | Ducted CEE Tier 1
211261047 | Central HP <5.4 tons | AIRQUEST | HRCU-A-CB (Split System: Heat Pump with Remote Outdoor Unit-Air-Source) | DLCURAH18ABK |  |  | EA*4X25L17A* | *92ESN0401410A* | 18400 | 15.5 | 8.5 | 18400 | 17500 | 95.11% | 2.12 | 0 | 10.5 |  |  |  | No | R-410A | 1.5333 | Residential & Commercial | Ducted CEE Tier 1
211261149 | Central HP <5.4 tons | AIRQUEST | HRCU-A-CB (Split System: Heat Pump with Remote Outdoor Unit-Air-Source) | DLCURAH18ABK |  |  | EA*4X25L17A* | *80ESU0601716A | 19100 | 16.5 | 8.5 | 18900 | 17300 | 91.53% | 2.12 | 0 | 11 |  |  |  | No | R-410A | 1.5917 | Residential & Commercial | Ducted CEE Tier 1
212984133 | Central HP <5.4 tons | CARRIER | HRCU-A-CB (Split System: Heat Pump with Remote Outdoor Unit-Air-Source) | 38MURAQ24AB3* |  |  | CNPV*3617AL* | 59SC2E060M17**14 | 23600 | 17 | 8.5 | 26400 | 24400 | 92.42% | 2.02 | 0 | 10.5 |  |  |  | No | R-410A | 1.9667 | Residential & Commercial | Ducted CEE Tier 1
212979996 | Central HP <5.4 tons | HEIL | HRCU-A-CB (Split System: Heat Pump with Remote Outdoor Unit-Air-Source) | DLCURAH18ABK |  |  | EN(A,D)4X24L17** | *80MS(N,L)0901714A* | 17400 | 16 | 8.5 | 18500 | 19200 | 103.8% | 2.3 | 0 | 10.5 |  |  |  | No | R-410A | 1.45 | Residential & Commercial | Ducted CEE Tier 1
212979418 | Central HP <5.4 tons | HEIL | HRCU-A-CB (Split System: Heat Pump with Remote Outdoor Unit-Air-Source) | DLCURAH36ABK |  |  | EA*4X48L24A* | *80MS(N,L)0702116A* | 35600 | 16.5 | 8.5 | 37800 | 34600 | 91.53% | 2 | 0 | 10 |  |  |  | No | R-410A | 2.9667 | Residential & Commercial | Ducted CEE Tier 1
211227460 | Central HP <5.4 tons | AIRQUEST | HRCU-A-CB (Split System: Heat Pump with Remote Outdoor Unit-Air-Source) | DLCURAH36ABK |  |  | EA*4X42L21A* | *80VTL0701716A* | 35400 | 16 | 8.1 | 38500 | 35000 | 90.91% | 1.88 | 0 | 10 |  |  |  | No | R-410A | 2.95 | Residential & Commercial | Ducted CEE Tier 1
215933996 | Central HP <5.4 tons | HEIL | HRCU-A-CB (Split System: Heat Pump with Remote Outdoor Unit-Air-Source) | H5H3V48*K*AAA* |  |  | EA*5X48M21A*+WALLCON | *80CTL0702120B* | 43500 | 20.5 | 9.5 | 48000 | 36600 | 76.25% | 2 | 0 | 10.5 |  |  |  | No | R-454B | 3.625 | Residential & Commercial | Ducted CEE Tier 1
215934046 | Central HP <5.4 tons | HEIL | HRCU-A-CB (Split System: Heat Pump with Remote Outdoor Unit-Air-Source) | H5H3V48*K*AAA* |  |  | EA*5X48M21A*+WALLCON | *97CMN0602120B* | 43000 | 20 | 9.5 | 48500 | 37200 | 76.7% | 1.88 | 0 | 10 |  |  |  | No | R-454B | 3.5833 | Residential & Commercial | Ducted CEE Tier 1
215679664 | Central HP <5.4 tons | BRYANT HEATING AND COOLING SYSTEMS | HRCU-A-CB (Split System: Heat Pump with Remote Outdoor Unit-Air-Source) | 290VAN036**AA* |  |  | CAA**6124AM*+UI | 986TD60080C21*** | 34800 | 18 | 9 | 34400 | 24800 | 72.09% | 1.92 | 0 | 10.5 |  |  |  | No | R-454B | 2.9 | Residential & Commercial | Ducted CEE Tier 1
216440476 | Central HP <5.4 tons | TRANE | HRCU-A-CB (Split System: Heat Pump with Remote Outdoor Unit-Air-Source) | 5TWV0X60A1 |  |  | 5PX*D010AS3 | S9V2C080U5PSC+LRP | 53000 | 18.6 | 9 | 54000 | 38000 | 70.37% | 2 | 0 | 10.5 |  |  |  | No | R-454B | 4.4167 | Residential & Commercial | Ducted CEE Tier 1
216440490 | Central HP <5.4 tons | TRANE | HRCU-A-CB (Split System: Heat Pump with Remote Outdoor Unit-Air-Source) | 5TWV0X60A1 |  |  | 5PX*DD10AS3 | S9V2D120D5VSB+LRP | 51500 | 18.4 | 9 | 53500 | 37800 | 70.65% | 2 | 0 | 10 |  |  |  | No | R-454B | 4.2917 | Residential & Commercial | Ducted CEE Tier 1
216440446 | Central HP <5.4 tons | TRANE | HRCU-A-CB (Split System: Heat Pump with Remote Outdoor Unit-Air-Source) | 5TWV0X60A1 |  |  | 5PX*D008AS3 | L8V1C100U5VSB+LRP | 52000 | 18.6 | 9 | 54000 | 38000 | 70.37% | 2 | 0 | 10.5 |  |  |  | No | R-454B | 4.3333 | Residential & Commercial | Ducted CEE Tier 1
213296982 | Central HP <5.4 tons | JOHNSON CONTROLS | HRCU-A-CB (Split System: Heat Pump with Remote Outdoor Unit-Air-Source) | HMH72B341 |  |  | XAFB36DXXN1+TXV | Z8ES080B12LMPS1 | 34000 | 18 | 8.1 | 33400 | 24000 | 71.86% | 2.08 | 0 | 10 |  |  |  | No | R-410A | 2.8333 | Residential & Commercial | Ducted CEE Tier 1
213297057 | Central HP <5.4 tons | JOHNSON CONTROLS | HRCU-A-CB (Split System: Heat Pump with Remote Outdoor Unit-Air-Source) | HMH72B341 |  |  | XAHC36DBCN1 | Z9ES060B12SMPS1 | 33000 | 16.5 | 8.5 | 32000 | 22400 | 70% | 1.8 | 0 | 10 |  |  |  | No | R-410A | 2.75 | Residential & Commercial | Ducted CEE Tier 1
215668843 | Central HP <5.4 tons | TEMPSTAR | HRCU-A-CB (Split System: Heat Pump with Remote Outdoor Unit-Air-Source) | T5H0V36*K*AAA* |  |  | EA*5X42M21A*+WALLCON | *80CTL0901716B* | 33200 | 18 | 9 | 35800 | 25600 | 71.51% | 1.86 | 0 | 10 |  |  |  | No | R-454B | 2.7667 | Residential & Commercial | Ducted CEE Tier 1
213076270 | Central HP <5.4 tons | CARRIER | HRCU-A-CB (Split System: Heat Pump with Remote Outdoor Unit-Air-Source) | 38MURAQ36AB3* |  |  | CAP**4224AL* | 59SU5B100M21**22 | 35600 | 16.5 | 8.1 | 38500 | 35000 | 90.91% | 1.9 | 0 | 10 |  |  |  | No | R-410A | 2.9667 | Residential & Commercial | Ducted CEE Tier 1
213076604 | Central HP <5.4 tons | CARRIER | HRCU-A-CB (Split System: Heat Pump with Remote Outdoor Unit-Air-Source) | 38MURAQ36AB3* |  |  | CAP**4321AL* | 58TP*B090V17**16 | 36200 | 16 | 8.5 | 38000 | 34800 | 91.58% | 2.04 | 0 | 10 |  |  |  | No | R-410A | 3.0167 | Residential & Commercial | Ducted CEE Tier 1
213076739 | Central HP <5.4 tons | CARRIER | HRCU-A-CB (Split System: Heat Pump with Remote Outdoor Unit-Air-Source) | 38MURAQ36AB3* |  |  | CAP**3721AL* | 58TP*B110V21**22 | 36400 | 16 | 8.5 | 38000 | 34800 | 91.58% | 2.06 | 0 | 10 |  |  |  | No | R-410A | 3.0333 | Residential & Commercial | Ducted CEE Tier 1
213077876 | Central HP <5.4 tons | CARRIER | HRCU-A-CB (Split System: Heat Pump with Remote Outdoor Unit-Air-Source) | 38MURAQ36AB3* |  |  | CAP**3717AL* | 58S(B,C)*B070M14**12 | 36000 | 15.5 | 8.5 | 38500 | 35000 | 90.91% | 2 | 0 | 10 |  |  |  | No | R-410A | 3 | Residential & Commercial | Ducted CEE Tier 1
216440386 | Central HP <5.4 tons | TRANE | HRCU-A-CB (Split System: Heat Pump with Remote Outdoor Unit-Air-Source) | 5TWV0X48A1 |  |  | 5TXCD008AS3+P0V0D000M50SD+LRP |  | 44000 | 20 | 9.7 | 46000 | 33200 | 72.17% | 2.1 | 0 | 12 |  |  |  | No | R-454B | 3.6667 | Residential & Commercial | Ducted CEE Tier 1
216440388 | Central HP <5.4 tons | TRANE | HRCU-A-CB (Split System: Heat Pump with Remote Outdoor Unit-Air-Source) | 5TWV0X48A1 |  |  | 5TXCD008AS3 | S9V2C100U5VSB+LRP | 44000 | 20 | 9.7 | 46500 | 33400 | 71.83% | 2.1 | 0 | 12 |  |  |  | No | R-454B | 3.6667 | Residential & Commercial | Ducted CEE Tier 1
216440402 | Central HP <5.4 tons | TRANE | HRCU-A-CB (Split System: Heat Pump with Remote Outdoor Unit-Air-Source) | 5TWV0X48A1 |  |  | 5TXCD010AS3 | S9V2C100U5VSB+LRP | 44500 | 20 | 9.7 | 46000 | 33200 | 72.17% | 2.1 | 0 | 12 |  |  |  | No | R-454B | 3.7083 | Residential & Commercial | Ducted CEE Tier 1
211259639 | Central HP <5.4 tons | BRYANT HEATING AND COOLING SYSTEMS | HRCU-A-CB (Split System: Heat Pump with Remote Outdoor Unit-Air-Source) | 38MURAQ18AB3* |  |  | CAP**1917AL* | 926SA36060V14*** | 18400 | 16 | 8.5 | 18400 | 17600 | 95.65% | 2.12 | 0 | 11 |  |  |  | No | R-410A | 1.5333 | Residential & Commercial | Ducted CEE Tier 1
213353727 | Central HP <5.4 tons | CARRIER | HRCU-A-CB (Split System: Heat Pump with Remote Outdoor Unit-Air-Source) | 38MURAQ18AB3* |  |  | F54AA*A18L* |  | 18200 | 16 | 9 | 19200 | 19100 | 99.48% | 2.3 | 0 | 10.5 |  |  |  | No | R-410A | 1.5167 | Residential & Commercial | Ducted CEE Tier 1
215675862 | Central HP <5.4 tons | TEMPSTAR | HRCU-A-CB (Split System: Heat Pump with Remote Outdoor Unit-Air-Source) | T5H0V48*K*AAA* |  |  | EVM5X60M24A*+WALLCON | *80CSU1002120A* | 48000 | 18.5 | 9 | 50000 | 36600 | 73.2% | 2 | 0 | 10 |  |  |  | No | R-454B | 4 | Residential & Commercial | Ducted CEE Tier 1
215675912 | Central HP <5.4 tons | TEMPSTAR | HRCU-A-CB (Split System: Heat Pump with Remote Outdoor Unit-Air-Source) | T5H0V48*K*AAA* |  |  | EVM5X60M24A*+WALLCON | *95CSU0802120B* | 47500 | 18.5 | 9 | 50000 | 36800 | 73.6% | 2 | 0 | 10 |  |  |  | No | R-454B | 3.9583 | Residential & Commercial | Ducted CEE Tier 1
216453144 | Central HP <5.4 tons | AMERICAN STANDARD | HRCU-A-CB (Split System: Heat Pump with Remote Outdoor Unit-Air-Source) | 5A6V0X48A1 |  |  | 5PX*B006AS3 | S8V2B060M4PDB | 44000 | 19.2 | 9.7 | 46500 | 33600 | 72.26% | 2.1 | 0 | 11.7 |  |  |  | No | R-454B | 3.6667 | Residential & Commercial | Ducted CEE Tier 1
216453158 | Central HP <5.4 tons | AMERICAN STANDARD | HRCU-A-CB (Split System: Heat Pump with Remote Outdoor Unit-Air-Source) | 5A6V0X48A1 |  |  | 5PX*CD09AS3 | S8V2C100M5PCB | 44500 | 19.4 | 9.4 | 46000 | 33800 | 73.48% | 2.1 | 0 | 12 |  |  |  | No | R-454B | 3.7083 | Residential & Commercial | Ducted CEE Tier 1
216440416 | Central HP <5.4 tons | TRANE | HRCU-A-CB (Split System: Heat Pump with Remote Outdoor Unit-Air-Source) | 5TWV0X60A1 |  |  | 5PX*C007AS3 | L8V1C100U5VSB+LRP | 52000 | 18.6 | 9 | 54000 | 38500 | 71.3% | 2 | 0 | 10 |  |  |  | No | R-454B | 4.3333 | Residential & Commercial | Ducted CEE Tier 1
216440450 | Central HP <5.4 tons | TRANE | HRCU-A-CB (Split System: Heat Pump with Remote Outdoor Unit-Air-Source) | 5TWV0X60A1 |  |  | 5PX*D008AS3 | S9V2C080U5PSC+LRP | 52000 | 18.4 | 9 | 54500 | 38500 | 70.64% | 2 | 0 | 10 |  |  |  | No | R-454B | 4.3333 | Residential & Commercial | Ducted CEE Tier 1
216440498 | Central HP <5.4 tons | TRANE | HRCU-A-CB (Split System: Heat Pump with Remote Outdoor Unit-Air-Source) | 5TWV0X60A1 |  |  | 5TXCC007AS3+P0V0C000M50SD+LRP |  | 52000 | 18.8 | 9 | 54000 | 38000 | 70.37% | 2 | 0 | 10.5 |  |  |  | No | R-454B | 4.3333 | Residential & Commercial | Ducted CEE Tier 1
215676502 | Central HP <5.4 tons | TEMPSTAR | HRCU-A-CB (Split System: Heat Pump with Remote Outdoor Unit-Air-Source) | T5H0V48*K*AAA* |  |  | EVD5X60M21A*+WALLCON | *95CSU0601716B* | 47500 | 18 | 9 | 50000 | 37200 | 74.4% | 1.98 | 0 | 10 |  |  |  | No | R-454B | 3.9583 | Residential & Commercial | Ducted CEE Tier 1
215676552 | Central HP <5.4 tons | TEMPSTAR | HRCU-A-CB (Split System: Heat Pump with Remote Outdoor Unit-Air-Source) | T5H0V48*K*AAA* |  |  | EVD5X60M21A*+WALLCON | *97CMN0802120B* | 48000 | 19 | 9 | 50000 | 36800 | 73.6% | 2 | 0 | 10 |  |  |  | No | R-454B | 4 | Residential & Commercial | Ducted CEE Tier 1
215676902 | Central HP <5.4 tons | TEMPSTAR | HRCU-A-CB (Split System: Heat Pump with Remote Outdoor Unit-Air-Source) | T5H0V48*K*AAA* |  |  | EVD5X61M24A*+WALLCON | *95CSU1002122B* | 48500 | 19 | 9 | 50000 | 36600 | 73.2% | 2.1 | 0 | 10.5 |  |  |  | No | R-454B | 4.0417 | Residential & Commercial | Ducted CEE Tier 1
215676522 | Central HP <5.4 tons | TEMPSTAR | HRCU-A-CB (Split System: Heat Pump with Remote Outdoor Unit-Air-Source) | T5H0V48*K*AAA* |  |  | EVD5X60M21A*+WALLCON | *95CSU1002122B* | 48000 | 19 | 9 | 50000 | 36600 | 73.2% | 2.12 | 0 | 10 |  |  |  | No | R-454B | 4 | Residential & Commercial | Ducted CEE Tier 1
215668851 | Central HP <5.4 tons | TEMPSTAR | HRCU-A-CB (Split System: Heat Pump with Remote Outdoor Unit-Air-Source) | T5H0V36*K*AAA* |  |  | EA*5X42M21A*+WALLCON | *80CTL0902120B* | 33200 | 18 | 9 | 35800 | 25600 | 71.51% | 1.86 | 0 | 10 |  |  |  | No | R-454B | 2.7667 | Residential & Commercial | Ducted CEE Tier 1
215853324 | Central HP <5.4 tons | JOHNSON CONTROLS | HRCU-A-CB (Split System: Heat Pump with Remote Outdoor Unit-Air-Source) | HH836E2S11 |  |  | CTM36C5CDS1+JMC16C2SN1 |  | 34400 | 19 | 9 | 31600 | 25800 | 81.65% | 2 | 0 | 11.7 |  |  |  | No | R-454B | 2.8667 | Residential & Commercial | Ducted CEE Tier 1
216411120 | Central HP <5.4 tons | JOHNSON CONTROLS | HRCU-A-CB (Split System: Heat Pump with Remote Outdoor Unit-Air-Source) | HMH72B341 |  |  | XAHB36DBCN1 | Z9ET080B12SMPS1 | 33200 | 17.5 | 8.5 | 33000 | 23200 | 70.3% | 2 | 0 | 10 |  |  |  | No | R-410A | 2.7667 | Residential & Commercial | Ducted CEE Tier 1
215869116 | Central HP <5.4 tons | TRANE | HRCU-A-CB (Split System: Heat Pump with Remote Outdoor Unit-Air-Source) | 5TWV8X48A1 |  |  | 5PX*C007AS3 | S9V2C080U5VSB+LRP | 45000 | 18.1 | 8.5 | 46000 | 35400 | 76.96% | 2.1 | 0 | 10 |  |  |  | No | R-454B | 3.75 | Residential & Commercial | Ducted CEE Tier 1
215869118 | Central HP <5.4 tons | TRANE | HRCU-A-CB (Split System: Heat Pump with Remote Outdoor Unit-Air-Source) | 5TWV8X48A1 |  |  | 5PX*C007AS3 | S9V2C100U5VSB+LRP | 45500 | 18.1 | 8.5 | 46000 | 35400 | 76.96% | 2.1 | 0 | 10 |  |  |  | No | R-454B | 3.7917 | Residential & Commercial | Ducted CEE Tier 1
207436497 | Central HP <5.4 tons | LENNOX | HRCU-A-CB (Split System: Heat Pump with Remote Outdoor Unit-Air-Source) | SL25XPV-036-230A** |  |  | CX35-50/60C+TDR | EL296UH110XV48C* | 33600 | 22 | 8.7 | 34400 | 26800 | 77.91% | 1.82 | 14 | 13.3 |  |  |  | No | R-410A | 2.8 | Residential & Commercial | Ducted CEE Tier 1
207436266 | Central HP <5.4 tons | LENNOX | HRCU-A-CB (Split System: Heat Pump with Remote Outdoor Unit-Air-Source) | SL25XPV-036-230A** |  |  | C35-48B+TDR+TXV | SL280UH090XV48B* | 34000 | 21.8 | 8.8 | 35600 | 27400 | 76.97% | 1.82 | 14 | 13.4 |  |  |  | No | R-410A | 2.8333 | Residential & Commercial | Ducted CEE Tier 1
204456665 | Central HP <5.4 tons | COMFORTMAKER | HRCU-A-CB (Split System: Heat Pump with Remote Outdoor Unit-Air-Source) | CVH825GKA2* |  |  | EA*4X36L21A*+WALLCON | *80CTL0451712A* | 23400 | 16 | 8.1 | 21600 | 16800 | 77.78% | 1.92 | 11 | 10.5 |  |  |  | No | R-410A | 1.95 | Residential & Commercial | Ducted CEE Tier 1
207436163 | Central HP <5.4 tons | LENNOX | HRCU-A-CB (Split System: Heat Pump with Remote Outdoor Unit-Air-Source) | SL25XPV-024-230A** |  |  | C35-48B+TDR+TXV | SL297UH040NV36B* | 22200 | 21.6 | 9.3 | 21600 | 20600 | 95.37% | 1.86 | 14.5 | 14 |  |  |  | No | R-410A | 1.85 | Residential & Commercial | Ducted CEE Tier 1
207436164 | Central HP <5.4 tons | LENNOX | HRCU-A-CB (Split System: Heat Pump with Remote Outdoor Unit-Air-Source) | SL25XPV-024-230A** |  |  | C35-48B+TDR+TXV | SL297UH060NV36B* | 22000 | 21.2 | 9.3 | 21600 | 20600 | 95.37% | 1.86 | 14.5 | 13.5 |  |  |  | No | R-410A | 1.8333 | Residential & Commercial | Ducted CEE Tier 1
207436197 | Central HP <5.4 tons | LENNOX | HRCU-A-CB (Split System: Heat Pump with Remote Outdoor Unit-Air-Source) | SL25XPV-024-230A** |  |  | CHX35-42B-**-*+TDR | SL280UH090V36B* | 22800 | 23.2 | 9.7 | 21400 | 19900 | 92.99% | 1.98 | 15.5 | 15 |  |  |  | No | R-410A | 1.9 | Residential & Commercial | Ducted CEE Tier 1
215676672 | Central HP <5.4 tons | TEMPSTAR | HRCU-A-CB (Split System: Heat Pump with Remote Outdoor Unit-Air-Source) | T5H0V48*K*AAA* |  |  | EVD5X60M24A*+WALLCON | *97CMN1202422B* | 48000 | 19 | 9 | 50000 | 36600 | 73.2% | 2 | 0 | 10 |  |  |  | No | R-454B | 4 | Residential & Commercial | Ducted CEE Tier 1
215674193 | Central HP <5.4 tons | TEMPSTAR | HRCU-A-CB (Split System: Heat Pump with Remote Outdoor Unit-Air-Source) | T5H0V48*K*AAA* |  |  | EA*5X60M24A*+WALLCON | *80CTL0902120B* | 45000 | 18 | 9 | 47500 | 33400 | 70.32% | 2.08 | 0 | 10 |  |  |  | No | R-454B | 3.75 | Residential & Commercial | Ducted CEE Tier 1
215674423 | Central HP <5.4 tons | TEMPSTAR | HRCU-A-CB (Split System: Heat Pump with Remote Outdoor Unit-Air-Source) | T5H0V48*K*AAA* |  |  | EA*5X61M21A*+WALLCON | *97CMN0802120B* | 46000 | 18 | 9 | 48000 | 33800 | 70.42% | 2.08 | 0 | 10 |  |  |  | No | R-454B | 3.8333 | Residential & Commercial | Ducted CEE Tier 1
214584680 | Central HP <5.4 tons | JOHNSON CONTROLS | HRCU-A-CB (Split System: Heat Pump with Remote Outdoor Unit-Air-Source) | HH836E2S11 |  |  | CTF36C5CDS1 | Z8ES080C16SMPS1 | 34000 | 18 | 8.5 | 31200 | 25400 | 81.41% | 2 | 0 | 11.7 |  |  |  | No | R-454B | 2.8333 | Residential & Commercial | Ducted CEE Tier 1
214584745 | Central HP <5.4 tons | JOHNSON CONTROLS | HRCU-A-CB (Split System: Heat Pump with Remote Outdoor Unit-Air-Source) | HH836E2S11 |  |  | CTM36C5CDS1 | Z8ES120C16SMPS1 | 34400 | 18 | 8.5 | 31600 | 25800 | 81.65% | 2 | 0 | 11.7 |  |  |  | No | R-454B | 2.8667 | Residential & Commercial | Ducted CEE Tier 1
215681404 | Central HP <5.4 tons | BRYANT HEATING AND COOLING SYSTEMS | HRCU-A-CB (Split System: Heat Pump with Remote Outdoor Unit-Air-Source) | 290VAN048**AA* |  |  | CAA**6024AM*+UI | 987TA60080C21*** | 45000 | 18 | 9 | 47500 | 33600 | 70.74% | 2.06 | 0 | 10 |  |  |  | No | R-454B | 3.75 | Residential & Commercial | Ducted CEE Tier 1
207436300 | Central HP <5.4 tons | LENNOX | HRCU-A-CB (Split System: Heat Pump with Remote Outdoor Unit-Air-Source) | SL25XPV-036-230A** |  |  | C35-50/60C+TDR+TXV | SL280UH110XV60C* | 33800 | 21.2 | 8.6 | 34200 | 26600 | 77.78% | 1.82 | 14 | 13.5 |  |  |  | No | R-410A | 2.8167 | Residential & Commercial | Ducted CEE Tier 1
207436415 | Central HP <5.4 tons | LENNOX | HRCU-A-CB (Split System: Heat Pump with Remote Outdoor Unit-Air-Source) | SL25XPV-036-230A** |  |  | CHX35-48B-**-*+TDR | SLP99UH070XV36B* | 33800 | 21.8 | 8.8 | 34600 | 26200 | 75.72% | 1.82 | 13.5 | 13.3 |  |  |  | No | R-410A | 2.8167 | Residential & Commercial | Ducted CEE Tier 1
207436464 | Central HP <5.4 tons | LENNOX | HRCU-A-CB (Split System: Heat Pump with Remote Outdoor Unit-Air-Source) | SL25XPV-036-230A** |  |  | CX35-36B+TDR | SL280UH090XV48B* | 33400 | 21.8 | 8.6 | 35600 | 26600 | 74.72% | 1.76 | 13.5 | 13.4 |  |  |  | No | R-410A | 2.7833 | Residential & Commercial | Ducted CEE Tier 1
212985230 | Central HP <5.4 tons | AIRQUEST | HRCU-A-CB (Split System: Heat Pump with Remote Outdoor Unit-Air-Source) | DLCURAH36ABK |  |  | EA*4X48L21A* | *92MSN1002120A* | 35800 | 16.5 | 8.5 | 37800 | 34600 | 91.53% | 2.02 | 0 | 10 |  |  |  | No | R-410A | 2.9833 | Residential & Commercial | Ducted CEE Tier 1
212988320 | Central HP <5.4 tons | AIRQUEST | HRCU-A-CB (Split System: Heat Pump with Remote Outdoor Unit-Air-Source) | DLCURAH36ABK |  |  | EA*4X48L24A* | *96MSN1202422A* | 35600 | 16.5 | 8.5 | 37800 | 34600 | 91.53% | 2.02 | 0 | 10 |  |  |  | No | R-410A | 2.9667 | Residential & Commercial | Ducted CEE Tier 1
216440424 | Central HP <5.4 tons | TRANE | HRCU-A-CB (Split System: Heat Pump with Remote Outdoor Unit-Air-Source) | 5TWV0X60A1 |  |  | 5PX*C007AS3 | S9V2C080U5VSB+LRP | 51500 | 18.4 | 9 | 54500 | 38500 | 70.64% | 2 | 0 | 10 |  |  |  | No | R-454B | 4.2917 | Residential & Commercial | Ducted CEE Tier 1
216440458 | Central HP <5.4 tons | TRANE | HRCU-A-CB (Split System: Heat Pump with Remote Outdoor Unit-Air-Source) | 5TWV0X60A1 |  |  | 5PX*D008AS3+P0V0D000M50SD+LRP |  | 52000 | 18.8 | 9 | 54000 | 38000 | 70.37% | 2 | 0 | 10.5 |  |  |  | No | R-454B | 4.3333 | Residential & Commercial | Ducted CEE Tier 1
216440548 | Central HP <5.4 tons | TRANE | HRCU-A-CB (Split System: Heat Pump with Remote Outdoor Unit-Air-Source) | 5TWV0X60A1 |  |  | 5TXCD010AS3 | S9V2C100U5PSC+LRP | 53000 | 18.8 | 9 | 54000 | 38000 | 70.37% | 2 | 0 | 10.5 |  |  |  | No | R-454B | 4.4167 | Residential & Commercial | Ducted CEE Tier 1
216440550 | Central HP <5.4 tons | TRANE | HRCU-A-CB (Split System: Heat Pump with Remote Outdoor Unit-Air-Source) | 5TWV0X60A1 |  |  | 5TXCD010AS3 | L8V1C100U5VSB+LRP | 54000 | 19 | 9 | 53500 | 38500 | 71.96% | 2 | 0 | 10.5 |  |  |  | No | R-454B | 4.5 | Residential & Commercial | Ducted CEE Tier 1
215934096 | Central HP <5.4 tons | HEIL | HRCU-A-CB (Split System: Heat Pump with Remote Outdoor Unit-Air-Source) | H5H3V48*K*AAA* |  |  | EA*5X60M24A*+WALLCON | *80CTL0702120B* | 44500 | 21 | 9.5 | 48500 | 36600 | 75.46% | 2 | 0 | 11 |  |  |  | No | R-454B | 3.7083 | Residential & Commercial | Ducted CEE Tier 1
215934446 | Central HP <5.4 tons | HEIL | HRCU-A-CB (Split System: Heat Pump with Remote Outdoor Unit-Air-Source) | H5H3V48*K*AAA* |  |  | ESH5X48M12A*+WALLCON | *80CTL0901716B* | 43500 | 20 | 9 | 48500 | 35800 | 73.81% | 1.86 | 0 | 11 |  |  |  | No | R-454B | 3.625 | Residential & Commercial | Ducted CEE Tier 1
215934496 | Central HP <5.4 tons | HEIL | HRCU-A-CB (Split System: Heat Pump with Remote Outdoor Unit-Air-Source) | H5H3V48*K*AAA* |  |  | ESH5X48M12A*+WALLCON | *97CMN1002122B* | 44000 | 20 | 9 | 48500 | 36400 | 75.05% | 1.82 | 0 | 10.5 |  |  |  | No | R-454B | 3.6667 | Residential & Commercial | Ducted CEE Tier 1
213297412 | Central HP <5.4 tons | JOHNSON CONTROLS | HRCU-A-CB (Split System: Heat Pump with Remote Outdoor Unit-Air-Source) | HMH72B341 |  |  | XAHB30CXXN1+TXV | Z8ES040A12LMPS1 | 31800 | 17 | 8.1 | 32200 | 22600 | 70.19% | 2 | 0 | 10 |  |  |  | No | R-410A | 2.65 | Residential & Commercial | Ducted CEE Tier 1
213297612 | Central HP <5.4 tons | JOHNSON CONTROLS | HRCU-A-CB (Split System: Heat Pump with Remote Outdoor Unit-Air-Source) | HMH72B341 |  |  | XAHC36DXXN1+TXV | Z8ES080C16SMPS1 | 34000 | 17.5 | 8.5 | 33400 | 23600 | 70.66% | 2.08 | 0 | 10 |  |  |  | No | R-410A | 2.8333 | Residential & Commercial | Ducted CEE Tier 1
213297662 | Central HP <5.4 tons | JOHNSON CONTROLS | HRCU-A-CB (Split System: Heat Pump with Remote Outdoor Unit-Air-Source) | HMH72B341 |  |  | XAHB36DBCN1 | Z8ES040A12SMPS1 | 33200 | 17.5 | 8.1 | 32800 | 23000 | 70.12% | 2.02 | 0 | 10 |  |  |  | No | R-410A | 2.7667 | Residential & Commercial | Ducted CEE Tier 1
215682334 | Central HP <5.4 tons | BRYANT HEATING AND COOLING SYSTEMS | HRCU-A-CB (Split System: Heat Pump with Remote Outdoor Unit-Air-Source) | 290VAN048**AA* |  |  | CVAVA6021XMA*+UI | 83*CB60100C21*** | 48000 | 18.5 | 9 | 50000 | 36600 | 73.2% | 2 | 0 | 10 |  |  |  | No | R-454B | 4 | Residential & Commercial | Ducted CEE Tier 1
216440125 | Central HP <5.4 tons | AMERICAN STANDARD | HRCU-A-CB (Split System: Heat Pump with Remote Outdoor Unit-Air-Source) | 5A6V0X36A1 |  |  | 5TXCB004AS3 | S9V2B080D4VSB+LRP | 31400 | 17.1 | 9 | 31400 | 23600 | 75.16% | 2 | 0 | 11.7 |  |  |  | No | R-454B | 2.6167 | Residential & Commercial | Ducted CEE Tier 1
216440139 | Central HP <5.4 tons | AMERICAN STANDARD | HRCU-A-CB (Split System: Heat Pump with Remote Outdoor Unit-Air-Source) | 5A6V0X36A1 |  |  | 5TXCB004AS3 | S9V2B040U3PSC+LRP | 33200 | 18.4 | 9 | 32000 | 24200 | 75.62% | 2.1 | 0 | 12 |  |  |  | No | R-454B | 2.7667 | Residential & Commercial | Ducted CEE Tier 1
211240321 | Central HP <5.4 tons | AIRQUEST | HRCU-A-CB (Split System: Heat Pump with Remote Outdoor Unit-Air-Source) | DLCURAH24ABK |  |  | EA*4X24L14A* | *80ES(N,L)0451412A* | 24200 | 16 | 8.5 | 27200 | 23400 | 86.03% | 1.9 | 0 | 10 |  |  |  | No | R-410A | 2.0167 | Residential & Commercial | Ducted CEE Tier 1
211240478 | Central HP <5.4 tons | AIRQUEST | HRCU-A-CB (Split System: Heat Pump with Remote Outdoor Unit-Air-Source) | DLCURAH24ABK |  |  | EA*4X24L17A* | *80VSL0701716A* | 23600 | 16.5 | 8.5 | 26600 | 24600 | 92.48% | 2.04 | 0 | 10 |  |  |  | No | R-410A | 1.9667 | Residential & Commercial | Ducted CEE Tier 1
211240628 | Central HP <5.4 tons | AIRQUEST | HRCU-A-CB (Split System: Heat Pump with Remote Outdoor Unit-Air-Source) | DLCURAH24ABK |  |  | EA*4X24L17A* | *80ES(N,L)0451412A* | 24400 | 16 | 8.5 | 27200 | 23200 | 85.29% | 1.9 | 0 | 10 |  |  |  | No | R-410A | 2.0333 | Residential & Commercial | Ducted CEE Tier 1
215853505 | Central HP <5.4 tons | JOHNSON CONTROLS | HRCU-A-CB (Split System: Heat Pump with Remote Outdoor Unit-Air-Source) | HH860E2S11 |  |  | CTM60D5CJS1 | TM9E120D20MP12 | 52500 | 18 | 9 | 55000 | 39500 | 71.82% | 2 | 0 | 10 |  |  |  | No | R-454B | 4.375 | Residential & Commercial | Ducted CEE Tier 1
216439968 | Central HP <5.4 tons | TRANE | HRCU-A-CB (Split System: Heat Pump with Remote Outdoor Unit-Air-Source) | 5TWV0X24A1 |  |  | 5PX*BD06AS3 | S9V2B040D3PSC+LRP | 21000 | 19.6 | 9.4 | 23200 | 17300 | 74.57% | 2.1 | 0 | 12 |  |  |  | No | R-454B | 1.75 | Residential & Commercial | Ducted CEE Tier 1
214584600 | Central HP <5.4 tons | JOHNSON CONTROLS | HRCU-A-CB (Split System: Heat Pump with Remote Outdoor Unit-Air-Source) | HH860E2S11 |  |  | CTM60C5CGS1 | Z8ES080C20SMPS1 | 44000 | 18 | 9 | 44500 | 33400 | 75.06% | 2 | 0 | 12 |  |  |  | No | R-454B | 3.6667 | Residential & Commercial | Ducted CEE Tier 1
214584650 | Central HP <5.4 tons | JOHNSON CONTROLS | HRCU-A-CB (Split System: Heat Pump with Remote Outdoor Unit-Air-Source) | HH860E2S11 |  |  | CTM60C5CGS1 | Z8ES100C20SMPS1 | 44500 | 18 | 9 | 44500 | 33400 | 75.06% | 2 | 0 | 12 |  |  |  | No | R-454B | 3.7083 | Residential & Commercial | Ducted CEE Tier 1
215853503 | Central HP <5.4 tons | JOHNSON CONTROLS | HRCU-A-CB (Split System: Heat Pump with Remote Outdoor Unit-Air-Source) | HH860E2S11 |  |  | CTM60D5CJS1 | TMLE130D20MP11 | 53500 | 18 | 9 | 55500 | 39500 | 71.17% | 2 | 0 | 11 |  |  |  | No | R-454B | 4.4583 | Residential & Commercial | Ducted CEE Tier 1
216439960 | Central HP <5.4 tons | TRANE | HRCU-A-CB (Split System: Heat Pump with Remote Outdoor Unit-Air-Source) | 5TWV0X24A1 |  |  | 5PX*B006AS3 | S9V2B060U4VSB+LRP | 20800 | 20 | 9.4 | 22200 | 17000 | 76.58% | 2.1 | 0 | 12 |  |  |  | No | R-454B | 1.7333 | Residential & Commercial | Ducted CEE Tier 1
215853502 | Central HP <5.4 tons | JOHNSON CONTROLS | HRCU-A-CB (Split System: Heat Pump with Remote Outdoor Unit-Air-Source) | HH860E2S11 |  |  | CTM60D5CJS1 | TM9V120D20MP12 | 53500 | 19 | 9 | 55500 | 40000 | 72.07% | 2 | 0 | 11 |  |  |  | No | R-454B | 4.4583 | Residential & Commercial | Ducted CEE Tier 1
215933626 | Central HP <5.4 tons | HEIL | HRCU-A-CB (Split System: Heat Pump with Remote Outdoor Unit-Air-Source) | H5H3V36*K*AAA* |  |  | ESH5X48M12A*+WALLCON | *95CSU1002122B* | 33800 | 19.5 | 9 | 34600 | 26400 | 76.3% | 1.94 | 0 | 11.7 |  |  |  | No | R-454B | 2.8167 | Residential & Commercial | Ducted CEE Tier 1
215933826 | Central HP <5.4 tons | HEIL | HRCU-A-CB (Split System: Heat Pump with Remote Outdoor Unit-Air-Source) | H5H3V36*K*AAA* |  |  | ESH5X60M12A*+WALLCON | *95CSU0601716B* | 34000 | 19 | 9 | 34800 | 26400 | 75.86% | 1.92 | 0 | 11 |  |  |  | No | R-454B | 2.8333 | Residential & Commercial | Ducted CEE Tier 1
215933946 | Central HP <5.4 tons | HEIL | HRCU-A-CB (Split System: Heat Pump with Remote Outdoor Unit-Air-Source) | H5H3V36*K*AAA* |  |  | ESH5X60M12A*+WALLCON | *96CTN1202422B* | 34200 | 19.5 | 9 | 34200 | 26000 | 76.02% | 1.94 | 0 | 11.7 |  |  |  | No | R-454B | 2.85 | Residential & Commercial | Ducted CEE Tier 1
215935437 | Central HP <5.4 tons | AIRQUEST | HRCU-A-CB (Split System: Heat Pump with Remote Outdoor Unit-Air-Source) | H5H3V36*K*AAA* |  |  | EVM5X60M24A*+WALLCON | *96CTN1002122B* | 35600 | 22 | 8.5 | 38000 | 28400 | 74.74% | 2.04 | 0 | 12.5 |  |  |  | No | R-454B | 2.9667 | Residential & Commercial | Ducted CEE Tier 1
215934006 | Central HP <5.4 tons | HEIL | HRCU-A-CB (Split System: Heat Pump with Remote Outdoor Unit-Air-Source) | H5H3V48*K*AAA* |  |  | EA*5X48M21A*+WALLCON | *80CTL0902120B* | 44000 | 21 | 9.5 | 48000 | 36200 | 75.42% | 1.92 | 0 | 11 |  |  |  | No | R-454B | 3.6667 | Residential & Commercial | Ducted CEE Tier 1
211261212 | Central HP <5.4 tons | DAY & NIGHT | HRCU-A-CB (Split System: Heat Pump with Remote Outdoor Unit-Air-Source) | DLCURAH18ABK |  |  | EA*4X25L17A* | OLV098A12* | 18600 | 16 | 8.5 | 18600 | 17400 | 93.55% | 2.12 | 0 | 11 |  |  |  | No | R-410A | 1.55 | Residential & Commercial | Ducted CEE Tier 1
212985909 | Central HP <5.4 tons | DAY & NIGHT | HRCU-A-CB (Split System: Heat Pump with Remote Outdoor Unit-Air-Source) | DLCURAH18ABK |  |  | EA*4X25L17A* | *96MSN0261410A* | 17800 | 16.5 | 8.1 | 17700 | 17700 | 100% | 2.14 | 0 | 10.5 |  |  |  | No | R-410A | 1.4833 | Residential & Commercial | Ducted CEE Tier 1
211260264 | Central HP <5.4 tons | AIRQUEST | HRCU-A-CB (Split System: Heat Pump with Remote Outdoor Unit-Air-Source) | DLCURAH18ABK |  |  | EA*4X24L17A* | *96VSN0601714A* | 17700 | 16 | 8.5 | 18600 | 19100 | 102.7% | 2.3 | 0 | 10.5 |  |  |  | No | R-410A | 1.475 | Residential & Commercial | Ducted CEE Tier 1
211260484 | Central HP <5.4 tons | AIRQUEST | HRCU-A-CB (Split System: Heat Pump with Remote Outdoor Unit-Air-Source) | DLCURAH18ABK |  |  | EA*4X24L17A* | *96VTN0401410A* | 17400 | 16 | 8.5 | 18300 | 19200 | 104.9% | 2.3 | 0 | 10.5 |  |  |  | No | R-410A | 1.45 | Residential & Commercial | Ducted CEE Tier 1
211261300 | Central HP <5.4 tons | AIRQUEST | HRCU-A-CB (Split System: Heat Pump with Remote Outdoor Unit-Air-Source) | DLCURAH18ABK |  |  | EA*4X30L14A* | *80VTL0451412A* | 17800 | 16.5 | 8.5 | 18200 | 18500 | 101.6% | 2.22 | 0 | 10.5 |  |  |  | No | R-410A | 1.4833 | Residential & Commercial | Ducted CEE Tier 1
207436198 | Central HP <5.4 tons | LENNOX | HRCU-A-CB (Split System: Heat Pump with Remote Outdoor Unit-Air-Source) | SL25XPV-024-230A** |  |  | CHX35-42B-**-*+TDR | SL280UH090V48B* | 22800 | 22.4 | 9.6 | 21400 | 19900 | 92.99% | 1.98 | 15.5 | 15 |  |  |  | No | R-410A | 1.9 | Residential & Commercial | Ducted CEE Tier 1
207436199 | Central HP <5.4 tons | LENNOX | HRCU-A-CB (Split System: Heat Pump with Remote Outdoor Unit-Air-Source) | SL25XPV-024-230A** |  |  | CHX35-42B-**-*+TDR | SL280UH090XV48B* | 22800 | 22.4 | 9.6 | 21400 | 19900 | 92.99% | 1.98 | 15.5 | 15 |  |  |  | No | R-410A | 1.9 | Residential & Commercial | Ducted CEE Tier 1
216439573 | Central HP <5.4 tons | AMERICAN STANDARD | HRCU-A-CB (Split System: Heat Pump with Remote Outdoor Unit-Air-Source) | 5A6V0X60A1 |  |  | 5TEMCD07AV51+TDR |  | 54000 | 19 | 8.7 | 53000 | 38500 | 72.64% | 2.01 | 0 | 10.5 |  |  |  | No | R-454B | 4.5 | Residential & Commercial | Ducted CEE Tier 1
207436200 | Central HP <5.4 tons | LENNOX | HRCU-A-CB (Split System: Heat Pump with Remote Outdoor Unit-Air-Source) | SL25XPV-024-230A** |  |  | CHX35-42B-**-*+TDR | SL297UH040NV36B* | 22800 | 23 | 9.5 | 21200 | 20000 | 94.34% | 1.96 | 15.5 | 14.5 |  |  |  | No | R-410A | 1.9 | Residential & Commercial | Ducted CEE Tier 1
215679594 | Central HP <5.4 tons | BRYANT HEATING AND COOLING SYSTEMS | HRCU-A-CB (Split System: Heat Pump with Remote Outdoor Unit-Air-Source) | 290VAN036**AA* |  |  | CAA**6121AM*+UI | 986TD60080C21*** | 34800 | 18 | 9 | 34400 | 24800 | 72.09% | 1.92 | 0 | 10.5 |  |  |  | No | R-454B | 2.9 | Residential & Commercial | Ducted CEE Tier 1
216440380 | Central HP <5.4 tons | TRANE | HRCU-A-CB (Split System: Heat Pump with Remote Outdoor Unit-Air-Source) | 5TWV0X48A1 |  |  | 5TXCD008AS3 | S9V2C100U5PSC+LRP | 44000 | 20 | 9.7 | 46500 | 33400 | 71.83% | 2.1 | 0 | 12 |  |  |  | No | R-454B | 3.6667 | Residential & Commercial | Ducted CEE Tier 1
216440394 | Central HP <5.4 tons | TRANE | HRCU-A-CB (Split System: Heat Pump with Remote Outdoor Unit-Air-Source) | 5TWV0X48A1 |  |  | 5TXCD010AS3 | S9V2D120U5VSB+LRP | 44500 | 20.2 | 9.7 | 46000 | 32800 | 71.3% | 2.1 | 0 | 12 |  |  |  | No | R-454B | 3.7083 | Residential & Commercial | Ducted CEE Tier 1
215679274 | Central HP <5.4 tons | BRYANT HEATING AND COOLING SYSTEMS | HRCU-A-CB (Split System: Heat Pump with Remote Outdoor Unit-Air-Source) | 290VAN036**AA* |  |  | CAA**3721AM*+UI | 986TD60080C21*** | 34400 | 18 | 9 | 35400 | 25200 | 71.19% | 1.88 | 0 | 10 |  |  |  | No | R-454B | 2.8667 | Residential & Commercial | Ducted CEE Tier 1
211261368 | Central HP <5.4 tons | AIRQUEST | HRCU-A-CB (Split System: Heat Pump with Remote Outdoor Unit-Air-Source) | DLCURAH18ABK |  |  | EA*4X30L14A* | *96VTN0401410A* | 17500 | 16 | 8.5 | 18100 | 18600 | 102.8% | 2.24 | 0 | 10.5 |  |  |  | No | R-410A | 1.4583 | Residential & Commercial | Ducted CEE Tier 1
211261761 | Central HP <5.4 tons | AIRQUEST | HRCU-A-CB (Split System: Heat Pump with Remote Outdoor Unit-Air-Source) | DLCURAH18ABK |  |  | EA*4X30L17A* | *80VTL0451412A* | 17800 | 16.5 | 8.5 | 18300 | 18500 | 101.1% | 2.22 | 0 | 10.5 |  |  |  | No | R-410A | 1.4833 | Residential & Commercial | Ducted CEE Tier 1
211262022 | Central HP <5.4 tons | AIRQUEST | HRCU-A-CB (Split System: Heat Pump with Remote Outdoor Unit-Air-Source) | DLCURAH18ABK |  |  | EA*4X30L17A* | *80ES(N,L)0451712A* | 18000 | 16 | 8.5 | 18500 | 18500 | 100% | 2.22 | 0 | 10.5 |  |  |  | No | R-410A | 1.5 | Residential & Commercial | Ducted CEE Tier 1
211262072 | Central HP <5.4 tons | AIRQUEST | HRCU-A-CB (Split System: Heat Pump with Remote Outdoor Unit-Air-Source) | DLCURAH18ABK |  |  | EA*4X30L17A* | *92ESN0601412A* | 18300 | 16.5 | 8.5 | 18800 | 18400 | 97.87% | 2.22 | 0 | 10.5 |  |  |  | No | R-410A | 1.525 | Residential & Commercial | Ducted CEE Tier 1
213780367 | Central HP <5.4 tons | HEIL | HRCU-A-CB (Split System: Heat Pump with Remote Outdoor Unit-Air-Source) | HVH837GKA** |  |  | EHD4X60AAL+WALLCON | *95CSU0601716B* | 32800 | 16.5 | 8.1 | 32200 | 25000 | 77.64% | 1.96 | 0 | 11 |  |  |  | No | R-410A | 2.7333 | Residential & Commercial | Ducted CEE Tier 1
211257336 | Central HP <5.4 tons | AIRQUEST | HRCU-A-CB (Split System: Heat Pump with Remote Outdoor Unit-Air-Source) | DLCURAH18ABK |  |  | FJMA4*24L*B* |  | 18500 | 15.5 | 9 | 19300 | 18300 | 94.82% | 2.2 | 0 | 10.5 |  |  |  | No | R-410A | 1.5417 | Residential & Commercial | Ducted CEE Tier 1
211259628 | Central HP <5.4 tons | AIRQUEST | HRCU-A-CB (Split System: Heat Pump with Remote Outdoor Unit-Air-Source) | DLCURAH18ABK |  |  | EA*4X19L17A* | *96VSN0401712A* | 18200 | 15.5 | 8.5 | 18300 | 17600 | 96.17% | 2.12 | 0 | 10.5 |  |  |  | No | R-410A | 1.5167 | Residential & Commercial | Ducted CEE Tier 1
211259875 | Central HP <5.4 tons | AIRQUEST | HRCU-A-CB (Split System: Heat Pump with Remote Outdoor Unit-Air-Source) | DLCURAH18ABK |  |  | EA*4X19L17A* | *96VTN0601714A* | 18200 | 16 | 8.5 | 18200 | 17700 | 97.25% | 2.14 | 0 | 10.5 |  |  |  | No | R-410A | 1.5167 | Residential & Commercial | Ducted CEE Tier 1
207436584 | Central HP <5.4 tons | LENNOX | HRCU-A-CB (Split System: Heat Pump with Remote Outdoor Unit-Air-Source) | SL25XPV-048-230A** |  |  | CR33-50/60+TDR+TXV | SLP99DF090XV60C* | 45500 | 20.6 | 9.1 | 44000 | 35400 | 80.45% | 1.84 | 12 | 12 |  |  |  | No | R-410A | 3.7917 | Residential & Commercial | Ducted CEE Tier 1
207436601 | Central HP <5.4 tons | LENNOX | HRCU-A-CB (Split System: Heat Pump with Remote Outdoor Unit-Air-Source) | SL25XPV-048-230A** |  |  | CX35-60C+TDR | EL296UH090XV48C* | 45500 | 20 | 9.5 | 44000 | 36400 | 82.73% | 1.9 | 12.5 | 12 |  |  |  | No | R-410A | 3.7917 | Residential & Commercial | Ducted CEE Tier 1
216440141 | Central HP <5.4 tons | AMERICAN STANDARD | HRCU-A-CB (Split System: Heat Pump with Remote Outdoor Unit-Air-Source) | 5A6V0X36A1 |  |  | 5TXCB004AS3 | S9V2B040D3VSB+LRP | 31400 | 17 | 9.4 | 31400 | 23600 | 75.16% | 2 | 0 | 11.7 |  |  |  | No | R-454B | 2.6167 | Residential & Commercial | Ducted CEE Tier 1
216440157 | Central HP <5.4 tons | AMERICAN STANDARD | HRCU-A-CB (Split System: Heat Pump with Remote Outdoor Unit-Air-Source) | 5A6V0X36A1 |  |  | 5TXCB006AS3 | *DHMB080CCV3+LRP | 33200 | 18.2 | 9.7 | 31600 | 24600 | 77.85% | 2.1 | 0 | 11.7 |  |  |  | No | R-454B | 2.7667 | Residential & Commercial | Ducted CEE Tier 1
211241812 | Central HP <5.4 tons | AIRQUEST | HRCU-A-CB (Split System: Heat Pump with Remote Outdoor Unit-Air-Source) | DLCURAH24ABK |  |  | EA*4X36L17A* | *80VSL0451412A* | 23400 | 16.5 | 8.5 | 25600 | 23600 | 92.19% | 1.96 | 0 | 10 |  |  |  | No | R-410A | 1.95 | Residential & Commercial | Ducted CEE Tier 1
211241876 | Central HP <5.4 tons | AIRQUEST | HRCU-A-CB (Split System: Heat Pump with Remote Outdoor Unit-Air-Source) | DLCURAH24ABK |  |  | EA*4X36L17A* | *95ESU0401712A* | 23800 | 16.5 | 8.5 | 25800 | 23200 | 89.92% | 1.92 | 0 | 10 |  |  |  | No | R-410A | 1.9833 | Residential & Commercial | Ducted CEE Tier 1
213780767 | Central HP <5.4 tons | HEIL | HRCU-A-CB (Split System: Heat Pump with Remote Outdoor Unit-Air-Source) | HVH837GKA2* |  |  | EA*4X36L21A*+WALLCON | *80CTL1102120B* | 31600 | 17 | 8.1 | 32800 | 24200 | 73.78% | 1.86 | 0 | 11 |  |  |  | No | R-410A | 2.6333 | Residential & Commercial | Ducted CEE Tier 1
212985756 | Central HP <5.4 tons | AIRQUEST | HRCU-A-CB (Split System: Heat Pump with Remote Outdoor Unit-Air-Source) | DLCURAH24ABK |  |  | EA*4X24L14A* | *96MSN0261410A* | 23200 | 16.5 | 8.5 | 27000 | 26400 | 97.78% | 2.2 | 0 | 10 |  |  |  | No | R-410A | 1.9333 | Residential & Commercial | Ducted CEE Tier 1
211240676 | Central HP <5.4 tons | AIRQUEST | HRCU-A-CB (Split System: Heat Pump with Remote Outdoor Unit-Air-Source) | DLCURAH24ABK |  |  | EA*4X24L17A* | *92ESN0601412A* | 23200 | 16.5 | 8.5 | 26400 | 25800 | 97.73% | 2.18 | 0 | 10 |  |  |  | No | R-410A | 1.9333 | Residential & Commercial | Ducted CEE Tier 1
207436433 | Central HP <5.4 tons | LENNOX | HRCU-A-CB (Split System: Heat Pump with Remote Outdoor Unit-Air-Source) | SL25XPV-036-230A** |  |  | CR33-48B*+TDR+TXV | EL296DF045XV36B* | 33200 | 21.2 | 8.7 | 36000 | 30000 | 83.33% | 1.76 | 13 | 12.5 |  |  |  | No | R-410A | 2.7667 | Residential & Commercial | Ducted CEE Tier 1
215853314 | Central HP <5.4 tons | JOHNSON CONTROLS | HRCU-A-CB (Split System: Heat Pump with Remote Outdoor Unit-Air-Source) | HH824E2S11 |  |  | CTM30B5ACS1+JMET12BS2N1 |  | 23000 | 18 | 9.5 | 23000 | 18400 | 80% | 2 | 0 | 12 |  |  |  | No | R-454B | 1.9167 | Residential & Commercial | Ducted CEE Tier 1
211228237 | Central HP <5.4 tons | AIRQUEST | HRCU-A-CB (Split System: Heat Pump with Remote Outdoor Unit-Air-Source) | DLCURAH36ABK |  |  | EA*4X43L21A* | *80ES(N,L)0702116A* | 37200 | 15.5 | 8.5 | 38500 | 35000 | 90.91% | 2.12 | 0 | 10 |  |  |  | No | R-410A | 3.1 | Residential & Commercial | Ducted CEE Tier 1
211228296 | Central HP <5.4 tons | AIRQUEST | HRCU-A-CB (Split System: Heat Pump with Remote Outdoor Unit-Air-Source) | DLCURAH36ABK |  |  | EA*4X43L21A* | *80VSL0451716A* | 36200 | 15.5 | 8.5 | 38500 | 34800 | 90.39% | 2.06 | 0 | 10 |  |  |  | No | R-410A | 3.0167 | Residential & Commercial | Ducted CEE Tier 1
211228305 | Central HP <5.4 tons | AIRQUEST | HRCU-A-CB (Split System: Heat Pump with Remote Outdoor Unit-Air-Source) | DLCURAH36ABK |  |  | EA*4X43L21A* | *80VSL0701716A* | 36600 | 15.5 | 8.5 | 38500 | 34800 | 90.39% | 2.1 | 0 | 10 |  |  |  | No | R-410A | 3.05 | Residential & Commercial | Ducted CEE Tier 1
211229048 | Central HP <5.4 tons | AIRQUEST | HRCU-A-CB (Split System: Heat Pump with Remote Outdoor Unit-Air-Source) | DLCURAH36ABK |  |  | EA*4X48L21A* | *95ESN1002120A* | 36400 | 15.5 | 8.5 | 38500 | 34800 | 90.39% | 2.08 | 0 | 10 |  |  |  | No | R-410A | 3.0333 | Residential & Commercial | Ducted CEE Tier 1
211229341 | Central HP <5.4 tons | AIRQUEST | HRCU-A-CB (Split System: Heat Pump with Remote Outdoor Unit-Air-Source) | DLCURAH36ABK |  |  | EA*4X48L24A* | *80VSL0702120A* | 36000 | 16 | 8.5 | 38500 | 34600 | 89.87% | 2.06 | 0 | 10 |  |  |  | No | R-410A | 3 | Residential & Commercial | Ducted CEE Tier 1
211229573 | Central HP <5.4 tons | AIRQUEST | HRCU-A-CB (Split System: Heat Pump with Remote Outdoor Unit-Air-Source) | DLCURAH36ABK |  |  | EA*4X48L24A* | *95ESU1002120A* | 36200 | 16 | 8.5 | 38500 | 34600 | 89.87% | 2.08 | 0 | 10 |  |  |  | No | R-410A | 3.0167 | Residential & Commercial | Ducted CEE Tier 1
211229898 | Central HP <5.4 tons | AIRQUEST | HRCU-A-CB (Split System: Heat Pump with Remote Outdoor Unit-Air-Source) | DLCURAH36ABK |  |  | EN(A,D,W)4X48L21** | *80ES(N,L)0451712A* | 35800 | 15.5 | 8.1 | 38500 | 35000 | 90.91% | 2 | 0 | 10 |  |  |  | No | R-410A | 2.9833 | Residential & Commercial | Ducted CEE Tier 1
211229934 | Central HP <5.4 tons | AIRQUEST | HRCU-A-CB (Split System: Heat Pump with Remote Outdoor Unit-Air-Source) | DLCURAH36ABK |  |  | EN(A,D,W)4X48L21** | *80ES(N,L)0901714A* | 36600 | 16 | 8.1 | 39500 | 35000 | 88.61% | 2.04 | 0 | 10.5 |  |  |  | No | R-410A | 3.05 | Residential & Commercial | Ducted CEE Tier 1
211230418 | Central HP <5.4 tons | AIRQUEST | HRCU-A-CB (Split System: Heat Pump with Remote Outdoor Unit-Air-Source) | DLCURAH36ABK |  |  | EN(A,D)4X48L24** | *80ES(N,L)0902116A* | 36400 | 16 | 8.1 | 38500 | 34800 | 90.39% | 2.04 | 0 | 10.5 |  |  |  | No | R-410A | 3.0333 | Residential & Commercial | Ducted CEE Tier 1
211260043 | Central HP <5.4 tons | AIRQUEST | HRCU-A-CB (Split System: Heat Pump with Remote Outdoor Unit-Air-Source) | DLCURAH18ABK |  |  | EA*4X19L17A* | OLV098A12* | 18600 | 16 | 8.5 | 18600 | 17500 | 94.09% | 2.12 | 0 | 11 |  |  |  | No | R-410A | 1.55 | Residential & Commercial | Ducted CEE Tier 1
211260496 | Central HP <5.4 tons | AIRQUEST | HRCU-A-CB (Split System: Heat Pump with Remote Outdoor Unit-Air-Source) | DLCURAH18ABK |  |  | EA*4X24L17A* | *96VTN0601412A* | 17900 | 16 | 8.5 | 18800 | 19000 | 101.1% | 2.28 | 0 | 10.5 |  |  |  | No | R-410A | 1.4917 | Residential & Commercial | Ducted CEE Tier 1
211260847 | Central HP <5.4 tons | AIRQUEST | HRCU-A-CB (Split System: Heat Pump with Remote Outdoor Unit-Air-Source) | DLCURAH18ABK |  |  | EA*4X25L17A* | *96VTN0401712A* | 18200 | 15.5 | 8.5 | 18200 | 17500 | 96.15% | 2.12 | 0 | 10.5 |  |  |  | No | R-410A | 1.5167 | Residential & Commercial | Ducted CEE Tier 1
211261262 | Central HP <5.4 tons | AIRQUEST | HRCU-A-CB (Split System: Heat Pump with Remote Outdoor Unit-Air-Source) | DLCURAH18ABK |  |  | EA*4X30L14A* | *96VSN0401410A* | 17500 | 16 | 8.5 | 18100 | 18600 | 102.8% | 2.24 | 0 | 10.5 |  |  |  | No | R-410A | 1.4583 | Residential & Commercial | Ducted CEE Tier 1
213779037 | Central HP <5.4 tons | HEIL | HRCU-A-CB (Split System: Heat Pump with Remote Outdoor Unit-Air-Source) | HVH837GKA** |  |  | EA*4X37L21A*+WALLCON | *96CTN0801714B* | 32800 | 17 | 8.5 | 33000 | 25200 | 76.36% | 1.96 | 0 | 11 |  |  |  | No | R-410A | 2.7333 | Residential & Commercial | Ducted CEE Tier 1
213779157 | Central HP <5.4 tons | HEIL | HRCU-A-CB (Split System: Heat Pump with Remote Outdoor Unit-Air-Source) | HVH837GKA** |  |  | EA*4X42L21A*+WALLCON | *96CTN0801714B* | 31600 | 17 | 8.1 | 33000 | 24600 | 74.55% | 1.86 | 0 | 10.5 |  |  |  | No | R-410A | 2.6333 | Residential & Commercial | Ducted CEE Tier 1
213779307 | Central HP <5.4 tons | HEIL | HRCU-A-CB (Split System: Heat Pump with Remote Outdoor Unit-Air-Source) | HVH837GKA** |  |  | EA*4X43L21A*+WALLCON | *97CMN0601714B* | 32600 | 16.5 | 8.1 | 33000 | 25400 | 76.97% | 1.94 | 0 | 11 |  |  |  | No | R-410A | 2.7167 | Residential & Commercial | Ducted CEE Tier 1
215932856 | Central HP <5.4 tons | HEIL | HRCU-A-CB (Split System: Heat Pump with Remote Outdoor Unit-Air-Source) | H5H3V36*K*AAA* |  |  | EA*5X61M24A*+WALLCON | *80CTL0702120B* | 34400 | 20.5 | 9.5 | 34400 | 26000 | 75.58% | 2.06 | 0 | 12 |  |  |  | No | R-454B | 2.8667 | Residential & Commercial | Ducted CEE Tier 1
215932966 | Central HP <5.4 tons | HEIL | HRCU-A-CB (Split System: Heat Pump with Remote Outdoor Unit-Air-Source) | H5H3V36*K*AAA* |  |  | ESH5X24M12A*+WALLCON | *97CMN0601714B* | 32000 | 17.5 | 9 | 35000 | 27000 | 77.14% | 1.9 | 0 | 10 |  |  |  | No | R-454B | 2.6667 | Residential & Commercial | Ducted CEE Tier 1
215933636 | Central HP <5.4 tons | HEIL | HRCU-A-CB (Split System: Heat Pump with Remote Outdoor Unit-Air-Source) | H5H3V36*K*AAA* |  |  | ESH5X48M12A*+WALLCON | *97CMN0601714B* | 33400 | 19 | 9 | 34200 | 26200 | 76.61% | 1.96 | 0 | 10.5 |  |  |  | No | R-454B | 2.7833 | Residential & Commercial | Ducted CEE Tier 1
215933686 | Central HP <5.4 tons | HEIL | HRCU-A-CB (Split System: Heat Pump with Remote Outdoor Unit-Air-Source) | H5H3V36*K*AAA* |  |  | ESH5X48M12A*+WALLCON | *96CTN0401410B* | 32200 | 17.5 | 9 | 33800 | 26000 | 76.92% | 1.94 | 0 | 10.5 |  |  |  | No | R-454B | 2.6833 | Residential & Commercial | Ducted CEE Tier 1
215933956 | Central HP <5.4 tons | HEIL | HRCU-A-CB (Split System: Heat Pump with Remote Outdoor Unit-Air-Source) | H5H3V36*K*AAA* |  |  | FCMA5B36L0C*+WALLCON |  | 33000 | 20.5 | 9.5 | 34800 | 26800 | 77.01% | 2 | 0 | 11.7 |  |  |  | No | R-454B | 2.75 | Residential & Commercial | Ducted CEE Tier 1
215682034 | Central HP <5.4 tons | BRYANT HEATING AND COOLING SYSTEMS | HRCU-A-CB (Split System: Heat Pump with Remote Outdoor Unit-Air-Source) | 290VAN048**AA* |  |  | CVAMA6124XMA*+UI | 986TD60080C21*** | 48500 | 19 | 9.5 | 50000 | 36800 | 73.6% | 2.1 | 0 | 10.5 |  |  |  | No | R-454B | 4.0417 | Residential & Commercial | Ducted CEE Tier 1
210596183 | Central HP <5.4 tons | CARRIER | HRCU-A-CB (Split System: Heat Pump with Remote Outdoor Unit-Air-Source) | 25VNA837A*030* |  |  | CAP**6121AL*+UI | 58CU*A100C21**20 | 33200 | 17 | 8.1 | 32200 | 24800 | 77.02% | 1.98 | 0 | 11.5 |  |  |  | No | R-410A | 2.7667 | Residential & Commercial | Ducted CEE Tier 1
210596250 | Central HP <5.4 tons | CARRIER | HRCU-A-CB (Split System: Heat Pump with Remote Outdoor Unit-Air-Source) | 25VNA837A*030* |  |  | CSPH*6012AL*+UI | 59MN7B080C17**14 | 32800 | 16.5 | 8.1 | 32600 | 25200 | 77.3% | 1.98 | 0 | 11 |  |  |  | No | R-410A | 2.7333 | Residential & Commercial | Ducted CEE Tier 1
210596252 | Central HP <5.4 tons | CARRIER | HRCU-A-CB (Split System: Heat Pump with Remote Outdoor Unit-Air-Source) | 25VNA837A*030* |  |  | CSPH*6012AL*+UI | 59MN7B100C21**22 | 33000 | 17 | 8.1 | 32200 | 24800 | 77.02% | 2.02 | 0 | 11.5 |  |  |  | No | R-410A | 2.75 | Residential & Commercial | Ducted CEE Tier 1
215681464 | Central HP <5.4 tons | BRYANT HEATING AND COOLING SYSTEMS | HRCU-A-CB (Split System: Heat Pump with Remote Outdoor Unit-Air-Source) | 290VAN048**AA* |  |  | CAA**6121AM*+UI | 83*CB60080C21*** | 46000 | 18 | 9 | 47500 | 33400 | 70.32% | 2.08 | 0 | 10 |  |  |  | No | R-454B | 3.8333 | Residential & Commercial | Ducted CEE Tier 1
215681564 | Central HP <5.4 tons | BRYANT HEATING AND COOLING SYSTEMS | HRCU-A-CB (Split System: Heat Pump with Remote Outdoor Unit-Air-Source) | 290VAN048**AA* |  |  | CAA**6124AM*+UI | 987TA66120C24*** | 46000 | 18.5 | 9 | 47500 | 33600 | 70.74% | 2.06 | 0 | 10 |  |  |  | No | R-454B | 3.8333 | Residential & Commercial | Ducted CEE Tier 1
207436582 | Central HP <5.4 tons | LENNOX | HRCU-A-CB (Split System: Heat Pump with Remote Outdoor Unit-Air-Source) | SL25XPV-048-230A** |  |  | CR33-50/60+TDR+TXV | SL280DF110V60C* | 45500 | 21 | 9.1 | 43500 | 35200 | 80.92% | 1.86 | 12.5 | 12.3 |  |  |  | No | R-410A | 3.7917 | Residential & Commercial | Ducted CEE Tier 1
207436589 | Central HP <5.4 tons | LENNOX | HRCU-A-CB (Split System: Heat Pump with Remote Outdoor Unit-Air-Source) | SL25XPV-048-230A** |  |  | CX35-49C+TDR | EL296UH110XV60C* | 45500 | 20 | 8.9 | 44000 | 35800 | 81.36% | 1.78 | 12 | 12 |  |  |  | No | R-410A | 3.7917 | Residential & Commercial | Ducted CEE Tier 1
216440492 | Central HP <5.4 tons | TRANE | HRCU-A-CB (Split System: Heat Pump with Remote Outdoor Unit-Air-Source) | 5TWV0X60A1 |  |  | 5TAMXD06AV41 |  | 53000 | 18.8 | 9 | 54000 | 38500 | 71.3% | 2 | 0 | 10 |  |  |  | No | R-454B | 4.4167 | Residential & Commercial | Ducted CEE Tier 1
216440518 | Central HP <5.4 tons | TRANE | HRCU-A-CB (Split System: Heat Pump with Remote Outdoor Unit-Air-Source) | 5TWV0X60A1 |  |  | 5TXCC009AS3 | S9V2C100U5VSB+LRP | 53000 | 18.6 | 9 | 54000 | 38000 | 70.37% | 2 | 0 | 10.5 |  |  |  | No | R-454B | 4.4167 | Residential & Commercial | Ducted CEE Tier 1
216440532 | Central HP <5.4 tons | TRANE | HRCU-A-CB (Split System: Heat Pump with Remote Outdoor Unit-Air-Source) | 5TWV0X60A1 |  |  | 5TXCD008AS3 | S9V2D120U5PSC+LRP | 52000 | 18.6 | 9 | 54000 | 38000 | 70.37% | 2 | 0 | 10.5 |  |  |  | No | R-454B | 4.3333 | Residential & Commercial | Ducted CEE Tier 1
215936400 | Central HP <5.4 tons | DAY & NIGHT | HRCU-A-CB (Split System: Heat Pump with Remote Outdoor Unit-Air-Source) | C5H3V36*K*AAA* |  |  | EVD5X48M24A*+WALLCON | *97CMN1202422B* | 35000 | 21.5 | 8.5 | 38500 | 28400 | 73.77% | 2.04 | 0 | 12 |  |  |  | No | R-454B | 2.9167 | Residential & Commercial | Ducted CEE Tier 1
215935400 | Central HP <5.4 tons | DAY & NIGHT | HRCU-A-CB (Split System: Heat Pump with Remote Outdoor Unit-Air-Source) | C5H3V36*K*AAA* |  |  | EVM5X60M24A*+WALLCON | *97CMN0602120B* | 35200 | 21 | 8.5 | 38500 | 28800 | 74.81% | 2.02 | 0 | 12 |  |  |  | No | R-454B | 2.9333 | Residential & Commercial | Ducted CEE Tier 1
214395022 | Central HP <5.4 tons | HEIL | HRCU-A-CB (Split System: Heat Pump with Remote Outdoor Unit-Air-Source) | DLCURAH24ABK |  |  | EN(A,D)4X30L17** | *96MSN0601716A* | 23400 | 16.5 | 9 | 25800 | 24200 | 93.8% | 2 | 0 | 10 |  |  |  | No | R-410A | 1.95 | Residential & Commercial | Ducted CEE Tier 1
214396921 | Central HP <5.4 tons | COLEMAN | HRCU-A-CB (Split System: Heat Pump with Remote Outdoor Unit-Air-Source) | HH836E2S11 |  |  | CTM48C5CFS1 | TM8E080C16MP11 | 33400 | 19 | 9 | 31400 | 25400 | 80.89% | 2 | 0 | 11 |  |  |  | No | R-454B | 2.7833 | Residential & Commercial | Ducted CEE Tier 1
216440352 | Central HP <5.4 tons | TRANE | HRCU-A-CB (Split System: Heat Pump with Remote Outdoor Unit-Air-Source) | 5TWV0X48A1 |  |  | 5TXCC007AS3 | S9V2C100U5PSC+LRP | 44000 | 20 | 9.7 | 46500 | 33400 | 71.83% | 2.1 | 0 | 12 |  |  |  | No | R-454B | 3.6667 | Residential & Commercial | Ducted CEE Tier 1
216453147 | Central HP <5.4 tons | TRANE | HRCU-A-CB (Split System: Heat Pump with Remote Outdoor Unit-Air-Source) | 5TWV0X48A1 |  |  | 5PX*B006AS3 | S8V2B060M4PCB | 44000 | 19.2 | 9.7 | 46500 | 33600 | 72.26% | 2.1 | 0 | 11.7 |  |  |  | No | R-454B | 3.6667 | Residential & Commercial | Ducted CEE Tier 1
216440273 | Central HP <5.4 tons | AMERICAN STANDARD | HRCU-A-CB (Split System: Heat Pump with Remote Outdoor Unit-Air-Source) | 5A6V0X48A1 |  |  | 5PX*D008AS3 | S9V2C100U5VSB+LRP | 44000 | 20 | 9.7 | 46500 | 33400 | 71.83% | 2.1 | 0 | 12 |  |  |  | No | R-454B | 3.6667 | Residential & Commercial | Ducted CEE Tier 1
216440275 | Central HP <5.4 tons | AMERICAN STANDARD | HRCU-A-CB (Split System: Heat Pump with Remote Outdoor Unit-Air-Source) | 5A6V0X48A1 |  |  | 5PX*D008AS3 | S9V2C100U4VSB+LRP | 44000 | 20 | 9.7 | 46500 | 33400 | 71.83% | 2.1 | 0 | 12 |  |  |  | No | R-454B | 3.6667 | Residential & Commercial | Ducted CEE Tier 1
216440291 | Central HP <5.4 tons | AMERICAN STANDARD | HRCU-A-CB (Split System: Heat Pump with Remote Outdoor Unit-Air-Source) | 5A6V0X48A1 |  |  | 5PX*D008AS3 | L8V1C100U5VSB+LRP | 44500 | 20 | 9.7 | 47500 | 34000 | 71.58% | 2.1 | 0 | 12 |  |  |  | No | R-454B | 3.7083 | Residential & Commercial | Ducted CEE Tier 1
216440341 | Central HP <5.4 tons | AMERICAN STANDARD | HRCU-A-CB (Split System: Heat Pump with Remote Outdoor Unit-Air-Source) | 5A6V0X48A1 |  |  | 5TXCB006AS3 | S9V2B060U4VSB+LRP | 43500 | 19.2 | 9.4 | 46500 | 33600 | 72.26% | 2.1 | 0 | 11.7 |  |  |  | No | R-454B | 3.625 | Residential & Commercial | Ducted CEE Tier 1
207436167 | Central HP <5.4 tons | LENNOX | HRCU-A-CB (Split System: Heat Pump with Remote Outdoor Unit-Air-Source) | SL25XPV-024-230A** |  |  | CBA38MV-036-230*+TDR |  | 22200 | 22.4 | 9.1 | 22200 | 21200 | 95.5% | 1.86 | 15.5 | 14.4 |  |  |  | No | R-410A | 1.85 | Residential & Commercial | Ducted CEE Tier 1
215853455 | Central HP <5.4 tons | JOHNSON CONTROLS | HRCU-A-CB (Split System: Heat Pump with Remote Outdoor Unit-Air-Source) | HH836E2S11 |  |  | CTU36B5XDS1+TXV | TL9E060B12UH11 | 33000 | 18 | 8.5 | 30800 | 25200 | 81.82% | 2 | 0 | 11 |  |  |  | No | R-454B | 2.75 | Residential & Commercial | Ducted CEE Tier 1
213079537 | Central HP <5.4 tons | DAY & NIGHT | HRCU-A-CB (Split System: Heat Pump with Remote Outdoor Unit-Air-Source) | DLCURAH36ABK |  |  | EA*4X37L17A* | *92MSN0801716A* | 36400 | 15.5 | 8.5 | 38500 | 35000 | 90.91% | 2.02 | 0 | 10 |  |  |  | No | R-410A | 3.0333 | Residential & Commercial | Ducted CEE Tier 1
213079905 | Central HP <5.4 tons | DAY & NIGHT | HRCU-A-CB (Split System: Heat Pump with Remote Outdoor Unit-Air-Source) | DLCURAH36ABK |  |  | EN(A,D,W)4X48L21** | *92MSN1002122A* | 36000 | 16.5 | 8.1 | 38500 | 35000 | 90.91% | 2 | 0 | 10.5 |  |  |  | No | R-410A | 3 | Residential & Commercial | Ducted CEE Tier 1
211226956 | Central HP <5.4 tons | AIRQUEST | HRCU-A-CB (Split System: Heat Pump with Remote Outdoor Unit-Air-Source) | DLCURAH36ABK |  |  | EA*4X37L21A* | *80VTL1102122A* | 37000 | 15.5 | 8.5 | 38500 | 34800 | 90.39% | 2.12 | 0 | 10 |  |  |  | No | R-410A | 3.0833 | Residential & Commercial | Ducted CEE Tier 1
211245598 | Central HP <5.4 tons | AIRQUEST | HRCU-A-CB (Split System: Heat Pump with Remote Outdoor Unit-Air-Source) | DLCURAH24ABK |  |  | EN(A,D)4X36L21** | *80ES(N,L)0701712A* | 24400 | 16.5 | 8.1 | 26400 | 22600 | 85.61% | 1.88 | 0 | 10.5 |  |  |  | No | R-410A | 2.0333 | Residential & Commercial | Ducted CEE Tier 1
211241256 | Central HP <5.4 tons | AIRQUEST | HRCU-A-CB (Split System: Heat Pump with Remote Outdoor Unit-Air-Source) | DLCURAH24ABK |  |  | EA*4X30L14A* | *96VSN0601412A* | 23400 | 16.5 | 8.5 | 25800 | 24200 | 93.8% | 2 | 0 | 10 |  |  |  | No | R-410A | 1.95 | Residential & Commercial | Ducted CEE Tier 1
212969972 | Central HP <5.4 tons | HEIL | HRCU-A-CB (Split System: Heat Pump with Remote Outdoor Unit-Air-Source) | DLCURAH18ABK |  |  | EA*4X19L17A* | *80VSL0701716B* | 17800 | 16.5 | 8.1 | 17800 | 17900 | 100.6% | 2.16 | 0 | 10.5 |  |  |  | No | R-410A | 1.4833 | Residential & Commercial | Ducted CEE Tier 1
212970889 | Central HP <5.4 tons | HEIL | HRCU-A-CB (Split System: Heat Pump with Remote Outdoor Unit-Air-Source) | DLCURAH18ABK |  |  | EA*4X25L17A* | *80VTL0451412B* | 18300 | 16.5 | 8.5 | 18100 | 17600 | 97.24% | 2.14 | 0 | 11 |  |  |  | No | R-410A | 1.525 | Residential & Commercial | Ducted CEE Tier 1
215853877 | Central HP <5.4 tons | BLUERIDGE | HRCU-A-CB (Split System: Heat Pump with Remote Outdoor Unit-Air-Source) | BMSAH30HHC |  |  | BMS3AH30I |  | 30000 | 17.2 | 10.8 | 33000 | 33200 | 100.6% | 1.97 | 0 | 12 |  |  |  | No | R-454B | 2.5 | Residential & Commercial | Ducted CEE Tier 1
210472966 | Central HP <5.4 tons | AIRQUEST | HRCU-A-CB (Split System: Heat Pump with Remote Outdoor Unit-Air-Source) | HVH825GKA3* |  |  | EA*4X42L21A*+WALLCON | *80CTL0901716A* | 23800 | 17.5 | 8.1 | 21400 | 16500 | 77.1% | 1.98 | 0 | 11 |  |  |  | No | R-410A | 1.9833 | Residential & Commercial | Ducted CEE Tier 1
210473043 | Central HP <5.4 tons | AIRQUEST | HRCU-A-CB (Split System: Heat Pump with Remote Outdoor Unit-Air-Source) | HVH825GKA3* |  |  | EA*4X42L24A*+WALLCON | *97CMN1002122A* | 23800 | 16.5 | 8.1 | 21400 | 16600 | 77.57% | 1.96 | 0 | 11 |  |  |  | No | R-410A | 1.9833 | Residential & Commercial | Ducted CEE Tier 1
210473098 | Central HP <5.4 tons | AIRQUEST | HRCU-A-CB (Split System: Heat Pump with Remote Outdoor Unit-Air-Source) | HVH825GKA3* |  |  | EA*4X43L21A*+WALLCON | *95CSU0802120A* | 24400 | 17 | 8.5 | 21200 | 16600 | 78.3% | 2.04 | 0 | 11 |  |  |  | No | R-410A | 2.0333 | Residential & Commercial | Ducted CEE Tier 1
210473175 | Central HP <5.4 tons | AIRQUEST | HRCU-A-CB (Split System: Heat Pump with Remote Outdoor Unit-Air-Source) | HVH825GKA3* |  |  | EA*4X43L21A*+WALLCON | *96CTN0601714A* | 24400 | 16.5 | 8.1 | 21200 | 16700 | 78.77% | 2.02 | 0 | 11 |  |  |  | No | R-410A | 2.0333 | Residential & Commercial | Ducted CEE Tier 1
210473307 | Central HP <5.4 tons | AIRQUEST | HRCU-A-CB (Split System: Heat Pump with Remote Outdoor Unit-Air-Source) | HVH825GKA3* |  |  | EA*4X48L21A*+WALLCON | *80CSU0601716A* | 24000 | 17 | 8.1 | 21000 | 16600 | 79.05% | 2.02 | 0 | 11 |  |  |  | No | R-410A | 2 | Residential & Commercial | Ducted CEE Tier 1
210473450 | Central HP <5.4 tons | AIRQUEST | HRCU-A-CB (Split System: Heat Pump with Remote Outdoor Unit-Air-Source) | HVH825GKA3* |  |  | EA*4X48L24A*+WALLCON | *95CSU1002122A* | 24200 | 17 | 8.1 | 21000 | 16500 | 78.57% | 2.02 | 0 | 11 |  |  |  | No | R-410A | 2.0167 | Residential & Commercial | Ducted CEE Tier 1
210473461 | Central HP <5.4 tons | AIRQUEST | HRCU-A-CB (Split System: Heat Pump with Remote Outdoor Unit-Air-Source) | HVH825GKA3* |  |  | EA*4X48L24A*+WALLCON | *80CSU1002120A* | 24000 | 16.5 | 8.1 | 21000 | 16600 | 79.05% | 2 | 0 | 11 |  |  |  | No | R-410A | 2 | Residential & Commercial | Ducted CEE Tier 1
210473527 | Central HP <5.4 tons | AIRQUEST | HRCU-A-CB (Split System: Heat Pump with Remote Outdoor Unit-Air-Source) | HVH825GKA3* |  |  | EA*4X48L24A*+WALLCON | *97CMN0602120A* | 24000 | 16.5 | 8.1 | 21000 | 16600 | 79.05% | 2 | 0 | 11 |  |  |  | No | R-410A | 2 | Residential & Commercial | Ducted CEE Tier 1
215853878 | Central HP <5.4 tons | BLUERIDGE | HRCU-A-CB (Split System: Heat Pump with Remote Outdoor Unit-Air-Source) | BMSAH36HHC |  |  | BMS3AH36I |  | 36000 | 18 | 10 | 37000 | 37400 | 101.1% | 1.9 | 0 | 12 |  |  |  | No | R-454B | 3 | Residential & Commercial | Ducted CEE Tier 1
215931520 | Central HP <5.4 tons | DAY & NIGHT | HRCU-A-CB (Split System: Heat Pump with Remote Outdoor Unit-Air-Source) | C5H3V60*K*AAA* |  |  | EA*5X60M24A*+WALLCON | *80CSU0802120A* | 56000 | 19 | 8.5 | 60500 | 45500 | 75.21% | 2.06 | 0 | 11.5 |  |  |  | No | R-454B | 4.6667 | Residential & Commercial | Ducted CEE Tier 1
214584610 | Central HP <5.4 tons | JOHNSON CONTROLS | HRCU-A-CB (Split System: Heat Pump with Remote Outdoor Unit-Air-Source) | HH860E2S11 |  |  | CTF60C5CGS1 | Z8ES100C16SMPS1 | 44000 | 18 | 9 | 44000 | 33200 | 75.45% | 2 | 0 | 12 |  |  |  | No | R-454B | 3.6667 | Residential & Commercial | Ducted CEE Tier 1
214584635 | Central HP <5.4 tons | JOHNSON CONTROLS | HRCU-A-CB (Split System: Heat Pump with Remote Outdoor Unit-Air-Source) | HH860E2S11 |  |  | CTF60C5CHS1 | Z8ES120C20SMPS1 | 53500 | 19 | 9 | 53500 | 38000 | 71.03% | 2 | 0 | 11.7 |  |  |  | No | R-454B | 4.4583 | Residential & Commercial | Ducted CEE Tier 1
214720024 | Central HP <5.4 tons | CHAMPION HEATING AND COOLING | HRCU-A-CB (Split System: Heat Pump with Remote Outdoor Unit-Air-Source) | HH860E2S11 |  |  | CTU60C5XGS1+TXV | TM9E080C20MP12 | 44500 | 17 | 9 | 45000 | 33800 | 75.11% | 2 | 0 | 11.7 |  |  |  | No | R-454B | 3.7083 | Residential & Commercial | Ducted CEE Tier 1
214720172 | Central HP <5.4 tons | CHAMPION HEATING AND COOLING | HRCU-A-CB (Split System: Heat Pump with Remote Outdoor Unit-Air-Source) | HH860E2S11 |  |  | CTU60C5XGS1+TXV | TM9Y100C20MP11 | 44500 | 17 | 9 | 46000 | 34000 | 73.91% | 2 | 0 | 11 |  |  |  | No | R-454B | 3.7083 | Residential & Commercial | Ducted CEE Tier 1
214609116 | Central HP <5.4 tons | COLEMAN | HRCU-A-CB (Split System: Heat Pump with Remote Outdoor Unit-Air-Source) | HH860E2S11 |  |  | CTF60C5CGS1 | Z9ES080C16SMPS1 | 44500 | 18 | 9 | 46000 | 33800 | 73.48% | 2 | 0 | 11.7 |  |  |  | No | R-454B | 3.7083 | Residential & Commercial | Ducted CEE Tier 1
214609141 | Central HP <5.4 tons | COLEMAN | HRCU-A-CB (Split System: Heat Pump with Remote Outdoor Unit-Air-Source) | HH860E2S11 |  |  | CTM60C5CGS1 | Z9ES100C16SMPS1 | 45500 | 18 | 9 | 46000 | 33800 | 73.48% | 2 | 0 | 11.7 |  |  |  | No | R-454B | 3.7917 | Residential & Commercial | Ducted CEE Tier 1
214584585 | Central HP <5.4 tons | JOHNSON CONTROLS | HRCU-A-CB (Split System: Heat Pump with Remote Outdoor Unit-Air-Source) | HH860E2S11 |  |  | CTF60D5CHS1 | Z8ES130D20SMPS1 | 54000 | 19 | 9 | 53500 | 38500 | 71.96% | 2 | 0 | 12 |  |  |  | No | R-454B | 4.5 | Residential & Commercial | Ducted CEE Tier 1
213076402 | Central HP <5.4 tons | DAY & NIGHT | HRCU-A-CB (Split System: Heat Pump with Remote Outdoor Unit-Air-Source) | DLCURAH24ABK |  |  | EN(A,D)4X24L17** | *96VTN0601716B* | 23200 | 16.5 | 8.5 | 26800 | 25400 | 94.78% | 2.12 | 0 | 10 |  |  |  | No | R-410A | 1.9333 | Residential & Commercial | Ducted CEE Tier 1
213780707 | Central HP <5.4 tons | HEIL | HRCU-A-CB (Split System: Heat Pump with Remote Outdoor Unit-Air-Source) | HVH837GKA2* |  |  | EA*4X36L17A*+WALLCON | *96CTN0601714B* | 31200 | 16.5 | 8.1 | 33400 | 24600 | 73.65% | 1.82 | 0 | 10.5 |  |  |  | No | R-410A | 2.6 | Residential & Commercial | Ducted CEE Tier 1
213780907 | Central HP <5.4 tons | HEIL | HRCU-A-CB (Split System: Heat Pump with Remote Outdoor Unit-Air-Source) | HVH837GKA2* |  |  | EA*4X37L21A*+WALLCON | *97CMN0601714B* | 32600 | 16.5 | 8.1 | 33200 | 25400 | 76.51% | 1.94 | 0 | 11 |  |  |  | No | R-410A | 2.7167 | Residential & Commercial | Ducted CEE Tier 1
215937756 | Central HP <5.4 tons | HEIL | HRCU-A-CB (Split System: Heat Pump with Remote Outdoor Unit-Air-Source) | H5H3V48*K*AAA* |  |  | EVD5X48M21A*+WALLCON | *80CTL0902120B* | 44500 | 20 | 8.1 | 52000 | 38000 | 73.08% | 1.9 | 0 | 11 |  |  |  | No | R-454B | 3.7083 | Residential & Commercial | Ducted CEE Tier 1
215934156 | Central HP <5.4 tons | HEIL | HRCU-A-CB (Split System: Heat Pump with Remote Outdoor Unit-Air-Source) | H5H3V48*K*AAA* |  |  | EA*5X61M21A*+WALLCON | *80CTL0701716B* | 44500 | 20.5 | 9 | 49000 | 37400 | 76.33% | 2 | 0 | 11 |  |  |  | No | R-454B | 3.7083 | Residential & Commercial | Ducted CEE Tier 1
210599168 | Central HP <5.4 tons | AIRQUEST | HRCU-A-CB (Split System: Heat Pump with Remote Outdoor Unit-Air-Source) | HVH837GKA** |  |  | EA*4X60L24A*+WALLCON | *80CSU1002120A* | 32800 | 17 | 8.1 | 32000 | 24800 | 77.5% | 1.96 | 0 | 11 |  |  |  | No | R-410A | 2.7333 | Residential & Commercial | Ducted CEE Tier 1
210599401 | Central HP <5.4 tons | AIRQUEST | HRCU-A-CB (Split System: Heat Pump with Remote Outdoor Unit-Air-Source) | HVH837GKA** |  |  | EHD4X60AAL+WALLCON | *80CTL0701412A* | 32800 | 17 | 8.1 | 32400 | 25000 | 77.16% | 2 | 0 | 11 |  |  |  | No | R-410A | 2.7333 | Residential & Commercial | Ducted CEE Tier 1
215835678 | Central HP <5.4 tons | AMERICAN STANDARD | HRCU-A-CB (Split System: Heat Pump with Remote Outdoor Unit-Air-Source) | 5A6V8X24A1 |  |  | 5TEMCB02AV21+TDR |  | 22000 | 18.1 | 8.5 | 23000 | 17200 | 74.78% | 2 | 0 | 11.2 |  |  |  | No | R-454B | 1.8333 | Residential & Commercial | Ducted CEE Tier 1
214719881 | Central HP <5.4 tons | CHAMPION HEATING AND COOLING | HRCU-A-CB (Split System: Heat Pump with Remote Outdoor Unit-Air-Source) | HH836E2S11 |  |  | CTU48C5XFS1+TXV | TL8E100C20UH11 | 33400 | 18 | 9 | 31400 | 25200 | 80.25% | 2 | 0 | 11 |  |  |  | No | R-454B | 2.7833 | Residential & Commercial | Ducted CEE Tier 1
216453160 | Central HP <5.4 tons | AMERICAN STANDARD | HRCU-A-CB (Split System: Heat Pump with Remote Outdoor Unit-Air-Source) | 5A6V0X48A1 |  |  | 5PX*CD09AS3 | S8V2C100M5PDB | 44500 | 19.4 | 9.4 | 46000 | 33800 | 73.48% | 2.1 | 0 | 12 |  |  |  | No | R-454B | 3.7083 | Residential & Commercial | Ducted CEE Tier 1
216440258 | Central HP <5.4 tons | TRANE | HRCU-A-CB (Split System: Heat Pump with Remote Outdoor Unit-Air-Source) | 5TWV0X48A1 |  |  | 5PX*C009AS3 | L8V1C100U5VSB+LRP | 45500 | 20.2 | 9.7 | 47000 | 33600 | 71.49% | 2.1 | 0 | 12 |  |  |  | No | R-454B | 3.7917 | Residential & Commercial | Ducted CEE Tier 1
216440392 | Central HP <5.4 tons | TRANE | HRCU-A-CB (Split System: Heat Pump with Remote Outdoor Unit-Air-Source) | 5TWV0X48A1 |  |  | 5TXCD008AS3 | S9V2D120U5VSB+LRP | 44000 | 20 | 9.7 | 46500 | 33200 | 71.4% | 2.1 | 0 | 12 |  |  |  | No | R-454B | 3.6667 | Residential & Commercial | Ducted CEE Tier 1
216440408 | Central HP <5.4 tons | TRANE | HRCU-A-CB (Split System: Heat Pump with Remote Outdoor Unit-Air-Source) | 5TWV0X48A1 |  |  | 5TXCD010AS3 | S9V2C080U5PSC+LRP | 44500 | 20 | 9.7 | 46000 | 33000 | 71.74% | 2.1 | 0 | 12 |  |  |  | No | R-454B | 3.7083 | Residential & Commercial | Ducted CEE Tier 1
216440412 | Central HP <5.4 tons | TRANE | HRCU-A-CB (Split System: Heat Pump with Remote Outdoor Unit-Air-Source) | 5TWV0X48A1 |  |  | 5TXCD010AS3 | L8V1C100U5VSB+LRP | 45500 | 20.2 | 9.7 | 47000 | 33600 | 71.49% | 2.1 | 0 | 12 |  |  |  | No | R-454B | 3.7917 | Residential & Commercial | Ducted CEE Tier 1
215667923 | Central HP <5.4 tons | TEMPSTAR | HRCU-A-CB (Split System: Heat Pump with Remote Outdoor Unit-Air-Source) | T5H0V24*K*AAA* |  |  | EA*5X37M21A*+WALLCON | *96CTN0601714B* | 24000 | 17.5 | 9 | 23400 | 16400 | 70.09% | 2 | 0 | 10.5 |  |  |  | No | R-454B | 2 | Residential & Commercial | Ducted CEE Tier 1
215667304 | Central HP <5.4 tons | TEMPSTAR | HRCU-A-CB (Split System: Heat Pump with Remote Outdoor Unit-Air-Source) | T5H0V24*K*AAA* |  |  | EA*5X25M17A*+WALLCON | *96CTN0601714B* | 23800 | 17 | 9 | 23400 | 16500 | 70.51% | 2.02 | 0 | 10.5 |  |  |  | No | R-454B | 1.9833 | Residential & Commercial | Ducted CEE Tier 1
215667859 | Central HP <5.4 tons | TEMPSTAR | HRCU-A-CB (Split System: Heat Pump with Remote Outdoor Unit-Air-Source) | T5H0V24*K*AAA* |  |  | EA*5X37M21A*+WALLCON | *80CTL0901716B* | 24000 | 17.5 | 9 | 23200 | 16300 | 70.26% | 2.02 | 0 | 10.5 |  |  |  | No | R-454B | 2 | Residential & Commercial | Ducted CEE Tier 1
211229593 | Central HP <5.4 tons | AIRQUEST | HRCU-A-CB (Split System: Heat Pump with Remote Outdoor Unit-Air-Source) | DLCURAH36ABK |  |  | EA*4X48L24A* | *96VTN0802120A* | 35600 | 16 | 8.1 | 37800 | 34600 | 91.53% | 2.02 | 0 | 10 |  |  |  | No | R-410A | 2.9667 | Residential & Commercial | Ducted CEE Tier 1
211229946 | Central HP <5.4 tons | AIRQUEST | HRCU-A-CB (Split System: Heat Pump with Remote Outdoor Unit-Air-Source) | DLCURAH36ABK |  |  | EN(A,D,W)4X48L21** | *80ES(N,L)0902116A* | 36400 | 16 | 8.1 | 38500 | 34800 | 90.39% | 2.04 | 0 | 10.5 |  |  |  | No | R-410A | 3.0333 | Residential & Commercial | Ducted CEE Tier 1
211227989 | Central HP <5.4 tons | AIRQUEST | HRCU-A-CB (Split System: Heat Pump with Remote Outdoor Unit-Air-Source) | DLCURAH36ABK |  |  | EA*4X42L24A* | *92ESN1202420A* | 35800 | 16 | 8.1 | 38500 | 35000 | 90.91% | 1.9 | 0 | 10 |  |  |  | No | R-410A | 2.9833 | Residential & Commercial | Ducted CEE Tier 1
211228021 | Central HP <5.4 tons | AIRQUEST | HRCU-A-CB (Split System: Heat Pump with Remote Outdoor Unit-Air-Source) | DLCURAH36ABK |  |  | EA*4X42L24A* | *95ESN1002122A* | 36800 | 15.5 | 8.5 | 40000 | 35200 | 88% | 1.94 | 0 | 10 |  |  |  | No | R-410A | 3.0667 | Residential & Commercial | Ducted CEE Tier 1
205751090 | Central HP <5.4 tons | AIRQUEST | HRCU-A-CB (Split System: Heat Pump with Remote Outdoor Unit-Air-Source) | HVH837GKA** |  |  | EA*4X37L21A*+WALLCON | *80CTL0901716A* | 33000 | 18 | 8.5 | 32800 | 25000 | 76.22% | 2 | 12 | 11.7 |  |  |  | No | R-410A | 2.75 | Residential & Commercial | Ducted CEE Tier 1
213785058 | Central HP <5.4 tons | BRYANT HEATING AND COOLING SYSTEMS | HRCU-A-CB (Split System: Heat Pump with Remote Outdoor Unit-Air-Source) | 284ANV024*0**B* |  |  | CAP**3017AL*+UI | 987MC42060C17*** | 23000 | 19.5 | 10 | 26800 | 20000 | 74.63% | 2.34 | 0 | 12.5 |  |  |  | No | R-410A | 1.9167 | Residential & Commercial | Ducted CEE Tier 1
215853327 | Central HP <5.4 tons | JOHNSON CONTROLS | HRCU-A-CB (Split System: Heat Pump with Remote Outdoor Unit-Air-Source) | HH836E2S11 |  |  | CTM36C5CDS1+JMET16CS2N1 |  | 34200 | 19 | 9 | 31400 | 25600 | 81.53% | 2 | 0 | 11.7 |  |  |  | No | R-454B | 2.85 | Residential & Commercial | Ducted CEE Tier 1
215667891 | Central HP <5.4 tons | TEMPSTAR | HRCU-A-CB (Split System: Heat Pump with Remote Outdoor Unit-Air-Source) | T5H0V24*K*AAA* |  |  | EA*5X37M21A*+WALLCON | *97CMN0601714B* | 24000 | 17 | 9 | 23400 | 16400 | 70.09% | 2.02 | 0 | 10.5 |  |  |  | No | R-454B | 2 | Residential & Commercial | Ducted CEE Tier 1
212383412 | Central HP <5.4 tons | BRYANT HEATING AND COOLING SYSTEMS | HRCU-A-CB (Split System: Heat Pump with Remote Outdoor Unit-Air-Source) | 38MURAQ36AB3* |  |  | CAP**3721AL* | 935SA48060E17*** | 36800 | 15.5 | 8.5 | 39000 | 34800 | 89.23% | 2.1 | 0 | 10 |  |  |  | No | R-410A | 3.0667 | Residential & Commercial | Ducted CEE Tier 1
215667428 | Central HP <5.4 tons | TEMPSTAR | HRCU-A-CB (Split System: Heat Pump with Remote Outdoor Unit-Air-Source) | T5H0V24*K*AAA* |  |  | EA*5X30M17A*+WALLCON | *80CTL0701412B* | 23000 | 17 | 9 | 23800 | 16700 | 70.17% | 1.98 | 0 | 10 |  |  |  | No | R-454B | 1.9167 | Residential & Commercial | Ducted CEE Tier 1
215667835 | Central HP <5.4 tons | TEMPSTAR | HRCU-A-CB (Split System: Heat Pump with Remote Outdoor Unit-Air-Source) | T5H0V24*K*AAA* |  |  | EA*5X37M21A*+WALLCON | *80CTL0451712B* | 23800 | 17 | 9 | 23400 | 16500 | 70.51% | 2 | 0 | 10.5 |  |  |  | No | R-454B | 1.9833 | Residential & Commercial | Ducted CEE Tier 1
211227574 | Central HP <5.4 tons | AIRQUEST | HRCU-A-CB (Split System: Heat Pump with Remote Outdoor Unit-Air-Source) | DLCURAH36ABK |  |  | EA*4X42L21A* | *95ESN0802120A* | 36000 | 15.5 | 8.1 | 39500 | 35200 | 89.11% | 1.92 | 0 | 10 |  |  |  | No | R-410A | 3 | Residential & Commercial | Ducted CEE Tier 1
211227928 | Central HP <5.4 tons | AIRQUEST | HRCU-A-CB (Split System: Heat Pump with Remote Outdoor Unit-Air-Source) | DLCURAH36ABK |  |  | EA*4X42L24A* | *80VTL1102122A* | 36200 | 15.5 | 8.1 | 39500 | 35200 | 89.11% | 1.92 | 0 | 10 |  |  |  | No | R-410A | 3.0167 | Residential & Commercial | Ducted CEE Tier 1
211228608 | Central HP <5.4 tons | AIRQUEST | HRCU-A-CB (Split System: Heat Pump with Remote Outdoor Unit-Air-Source) | DLCURAH36ABK |  |  | EA*4X43L21A* | *95ESU1002122A* | 37400 | 15.5 | 8.5 | 39000 | 35000 | 89.74% | 2.14 | 0 | 10 |  |  |  | No | R-410A | 3.1167 | Residential & Commercial | Ducted CEE Tier 1
211229493 | Central HP <5.4 tons | AIRQUEST | HRCU-A-CB (Split System: Heat Pump with Remote Outdoor Unit-Air-Source) | DLCURAH36ABK |  |  | EA*4X48L24A* | *95ESN1002120A* | 36600 | 16 | 8.5 | 38500 | 34800 | 90.39% | 2.08 | 0 | 10 |  |  |  | No | R-410A | 3.05 | Residential & Commercial | Ducted CEE Tier 1
211228273 | Central HP <5.4 tons | AIRQUEST | HRCU-A-CB (Split System: Heat Pump with Remote Outdoor Unit-Air-Source) | DLCURAH36ABK |  |  | EA*4X43L21A* | *80ES(N,L)0902120A* | 36800 | 16 | 8.5 | 38500 | 34800 | 90.39% | 2.1 | 0 | 10 |  |  |  | No | R-410A | 3.0667 | Residential & Commercial | Ducted CEE Tier 1
211207033 | Central HP <5.4 tons | YORK | HRCU-A-CB (Split System: Heat Pump with Remote Outdoor Unit-Air-Source) | YZV48B21 |  |  | XAMC48HE3N1+CC | YP9C100C16MP13 | 43500 | 19 | 9 | 44000 | 36200 | 82.27% | 2.14 | 0 | 12 |  |  |  | No | R-410A | 3.625 | Residential & Commercial | Ducted CEE Tier 1
215933786 | Central HP <5.4 tons | HEIL | HRCU-A-CB (Split System: Heat Pump with Remote Outdoor Unit-Air-Source) | H5H3V36*K*AAA* |  |  | ESH5X60M12A*+WALLCON | *80CTL0901716B* | 34200 | 19.5 | 9 | 34400 | 26200 | 76.16% | 1.94 | 0 | 11.7 |  |  |  | No | R-454B | 2.85 | Residential & Commercial | Ducted CEE Tier 1
210470856 | Central HP <5.4 tons | HEIL | HRCU-A-CB (Split System: Heat Pump with Remote Outdoor Unit-Air-Source) | HVH837GKA2* |  |  | EN(A,D)4X48L24**+WALLCON | *80CSU1002120A* | 32400 | 17 | 8.1 | 33000 | 24800 | 75.15% | 1.94 | 0 | 11.5 |  |  |  | No | R-410A | 2.7 | Residential & Commercial | Ducted CEE Tier 1
210471124 | Central HP <5.4 tons | HEIL | HRCU-A-CB (Split System: Heat Pump with Remote Outdoor Unit-Air-Source) | HVH837GKA2* |  |  | EHD4X60AAL+WALLCON | *95CSU1002122A* | 33000 | 17 | 8.1 | 32200 | 24800 | 77.02% | 2.02 | 0 | 11.5 |  |  |  | No | R-410A | 2.75 | Residential & Commercial | Ducted CEE Tier 1
210471190 | Central HP <5.4 tons | HEIL | HRCU-A-CB (Split System: Heat Pump with Remote Outdoor Unit-Air-Source) | HVH837GKA2* |  |  | EHD4X60AAL+WALLCON | *80CTL1352422A* | 33000 | 17 | 8.1 | 32200 | 24800 | 77.02% | 2.02 | 0 | 11.5 |  |  |  | No | R-410A | 2.75 | Residential & Commercial | Ducted CEE Tier 1
214239969 | Central HP <5.4 tons | DAY & NIGHT | HRCU-A-CB (Split System: Heat Pump with Remote Outdoor Unit-Air-Source) | CVH837GKA** |  |  | EN(A,D)4X48L24**+WALLCON | *80CTL0902120B* | 32400 | 17 | 8.1 | 32600 | 24600 | 75.46% | 1.96 | 0 | 11.7 |  |  |  | No | R-410A | 2.7 | Residential & Commercial | Ducted CEE Tier 1
211240974 | Central HP <5.4 tons | HEIL | HRCU-A-CB (Split System: Heat Pump with Remote Outdoor Unit-Air-Source) | DLCURAH24ABK |  |  | EA*4X25L17A* | *96VTN0801716A* | 24800 | 17 | 8.5 | 25600 | 21200 | 82.81% | 1.78 | 0 | 10.5 |  |  |  | No | R-410A | 2.0667 | Residential & Commercial | Ducted CEE Tier 1
211240806 | Central HP <5.4 tons | HEIL | HRCU-A-CB (Split System: Heat Pump with Remote Outdoor Unit-Air-Source) | DLCURAH24ABK |  |  | EA*4X25L17A* | *80VSL0451412A* | 25000 | 16.5 | 8.5 | 25800 | 21000 | 81.4% | 1.76 | 0 | 10.5 |  |  |  | No | R-410A | 2.0833 | Residential & Commercial | Ducted CEE Tier 1
215359198 | Central HP <5.4 tons | BLUERIDGE | HRCU-A-C (Split System: Heat Pump with Remote Outdoor Unit with No Indoor Fan --Air Source) | BMAH1820C |  |  | BMAHC24B |  | 18000 | 16.1 | 9.5 | 19000 | 15000 | 78.95% | 2.2 | 11.6 | 11.7 |  |  |  | No | R-410A | 1.5 | Residential & Commercial | Ducted CEE Tier 1
216440340 | Central HP <5.4 tons | TRANE | HRCU-A-CB (Split System: Heat Pump with Remote Outdoor Unit-Air-Source) | 5TWV0X48A1 |  |  | 5TXCB006AS3 | S9V2B060U4VSB+LRP | 43500 | 19.2 | 9.4 | 46500 | 33600 | 72.26% | 2.1 | 0 | 11.7 |  |  |  | No | R-454B | 3.625 | Residential & Commercial | Ducted CEE Tier 1
212976805 | Central HP <5.4 tons | CARRIER | HRCU-A-CB (Split System: Heat Pump with Remote Outdoor Unit-Air-Source) | 38MURAQ36AB3* |  |  | CAP**4824AL* | 59TP6C100V21**20 | 36000 | 16.5 | 8.5 | 37800 | 34800 | 92.06% | 2.04 | 0 | 10 |  |  |  | No | R-410A | 3 | Residential & Commercial | Ducted CEE Tier 1
212980688 | Central HP <5.4 tons | CARRIER | HRCU-A-CB (Split System: Heat Pump with Remote Outdoor Unit-Air-Source) | 38MURAQ36AB3* |  |  | CAP**4824AL* | 58S(B,C)*B090M24**20 | 36000 | 16.5 | 8.5 | 37800 | 34600 | 91.53% | 2.04 | 0 | 10 |  |  |  | No | R-410A | 3 | Residential & Commercial | Ducted CEE Tier 1
215933836 | Central HP <5.4 tons | HEIL | HRCU-A-CB (Split System: Heat Pump with Remote Outdoor Unit-Air-Source) | H5H3V36*K*AAA* |  |  | ESH5X60M12A*+WALLCON | *95CSU0802120B* | 34200 | 19.5 | 9 | 34400 | 26000 | 75.58% | 1.96 | 0 | 11.7 |  |  |  | No | R-454B | 2.85 | Residential & Commercial | Ducted CEE Tier 1
215935624 | Central HP <5.4 tons | CARRIER | HRCU-A-CB (Split System: Heat Pump with Remote Outdoor Unit-Air-Source) | 27VNA336A*030* |  |  | CVAVA3621XMA*+UI | 58TN*B070C17**16 | 34200 | 20.5 | 8.5 | 39000 | 28400 | 72.82% | 2.02 | 0 | 11.5 |  |  |  | No | R-454B | 2.85 | Residential & Commercial | Ducted CEE Tier 1
211242110 | Central HP <5.4 tons | AIRQUEST | HRCU-A-CB (Split System: Heat Pump with Remote Outdoor Unit-Air-Source) | DLCURAH24ABK |  |  | EA*4X36L17A* | *80ES(N,L)0901714A* | 24600 | 17 | 8.5 | 26400 | 22200 | 84.09% | 1.84 | 0 | 10 |  |  |  | No | R-410A | 2.05 | Residential & Commercial | Ducted CEE Tier 1
211242177 | Central HP <5.4 tons | AIRQUEST | HRCU-A-CB (Split System: Heat Pump with Remote Outdoor Unit-Air-Source) | DLCURAH24ABK |  |  | EA*4X36L17A* | *92ESN0401410A* | 24200 | 15.2 | 8.5 | 26400 | 22600 | 85.61% | 1.84 | 0 | 10 |  |  |  | No | R-410A | 2.0167 | Residential & Commercial | Ducted CEE Tier 1
211242691 | Central HP <5.4 tons | DAY & NIGHT | HRCU-A-CB (Split System: Heat Pump with Remote Outdoor Unit-Air-Source) | DLCURAH24ABK |  |  | EA*4X36L21A* | *92ESN0401712A* | 23800 | 16 | 8.5 | 26000 | 23000 | 88.46% | 1.88 | 0 | 10 |  |  |  | No | R-410A | 1.9833 | Residential & Commercial | Ducted CEE Tier 1
205751068 | Central HP <5.4 tons | COMFORTMAKER | HRCU-A-CB (Split System: Heat Pump with Remote Outdoor Unit-Air-Source) | CVH837GKA** |  |  | EA*4X37L21A*+WALLCON | *97CMN1002122A* | 33000 | 17.5 | 8.5 | 33000 | 25200 | 76.36% | 2 | 12 | 11.7 |  |  |  | No | R-410A | 2.75 | Residential & Commercial | Ducted CEE Tier 1
216440356 | Central HP <5.4 tons | TRANE | HRCU-A-CB (Split System: Heat Pump with Remote Outdoor Unit-Air-Source) | 5TWV0X48A1 |  |  | 5TXCC007AS3 | L8V1C100U5VSB+LRP | 44500 | 20 | 9.7 | 47500 | 34000 | 71.58% | 2.1 | 0 | 11.7 |  |  |  | No | R-454B | 3.7083 | Residential & Commercial | Ducted CEE Tier 1
211230029 | Central HP <5.4 tons | AIRQUEST | HRCU-A-CB (Split System: Heat Pump with Remote Outdoor Unit-Air-Source) | DLCURAH36ABK |  |  | EN(A,D,W)4X48L21** | *80ESU0601716A | 35600 | 16.5 | 8.1 | 38500 | 34800 | 90.39% | 2 | 0 | 10 |  |  |  | No | R-410A | 2.9667 | Residential & Commercial | Ducted CEE Tier 1
211230598 | Central HP <5.4 tons | AIRQUEST | HRCU-A-CB (Split System: Heat Pump with Remote Outdoor Unit-Air-Source) | DLCURAH36ABK |  |  | EN(A,D)4X48L24** | *92ESN0802120A* | 35800 | 16.5 | 8.1 | 38500 | 34800 | 90.39% | 2.02 | 0 | 10.5 |  |  |  | No | R-410A | 2.9833 | Residential & Commercial | Ducted CEE Tier 1
216440372 | Central HP <5.4 tons | TRANE | HRCU-A-CB (Split System: Heat Pump with Remote Outdoor Unit-Air-Source) | 5TWV0X48A1 |  |  | 5TXCC009AS3+P0V0C000M50SD+LRP |  | 45000 | 20.2 | 9.7 | 46000 | 32800 | 71.3% | 2.1 | 0 | 12 |  |  |  | No | R-454B | 3.75 | Residential & Commercial | Ducted CEE Tier 1
207436499 | Central HP <5.4 tons | LENNOX | HRCU-A-CB (Split System: Heat Pump with Remote Outdoor Unit-Air-Source) | SL25XPV-036-230A** |  |  | CX35-50/60C+TDR | SL280UH080NV60C* | 33800 | 21.6 | 8.7 | 34200 | 26600 | 77.78% | 1.82 | 14.5 | 13.5 |  |  |  | No | R-410A | 2.8167 | Residential & Commercial | Ducted CEE Tier 1
213785387 | Central HP <5.4 tons | BRYANT HEATING AND COOLING SYSTEMS | HRCU-A-CB (Split System: Heat Pump with Remote Outdoor Unit-Air-Source) | 284ANV036*0**B* |  |  | CAP**3717AL*+UI | 987MC42060C17*** | 33200 | 18.5 | 9 | 37200 | 26400 | 70.97% | 1.98 | 0 | 11 |  |  |  | No | R-410A | 2.7667 | Residential & Commercial | Ducted CEE Tier 1
213785401 | Central HP <5.4 tons | BRYANT HEATING AND COOLING SYSTEMS | HRCU-A-CB (Split System: Heat Pump with Remote Outdoor Unit-Air-Source) | 284ANV036*0**B* |  |  | CAP**3721AL*+UI | 88*TB60090C21*** | 33800 | 19 | 9 | 36400 | 25600 | 70.33% | 2.04 | 0 | 12 |  |  |  | No | R-410A | 2.8167 | Residential & Commercial | Ducted CEE Tier 1
213785419 | Central HP <5.4 tons | BRYANT HEATING AND COOLING SYSTEMS | HRCU-A-CB (Split System: Heat Pump with Remote Outdoor Unit-Air-Source) | 284ANV036*0**B* |  |  | CAP**4221AL*+UI | 88*TB36045C17*** | 32200 | 18.5 | 9 | 38000 | 26800 | 70.53% | 1.96 | 0 | 11 |  |  |  | No | R-410A | 2.6833 | Residential & Commercial | Ducted CEE Tier 1
207436534 | Central HP <5.4 tons | LENNOX | HRCU-A-CB (Split System: Heat Pump with Remote Outdoor Unit-Air-Source) | SL25XPV-048-230A** |  |  | C35-60C+TDR+TXV | SL280UH110V60C* | 46000 | 20 | 9.5 | 44000 | 36200 | 82.27% | 1.92 | 12.5 | 12.5 |  |  |  | No | R-410A | 3.8333 | Residential & Commercial | Ducted CEE Tier 1
208127835 | Central HP <5.4 tons | Frigidaire | HRCU-A-CB (Split System: Heat Pump with Remote Outdoor Unit-Air-Source) | GXH48-60MSK4DH |  |  | GMH48-**MSK4DH1 |  | 48000 | 17 | 9 | 48000 | 39000 | 81.25% | 1.8 | 11.5 | 11 |  |  |  | No | R-410A | 4 | Residential & Commercial | Ducted CEE Tier 1
211242747 | Central HP <5.4 tons | AIRQUEST | HRCU-A-CB (Split System: Heat Pump with Remote Outdoor Unit-Air-Source) | DLCURAH24ABK |  |  | EA*4X36L21A* | OLV112A16A | 24400 | 16 | 8.5 | 26400 | 22200 | 84.09% | 1.84 | 0 | 10 |  |  |  | No | R-410A | 2.0333 | Residential & Commercial | Ducted CEE Tier 1
211242831 | Central HP <5.4 tons | AIRQUEST | HRCU-A-CB (Split System: Heat Pump with Remote Outdoor Unit-Air-Source) | DLCURAH24ABK |  |  | EA*4X37L17A* | *80ES(N,L)0701716A* | 25400 | 16 | 8.5 | 26400 | 21000 | 79.55% | 1.76 | 0 | 10 |  |  |  | No | R-410A | 2.1167 | Residential & Commercial | Ducted CEE Tier 1
211243246 | Central HP <5.4 tons | AIRQUEST | HRCU-A-CB (Split System: Heat Pump with Remote Outdoor Unit-Air-Source) | DLCURAH24ABK |  |  | EA*4X37L21A* | *96VSN0401712A* | 24000 | 16 | 8.1 | 25000 | 21600 | 86.4% | 1.8 | 0 | 10 |  |  |  | No | R-410A | 2 | Residential & Commercial | Ducted CEE Tier 1
211243331 | Central HP <5.4 tons | AIRQUEST | HRCU-A-CB (Split System: Heat Pump with Remote Outdoor Unit-Air-Source) | DLCURAH24ABK |  |  | EA*4X37L21A* | *80VSL0451716A* | 24800 | 16.5 | 8.5 | 25600 | 21000 | 82.03% | 1.76 | 0 | 10.5 |  |  |  | No | R-410A | 2.0667 | Residential & Commercial | Ducted CEE Tier 1
211243632 | Central HP <5.4 tons | AIRQUEST | HRCU-A-CB (Split System: Heat Pump with Remote Outdoor Unit-Air-Source) | DLCURAH24ABK |  |  | EA*4X37L21A* | *92ESN0401712A* | 24400 | 16 | 8.1 | 25400 | 21200 | 83.46% | 1.78 | 0 | 10 |  |  |  | No | R-410A | 2.0333 | Residential & Commercial | Ducted CEE Tier 1
211243751 | Central HP <5.4 tons | AIRQUEST | HRCU-A-CB (Split System: Heat Pump with Remote Outdoor Unit-Air-Source) | DLCURAH24ABK |  |  | EN(A,D)4X24L14** | *95ESN0601412A* | 24000 | 15.2 | 8.5 | 27200 | 23000 | 84.56% | 1.88 | 0 | 10 |  |  |  | No | R-410A | 2 | Residential & Commercial | Ducted CEE Tier 1
211244069 | Central HP <5.4 tons | AIRQUEST | HRCU-A-CB (Split System: Heat Pump with Remote Outdoor Unit-Air-Source) | DLCURAH24ABK |  |  | EN(A,D)4X24L17** | *96VTN0601412A* | 23200 | 16 | 8.5 | 26400 | 24600 | 93.18% | 2.04 | 0 | 10 |  |  |  | No | R-410A | 1.9333 | Residential & Commercial | Ducted CEE Tier 1
213062501 | Central HP <5.4 tons | ACIQ | HRCU-A-CB (Split System: Heat Pump with Remote Outdoor Unit-Air-Source) | HVH837GKA** |  |  | EHD4X36AAL+WALLCON | *80CTL0901716A* | 32400 | 17 | 8.1 | 33200 | 24600 | 74.1% | 1.94 | 12 | 11 |  |  |  | No | R-410A | 2.7 | Residential & Commercial | Ducted CEE Tier 1
213062515 | Central HP <5.4 tons | ACIQ | HRCU-A-CB (Split System: Heat Pump with Remote Outdoor Unit-Air-Source) | HVH837GKA** |  |  | EHD4X48AAL+WALLCON | *96CTN1202422A* | 32600 | 17 | 8.1 | 33000 | 24800 | 75.15% | 1.98 | 11 | 11 |  |  |  | No | R-410A | 2.7167 | Residential & Commercial | Ducted CEE Tier 1
213062803 | Central HP <5.4 tons | ACIQ | HRCU-A-CB (Split System: Heat Pump with Remote Outdoor Unit-Air-Source) | HVH837GKA** |  |  | EA*4X42L21A*+WALLCON | *95CSU1002122A* | 31800 | 17.5 | 8.1 | 33000 | 24400 | 73.94% | 1.9 | 11.5 | 11 |  |  |  | No | R-410A | 2.65 | Residential & Commercial | Ducted CEE Tier 1
215934216 | Central HP <5.4 tons | HEIL | HRCU-A-CB (Split System: Heat Pump with Remote Outdoor Unit-Air-Source) | H5H3V48*K*AAA* |  |  | EA*5X61M21A*+WALLCON | *95CSU0802120B* | 45000 | 21 | 9.5 | 48500 | 37000 | 76.29% | 2 | 0 | 11 |  |  |  | No | R-454B | 3.75 | Residential & Commercial | Ducted CEE Tier 1
213077746 | Central HP <5.4 tons | DAY & NIGHT | HRCU-A-CB (Split System: Heat Pump with Remote Outdoor Unit-Air-Source) | DLCURAH36ABK |  |  | EA*4X43L21A* | *96VTN1002122B* | 36800 | 16.5 | 8.5 | 38000 | 34800 | 91.58% | 2.08 | 0 | 10 |  |  |  | No | R-410A | 3.0667 | Residential & Commercial | Ducted CEE Tier 1
211244100 | Central HP <5.4 tons | AIRQUEST | HRCU-A-CB (Split System: Heat Pump with Remote Outdoor Unit-Air-Source) | DLCURAH24ABK |  |  | EN(A,D)4X24L17** | *80ES(N,L)0451412A* | 24200 | 15.5 | 8.5 | 27200 | 22600 | 83.09% | 1.86 | 0 | 10 |  |  |  | No | R-410A | 2.0167 | Residential & Commercial | Ducted CEE Tier 1
211244250 | Central HP <5.4 tons | DAY & NIGHT | HRCU-A-CB (Split System: Heat Pump with Remote Outdoor Unit-Air-Source) | DLCURAH24ABK |  |  | EN(A,D)4X24L17** | OMV098J12* | 23400 | 16 | 8.5 | 26600 | 24000 | 90.23% | 1.98 | 0 | 10 |  |  |  | No | R-410A | 1.95 | Residential & Commercial | Ducted CEE Tier 1
211244268 | Central HP <5.4 tons | DAY & NIGHT | HRCU-A-CB (Split System: Heat Pump with Remote Outdoor Unit-Air-Source) | DLCURAH24ABK |  |  | EN(A,D)4X24L17** | OMV112K14A | 23800 | 15.2 | 8.5 | 27000 | 23200 | 85.93% | 1.9 | 0 | 10 |  |  |  | No | R-410A | 1.9833 | Residential & Commercial | Ducted CEE Tier 1
213780867 | Central HP <5.4 tons | HEIL | HRCU-A-CB (Split System: Heat Pump with Remote Outdoor Unit-Air-Source) | HVH837GKA2* |  |  | EA*4X37L21A*+WALLCON | *80CTL0901716B* | 32600 | 17 | 8.5 | 32800 | 25000 | 76.22% | 1.98 | 0 | 11 |  |  |  | No | R-410A | 2.7167 | Residential & Commercial | Ducted CEE Tier 1
213781637 | Central HP <5.4 tons | HEIL | HRCU-A-CB (Split System: Heat Pump with Remote Outdoor Unit-Air-Source) | HVH837GKA2* |  |  | EA*4X61L21A*+WALLCON | *96CTN0801714B* | 33000 | 17 | 8.1 | 32000 | 25000 | 78.12% | 1.96 | 0 | 11 |  |  |  | No | R-410A | 2.75 | Residential & Commercial | Ducted CEE Tier 1
213782037 | Central HP <5.4 tons | HEIL | HRCU-A-CB (Split System: Heat Pump with Remote Outdoor Unit-Air-Source) | HVH837GKA2* |  |  | EHD4X42AAL+WALLCON | *96CTN1202422B* | 32600 | 16.5 | 8.1 | 33000 | 24600 | 74.55% | 1.94 | 0 | 11 |  |  |  | No | R-410A | 2.7167 | Residential & Commercial | Ducted CEE Tier 1
216440508 | Central HP <5.4 tons | TRANE | HRCU-A-CB (Split System: Heat Pump with Remote Outdoor Unit-Air-Source) | 5TWV0X60A1 |  |  | 5TXCC007AS3 | S9V2C100U5PSC+LRP | 52000 | 18.4 | 9 | 54500 | 38500 | 70.64% | 2 | 0 | 10 |  |  |  | No | R-454B | 4.3333 | Residential & Commercial | Ducted CEE Tier 1
216440540 | Central HP <5.4 tons | TRANE | HRCU-A-CB (Split System: Heat Pump with Remote Outdoor Unit-Air-Source) | 5TWV0X60A1 |  |  | 5TXCD010AS3 | S9V2C100U5VSB+LRP | 53000 | 18.8 | 9 | 54000 | 38000 | 70.37% | 2 | 0 | 10.5 |  |  |  | No | R-454B | 4.4167 | Residential & Commercial | Ducted CEE Tier 1
216440556 | Central HP <5.4 tons | TRANE | HRCU-A-CB (Split System: Heat Pump with Remote Outdoor Unit-Air-Source) | 5TWV0X60A1 |  |  | 5TXCD010AS3 | S9V2D120U5VSB+LRP | 53000 | 18.8 | 9.4 | 53500 | 38000 | 71.03% | 2 | 0 | 10.5 |  |  |  | No | R-454B | 4.4167 | Residential & Commercial | Ducted CEE Tier 1
214719999 | Central HP <5.4 tons | CHAMPION HEATING AND COOLING | HRCU-A-CB (Split System: Heat Pump with Remote Outdoor Unit-Air-Source) | HH836E2S11 |  |  | CTU48C5XFS1+TXV | TMLE100C20MP11 | 34400 | 17 | 8.5 | 32600 | 25800 | 79.14% | 2 | 0 | 11 |  |  |  | No | R-454B | 2.8667 | Residential & Commercial | Ducted CEE Tier 1
214720051 | Central HP <5.4 tons | CHAMPION HEATING AND COOLING | HRCU-A-CB (Split System: Heat Pump with Remote Outdoor Unit-Air-Source) | HH836E2S11 |  |  | CTU48C5XFS1+TXV | TM9Y080C16MP11 | 32800 | 19 | 9 | 31000 | 25200 | 81.29% | 2 | 0 | 11 |  |  |  | No | R-454B | 2.7333 | Residential & Commercial | Ducted CEE Tier 1
214720085 | Central HP <5.4 tons | CHAMPION HEATING AND COOLING | HRCU-A-CB (Split System: Heat Pump with Remote Outdoor Unit-Air-Source) | HH836E2S11 |  |  | CTU48C5XFS1+TXV | TM9V100C20MP12 | 34200 | 18 | 9 | 32600 | 25800 | 79.14% | 2 | 0 | 11 |  |  |  | No | R-454B | 2.85 | Residential & Commercial | Ducted CEE Tier 1
213079924 | Central HP <5.4 tons | DAY & NIGHT | HRCU-A-CB (Split System: Heat Pump with Remote Outdoor Unit-Air-Source) | DLCURAH36ABK |  |  | EA*4X42L24A* | *92MSN1202420A* | 35800 | 16 | 8.1 | 38500 | 35200 | 91.43% | 1.9 | 0 | 10 |  |  |  | No | R-410A | 2.9833 | Residential & Commercial | Ducted CEE Tier 1
213080189 | Central HP <5.4 tons | DAY & NIGHT | HRCU-A-CB (Split System: Heat Pump with Remote Outdoor Unit-Air-Source) | DLCURAH36ABK |  |  | EA*4X43L21A* | *96MSN0802120A* | 36400 | 16 | 8.5 | 38000 | 34800 | 91.58% | 2.06 | 0 | 10 |  |  |  | No | R-410A | 3.0333 | Residential & Commercial | Ducted CEE Tier 1
213080389 | Central HP <5.4 tons | DAY & NIGHT | HRCU-A-CB (Split System: Heat Pump with Remote Outdoor Unit-Air-Source) | DLCURAH36ABK |  |  | EA*4X37L21A* | *96MSN1002122A* | 36800 | 16 | 8.5 | 38500 | 34800 | 90.39% | 2.1 | 0 | 10 |  |  |  | No | R-410A | 3.0667 | Residential & Commercial | Ducted CEE Tier 1
213080407 | Central HP <5.4 tons | DAY & NIGHT | HRCU-A-CB (Split System: Heat Pump with Remote Outdoor Unit-Air-Source) | DLCURAH36ABK |  |  | EA*4X42L24A* | *96MSN1002122A* | 35400 | 16 | 8.5 | 38500 | 35000 | 90.91% | 1.88 | 0 | 10 |  |  |  | No | R-410A | 2.95 | Residential & Commercial | Ducted CEE Tier 1
216453099 | Central HP <5.4 tons | TRANE | HRCU-A-CB (Split System: Heat Pump with Remote Outdoor Unit-Air-Source) | 5TWV0X36A1 |  |  | 5PX*B006AS3 | S8V2B060M4PDB | 35200 | 20 | 9.4 | 32200 | 25000 | 77.64% | 2.1 | 0 | 12.5 |  |  |  | No | R-454B | 2.9333 | Residential & Commercial | Ducted CEE Tier 1
213078594 | Central HP <5.4 tons | CARRIER | HRCU-A-CB (Split System: Heat Pump with Remote Outdoor Unit-Air-Source) | 38MURAQ36AB3* |  |  | CNPV*4824AL* | 58S(B,C)*B090M24**20 | 36000 | 16.5 | 8.1 | 38500 | 34800 | 90.39% | 2.02 | 0 | 10.5 |  |  |  | No | R-410A | 3 | Residential & Commercial | Ducted CEE Tier 1
213078711 | Central HP <5.4 tons | CARRIER | HRCU-A-CB (Split System: Heat Pump with Remote Outdoor Unit-Air-Source) | 38MURAQ36AB3* |  |  | CNPV*4821AL* | 58S(B,C)*B110M21**20 | 36400 | 16.5 | 8.1 | 38500 | 35000 | 90.91% | 2.02 | 0 | 10.5 |  |  |  | No | R-410A | 3.0333 | Residential & Commercial | Ducted CEE Tier 1
213079045 | Central HP <5.4 tons | CARRIER | HRCU-A-CB (Split System: Heat Pump with Remote Outdoor Unit-Air-Source) | 38MURAQ36AB3* |  |  | CNPV*4217AL* | 58SU*B060M17**16 | 35400 | 16 | 8.1 | 38500 | 35000 | 90.91% | 1.96 | 0 | 10 |  |  |  | No | R-410A | 2.95 | Residential & Commercial | Ducted CEE Tier 1
211260643 | Central HP <5.4 tons | DAY & NIGHT | HRCU-A-CB (Split System: Heat Pump with Remote Outdoor Unit-Air-Source) | DLCURAH18ABK |  |  | EA*4X24L17A* | *80ESU0601716A | 18500 | 16 | 9 | 19400 | 18600 | 95.88% | 2.26 | 0 | 10.5 |  |  |  | No | R-410A | 1.5417 | Residential & Commercial | Ducted CEE Tier 1
211260916 | Central HP <5.4 tons | DAY & NIGHT | HRCU-A-CB (Split System: Heat Pump with Remote Outdoor Unit-Air-Source) | DLCURAH18ABK |  |  | EA*4X25L17A* | *95ESN0601412A* | 18400 | 16.5 | 8.5 | 18200 | 17500 | 96.15% | 2.12 | 0 | 11 |  |  |  | No | R-410A | 1.5333 | Residential & Commercial | Ducted CEE Tier 1
211261352 | Central HP <5.4 tons | DAY & NIGHT | HRCU-A-CB (Split System: Heat Pump with Remote Outdoor Unit-Air-Source) | DLCURAH18ABK |  |  | EA*4X30L14A* | *95ESN0601412A* | 17900 | 16 | 8.5 | 18500 | 18500 | 100% | 2.22 | 0 | 10.5 |  |  |  | No | R-410A | 1.4917 | Residential & Commercial | Ducted CEE Tier 1
212974964 | Central HP <5.4 tons | CARRIER | HRCU-A-CB (Split System: Heat Pump with Remote Outdoor Unit-Air-Source) | 38MURAQ24AB3* |  |  | CAP**3017AL* | GG96VTAB30040A** | 23400 | 16 | 8.5 | 26400 | 24800 | 93.94% | 2.06 | 0 | 10 |  |  |  | No | R-410A | 1.95 | Residential & Commercial | Ducted CEE Tier 1
212975041 | Central HP <5.4 tons | CARRIER | HRCU-A-CB (Split System: Heat Pump with Remote Outdoor Unit-Air-Source) | 38MURAQ24AB3* |  |  | CNPV*3017AL* | 59TP6C040V14**10 | 23400 | 16 | 8.1 | 26400 | 24600 | 93.18% | 2.04 | 0 | 10 |  |  |  | No | R-410A | 1.95 | Residential & Commercial | Ducted CEE Tier 1
212975055 | Central HP <5.4 tons | CARRIER | HRCU-A-CB (Split System: Heat Pump with Remote Outdoor Unit-Air-Source) | 38MURAQ24AB3* |  |  | CNPV*3617AL* | GG96VTAB30040A** | 23400 | 16 | 8.1 | 26400 | 24600 | 93.18% | 2.04 | 0 | 10 |  |  |  | No | R-410A | 1.95 | Residential & Commercial | Ducted CEE Tier 1
215931620 | Central HP <5.4 tons | DAY & NIGHT | HRCU-A-CB (Split System: Heat Pump with Remote Outdoor Unit-Air-Source) | C5H3V60*K*AAA* |  |  | EA*5X60M24A*+WALLCON | *97CMN1002122B* | 55500 | 18.5 | 8.5 | 60500 | 46000 | 76.03% | 2.06 | 0 | 11 |  |  |  | No | R-454B | 4.625 | Residential & Commercial | Ducted CEE Tier 1
215931890 | Central HP <5.4 tons | DAY & NIGHT | HRCU-A-CB (Split System: Heat Pump with Remote Outdoor Unit-Air-Source) | C5H3V60*K*AAA* |  |  | ESH5X60M12A*+WALLCON | *97CMN1002122B* | 56500 | 18 | 8.1 | 61000 | 46000 | 75.41% | 1.95 | 0 | 11 |  |  |  | No | R-454B | 4.7083 | Residential & Commercial | Ducted CEE Tier 1
214719923 | Central HP <5.4 tons | CHAMPION HEATING AND COOLING | HRCU-A-CB (Split System: Heat Pump with Remote Outdoor Unit-Air-Source) | HH836E2S11 |  |  | CTU48C5XFS1+TXV | Z9ES080C20SMPS1 | 34200 | 18 | 9 | 32000 | 25600 | 80% | 2 | 0 | 11 |  |  |  | No | R-454B | 2.85 | Residential & Commercial | Ducted CEE Tier 1
214720014 | Central HP <5.4 tons | CHAMPION HEATING AND COOLING | HRCU-A-CB (Split System: Heat Pump with Remote Outdoor Unit-Air-Source) | HH836E2S11 |  |  | CTU48C5XFS1+TXV | Z9ES100C16SMPS1 | 35000 | 18 | 9 | 32600 | 25800 | 79.14% | 2 | 0 | 11 |  |  |  | No | R-454B | 2.9167 | Residential & Commercial | Ducted CEE Tier 1
214239156 | Central HP <5.4 tons | AIRQUEST | HRCU-A-CB (Split System: Heat Pump with Remote Outdoor Unit-Air-Source) | HVH837GKA2* |  |  | EN(A,D,W)4X42L21**+WALLCON | *96CTN1002122B* | 31800 | 16.5 | 8.1 | 33000 | 24400 | 73.94% | 1.88 | 0 | 11 |  |  |  | No | R-410A | 2.65 | Residential & Commercial | Ducted CEE Tier 1
214239206 | Central HP <5.4 tons | AIRQUEST | HRCU-A-CB (Split System: Heat Pump with Remote Outdoor Unit-Air-Source) | HVH837GKA2* |  |  | EN(A,D,W)4X48L21**+WALLCON | *80CTL1102120B* | 32400 | 17 | 8.1 | 32600 | 24600 | 75.46% | 1.96 | 0 | 11.5 |  |  |  | No | R-410A | 2.7 | Residential & Commercial | Ducted CEE Tier 1
211239223 | Central HP <5.4 tons | AIRQUEST | HRCU-A-CB (Split System: Heat Pump with Remote Outdoor Unit-Air-Source) | DLCURAH24ABK |  |  | FJMA4*24L*B* |  | 24000 | 16 | 9 | 26400 | 23400 | 88.64% | 1.92 | 0 | 10 |  |  |  | No | R-410A | 2 | Residential & Commercial | Ducted CEE Tier 1
213062584 | Central HP <5.4 tons | ACIQ | HRCU-A-CB (Split System: Heat Pump with Remote Outdoor Unit-Air-Source) | HVH825GKA2* |  |  | EA*4X25L17A*+WALLCON | *96CTN0601714A* | 24200 | 16.5 | 8.1 | 21400 | 16700 | 78.04% | 2 | 11 | 11 |  |  |  | No | R-410A | 2.0167 | Residential & Commercial | Ducted CEE Tier 1
213062599 | Central HP <5.4 tons | ACIQ | HRCU-A-CB (Split System: Heat Pump with Remote Outdoor Unit-Air-Source) | HVH825GKA2* |  |  | EA*4X36L17A*+WALLCON | *80CTL0451712A* | 23400 | 16 | 8.1 | 21600 | 16800 | 77.78% | 1.92 | 11 | 10.5 |  |  |  | No | R-410A | 1.95 | Residential & Commercial | Ducted CEE Tier 1
216440366 | Central HP <5.4 tons | TRANE | HRCU-A-CB (Split System: Heat Pump with Remote Outdoor Unit-Air-Source) | 5TWV0X48A1 |  |  | 5TXCC009AS3 | S9V2C100U5PSC+LRP | 44500 | 20 | 9.7 | 46000 | 33000 | 71.74% | 2.1 | 0 | 12 |  |  |  | No | R-454B | 3.7083 | Residential & Commercial | Ducted CEE Tier 1
216440292 | Central HP <5.4 tons | TRANE | HRCU-A-CB (Split System: Heat Pump with Remote Outdoor Unit-Air-Source) | 5TWV0X48A1 |  |  | 5PX*D010AS3 | S9V2C100U5VSB+LRP | 44500 | 20 | 9.7 | 46000 | 33000 | 71.74% | 2.1 | 0 | 12 |  |  |  | No | R-454B | 3.7083 | Residential & Commercial | Ducted CEE Tier 1
216440308 | Central HP <5.4 tons | TRANE | HRCU-A-CB (Split System: Heat Pump with Remote Outdoor Unit-Air-Source) | 5TWV0X48A1 |  |  | 5PX*D010AS3 | L8V1C100U5VSB+LRP | 45500 | 20.4 | 10 | 47000 | 33600 | 71.49% | 2.1 | 0 | 12 |  |  |  | No | R-454B | 3.7917 | Residential & Commercial | Ducted CEE Tier 1
215853504 | Central HP <5.4 tons | JOHNSON CONTROLS | HRCU-A-CB (Split System: Heat Pump with Remote Outdoor Unit-Air-Source) | HH860E2S11 |  |  | CTM60D5CJS1 | TM8E130D20MP11 | 53500 | 18 | 9 | 55500 | 39500 | 71.17% | 2 | 0 | 11 |  |  |  | No | R-454B | 4.4583 | Residential & Commercial | Ducted CEE Tier 1
214609058 | Central HP <5.4 tons | COLEMAN | HRCU-A-CB (Split System: Heat Pump with Remote Outdoor Unit-Air-Source) | HH860E2S11 |  |  | CTM60C5CGS1 | Z9ES080C16SMPS1 | 45000 | 18 | 9 | 46000 | 33800 | 73.48% | 2 | 0 | 11.7 |  |  |  | No | R-454B | 3.75 | Residential & Commercial | Ducted CEE Tier 1
215853501 | Central HP <5.4 tons | JOHNSON CONTROLS | HRCU-A-CB (Split System: Heat Pump with Remote Outdoor Unit-Air-Source) | HH860E2S11 |  |  | CTM60D5CJS1 | TP9C120D20MP13 | 53500 | 19 | 9 | 55500 | 40000 | 72.07% | 2 | 0 | 11 |  |  |  | No | R-454B | 4.4583 | Residential & Commercial | Ducted CEE Tier 1
215853499 | Central HP <5.4 tons | JOHNSON CONTROLS | HRCU-A-CB (Split System: Heat Pump with Remote Outdoor Unit-Air-Source) | HH860E2S11 |  |  | JHE60C5CH2SS1 |  | 54000 | 19 | 9 | 53500 | 38500 | 71.96% | 2 | 0 | 11.7 |  |  |  | No | R-454B | 4.5 | Residential & Commercial | Ducted CEE Tier 1
214719943 | Central HP <5.4 tons | CHAMPION HEATING AND COOLING | HRCU-A-CB (Split System: Heat Pump with Remote Outdoor Unit-Air-Source) | HH860E2S11 |  |  | CTU60C5XGS1+TXV | TM9Y080C16MP11 | 43500 | 17 | 9 | 44500 | 33800 | 75.96% | 2 | 0 | 11 |  |  |  | No | R-454B | 3.625 | Residential & Commercial | Ducted CEE Tier 1
214719958 | Central HP <5.4 tons | CHAMPION HEATING AND COOLING | HRCU-A-CB (Split System: Heat Pump with Remote Outdoor Unit-Air-Source) | HH860E2S11 |  |  | CTU60C5XGS1+TXV | TMLV120C20MP12 | 44500 | 18 | 9 | 45000 | 33800 | 75.11% | 2 | 0 | 11 |  |  |  | No | R-454B | 3.7083 | Residential & Commercial | Ducted CEE Tier 1
214719948 | Central HP <5.4 tons | CHAMPION HEATING AND COOLING | HRCU-A-CB (Split System: Heat Pump with Remote Outdoor Unit-Air-Source) | HH860E2S11 |  |  | CTU60C5XGS1+TXV | TM8V120C20MP12 | 44500 | 18 | 9 | 45000 | 33800 | 75.11% | 2 | 0 | 11 |  |  |  | No | R-454B | 3.7083 | Residential & Commercial | Ducted CEE Tier 1
214720157 | Central HP <5.4 tons | CHAMPION HEATING AND COOLING | HRCU-A-CB (Split System: Heat Pump with Remote Outdoor Unit-Air-Source) | HH860E2S11 |  |  | CTU60C5XGS1+TXV | TM9Y100C16MP11 | 43500 | 17 | 9 | 44500 | 33800 | 75.96% | 2 | 0 | 11 |  |  |  | No | R-454B | 3.625 | Residential & Commercial | Ducted CEE Tier 1
214397219 | Central HP <5.4 tons | COLEMAN | HRCU-A-CB (Split System: Heat Pump with Remote Outdoor Unit-Air-Source) | HH836E2S11 |  |  | CTM48C5CFS1 | TL9E080C16UH11 | 33400 | 18 | 9 | 31600 | 25400 | 80.38% | 2 | 0 | 11 |  |  |  | No | R-454B | 2.7833 | Residential & Commercial | Ducted CEE Tier 1
214397264 | Central HP <5.4 tons | COLEMAN | HRCU-A-CB (Split System: Heat Pump with Remote Outdoor Unit-Air-Source) | HH836E2S11 |  |  | CTF36C5CDS1 | TM9Y100C16MP11 | 33400 | 18 | 9 | 31000 | 25200 | 81.29% | 2 | 0 | 11 |  |  |  | No | R-454B | 2.7833 | Residential & Commercial | Ducted CEE Tier 1
214584735 | Central HP <5.4 tons | JOHNSON CONTROLS | HRCU-A-CB (Split System: Heat Pump with Remote Outdoor Unit-Air-Source) | HH824E2S11 |  |  | CTF36B5ADS1 | Z8ET080B12LMPS1 | 23000 | 19 | 9.5 | 23000 | 18600 | 80.87% | 2 | 0 | 12 |  |  |  | No | R-454B | 1.9167 | Residential & Commercial | Ducted CEE Tier 1
214397130 | Central HP <5.4 tons | COLEMAN | HRCU-A-CB (Split System: Heat Pump with Remote Outdoor Unit-Air-Source) | HH824E2S11 |  |  | CTF30B5ACS1 | TM9Y060B12MP11 | 23000 | 17 | 9.5 | 23000 | 18400 | 80% | 2 | 0 | 11.7 |  |  |  | No | R-454B | 1.9167 | Residential & Commercial | Ducted CEE Tier 1
210597882 | Central HP <5.4 tons | AIRQUEST | HRCU-A-CB (Split System: Heat Pump with Remote Outdoor Unit-Air-Source) | HVH825GKA2* |  |  | EA*4X42L21A*+WALLCON | *97CMN0601714A* | 23600 | 16 | 8.1 | 21600 | 16800 | 77.78% | 1.94 | 0 | 10.5 |  |  |  | No | R-410A | 1.9667 | Residential & Commercial | Ducted CEE Tier 1
210597902 | Central HP <5.4 tons | AIRQUEST | HRCU-A-CB (Split System: Heat Pump with Remote Outdoor Unit-Air-Source) | HVH825GKA2* |  |  | EA*4X42L24A*+WALLCON | *80CTL1352422A* | 23800 | 16.5 | 8.1 | 21400 | 16600 | 77.57% | 1.96 | 0 | 11 |  |  |  | No | R-410A | 1.9833 | Residential & Commercial | Ducted CEE Tier 1
210597918 | Central HP <5.4 tons | AIRQUEST | HRCU-A-CB (Split System: Heat Pump with Remote Outdoor Unit-Air-Source) | HVH825GKA2* |  |  | EA*4X42L24A*+WALLCON | *96CTN1202422A* | 23800 | 17 | 8.1 | 21400 | 16600 | 77.57% | 1.96 | 0 | 11 |  |  |  | No | R-410A | 1.9833 | Residential & Commercial | Ducted CEE Tier 1
210598050 | Central HP <5.4 tons | AIRQUEST | HRCU-A-CB (Split System: Heat Pump with Remote Outdoor Unit-Air-Source) | HVH825GKA2* |  |  | EA*4X48L21A*+WALLCON | *97CMN0602120A* | 24000 | 16.5 | 8.1 | 21000 | 16600 | 79.05% | 2 | 0 | 11 |  |  |  | No | R-410A | 2 | Residential & Commercial | Ducted CEE Tier 1
214584630 | Central HP <5.4 tons | JOHNSON CONTROLS | HRCU-A-CB (Split System: Heat Pump with Remote Outdoor Unit-Air-Source) | HH836E2S11 |  |  | CTF48C5CFS1 | Z8ES120C16SMPS1 | 34000 | 19 | 9 | 31600 | 25200 | 79.75% | 2 | 0 | 11.7 |  |  |  | No | R-454B | 2.8333 | Residential & Commercial | Ducted CEE Tier 1
213785158 | Central HP <5.4 tons | BRYANT HEATING AND COOLING SYSTEMS | HRCU-A-CB (Split System: Heat Pump with Remote Outdoor Unit-Air-Source) | 284ANV024*0**B* |  |  | CAP**4224AL*+UI | 987MC66100C21*** | 23200 | 20 | 10 | 26600 | 19700 | 74.06% | 2.46 | 0 | 13 |  |  |  | No | R-410A | 1.9333 | Residential & Commercial | Ducted CEE Tier 1
213785244 | Central HP <5.4 tons | BRYANT HEATING AND COOLING SYSTEMS | HRCU-A-CB (Split System: Heat Pump with Remote Outdoor Unit-Air-Source) | 284ANV024*0**B* |  |  | CSPH*3612AL*+UI | 986TD66120C24*** | 23800 | 19 | 10 | 26600 | 19700 | 74.06% | 2.48 | 0 | 13 |  |  |  | No | R-410A | 1.9833 | Residential & Commercial | Ducted CEE Tier 1
214720147 | Central HP <5.4 tons | CHAMPION HEATING AND COOLING | HRCU-A-CB (Split System: Heat Pump with Remote Outdoor Unit-Air-Source) | HH836E2S11 |  |  | CTU48C5XFS1+TXV | Z9ES080C16SMPS1 | 34000 | 19 | 9 | 32600 | 25800 | 79.14% | 2 | 0 | 11 |  |  |  | No | R-454B | 2.8333 | Residential & Commercial | Ducted CEE Tier 1
216440322 | Central HP <5.4 tons | TRANE | HRCU-A-CB (Split System: Heat Pump with Remote Outdoor Unit-Air-Source) | 5TWV0X48A1 |  |  | 5PX*DD10AS3+P0V0C000M50SD+LRP |  | 44000 | 20 | 9.7 | 46000 | 32800 | 71.3% | 2.1 | 0 | 12 |  |  |  | No | R-454B | 3.6667 | Residential & Commercial | Ducted CEE Tier 1
216440374 | Central HP <5.4 tons | TRANE | HRCU-A-CB (Split System: Heat Pump with Remote Outdoor Unit-Air-Source) | 5TWV0X48A1 |  |  | 5TXCD008AS3+P0V0C000M50SD+LRP |  | 44000 | 20 | 9.7 | 46500 | 33200 | 71.4% | 2.1 | 0 | 12 |  |  |  | No | R-454B | 3.6667 | Residential & Commercial | Ducted CEE Tier 1
211228787 | Central HP <5.4 tons | AIRQUEST | HRCU-A-CB (Split System: Heat Pump with Remote Outdoor Unit-Air-Source) | DLCURAH36ABK |  |  | EA*4X48L21A* | *80ES(N,L)0902116A* | 36200 | 16 | 8.5 | 38500 | 34600 | 89.87% | 2.08 | 0 | 10 |  |  |  | No | R-410A | 3.0167 | Residential & Commercial | Ducted CEE Tier 1
210596656 | Central HP <5.4 tons | COMFORTMAKER | HRCU-A-CB (Split System: Heat Pump with Remote Outdoor Unit-Air-Source) | CVH825GKA2* |  |  | EA*4X42L21A*+WALLCON | *80CSU1002120A* | 23800 | 16.5 | 8.1 | 21400 | 16700 | 78.04% | 1.96 | 0 | 10.5 |  |  |  | No | R-410A | 1.9833 | Residential & Commercial | Ducted CEE Tier 1
210596729 | Central HP <5.4 tons | COMFORTMAKER | HRCU-A-CB (Split System: Heat Pump with Remote Outdoor Unit-Air-Source) | CVH825GKA2* |  |  | EA*4X42L24A*+WALLCON | *96CTN1002122A* | 23800 | 16.5 | 8.1 | 21400 | 16600 | 77.57% | 1.96 | 0 | 11 |  |  |  | No | R-410A | 1.9833 | Residential & Commercial | Ducted CEE Tier 1
210596763 | Central HP <5.4 tons | COMFORTMAKER | HRCU-A-CB (Split System: Heat Pump with Remote Outdoor Unit-Air-Source) | CVH825GKA2* |  |  | EA*4X43L21A*+WALLCON | *80CTL0451712A* | 24200 | 16.5 | 8.1 | 21600 | 16800 | 77.78% | 2 | 0 | 11 |  |  |  | No | R-410A | 2.0167 | Residential & Commercial | Ducted CEE Tier 1
212975309 | Central HP <5.4 tons | CARRIER | HRCU-A-CB (Split System: Heat Pump with Remote Outdoor Unit-Air-Source) | 38MURAQ24AB3* |  |  | CAP**3717AL* | 59TP6C040V17**12 | 24000 | 16 | 8.1 | 25400 | 22000 | 86.61% | 1.82 | 0 | 10 |  |  |  | No | R-410A | 2 | Residential & Commercial | Ducted CEE Tier 1
212975650 | Central HP <5.4 tons | CARRIER | HRCU-A-CB (Split System: Heat Pump with Remote Outdoor Unit-Air-Source) | 38MURAQ24AB3* |  |  | CAP**2517AL* | 59TP6C060V14**12 | 24000 | 17 | 8.5 | 25000 | 21800 | 87.2% | 1.82 | 0 | 10 |  |  |  | No | R-410A | 2 | Residential & Commercial | Ducted CEE Tier 1
212975993 | Central HP <5.4 tons | CARRIER | HRCU-A-CB (Split System: Heat Pump with Remote Outdoor Unit-Air-Source) | 38MURAQ24AB3* |  |  | CAP**2417AL* | GG96VTAB48080B** | 23600 | 16.5 | 8.5 | 27000 | 25600 | 94.81% | 2.14 | 0 | 10 |  |  |  | No | R-410A | 1.9667 | Residential & Commercial | Ducted CEE Tier 1
212973862 | Central HP <5.4 tons | CARRIER | HRCU-A-CB (Split System: Heat Pump with Remote Outdoor Unit-Air-Source) | 38MURAQ24AB3* |  |  | CAP**3621AL* | 59SP6B080V17**16 | 23600 | 17 | 8.5 | 26200 | 24000 | 91.6% | 2 | 0 | 10 |  |  |  | No | R-410A | 1.9667 | Residential & Commercial | Ducted CEE Tier 1
211239226 | Central HP <5.4 tons | DAY & NIGHT | HRCU-A-CB (Split System: Heat Pump with Remote Outdoor Unit-Air-Source) | DLCURAH24ABK |  |  | FJMA4*24L*B* |  | 24000 | 16 | 9 | 26400 | 23400 | 88.64% | 1.92 | 0 | 10 |  |  |  | No | R-410A | 2 | Residential & Commercial | Ducted CEE Tier 1
211240655 | Central HP <5.4 tons | DAY & NIGHT | HRCU-A-CB (Split System: Heat Pump with Remote Outdoor Unit-Air-Source) | DLCURAH24ABK |  |  | EA*4X24L17A* | *80ES(N,L)0701712A* | 24000 | 16 | 8.5 | 27000 | 23600 | 87.41% | 1.94 | 0 | 10 |  |  |  | No | R-410A | 2 | Residential & Commercial | Ducted CEE Tier 1
211240712 | Central HP <5.4 tons | DAY & NIGHT | HRCU-A-CB (Split System: Heat Pump with Remote Outdoor Unit-Air-Source) | DLCURAH24ABK |  |  | EA*4X24L17A* | *95ESN0601714A* | 24400 | 15.5 | 8.5 | 27200 | 23200 | 85.29% | 1.9 | 0 | 10 |  |  |  | No | R-410A | 2.0333 | Residential & Commercial | Ducted CEE Tier 1
211240805 | Central HP <5.4 tons | DAY & NIGHT | HRCU-A-CB (Split System: Heat Pump with Remote Outdoor Unit-Air-Source) | DLCURAH24ABK |  |  | EA*4X25L17A* | *80VSL0451412A* | 25000 | 16.5 | 8.5 | 25800 | 21000 | 81.4% | 1.76 | 0 | 10.5 |  |  |  | No | R-410A | 2.0833 | Residential & Commercial | Ducted CEE Tier 1
211241103 | Central HP <5.4 tons | DAY & NIGHT | HRCU-A-CB (Split System: Heat Pump with Remote Outdoor Unit-Air-Source) | DLCURAH24ABK |  |  | EA*4X25L17A* | *80ES(N,L)0901714A* | 25200 | 17 | 8.5 | 25800 | 20800 | 80.62% | 1.76 | 0 | 10.5 |  |  |  | No | R-410A | 2.1 | Residential & Commercial | Ducted CEE Tier 1
211241520 | Central HP <5.4 tons | AIRQUEST | HRCU-A-CB (Split System: Heat Pump with Remote Outdoor Unit-Air-Source) | DLCURAH24ABK |  |  | EA*4X30L17A* | *80VTL0451412A* | 24200 | 16.5 | 8.5 | 26400 | 23000 | 87.12% | 1.9 | 0 | 10 |  |  |  | No | R-410A | 2.0167 | Residential & Commercial | Ducted CEE Tier 1
210470290 | Central HP <5.4 tons | AIRQUEST | HRCU-A-CB (Split System: Heat Pump with Remote Outdoor Unit-Air-Source) | HVH837GKA2* |  |  | EA*4X60L24A*+WALLCON | *96CTN1202422A* | 32800 | 18 | 8.5 | 31800 | 24800 | 77.99% | 2 | 0 | 11.7 |  |  |  | No | R-410A | 2.7333 | Residential & Commercial | Ducted CEE Tier 1
211228285 | Central HP <5.4 tons | AIRQUEST | HRCU-A-CB (Split System: Heat Pump with Remote Outdoor Unit-Air-Source) | DLCURAH36ABK |  |  | EA*4X43L21A* | *80ES(N,L)1102120A* | 37000 | 16 | 8.5 | 38500 | 34800 | 90.39% | 2.12 | 0 | 10 |  |  |  | No | R-410A | 3.0833 | Residential & Commercial | Ducted CEE Tier 1
211230084 | Central HP <5.4 tons | AIRQUEST | HRCU-A-CB (Split System: Heat Pump with Remote Outdoor Unit-Air-Source) | DLCURAH36ABK |  |  | EN(A,D,W)4X48L21** | *80VTL1102122A* | 37000 | 16 | 8.1 | 39500 | 35000 | 88.61% | 2.06 | 0 | 10.5 |  |  |  | No | R-410A | 3.0833 | Residential & Commercial | Ducted CEE Tier 1
216440342 | Central HP <5.4 tons | TRANE | HRCU-A-CB (Split System: Heat Pump with Remote Outdoor Unit-Air-Source) | 5TWV0X48A1 |  |  | 5TXCB006AS3 | L8V1B080U4VSB+LRP | 43500 | 19 | 9.4 | 47000 | 33600 | 71.49% | 2.1 | 0 | 11.7 |  |  |  | No | R-454B | 3.625 | Residential & Commercial | Ducted CEE Tier 1
216440358 | Central HP <5.4 tons | TRANE | HRCU-A-CB (Split System: Heat Pump with Remote Outdoor Unit-Air-Source) | 5TWV0X48A1 |  |  | 5TXCC007AS3 | S9V2C100U4VSB+LRP | 44000 | 20 | 9.7 | 46500 | 33400 | 71.83% | 2.1 | 0 | 12 |  |  |  | No | R-454B | 3.6667 | Residential & Commercial | Ducted CEE Tier 1
211227969 | Central HP <5.4 tons | AIRQUEST | HRCU-A-CB (Split System: Heat Pump with Remote Outdoor Unit-Air-Source) | DLCURAH36ABK |  |  | EA*4X42L24A* | *92ESN1002120A* | 35200 | 16.5 | 8.1 | 38500 | 35000 | 90.91% | 1.88 | 0 | 10 |  |  |  | No | R-410A | 2.9333 | Residential & Commercial | Ducted CEE Tier 1
210599236 | Central HP <5.4 tons | AIRQUEST | HRCU-A-CB (Split System: Heat Pump with Remote Outdoor Unit-Air-Source) | HVH837GKA** |  |  | EA*4X61L21A*+WALLCON | *80CTL0901716A* | 33200 | 18 | 8.5 | 32000 | 24800 | 77.5% | 2 | 0 | 12 |  |  |  | No | R-410A | 2.7667 | Residential & Commercial | Ducted CEE Tier 1
210599288 | Central HP <5.4 tons | AIRQUEST | HRCU-A-CB (Split System: Heat Pump with Remote Outdoor Unit-Air-Source) | HVH837GKA** |  |  | EA*4X61L24A*+WALLCON | *95CSU0802120A* | 33200 | 18 | 8.5 | 32000 | 24800 | 77.5% | 2 | 0 | 11.5 |  |  |  | No | R-410A | 2.7667 | Residential & Commercial | Ducted CEE Tier 1
210599320 | Central HP <5.4 tons | AIRQUEST | HRCU-A-CB (Split System: Heat Pump with Remote Outdoor Unit-Air-Source) | HVH837GKA** |  |  | EA*4X61L24A*+WALLCON | *97CMN1202422A* | 33200 | 17.5 | 8.5 | 32000 | 25000 | 78.12% | 2 | 0 | 11.7 |  |  |  | No | R-410A | 2.7667 | Residential & Commercial | Ducted CEE Tier 1
210599511 | Central HP <5.4 tons | AIRQUEST | HRCU-A-CB (Split System: Heat Pump with Remote Outdoor Unit-Air-Source) | HVH837GKA** |  |  | EN(A,D)4X48L24**+WALLCON | *95CSU1002122A* | 32400 | 17.5 | 8.1 | 32800 | 24600 | 75% | 1.98 | 0 | 11.7 |  |  |  | No | R-410A | 2.7 | Residential & Commercial | Ducted CEE Tier 1
212981773 | Central HP <5.4 tons | BRYANT HEATING AND COOLING SYSTEMS | HRCU-A-CB (Split System: Heat Pump with Remote Outdoor Unit-Air-Source) | 38MURAQ24AB3* |  |  | CNPV*2417AL* | 83*SB60100M21*** | 23200 | 16 | 8.5 | 27000 | 25000 | 92.59% | 2.08 | 0 | 10 |  |  |  | No | R-410A | 1.9333 | Residential & Commercial | Ducted CEE Tier 1
215662878 | Central HP <5.4 tons | TEMPSTAR | HRCU-A-CB (Split System: Heat Pump with Remote Outdoor Unit-Air-Source) | T5H0V48*K*AAA* |  |  | FCMA5B48L0C*+WALLCON |  | 45500 | 19 | 9 | 48000 | 33600 | 70% | 2.1 | 0 | 10.5 |  |  |  | No | R-454B | 3.7917 | Residential & Commercial | Ducted CEE Tier 1
215676562 | Central HP <5.4 tons | TEMPSTAR | HRCU-A-CB (Split System: Heat Pump with Remote Outdoor Unit-Air-Source) | T5H0V48*K*AAA* |  |  | EVD5X60M21A*+WALLCON | *97CMN1002122B* | 48000 | 19 | 9 | 50000 | 36600 | 73.2% | 2 | 0 | 10 |  |  |  | No | R-454B | 4 | Residential & Commercial | Ducted CEE Tier 1
215676662 | Central HP <5.4 tons | TEMPSTAR | HRCU-A-CB (Split System: Heat Pump with Remote Outdoor Unit-Air-Source) | T5H0V48*K*AAA* |  |  | EVD5X60M24A*+WALLCON | *97CMN0602120B* | 47500 | 18.5 | 9 | 50000 | 37000 | 74% | 1.98 | 0 | 10 |  |  |  | No | R-454B | 3.9583 | Residential & Commercial | Ducted CEE Tier 1
215676912 | Central HP <5.4 tons | TEMPSTAR | HRCU-A-CB (Split System: Heat Pump with Remote Outdoor Unit-Air-Source) | T5H0V48*K*AAA* |  |  | EVD5X61M24A*+WALLCON | *97CMN0602120B* | 48000 | 19 | 9 | 50000 | 37200 | 74.4% | 1.98 | 0 | 10 |  |  |  | No | R-454B | 4 | Residential & Commercial | Ducted CEE Tier 1
215853864 | Central HP <5.4 tons | BLUERIDGE | HRCU-A-CB (Split System: Heat Pump with Remote Outdoor Unit-Air-Source) | BMSAHS2418C |  |  | BMS2AH24I |  | 24000 | 18.1 | 9.7 | 26000 | 21600 | 83.08% | 1.87 | 0 | 11 |  |  |  | No | R-454B | 2 | Residential & Commercial | Ducted CEE Tier 1
212974612 | Central HP <5.4 tons | CARRIER | HRCU-A-CB (Split System: Heat Pump with Remote Outdoor Unit-Air-Source) | 38MURAQ18AB3* |  |  | CAP**1917AL* | 59TP6C040V14**10 | 17600 | 16 | 8.1 | 17700 | 17900 | 101.1% | 2.16 | 0 | 10.5 |  |  |  | No | R-410A | 1.4667 | Residential & Commercial | Ducted CEE Tier 1
210596667 | Central HP <5.4 tons | COMFORTMAKER | HRCU-A-CB (Split System: Heat Pump with Remote Outdoor Unit-Air-Source) | CVH825GKA2* |  |  | EA*4X42L21A*+WALLCON | *80CTL0901716A* | 23800 | 17.5 | 8.1 | 21400 | 16500 | 77.1% | 1.98 | 0 | 11 |  |  |  | No | R-410A | 1.9833 | Residential & Commercial | Ducted CEE Tier 1
207436142 | Central HP <5.4 tons | LENNOX | HRCU-A-CB (Split System: Heat Pump with Remote Outdoor Unit-Air-Source) | SL25XPV-024-230A** |  |  | CBA38MV-042-230*+TDR |  | 22400 | 22.2 | 9.1 | 22200 | 19900 | 89.64% | 1.94 | 15.5 | 14 |  |  |  | No | R-410A | 1.8667 | Residential & Commercial | Ducted CEE Tier 1
216440445 | Central HP <5.4 tons | AMERICAN STANDARD | HRCU-A-CB (Split System: Heat Pump with Remote Outdoor Unit-Air-Source) | 5A6V0X60A1 |  |  | 5PX*D008AS3 | S9V2D120U5PSC+LRP | 52000 | 18.6 | 9 | 54000 | 38000 | 70.37% | 2 | 0 | 10.5 |  |  |  | No | R-454B | 4.3333 | Residential & Commercial | Ducted CEE Tier 1
213779396 | Central HP <5.4 tons | BRYANT HEATING AND COOLING SYSTEMS | HRCU-A-CB (Split System: Heat Pump with Remote Outdoor Unit-Air-Source) | 288BNV037*0**A* |  |  | CAP**4821AL*+UI | 88*TB60090C21*** | 32200 | 17 | 8.1 | 32600 | 24800 | 76.07% | 1.98 | 0 | 11 |  |  |  | No | R-410A | 2.6833 | Residential & Commercial | Ducted CEE Tier 1
214720224 | Central HP <5.4 tons | CHAMPION HEATING AND COOLING | HRCU-A-CB (Split System: Heat Pump with Remote Outdoor Unit-Air-Source) | HH836E2S11 |  |  | CTU48C5XFS1+TXV | TM9E080C20MP12 | 34000 | 17 | 9 | 32000 | 25400 | 79.38% | 2 | 0 | 11 |  |  |  | No | R-454B | 2.8333 | Residential & Commercial | Ducted CEE Tier 1
214396453 | Central HP <5.4 tons | COLEMAN | HRCU-A-CB (Split System: Heat Pump with Remote Outdoor Unit-Air-Source) | HH836E2S11 |  |  | CTF36C5CDS1 | TMLE120C16MP11 | 33200 | 18 | 8.5 | 30600 | 25000 | 81.7% | 2 | 0 | 11.7 |  |  |  | No | R-454B | 2.7667 | Residential & Commercial | Ducted CEE Tier 1
214396835 | Central HP <5.4 tons | COLEMAN | HRCU-A-CB (Split System: Heat Pump with Remote Outdoor Unit-Air-Source) | HH836E2S11 |  |  | CTF36B5CDS1 | TMLE080B12MP11 | 33600 | 18 | 8.5 | 31800 | 26000 | 81.76% | 2 | 0 | 11 |  |  |  | No | R-454B | 2.8 | Residential & Commercial | Ducted CEE Tier 1
214397244 | Central HP <5.4 tons | COLEMAN | HRCU-A-CB (Split System: Heat Pump with Remote Outdoor Unit-Air-Source) | HH836E2S11 |  |  | CTF36B5CDS1 | TMLE100B12MP11 | 33200 | 18 | 8.5 | 31200 | 25200 | 80.77% | 2 | 0 | 11 |  |  |  | No | R-454B | 2.7667 | Residential & Commercial | Ducted CEE Tier 1
214397348 | Central HP <5.4 tons | COLEMAN | HRCU-A-CB (Split System: Heat Pump with Remote Outdoor Unit-Air-Source) | HH836E2S11 |  |  | CTM48C5CFS1 | TM8E120C20MP11 | 34600 | 17 | 8.5 | 32600 | 25600 | 78.53% | 2 | 0 | 11 |  |  |  | No | R-454B | 2.8833 | Residential & Commercial | Ducted CEE Tier 1
216440502 | Central HP <5.4 tons | TRANE | HRCU-A-CB (Split System: Heat Pump with Remote Outdoor Unit-Air-Source) | 5TWV0X60A1 |  |  | 5TXCC007AS3 | S9V2C100U5VSB+LRP | 52000 | 18.4 | 9 | 54500 | 38500 | 70.64% | 2 | 0 | 10 |  |  |  | No | R-454B | 4.3333 | Residential & Commercial | Ducted CEE Tier 1
216440554 | Central HP <5.4 tons | TRANE | HRCU-A-CB (Split System: Heat Pump with Remote Outdoor Unit-Air-Source) | 5TWV0X60A1 |  |  | 5TXCD010AS3+P0V0D000M50SD+LRP |  | 53000 | 19 | 9.4 | 53500 | 37800 | 70.65% | 2.1 | 0 | 10.5 |  |  |  | No | R-454B | 4.4167 | Residential & Commercial | Ducted CEE Tier 1
210470554 | Central HP <5.4 tons | AIRQUEST | HRCU-A-CB (Split System: Heat Pump with Remote Outdoor Unit-Air-Source) | HVH837GKA2* |  |  | EA*4X61L24A*+WALLCON | *80CTL0902120A* | 33200 | 18 | 8.5 | 32000 | 24800 | 77.5% | 2 | 0 | 12 |  |  |  | No | R-410A | 2.7667 | Residential & Commercial | Ducted CEE Tier 1
210470890 | Central HP <5.4 tons | AIRQUEST | HRCU-A-CB (Split System: Heat Pump with Remote Outdoor Unit-Air-Source) | HVH837GKA2* |  |  | EN(A,D,W)4X60L24**+WALLCON | *95CSU1002122A* | 32800 | 18 | 8.1 | 32200 | 24600 | 76.4% | 1.98 | 0 | 12 |  |  |  | No | R-410A | 2.7333 | Residential & Commercial | Ducted CEE Tier 1
211241223 | Central HP <5.4 tons | DAY & NIGHT | HRCU-A-CB (Split System: Heat Pump with Remote Outdoor Unit-Air-Source) | DLCURAH24ABK |  |  | EA*4X25L17A* | OLV098A12* | 24000 | 16.5 | 8.1 | 25000 | 21800 | 87.2% | 1.82 | 0 | 10 |  |  |  | No | R-410A | 2 | Residential & Commercial | Ducted CEE Tier 1
211241346 | Central HP <5.4 tons | DAY & NIGHT | HRCU-A-CB (Split System: Heat Pump with Remote Outdoor Unit-Air-Source) | DLCURAH24ABK |  |  | EA*4X30L14A* | *92ESN0601412A* | 23400 | 16.5 | 8.5 | 25800 | 24400 | 94.57% | 2.02 | 0 | 10 |  |  |  | No | R-410A | 1.95 | Residential & Commercial | Ducted CEE Tier 1
213076108 | Central HP <5.4 tons | DAY & NIGHT | HRCU-A-CB (Split System: Heat Pump with Remote Outdoor Unit-Air-Source) | DLCURAH24ABK |  |  | EA*4X37L21A* | *95MSU1002120A* | 24400 | 17 | 8.5 | 25200 | 21200 | 84.13% | 1.8 | 0 | 10.5 |  |  |  | No | R-410A | 2.0333 | Residential & Commercial | Ducted CEE Tier 1
213779121 | Central HP <5.4 tons | DAY & NIGHT | HRCU-A-CB (Split System: Heat Pump with Remote Outdoor Unit-Air-Source) | CVH837GKA** |  |  | EA*4X42L21A*+WALLCON | *97CMN0601714B* | 31600 | 16.5 | 8.1 | 33200 | 24600 | 74.1% | 1.84 | 0 | 10.5 |  |  |  | No | R-410A | 2.6333 | Residential & Commercial | Ducted CEE Tier 1
211228121 | Central HP <5.4 tons | AIRQUEST | HRCU-A-CB (Split System: Heat Pump with Remote Outdoor Unit-Air-Source) | DLCURAH36ABK |  |  | EA*4X42L24A* | *96VTN1002120A* | 35800 | 15.5 | 8.1 | 39500 | 35200 | 89.11% | 1.9 | 0 | 10 |  |  |  | No | R-410A | 2.9833 | Residential & Commercial | Ducted CEE Tier 1
211228344 | Central HP <5.4 tons | AIRQUEST | HRCU-A-CB (Split System: Heat Pump with Remote Outdoor Unit-Air-Source) | DLCURAH36ABK |  |  | EA*4X43L21A* | *80ESU0601716A | 37200 | 16 | 8.5 | 38500 | 34800 | 90.39% | 2.12 | 0 | 10 |  |  |  | No | R-410A | 3.1 | Residential & Commercial | Ducted CEE Tier 1
211228521 | Central HP <5.4 tons | AIRQUEST | HRCU-A-CB (Split System: Heat Pump with Remote Outdoor Unit-Air-Source) | DLCURAH36ABK |  |  | EA*4X43L21A* | *95ESN1002122A* | 37400 | 15.5 | 8.5 | 39000 | 35000 | 89.74% | 2.16 | 0 | 10 |  |  |  | No | R-410A | 3.1167 | Residential & Commercial | Ducted CEE Tier 1
212384791 | Central HP <5.4 tons | COMFORTMAKER | HRCU-A-CB (Split System: Heat Pump with Remote Outdoor Unit-Air-Source) | DLCURAH36ABK |  |  | EN(A,D,W)4X48L21** | *92ESN0801716A* | 36200 | 16.5 | 8.1 | 39000 | 34800 | 89.23% | 2.02 | 0 | 10.5 |  |  |  | No | R-410A | 3.0167 | Residential & Commercial | Ducted CEE Tier 1
212978078 | Central HP <5.4 tons | CARRIER | HRCU-A-CB (Split System: Heat Pump with Remote Outdoor Unit-Air-Source) | 38MURAQ24AB3* |  |  | CAP**2414AL* | 58S(B,C)*B070M14**12 | 23200 | 17 | 9 | 26800 | 26800 | 100% | 2.28 | 0 | 10 |  |  |  | No | R-410A | 1.9333 | Residential & Commercial | Ducted CEE Tier 1
213779171 | Central HP <5.4 tons | DAY & NIGHT | HRCU-A-CB (Split System: Heat Pump with Remote Outdoor Unit-Air-Source) | CVH837GKA** |  |  | EA*4X42L21A*+WALLCON | *96CTN1002122B* | 31800 | 17 | 8.1 | 32800 | 24400 | 74.39% | 1.88 | 0 | 11 |  |  |  | No | R-410A | 2.65 | Residential & Commercial | Ducted CEE Tier 1
215869150 | Central HP <5.4 tons | TRANE | HRCU-A-CB (Split System: Heat Pump with Remote Outdoor Unit-Air-Source) | 5TWV8X60A1 |  |  | 5TXCD008AS3 | S9V2C080U5VSB+LRP | 53000 | 18.1 | 8.5 | 56000 | 40000 | 71.43% | 2 | 0 | 10 |  |  |  | No | R-454B | 4.4167 | Residential & Commercial | Ducted CEE Tier 1
213779391 | Central HP <5.4 tons | DAY & NIGHT | HRCU-A-CB (Split System: Heat Pump with Remote Outdoor Unit-Air-Source) | CVH837GKA** |  |  | EA*4X48L21A*+WALLCON | *80CTL0901716B* | 32400 | 17 | 8.1 | 32600 | 25000 | 76.69% | 1.96 | 0 | 11 |  |  |  | No | R-410A | 2.7 | Residential & Commercial | Ducted CEE Tier 1
213779541 | Central HP <5.4 tons | DAY & NIGHT | HRCU-A-CB (Split System: Heat Pump with Remote Outdoor Unit-Air-Source) | CVH837GKA** |  |  | EA*4X48L24A*+WALLCON | *96CTN1002122B* | 32400 | 17 | 8.5 | 32200 | 24800 | 77.02% | 1.98 | 0 | 11 |  |  |  | No | R-410A | 2.7 | Residential & Commercial | Ducted CEE Tier 1
213779591 | Central HP <5.4 tons | DAY & NIGHT | HRCU-A-CB (Split System: Heat Pump with Remote Outdoor Unit-Air-Source) | CVH837GKA** |  |  | EA*4X60L24A*+WALLCON | *97CMN1002122B* | 32800 | 17.5 | 8.1 | 31800 | 24600 | 77.36% | 1.98 | 0 | 11.5 |  |  |  | No | R-410A | 2.7333 | Residential & Commercial | Ducted CEE Tier 1
213780241 | Central HP <5.4 tons | DAY & NIGHT | HRCU-A-CB (Split System: Heat Pump with Remote Outdoor Unit-Air-Source) | CVH837GKA** |  |  | EHD4X48AAL+WALLCON | *97CMN1002122B* | 32600 | 16.5 | 8.1 | 33000 | 24800 | 75.15% | 1.96 | 0 | 11 |  |  |  | No | R-410A | 2.7167 | Residential & Commercial | Ducted CEE Tier 1
213780291 | Central HP <5.4 tons | DAY & NIGHT | HRCU-A-CB (Split System: Heat Pump with Remote Outdoor Unit-Air-Source) | CVH837GKA** |  |  | EHD4X48AAL+WALLCON | *96CTN1202422B* | 32600 | 16.5 | 8.1 | 33000 | 24800 | 75.15% | 1.96 | 0 | 11 |  |  |  | No | R-410A | 2.7167 | Residential & Commercial | Ducted CEE Tier 1
210473131 | Central HP <5.4 tons | AIRQUEST | HRCU-A-CB (Split System: Heat Pump with Remote Outdoor Unit-Air-Source) | HVH825GKA3* |  |  | EA*4X43L21A*+WALLCON | *80CSU0601716A* | 24400 | 17 | 8.1 | 21200 | 16600 | 78.3% | 2.02 | 0 | 11 |  |  |  | No | R-410A | 2.0333 | Residential & Commercial | Ducted CEE Tier 1
210473395 | Central HP <5.4 tons | AIRQUEST | HRCU-A-CB (Split System: Heat Pump with Remote Outdoor Unit-Air-Source) | HVH825GKA3* |  |  | EA*4X48L21A*+WALLCON | *97CMN1002122A* | 24000 | 16.5 | 8.1 | 21000 | 16500 | 78.57% | 2.02 | 0 | 11 |  |  |  | No | R-410A | 2 | Residential & Commercial | Ducted CEE Tier 1
210473930 | Central HP <5.4 tons | AIRQUEST | HRCU-A-CB (Split System: Heat Pump with Remote Outdoor Unit-Air-Source) | HVH825GKA3* |  |  | EN(A,D,W)4X48L21**+WALLCON | *80CSU0601716A* | 24200 | 17 | 8.1 | 21400 | 16600 | 77.57% | 2 | 0 | 11 |  |  |  | No | R-410A | 2.0167 | Residential & Commercial | Ducted CEE Tier 1
210474265 | Central HP <5.4 tons | AIRQUEST | HRCU-A-CB (Split System: Heat Pump with Remote Outdoor Unit-Air-Source) | HVH825GKA3* |  |  | EHD4X42AAL+WALLCON | *80CSU0601716A* | 24200 | 16 | 8.1 | 21400 | 16600 | 77.57% | 2 | 0 | 10.5 |  |  |  | No | R-410A | 2.0167 | Residential & Commercial | Ducted CEE Tier 1
210474518 | Central HP <5.4 tons | AIRQUEST | HRCU-A-CB (Split System: Heat Pump with Remote Outdoor Unit-Air-Source) | HVH825GKA3* |  |  | EHD4X48AAL+WALLCON | *80CTL0701716A* | 24200 | 16.5 | 8.1 | 21200 | 16600 | 78.3% | 2.02 | 0 | 10.5 |  |  |  | No | R-410A | 2.0167 | Residential & Commercial | Ducted CEE Tier 1
210474584 | Central HP <5.4 tons | AIRQUEST | HRCU-A-CB (Split System: Heat Pump with Remote Outdoor Unit-Air-Source) | HVH825GKA3* |  |  | EHD4X48AAL+WALLCON | *97CMN0801714A* | 24200 | 16 | 8.1 | 21400 | 16700 | 78.04% | 2 | 0 | 10.5 |  |  |  | No | R-410A | 2.0167 | Residential & Commercial | Ducted CEE Tier 1
211245791 | Central HP <5.4 tons | BRYANT HEATING AND COOLING SYSTEMS | HRCU-A-CB (Split System: Heat Pump with Remote Outdoor Unit-Air-Source) | 38MURAQ24AB3* |  |  | FZ4ANP036L |  | 23600 | 17 | 8.5 | 26000 | 24000 | 92.31% | 2 | 0 | 10 |  |  |  | No | R-410A | 1.9667 | Residential & Commercial | Ducted CEE Tier 1
211228962 | Central HP <5.4 tons | AIRQUEST | HRCU-A-CB (Split System: Heat Pump with Remote Outdoor Unit-Air-Source) | DLCURAH36ABK |  |  | EA*4X48L21A* | *92ESN0601714A* | 36000 | 16 | 8.5 | 38500 | 34600 | 89.87% | 2.06 | 0 | 10 |  |  |  | No | R-410A | 3 | Residential & Commercial | Ducted CEE Tier 1
211229005 | Central HP <5.4 tons | AIRQUEST | HRCU-A-CB (Split System: Heat Pump with Remote Outdoor Unit-Air-Source) | DLCURAH36ABK |  |  | EA*4X48L21A* | *92ESN1002122A* | 37400 | 15.2 | 8.5 | 38500 | 35000 | 90.91% | 2.12 | 0 | 10 |  |  |  | No | R-410A | 3.1167 | Residential & Commercial | Ducted CEE Tier 1
211229037 | Central HP <5.4 tons | AIRQUEST | HRCU-A-CB (Split System: Heat Pump with Remote Outdoor Unit-Air-Source) | DLCURAH36ABK |  |  | EA*4X48L21A* | *95ESN0802120A* | 36600 | 15.5 | 8.5 | 38500 | 34800 | 90.39% | 2.08 | 0 | 10 |  |  |  | No | R-410A | 3.05 | Residential & Commercial | Ducted CEE Tier 1
211260983 | Central HP <5.4 tons | HEIL | HRCU-A-CB (Split System: Heat Pump with Remote Outdoor Unit-Air-Source) | DLCURAH18ABK |  |  | EA*4X25L17A* | *80ES(N,L)0451412A* | 18600 | 16.5 | 8.5 | 18400 | 17400 | 94.57% | 2.12 | 0 | 11 |  |  |  | No | R-410A | 1.55 | Residential & Commercial | Ducted CEE Tier 1
212980574 | Central HP <5.4 tons | CARRIER | HRCU-A-CB (Split System: Heat Pump with Remote Outdoor Unit-Air-Source) | 38MURAQ24AB3* |  |  | CAP**3621AL* | 58S(B,C)*B090M21**20 | 23800 | 17.5 | 8.5 | 26200 | 23800 | 90.84% | 1.98 | 0 | 10 |  |  |  | No | R-410A | 1.9833 | Residential & Commercial | Ducted CEE Tier 1
212980994 | Central HP <5.4 tons | CARRIER | HRCU-A-CB (Split System: Heat Pump with Remote Outdoor Unit-Air-Source) | 38MURAQ24AB3* |  |  | CAP**3721AL* | 58S(B,C)*B110M21**20 | 24800 | 17.5 | 8.5 | 25600 | 21200 | 82.81% | 1.8 | 0 | 10.5 |  |  |  | No | R-410A | 2.0667 | Residential & Commercial | Ducted CEE Tier 1
212975265 | Central HP <5.4 tons | CARRIER | HRCU-A-CB (Split System: Heat Pump with Remote Outdoor Unit-Air-Source) | 38MURAQ24AB3* |  |  | CAP**2517AL* | 59TP6C040V17**12 | 24200 | 16 | 8.5 | 25400 | 21800 | 85.83% | 1.8 | 0 | 10 |  |  |  | No | R-410A | 2.0167 | Residential & Commercial | Ducted CEE Tier 1
211229248 | Central HP <5.4 tons | AIRQUEST | HRCU-A-CB (Split System: Heat Pump with Remote Outdoor Unit-Air-Source) | DLCURAH36ABK |  |  | EA*4X48L24A* | *80ES(N,L)0702116A* | 35800 | 16.5 | 8.5 | 37800 | 34600 | 91.53% | 2.04 | 0 | 10 |  |  |  | No | R-410A | 2.9833 | Residential & Commercial | Ducted CEE Tier 1
211229332 | Central HP <5.4 tons | AIRQUEST | HRCU-A-CB (Split System: Heat Pump with Remote Outdoor Unit-Air-Source) | DLCURAH36ABK |  |  | EA*4X48L24A* | *80ES(N,L)1552420A* | 37000 | 16 | 8.5 | 38500 | 34800 | 90.39% | 2.12 | 0 | 10 |  |  |  | No | R-410A | 3.0833 | Residential & Commercial | Ducted CEE Tier 1
211230143 | Central HP <5.4 tons | AIRQUEST | HRCU-A-CB (Split System: Heat Pump with Remote Outdoor Unit-Air-Source) | DLCURAH36ABK |  |  | EN(A,D,W)4X48L21** | *92ESN1002120A* | 35800 | 16.5 | 8.1 | 38500 | 34800 | 90.39% | 2 | 0 | 10 |  |  |  | No | R-410A | 2.9833 | Residential & Commercial | Ducted CEE Tier 1
211230536 | Central HP <5.4 tons | AIRQUEST | HRCU-A-CB (Split System: Heat Pump with Remote Outdoor Unit-Air-Source) | DLCURAH36ABK |  |  | EN(A,D)4X48L24** | *80ESU0802120A | 37400 | 15.5 | 8.5 | 39500 | 35000 | 88.61% | 2.1 | 0 | 10.5 |  |  |  | No | R-410A | 3.1167 | Residential & Commercial | Ducted CEE Tier 1
211230741 | Central HP <5.4 tons | AIRQUEST | HRCU-A-CB (Split System: Heat Pump with Remote Outdoor Unit-Air-Source) | DLCURAH36ABK |  |  | EN(A,D)4X48L24** | *95ESU1002122A* | 37400 | 15.5 | 8.5 | 39500 | 35000 | 88.61% | 2.08 | 0 | 10.5 |  |  |  | No | R-410A | 3.1167 | Residential & Commercial | Ducted CEE Tier 1
213076266 | Central HP <5.4 tons | DAY & NIGHT | HRCU-A-CB (Split System: Heat Pump with Remote Outdoor Unit-Air-Source) | DLCURAH36ABK |  |  | EA*4X42L21A* | *95MSU1002122A* | 35600 | 16.5 | 8.1 | 38500 | 35000 | 90.91% | 1.9 | 0 | 10 |  |  |  | No | R-410A | 2.9667 | Residential & Commercial | Ducted CEE Tier 1
213076502 | Central HP <5.4 tons | DAY & NIGHT | HRCU-A-CB (Split System: Heat Pump with Remote Outdoor Unit-Air-Source) | DLCURAH36ABK |  |  | EA*4X37L21A* | *80VTL0701716B* | 36200 | 16 | 8.5 | 38000 | 34800 | 91.58% | 2.04 | 0 | 10 |  |  |  | No | R-410A | 3.0167 | Residential & Commercial | Ducted CEE Tier 1
215679424 | Central HP <5.4 tons | BRYANT HEATING AND COOLING SYSTEMS | HRCU-A-CB (Split System: Heat Pump with Remote Outdoor Unit-Air-Source) | 290VAN036**AA* |  |  | CAA**4321AM*+UI | 83*CB36040C17*** | 34600 | 18 | 9 | 35200 | 25000 | 71.02% | 1.9 | 0 | 10 |  |  |  | No | R-454B | 2.8833 | Residential & Commercial | Ducted CEE Tier 1
212988217 | Central HP <5.4 tons | AIRQUEST | HRCU-A-CB (Split System: Heat Pump with Remote Outdoor Unit-Air-Source) | DLCURAH36ABK |  |  | EA*4X48L21A* | *96MSN1002122A* | 35600 | 16 | 8.5 | 37800 | 34600 | 91.53% | 2.04 | 0 | 10 |  |  |  | No | R-410A | 2.9667 | Residential & Commercial | Ducted CEE Tier 1
215937484 | Central HP <5.4 tons | CARRIER | HRCU-A-CB (Split System: Heat Pump with Remote Outdoor Unit-Air-Source) | 27VNA348A*030* |  |  | CVAMA6024XMA*+UI | 58TN*B135C24**22 | 45500 | 21 | 8.1 | 52500 | 38000 | 72.38% | 1.95 | 0 | 11.5 |  |  |  | No | R-454B | 3.7917 | Residential & Commercial | Ducted CEE Tier 1
215937884 | Central HP <5.4 tons | CARRIER | HRCU-A-CB (Split System: Heat Pump with Remote Outdoor Unit-Air-Source) | 27VNA348A*030* |  |  | CVAVA4824XMA*+UI | 58TN*B090C21**20 | 45000 | 20.5 | 8.1 | 52000 | 38000 | 73.08% | 1.95 | 0 | 11.5 |  |  |  | No | R-454B | 3.75 | Residential & Commercial | Ducted CEE Tier 1
213076667 | Central HP <5.4 tons | DAY & NIGHT | HRCU-A-CB (Split System: Heat Pump with Remote Outdoor Unit-Air-Source) | DLCURAH36ABK |  |  | EA*4X42L24A* | *80VTL0902120B* | 35200 | 16 | 8.1 | 38500 | 35000 | 90.91% | 1.88 | 0 | 10 |  |  |  | No | R-410A | 2.9333 | Residential & Commercial | Ducted CEE Tier 1
215935824 | Central HP <5.4 tons | CARRIER | HRCU-A-CB (Split System: Heat Pump with Remote Outdoor Unit-Air-Source) | 27VNA336A*030* |  |  | CVAVA3817XMA*+UI | 58TN*B045C17**12 | 35000 | 21 | 8.5 | 39000 | 29600 | 75.9% | 2 | 0 | 11.5 |  |  |  | No | R-454B | 2.9167 | Residential & Commercial | Ducted CEE Tier 1
215935874 | Central HP <5.4 tons | CARRIER | HRCU-A-CB (Split System: Heat Pump with Remote Outdoor Unit-Air-Source) | 27VNA336A*030* |  |  | CVAVA3817XMA*+UI | 59MN7C060C17**14 | 35200 | 21 | 8.5 | 38000 | 28000 | 73.68% | 2.06 | 0 | 11.5 |  |  |  | No | R-454B | 2.9333 | Residential & Commercial | Ducted CEE Tier 1
214239349 | Central HP <5.4 tons | DAY & NIGHT | HRCU-A-CB (Split System: Heat Pump with Remote Outdoor Unit-Air-Source) | CVH837GKA2* |  |  | EN(A,D)4X48L24**+WALLCON | *96CTN1202422B* | 32400 | 17 | 8.1 | 32600 | 24600 | 75.46% | 1.96 | 0 | 11.7 |  |  |  | No | R-410A | 2.7 | Residential & Commercial | Ducted CEE Tier 1
214574404 | Central HP <5.4 tons | DAY & NIGHT | HRCU-A-CB (Split System: Heat Pump with Remote Outdoor Unit-Air-Source) | CVH837GKA2* |  |  | EHD4X60AAL+WALLCON | *95CSU0802120B* | 33000 | 17 | 8.5 | 32200 | 25000 | 77.64% | 2 | 0 | 11 |  |  |  | No | R-410A | 2.75 | Residential & Commercial | Ducted CEE Tier 1
214574434 | Central HP <5.4 tons | DAY & NIGHT | HRCU-A-CB (Split System: Heat Pump with Remote Outdoor Unit-Air-Source) | CVH837GKA2* |  |  | EHD4X60AAL+WALLCON | *97CMN0802120B* | 33000 | 17 | 8.5 | 32200 | 24800 | 77.02% | 2 | 0 | 11.5 |  |  |  | No | R-410A | 2.75 | Residential & Commercial | Ducted CEE Tier 1
212974664 | Central HP <5.4 tons | CARRIER | HRCU-A-CB (Split System: Heat Pump with Remote Outdoor Unit-Air-Source) | 38MURAQ18AB3* |  |  | CAP**3014AL* | 59TP6C040V14**10 | 17300 | 16 | 8.1 | 17900 | 18700 | 104.5% | 2.24 | 0 | 10.5 |  |  |  | No | R-410A | 1.4417 | Residential & Commercial | Ducted CEE Tier 1
212974716 | Central HP <5.4 tons | CARRIER | HRCU-A-CB (Split System: Heat Pump with Remote Outdoor Unit-Air-Source) | 38MURAQ18AB3* |  |  | CNPV*2417AL* | 59TP6C040V14**10 | 17300 | 15.5 | 8.5 | 18400 | 19200 | 104.3% | 2.3 | 0 | 10.5 |  |  |  | No | R-410A | 1.4417 | Residential & Commercial | Ducted CEE Tier 1
207826660 | Central HP <5.4 tons | CARRIER | HRCU-A-CB (Split System: Heat Pump with Remote Outdoor Unit-Air-Source) | 38MARBQ24AA3 |  |  | 40MBABQ24XB3 |  | 23000 | 18.4 | 9.3 | 26000 | 21200 | 81.54% | 1.9 | 12.5 | 11.7 |  |  |  | No | R-410A | 1.9167 | Residential & Commercial | Ducted CEE Tier 1
213732677 | Central HP <5.4 tons | CTMorley | HRCU-A-CB (Split System: Heat Pump with Remote Outdoor Unit-Air-Source) | MOU-A24H-2 |  |  | MIU-A24V-2 |  | 23000 | 18.4 | 9.3 | 26000 | 21200 | 81.54% | 1.9 | 12.5 | 11.7 |  |  |  | No | R-410A | 1.9167 | Residential & Commercial | Ducted CEE Tier 1
211230609 | Central HP <5.4 tons | AIRQUEST | HRCU-A-CB (Split System: Heat Pump with Remote Outdoor Unit-Air-Source) | DLCURAH36ABK |  |  | EN(A,D)4X48L24** | *92ESN1002120A* | 35800 | 16.5 | 8.1 | 38500 | 34800 | 90.39% | 2 | 0 | 10 |  |  |  | No | R-410A | 2.9833 | Residential & Commercial | Ducted CEE Tier 1
211230661 | Central HP <5.4 tons | AIRQUEST | HRCU-A-CB (Split System: Heat Pump with Remote Outdoor Unit-Air-Source) | DLCURAH36ABK |  |  | EN(A,D)4X48L24** | *95ESN1002122A* | 37600 | 15.5 | 8.5 | 39500 | 35000 | 88.61% | 2.08 | 0 | 10.5 |  |  |  | No | R-410A | 3.1333 | Residential & Commercial | Ducted CEE Tier 1
216440329 | Central HP <5.4 tons | AMERICAN STANDARD | HRCU-A-CB (Split System: Heat Pump with Remote Outdoor Unit-Air-Source) | 5A6V0X48A1 |  |  | 5TAMXD05AV41 |  | 44500 | 20 | 9.7 | 47000 | 33600 | 71.49% | 2.1 | 0 | 12 |  |  |  | No | R-454B | 3.7083 | Residential & Commercial | Ducted CEE Tier 1
216440361 | Central HP <5.4 tons | AMERICAN STANDARD | HRCU-A-CB (Split System: Heat Pump with Remote Outdoor Unit-Air-Source) | 5A6V0X48A1 |  |  | 5TXCC009AS3 | S9V2C100U5VSB+LRP | 44500 | 20 | 9.7 | 46000 | 33000 | 71.74% | 2.1 | 0 | 12 |  |  |  | No | R-454B | 3.7083 | Residential & Commercial | Ducted CEE Tier 1
215359203 | Central HP <5.4 tons | BLUERIDGE | HRCU-A-C (Split System: Heat Pump with Remote Outdoor Unit with No Indoor Fan --Air Source) | BMAH3618C |  |  | BMAHC36B |  | 35000 | 15.5 | 8.6 | 38000 | 31600 | 83.16% | 1.85 | 0 | 10 |  |  |  | No | R-410A | 2.9167 | Residential & Commercial | Ducted CEE Tier 1
215359204 | Central HP <5.4 tons | BLUERIDGE | HRCU-A-C (Split System: Heat Pump with Remote Outdoor Unit with No Indoor Fan --Air Source) | BMAH3618C |  |  | BMAHC36C |  | 35000 | 15.2 | 10 | 39000 | 32000 | 82.05% | 2 | 10.2 | 10 |  |  |  | No | R-410A | 2.9167 | Residential & Commercial | Ducted CEE Tier 1
211391329 | Central HP <5.4 tons | CHAMPION HEATING AND COOLING | HRCU-A-CB (Split System: Heat Pump with Remote Outdoor Unit-Air-Source) | HMH72B341 |  |  | XAFC36DXXN1+TXV | TMLE120C16MP11 | 34000 | 18 | 8.5 | 33600 | 23800 | 70.83% | 2.08 | 0 | 10 |  |  |  | No | R-410A | 2.8333 | Residential & Commercial | Ducted CEE Tier 1
215682364 | Central HP <5.4 tons | BRYANT HEATING AND COOLING SYSTEMS | HRCU-A-CB (Split System: Heat Pump with Remote Outdoor Unit-Air-Source) | 290VAN048**AA* |  |  | CVAVA6021XMA*+UI | 987TA66100C21*** | 48000 | 19 | 9 | 50000 | 36600 | 73.2% | 2 | 0 | 10.5 |  |  |  | No | R-454B | 4 | Residential & Commercial | Ducted CEE Tier 1
211391494 | Central HP <5.4 tons | CHAMPION HEATING AND COOLING | HRCU-A-CB (Split System: Heat Pump with Remote Outdoor Unit-Air-Source) | HMH72B341 |  |  | XAFC36DXXN1+TXV | TM8E100C16MP11 | 34000 | 17.5 | 8.1 | 33600 | 23800 | 70.83% | 2.08 | 0 | 10 |  |  |  | No | R-410A | 2.8333 | Residential & Commercial | Ducted CEE Tier 1
213075892 | Central HP <5.4 tons | DAY & NIGHT | HRCU-A-CB (Split System: Heat Pump with Remote Outdoor Unit-Air-Source) | DLCURAH36ABK |  |  | EA*4X37L21A* | *95MSU1002120A* | 36400 | 16 | 8.5 | 38000 | 34800 | 91.58% | 2.06 | 0 | 10 |  |  |  | No | R-410A | 3.0333 | Residential & Commercial | Ducted CEE Tier 1
213075940 | Central HP <5.4 tons | DAY & NIGHT | HRCU-A-CB (Split System: Heat Pump with Remote Outdoor Unit-Air-Source) | DLCURAH36ABK |  |  | EA*4X48L21A* | *95MSU1002120A* | 36000 | 16 | 8.5 | 38000 | 34800 | 91.58% | 2.04 | 0 | 10 |  |  |  | No | R-410A | 3 | Residential & Commercial | Ducted CEE Tier 1
216440413 | Central HP <5.4 tons | AMERICAN STANDARD | HRCU-A-CB (Split System: Heat Pump with Remote Outdoor Unit-Air-Source) | 5A6V0X48A1 |  |  | 5TXCD010AS3 | L8V1C100U5VSB+LRP | 45500 | 20.2 | 9.7 | 47000 | 33600 | 71.49% | 2.1 | 0 | 12 |  |  |  | No | R-454B | 3.7917 | Residential & Commercial | Ducted CEE Tier 1
213080771 | Central HP <5.4 tons | HEIL | HRCU-A-CB (Split System: Heat Pump with Remote Outdoor Unit-Air-Source) | DLCURAH36ABK |  |  | EN(A,D,W)4X48L21** | *95MSU0601716A* | 35600 | 16 | 8.1 | 38500 | 35000 | 90.91% | 1.98 | 0 | 10 |  |  |  | No | R-410A | 2.9667 | Residential & Commercial | Ducted CEE Tier 1
215936096 | Central HP <5.4 tons | HEIL | HRCU-A-CB (Split System: Heat Pump with Remote Outdoor Unit-Air-Source) | H5H3V36*K*AAA* |  |  | EVD5X42M21A*+WALLCON | *97CMN0802120B* | 34400 | 20.5 | 8.5 | 38500 | 28200 | 73.25% | 2.04 | 0 | 11.7 |  |  |  | No | R-454B | 2.8667 | Residential & Commercial | Ducted CEE Tier 1
215936196 | Central HP <5.4 tons | HEIL | HRCU-A-CB (Split System: Heat Pump with Remote Outdoor Unit-Air-Source) | H5H3V36*K*AAA* |  |  | EVD5X42M24A*+WALLCON | *95CSU0802120B* | 35400 | 21.5 | 8.5 | 38000 | 28600 | 75.26% | 2.04 | 0 | 12 |  |  |  | No | R-454B | 2.95 | Residential & Commercial | Ducted CEE Tier 1
215936516 | Central HP <5.4 tons | HEIL | HRCU-A-CB (Split System: Heat Pump with Remote Outdoor Unit-Air-Source) | H5H3V36*K*AAA* |  |  | EVD5X49M24A*+WALLCON | *97CMN1002122B* | 35400 | 22 | 8.5 | 38000 | 28400 | 74.74% | 2.04 | 0 | 12.5 |  |  |  | No | R-454B | 2.95 | Residential & Commercial | Ducted CEE Tier 1
215936566 | Central HP <5.4 tons | HEIL | HRCU-A-CB (Split System: Heat Pump with Remote Outdoor Unit-Air-Source) | H5H3V36*K*AAA* |  |  | EVD5X60M21A*+WALLCON | *80CSU0601716A* | 35600 | 22 | 8.5 | 38000 | 28600 | 75.26% | 2.04 | 0 | 12 |  |  |  | No | R-454B | 2.9667 | Residential & Commercial | Ducted CEE Tier 1
208127840 | Central HP <5.4 tons | Frigidaire | HRCU-A-CB (Split System: Heat Pump with Remote Outdoor Unit-Air-Source) | GXH24-36MSK4DH |  |  | GMH24-**MSK4DH1 |  | 24000 | 17 | 9 | 24000 | 22000 | 91.67% | 1.8 | 12.5 | 12 |  |  |  | No | R-410A | 2 | Residential & Commercial | Ducted CEE Tier 1
214574504 | Central HP <5.4 tons | DAY & NIGHT | HRCU-A-CB (Split System: Heat Pump with Remote Outdoor Unit-Air-Source) | CVH837GKA2* |  |  | EN(A,D)4X36L21**+WALLCON | *96CTN0802120B* | 31400 | 17 | 8.1 | 33000 | 24000 | 72.73% | 1.84 | 0 | 11 |  |  |  | No | R-410A | 2.6167 | Residential & Commercial | Ducted CEE Tier 1
214574584 | Central HP <5.4 tons | DAY & NIGHT | HRCU-A-CB (Split System: Heat Pump with Remote Outdoor Unit-Air-Source) | CVH837GKA2* |  |  | EN(A,D,W)4X48L21**+WALLCON | *95CSU0802120B* | 32400 | 17.5 | 8.1 | 32800 | 24800 | 75.61% | 1.96 | 0 | 11.5 |  |  |  | No | R-410A | 2.7 | Residential & Commercial | Ducted CEE Tier 1
216453151 | Central HP <5.4 tons | TRANE | HRCU-A-CB (Split System: Heat Pump with Remote Outdoor Unit-Air-Source) | 5TWV0X48A1 |  |  | 5PX*C007AS3 | S8V2C100M5PDB | 44500 | 20 | 9.7 | 47500 | 34200 | 72% | 2.1 | 0 | 11.7 |  |  |  | No | R-454B | 3.7083 | Residential & Commercial | Ducted CEE Tier 1
212975342 | Central HP <5.4 tons | CARRIER | HRCU-A-CB (Split System: Heat Pump with Remote Outdoor Unit-Air-Source) | 38MURAQ24AB3* |  |  | CNPV*3017AL* | 59TP6C040V17**12 | 23200 | 16 | 8.1 | 26200 | 24800 | 94.66% | 2.06 | 0 | 10 |  |  |  | No | R-410A | 1.9333 | Residential & Commercial | Ducted CEE Tier 1
212987040 | Central HP <5.4 tons | AIRQUEST | HRCU-A-CB (Split System: Heat Pump with Remote Outdoor Unit-Air-Source) | DLCURAH18ABK |  |  | EN(A,D)4X18L14** | *96MSN0601412A* | 17400 | 16 | 8.5 | 18600 | 19800 | 106.5% | 2.38 | 0 | 10.5 |  |  |  | No | R-410A | 1.45 | Residential & Commercial | Ducted CEE Tier 1
212972718 | Central HP <5.4 tons | HEIL | HRCU-A-CB (Split System: Heat Pump with Remote Outdoor Unit-Air-Source) | DLCURAH18ABK |  |  | EA*4X30L17A* | *96VSN0401410B* | 17400 | 16 | 8.5 | 18000 | 18800 | 104.4% | 2.24 | 0 | 10.5 |  |  |  | No | R-410A | 1.45 | Residential & Commercial | Ducted CEE Tier 1
212982264 | Central HP <5.4 tons | CARRIER | HRCU-A-CB (Split System: Heat Pump with Remote Outdoor Unit-Air-Source) | 38MURAQ24AB3* |  |  | CAP**3017AL* | 58SU*B060M17**16 | 23600 | 17 | 8.5 | 25800 | 24200 | 93.8% | 2.02 | 0 | 10 |  |  |  | No | R-410A | 1.9667 | Residential & Commercial | Ducted CEE Tier 1
213780661 | Central HP <5.4 tons | DAY & NIGHT | HRCU-A-CB (Split System: Heat Pump with Remote Outdoor Unit-Air-Source) | CVH837GKA2* |  |  | EA*4X36L17A*+WALLCON | *80CTL0701716B* | 31400 | 16.5 | 8.1 | 33400 | 24400 | 73.05% | 1.82 | 0 | 10.5 |  |  |  | No | R-410A | 2.6167 | Residential & Commercial | Ducted CEE Tier 1
211392684 | Central HP <5.4 tons | CHAMPION HEATING AND COOLING | HRCU-A-CB (Split System: Heat Pump with Remote Outdoor Unit-Air-Source) | HMH72B341 |  |  | XAUB36DXXN1+TXV | TMLE060A12MP11 | 34000 | 18 | 8.1 | 33800 | 23800 | 70.41% | 2.06 | 0 | 10 |  |  |  | No | R-410A | 2.8333 | Residential & Commercial | Ducted CEE Tier 1
211392917 | Central HP <5.4 tons | CHAMPION HEATING AND COOLING | HRCU-A-CB (Split System: Heat Pump with Remote Outdoor Unit-Air-Source) | HMH72B341 |  |  | XAFB30CXXN1+TXV | TM8E040A12MP11 | 32800 | 18 | 8.1 | 33400 | 23400 | 70.06% | 2.04 | 0 | 10 |  |  |  | No | R-410A | 2.7333 | Residential & Commercial | Ducted CEE Tier 1
211392932 | Central HP <5.4 tons | CHAMPION HEATING AND COOLING | HRCU-A-CB (Split System: Heat Pump with Remote Outdoor Unit-Air-Source) | HMH72B341 |  |  | XAFB30CXXN1+TXV | TMLE040A12MP11 | 32800 | 18 | 8.1 | 33400 | 23400 | 70.06% | 2.04 | 0 | 10 |  |  |  | No | R-410A | 2.7333 | Residential & Commercial | Ducted CEE Tier 1
211393269 | Central HP <5.4 tons | CHAMPION HEATING AND COOLING | HRCU-A-CB (Split System: Heat Pump with Remote Outdoor Unit-Air-Source) | HMH72B341 |  |  | XAUB36DXXN1+TXV | TL9E060B12UH11 | 33400 | 17.5 | 8.1 | 33000 | 23200 | 70.3% | 2.02 | 0 | 10 |  |  |  | No | R-410A | 2.7833 | Residential & Commercial | Ducted CEE Tier 1
211241224 | Central HP <5.4 tons | HEIL | HRCU-A-CB (Split System: Heat Pump with Remote Outdoor Unit-Air-Source) | DLCURAH24ABK |  |  | EA*4X25L17A* | OLV098A12* | 24000 | 16.5 | 8.1 | 25000 | 21800 | 87.2% | 1.82 | 0 | 10 |  |  |  | No | R-410A | 2 | Residential & Commercial | Ducted CEE Tier 1
211241293 | Central HP <5.4 tons | HEIL | HRCU-A-CB (Split System: Heat Pump with Remote Outdoor Unit-Air-Source) | DLCURAH24ABK |  |  | EA*4X30L14A* | *95ESN0601412A* | 24200 | 15.5 | 8.5 | 26600 | 22800 | 85.71% | 1.86 | 0 | 10 |  |  |  | No | R-410A | 2.0167 | Residential & Commercial | Ducted CEE Tier 1
211241425 | Central HP <5.4 tons | HEIL | HRCU-A-CB (Split System: Heat Pump with Remote Outdoor Unit-Air-Source) | DLCURAH24ABK |  |  | EA*4X30L17A* | *96VSN0601412A* | 23400 | 16.5 | 8.5 | 26000 | 24000 | 92.31% | 1.98 | 0 | 10 |  |  |  | No | R-410A | 1.95 | Residential & Commercial | Ducted CEE Tier 1
211241697 | Central HP <5.4 tons | AIRQUEST | HRCU-A-CB (Split System: Heat Pump with Remote Outdoor Unit-Air-Source) | DLCURAH24ABK |  |  | EA*4X30L17A* | *92ESN0601714A* | 24400 | 17 | 8.5 | 26400 | 22800 | 86.36% | 1.88 | 0 | 10 |  |  |  | No | R-410A | 2.0333 | Residential & Commercial | Ducted CEE Tier 1
212981700 | Central HP <5.4 tons | CARRIER | HRCU-A-CB (Split System: Heat Pump with Remote Outdoor Unit-Air-Source) | 38MURAQ24AB3* |  |  | CAP**2517AL* | 58SU*B040M17**12 | 24400 | 17 | 8.5 | 25200 | 21600 | 85.71% | 1.82 | 0 | 10 |  |  |  | No | R-410A | 2.0333 | Residential & Commercial | Ducted CEE Tier 1
212981748 | Central HP <5.4 tons | CARRIER | HRCU-A-CB (Split System: Heat Pump with Remote Outdoor Unit-Air-Source) | 38MURAQ24AB3* |  |  | CAP**3717AL* | 58SU*B040M17**12 | 24200 | 16.5 | 8.5 | 25200 | 22000 | 87.3% | 1.84 | 0 | 10 |  |  |  | No | R-410A | 2.0167 | Residential & Commercial | Ducted CEE Tier 1
213062818 | Central HP <5.4 tons | ACIQ | HRCU-A-CB (Split System: Heat Pump with Remote Outdoor Unit-Air-Source) | HVH837GKA** |  |  | EHD4X48AAL+WALLCON | *95CSU1002122A* | 32600 | 17 | 8.1 | 32800 | 24800 | 75.61% | 1.98 | 11.5 | 11 |  |  |  | No | R-410A | 2.7167 | Residential & Commercial | Ducted CEE Tier 1
213062918 | Central HP <5.4 tons | ACIQ | HRCU-A-CB (Split System: Heat Pump with Remote Outdoor Unit-Air-Source) | HVH825GKA3* |  |  | EA*4X24L17A*+WALLCON | *80CTL0701716A* | 23200 | 16.5 | 8.1 | 22000 | 16800 | 76.36% | 1.9 | 11 | 10.5 |  |  |  | No | R-410A | 1.9333 | Residential & Commercial | Ducted CEE Tier 1
213062935 | Central HP <5.4 tons | ACIQ | HRCU-A-CB (Split System: Heat Pump with Remote Outdoor Unit-Air-Source) | HVH825GKA3* |  |  | EA*4X30L17A*+WALLCON | *96CTN0601714A* | 23400 | 16 | 8.1 | 21600 | 16800 | 77.78% | 1.9 | 11 | 10.5 |  |  |  | No | R-410A | 1.95 | Residential & Commercial | Ducted CEE Tier 1
216571292 | Central HP <5.4 tons | TRANE | HRCU-A-CB (Split System: Heat Pump with Remote Outdoor Unit-Air-Source) | 5TWV8X36A1 |  |  | 5PX*DD10AS3 | S8V2D120M5PDB | 32800 | 18.1 | 8.5 | 33000 | 25200 | 76.36% | 2.1 | 0 | 10.5 |  |  |  | No | R-454B | 2.7333 | Residential & Commercial | Ducted CEE Tier 1
213075946 | Central HP <5.4 tons | CARRIER | HRCU-A-CB (Split System: Heat Pump with Remote Outdoor Unit-Air-Source) | 38MURAQ36AB3* |  |  | CAP**4824AL* | 59SU5B100M21**20 | 36000 | 16.5 | 8.5 | 38000 | 34800 | 91.58% | 2.04 | 0 | 10 |  |  |  | No | R-410A | 3 | Residential & Commercial | Ducted CEE Tier 1
212972230 | Central HP <5.4 tons | CARRIER | HRCU-A-CB (Split System: Heat Pump with Remote Outdoor Unit-Air-Source) | 38MURAQ36AB3* |  |  | CAP**4821AL* | 58TP*B090V21**20 | 35600 | 16.5 | 8.5 | 37800 | 34600 | 91.53% | 2.02 | 0 | 10 |  |  |  | No | R-410A | 2.9667 | Residential & Commercial | Ducted CEE Tier 1
215667232 | Central HP <5.4 tons | TEMPSTAR | HRCU-A-CB (Split System: Heat Pump with Remote Outdoor Unit-Air-Source) | T5H0V24*K*AAA* |  |  | EA*5X25M17A*+WALLCON | *80CTL0901716B* | 24000 | 17.5 | 9 | 23200 | 16400 | 70.69% | 2 | 0 | 10.5 |  |  |  | No | R-454B | 2 | Residential & Commercial | Ducted CEE Tier 1
215667447 | Central HP <5.4 tons | TEMPSTAR | HRCU-A-CB (Split System: Heat Pump with Remote Outdoor Unit-Air-Source) | T5H0V24*K*AAA* |  |  | EA*5X30M17A*+WALLCON | *80CTL0701716B* | 23000 | 17 | 9 | 23800 | 16700 | 70.17% | 1.96 | 0 | 10 |  |  |  | No | R-454B | 1.9167 | Residential & Commercial | Ducted CEE Tier 1
211390260 | Central HP <5.4 tons | CHAMPION HEATING AND COOLING | HRCU-A-CB (Split System: Heat Pump with Remote Outdoor Unit-Air-Source) | HMH72B341 |  |  | XAFC36DBCN1 | TM8V080C16MP12 | 34000 | 17.5 | 8.5 | 33800 | 23800 | 70.41% | 2.08 | 0 | 10 |  |  |  | No | R-410A | 2.8333 | Residential & Commercial | Ducted CEE Tier 1
214397291 | Central HP <5.4 tons | COLEMAN | HRCU-A-CB (Split System: Heat Pump with Remote Outdoor Unit-Air-Source) | HH836E2S11 |  |  | CTF36B5CDS1+JME12B2SN1 |  | 33400 | 19 | 9 | 30400 | 24800 | 81.58% | 2 | 0 | 12 |  |  |  | No | R-454B | 2.7833 | Residential & Commercial | Ducted CEE Tier 1
213780761 | Central HP <5.4 tons | DAY & NIGHT | HRCU-A-CB (Split System: Heat Pump with Remote Outdoor Unit-Air-Source) | CVH837GKA2* |  |  | EA*4X36L21A*+WALLCON | *80CTL0902120B* | 31600 | 17 | 8.1 | 32800 | 24200 | 73.78% | 1.86 | 0 | 11 |  |  |  | No | R-410A | 2.6333 | Residential & Commercial | Ducted CEE Tier 1
213780811 | Central HP <5.4 tons | DAY & NIGHT | HRCU-A-CB (Split System: Heat Pump with Remote Outdoor Unit-Air-Source) | CVH837GKA2* |  |  | EA*4X36L21A*+WALLCON | *97CMN1002122B* | 31600 | 17 | 8.1 | 32800 | 24200 | 73.78% | 1.86 | 0 | 11 |  |  |  | No | R-410A | 2.6333 | Residential & Commercial | Ducted CEE Tier 1
216440230 | Central HP <5.4 tons | TRANE | HRCU-A-CB (Split System: Heat Pump with Remote Outdoor Unit-Air-Source) | 5TWV0X48A1 |  |  | 5PX*B006AS3 | L8V1B080U4VSB+LRP | 43500 | 19 | 9.4 | 46500 | 33600 | 72.26% | 2.1 | 0 | 11.7 |  |  |  | No | R-454B | 3.625 | Residential & Commercial | Ducted CEE Tier 1
216440432 | Central HP <5.4 tons | TRANE | HRCU-A-CB (Split System: Heat Pump with Remote Outdoor Unit-Air-Source) | 5TWV0X60A1 |  |  | 5PX*C009AS3 | S9V2C080U5PSC+LRP | 53000 | 18.6 | 9 | 54000 | 38000 | 70.37% | 2 | 0 | 10.5 |  |  |  | No | R-454B | 4.4167 | Residential & Commercial | Ducted CEE Tier 1
216440516 | Central HP <5.4 tons | TRANE | HRCU-A-CB (Split System: Heat Pump with Remote Outdoor Unit-Air-Source) | 5TWV0X60A1 |  |  | 5TXCC009AS3 | L8V1C100U5VSB+LRP | 53000 | 18.6 | 9 | 53500 | 38000 | 71.03% | 2 | 0 | 10.5 |  |  |  | No | R-454B | 4.4167 | Residential & Commercial | Ducted CEE Tier 1
210596347 | Central HP <5.4 tons | BRYANT HEATING AND COOLING SYSTEMS | HRCU-A-CB (Split System: Heat Pump with Remote Outdoor Unit-Air-Source) | 288BNV025*0**B* |  |  | CAP**4821AL*+UI | 987MB42060C17*** | 24000 | 16.5 | 8.1 | 21000 | 16700 | 79.52% | 2 | 0 | 11 |  |  |  | No | R-410A | 2 | Residential & Commercial | Ducted CEE Tier 1
210596413 | Central HP <5.4 tons | BRYANT HEATING AND COOLING SYSTEMS | HRCU-A-CB (Split System: Heat Pump with Remote Outdoor Unit-Air-Source) | 288BNV025*0**B* |  |  | CSPH*4212AL*+UI | 83*CA48060C17*** | 24200 | 16 | 8.1 | 21400 | 16600 | 77.57% | 2 | 0 | 10.5 |  |  |  | No | R-410A | 2.0167 | Residential & Commercial | Ducted CEE Tier 1
215447625 | Central HP <5.4 tons | YISO | HRCU-A-CB (Split System: Heat Pump with Remote Outdoor Unit-Air-Source) | YOHA2-60AA |  |  | YLCN2-4860DA | FG7TC-120D-E45D* | 52000 | 18 | 8.7 | 54000 | 37800 | 70% | 1.9 | 0 | 11.7 |  |  |  | No | R-410A | 4.3333 | Residential & Commercial | Ducted CEE Tier 1
214838763 | Central HP <5.4 tons | YISO | HRCU-A-CB (Split System: Heat Pump with Remote Outdoor Unit-Air-Source) | YOHA2-60AA |  |  | YLCN2-3036BA | FG7TE-060D-V24B* | 33000 | 18 | 9 | 35000 | 28000 | 80% | 1.95 | 0 | 12 |  |  |  | No | R-410A | 2.75 | Residential & Commercial | Ducted CEE Tier 1
210598166 | Central HP <5.4 tons | AIRQUEST | HRCU-A-CB (Split System: Heat Pump with Remote Outdoor Unit-Air-Source) | HVH825GKA2* |  |  | EHD4X42AAL+WALLCON | *80CSU1002120A* | 24200 | 16 | 8.1 | 21400 | 16700 | 78.04% | 2 | 0 | 10.5 |  |  |  | No | R-410A | 2.0167 | Residential & Commercial | Ducted CEE Tier 1
210598234 | Central HP <5.4 tons | AIRQUEST | HRCU-A-CB (Split System: Heat Pump with Remote Outdoor Unit-Air-Source) | HVH825GKA2* |  |  | EHD4X42AAL+WALLCON | *97CMN1202422A* | 24200 | 16 | 8.1 | 21400 | 16700 | 78.04% | 2 | 0 | 10.5 |  |  |  | No | R-410A | 2.0167 | Residential & Commercial | Ducted CEE Tier 1
210598286 | Central HP <5.4 tons | AIRQUEST | HRCU-A-CB (Split System: Heat Pump with Remote Outdoor Unit-Air-Source) | HVH825GKA2* |  |  | EHD4X48AAL+WALLCON | *96CTN0801714A* | 24200 | 16 | 8.1 | 21400 | 16700 | 78.04% | 2 | 0 | 10.5 |  |  |  | No | R-410A | 2.0167 | Residential & Commercial | Ducted CEE Tier 1
210598370 | Central HP <5.4 tons | AIRQUEST | HRCU-A-CB (Split System: Heat Pump with Remote Outdoor Unit-Air-Source) | HVH825GKA2* |  |  | EN(A,D)4X48L24**+WALLCON | *95CSU1002122A* | 24200 | 17 | 8.1 | 21200 | 16600 | 78.3% | 2.02 | 0 | 11.5 |  |  |  | No | R-410A | 2.0167 | Residential & Commercial | Ducted CEE Tier 1
213770797 | Central HP <5.4 tons | HEIL | HRCU-A-CB (Split System: Heat Pump with Remote Outdoor Unit-Air-Source) | HVH825GKA2* |  |  | EA*4X30L17A*+WALLCON | *96CTN0801714B* | 23400 | 16.5 | 8.1 | 21600 | 16700 | 77.31% | 1.92 | 0 | 10.5 |  |  |  | No | R-410A | 1.95 | Residential & Commercial | Ducted CEE Tier 1
213771247 | Central HP <5.4 tons | HEIL | HRCU-A-CB (Split System: Heat Pump with Remote Outdoor Unit-Air-Source) | HVH825GKA2* |  |  | EA*4X42L21A*+WALLCON | *80CTL0451712B* | 23600 | 16.5 | 8.1 | 21600 | 16700 | 77.31% | 1.94 | 0 | 10.5 |  |  |  | No | R-410A | 1.9667 | Residential & Commercial | Ducted CEE Tier 1
213785012 | Central HP <5.4 tons | BRYANT HEATING AND COOLING SYSTEMS | HRCU-A-CB (Split System: Heat Pump with Remote Outdoor Unit-Air-Source) | 284ANV024*0**B* |  |  | CAP**2417AL*+UI | 88*TB36070C14*** | 23000 | 20 | 10 | 27000 | 20200 | 74.81% | 2.28 | 0 | 12.5 |  |  |  | No | R-410A | 1.9167 | Residential & Commercial | Ducted CEE Tier 1
213785030 | Central HP <5.4 tons | BRYANT HEATING AND COOLING SYSTEMS | HRCU-A-CB (Split System: Heat Pump with Remote Outdoor Unit-Air-Source) | 284ANV024*0**B* |  |  | CAP**2517AL*+UI | 88*TB36070C14*** | 23800 | 20 | 10.5 | 26400 | 19800 | 75% | 2.52 | 0 | 13 |  |  |  | No | R-410A | 1.9833 | Residential & Commercial | Ducted CEE Tier 1
215853323 | Central HP <5.4 tons | JOHNSON CONTROLS | HRCU-A-CB (Split System: Heat Pump with Remote Outdoor Unit-Air-Source) | HH836E2S11 |  |  | CTM36C5CDS1+JME12C2SN1 |  | 33400 | 19 | 9 | 30400 | 24800 | 81.58% | 2 | 0 | 12 |  |  |  | No | R-454B | 2.7833 | Residential & Commercial | Ducted CEE Tier 1
215853880 | Central HP <5.4 tons | BLUERIDGE | HRCU-A-CB (Split System: Heat Pump with Remote Outdoor Unit-Air-Source) | BMSAH60HHC |  |  | BMS3AH60I |  | 54000 | 17.5 | 9.5 | 55000 | 54000 | 98.18% | 1.9 | 0 | 12 |  |  |  | No | R-454B | 4.5 | Residential & Commercial | Ducted CEE Tier 1
216440284 | Central HP <5.4 tons | TRANE | HRCU-A-CB (Split System: Heat Pump with Remote Outdoor Unit-Air-Source) | 5TWV0X48A1 |  |  | 5PX*D008AS3 | S9V2D120U5VSB+LRP | 44000 | 20 | 9.7 | 46500 | 33200 | 71.4% | 2.1 | 0 | 12 |  |  |  | No | R-454B | 3.6667 | Residential & Commercial | Ducted CEE Tier 1
213080443 | Central HP <5.4 tons | DAY & NIGHT | HRCU-A-CB (Split System: Heat Pump with Remote Outdoor Unit-Air-Source) | DLCURAH36ABK |  |  | EN(A,D,W)4X48L21** | *96MSN1002122A* | 36000 | 16.5 | 8.1 | 38500 | 34800 | 90.39% | 2.02 | 0 | 10 |  |  |  | No | R-410A | 3 | Residential & Commercial | Ducted CEE Tier 1
213080794 | Central HP <5.4 tons | DAY & NIGHT | HRCU-A-CB (Split System: Heat Pump with Remote Outdoor Unit-Air-Source) | DLCURAH36ABK |  |  | EA*4X37L21A* | *95MSU0802120A* | 36600 | 16 | 8.5 | 38500 | 35000 | 90.91% | 2.06 | 0 | 10 |  |  |  | No | R-410A | 3.05 | Residential & Commercial | Ducted CEE Tier 1
216439977 | Central HP <5.4 tons | AMERICAN STANDARD | HRCU-A-CB (Split System: Heat Pump with Remote Outdoor Unit-Air-Source) | 5A6V0X24A1 |  |  | 5TEMCB03AV31+TDR |  | 21600 | 22 | 10 | 22800 | 18200 | 79.82% | 2.2 | 0 | 11.7 |  |  |  | No | R-454B | 1.8 | Residential & Commercial | Ducted CEE Tier 1
216439993 | Central HP <5.4 tons | AMERICAN STANDARD | HRCU-A-CB (Split System: Heat Pump with Remote Outdoor Unit-Air-Source) | 5A6V0X24A1 |  |  | 5TXCB003AS3 | S9V2B060U4PSC+LRP | 20400 | 18.8 | 9.4 | 23800 | 17600 | 73.95% | 2.1 | 0 | 11.7 |  |  |  | No | R-454B | 1.7 | Residential & Commercial | Ducted CEE Tier 1
215447623 | Central HP <5.4 tons | YISO | HRCU-A-CB (Split System: Heat Pump with Remote Outdoor Unit-Air-Source) | YOHA2-60AA |  |  | YLCN2-4248CA | FG7TC-080D-V35C* | 45000 | 18 | 8.8 | 46000 | 32400 | 70.43% | 1.95 | 0 | 11.7 |  |  |  | No | R-410A | 3.75 | Residential & Commercial | Ducted CEE Tier 1
214838757 | Central HP <5.4 tons | YISO | HRCU-A-CB (Split System: Heat Pump with Remote Outdoor Unit-Air-Source) | YOHA2-60AA |  |  | YLCN2-4860CA | FG7SA-108C-T35C* | 52000 | 16.5 | 8.3 | 54000 | 37800 | 70% | 1.9 | 0 | 11.4 |  |  |  | No | R-410A | 4.3333 | Residential & Commercial | Ducted CEE Tier 1
214838764 | Central HP <5.4 tons | YISO | HRCU-A-CB (Split System: Heat Pump with Remote Outdoor Unit-Air-Source) | YOHA2-60AA |  |  | YLCN2-4248CA | FG7TE-100D-V35C* | 45000 | 18 | 8.8 | 46000 | 32400 | 70.43% | 1.95 | 0 | 11.7 |  |  |  | No | R-410A | 3.75 | Residential & Commercial | Ducted CEE Tier 1
216558235 | Central HP <5.4 tons | YISO | HRCU-A-CB (Split System: Heat Pump with Remote Outdoor Unit-Air-Source) | YOHA2-60AA |  |  | YAHA2-48CB |  | 47000 | 19 | 9.5 | 48000 | 34400 | 71.67% | 2.1 | 0 | 12.5 |  |  |  | No | R-410A | 3.9167 | Residential & Commercial | Ducted CEE Tier 1
214838765 | Central HP <5.4 tons | YISO | HRCU-A-CB (Split System: Heat Pump with Remote Outdoor Unit-Air-Source) | YOHA2-60AA |  |  | YLCN2-4248CA | FG7TE-080D-V35C* | 45000 | 18 | 8.8 | 46000 | 32400 | 70.43% | 1.95 | 0 | 11.7 |  |  |  | No | R-410A | 3.75 | Residential & Commercial | Ducted CEE Tier 1
212981006 | Central HP <5.4 tons | CARRIER | HRCU-A-CB (Split System: Heat Pump with Remote Outdoor Unit-Air-Source) | 38MURAQ24AB3* |  |  | CNPV*3621AL* | 58S(B,C)*B110M21**20 | 23400 | 17 | 8.5 | 26200 | 24600 | 93.89% | 2.06 | 0 | 10.5 |  |  |  | No | R-410A | 1.95 | Residential & Commercial | Ducted CEE Tier 1
212981760 | Central HP <5.4 tons | CARRIER | HRCU-A-CB (Split System: Heat Pump with Remote Outdoor Unit-Air-Source) | 38MURAQ24AB3* |  |  | CAP**3721AL* | 58SU*B040M17**12 | 24400 | 17 | 8.5 | 25200 | 21400 | 84.92% | 1.8 | 0 | 10 |  |  |  | No | R-410A | 2.0333 | Residential & Commercial | Ducted CEE Tier 1
210599500 | Central HP <5.4 tons | AIRQUEST | HRCU-A-CB (Split System: Heat Pump with Remote Outdoor Unit-Air-Source) | HVH837GKA** |  |  | EN(A,D)4X48L24**+WALLCON | *80CSU1002120A* | 32400 | 17 | 8.1 | 33000 | 24800 | 75.15% | 1.94 | 0 | 11.5 |  |  |  | No | R-410A | 2.7 | Residential & Commercial | Ducted CEE Tier 1
210599602 | Central HP <5.4 tons | AIRQUEST | HRCU-A-CB (Split System: Heat Pump with Remote Outdoor Unit-Air-Source) | HVH837GKA** |  |  | EN(A,D,W)4X60L24**+WALLCON | *96CTN1002122A* | 32800 | 18 | 8.1 | 32200 | 24600 | 76.4% | 1.98 | 0 | 12 |  |  |  | No | R-410A | 2.7333 | Residential & Commercial | Ducted CEE Tier 1
210599619 | Central HP <5.4 tons | AIRQUEST | HRCU-A-CB (Split System: Heat Pump with Remote Outdoor Unit-Air-Source) | HVH837GKA** |  |  | EN(A,D,W)4X60L24**+WALLCON | *97CMN1202422A* | 32800 | 17.5 | 8.1 | 32200 | 24800 | 77.02% | 1.96 | 0 | 11.7 |  |  |  | No | R-410A | 2.7333 | Residential & Commercial | Ducted CEE Tier 1
211241444 | Central HP <5.4 tons | HEIL | HRCU-A-CB (Split System: Heat Pump with Remote Outdoor Unit-Air-Source) | DLCURAH24ABK |  |  | EA*4X30L17A* | *95ESU0401712A* | 23600 | 16.5 | 8.5 | 26000 | 23800 | 91.54% | 1.98 | 0 | 10 |  |  |  | No | R-410A | 1.9667 | Residential & Commercial | Ducted CEE Tier 1
211241492 | Central HP <5.4 tons | HEIL | HRCU-A-CB (Split System: Heat Pump with Remote Outdoor Unit-Air-Source) | DLCURAH24ABK |  |  | EA*4X30L17A* | *80VSL0701716A* | 23800 | 16.5 | 8.5 | 26200 | 23400 | 89.31% | 1.94 | 0 | 10 |  |  |  | No | R-410A | 1.9833 | Residential & Commercial | Ducted CEE Tier 1
211241779 | Central HP <5.4 tons | HEIL | HRCU-A-CB (Split System: Heat Pump with Remote Outdoor Unit-Air-Source) | DLCURAH24ABK |  |  | EA*4X30L17A* | *80ESU0601716A | 24800 | 16.5 | 8.5 | 26800 | 22200 | 82.84% | 1.84 | 0 | 10 |  |  |  | No | R-410A | 2.0667 | Residential & Commercial | Ducted CEE Tier 1
211242428 | Central HP <5.4 tons | HEIL | HRCU-A-CB (Split System: Heat Pump with Remote Outdoor Unit-Air-Source) | DLCURAH24ABK |  |  | EA*4X36L21A* | *95ESU0601716A* | 24400 | 17 | 8.5 | 26200 | 22400 | 85.5% | 1.86 | 0 | 10 |  |  |  | No | R-410A | 2.0333 | Residential & Commercial | Ducted CEE Tier 1
211240472 | Central HP <5.4 tons | DAY & NIGHT | HRCU-A-CB (Split System: Heat Pump with Remote Outdoor Unit-Air-Source) | DLCURAH24ABK |  |  | EA*4X24L17A* | *80VSL0451716A* | 23800 | 16 | 8.5 | 26800 | 24000 | 89.55% | 1.98 | 0 | 10 |  |  |  | No | R-410A | 1.9833 | Residential & Commercial | Ducted CEE Tier 1
212975646 | Central HP <5.4 tons | HEIL | HRCU-A-CB (Split System: Heat Pump with Remote Outdoor Unit-Air-Source) | DLCURAH24ABK |  |  | EA*4X24L17A* | *96VTN0601412B* | 23200 | 16.5 | 8.5 | 26800 | 26800 | 100% | 2.28 | 0 | 10 |  |  |  | No | R-410A | 1.9333 | Residential & Commercial | Ducted CEE Tier 1
212975679 | Central HP <5.4 tons | HEIL | HRCU-A-CB (Split System: Heat Pump with Remote Outdoor Unit-Air-Source) | DLCURAH24ABK |  |  | EA*4X30L17A* | *96VTN0601412B* | 23400 | 16.5 | 8.5 | 26400 | 24800 | 93.94% | 2.06 | 0 | 10 |  |  |  | No | R-410A | 1.95 | Residential & Commercial | Ducted CEE Tier 1
212386783 | Central HP <5.4 tons | Frigidaire | HRCU-A-C (Split System: Heat Pump with Remote Outdoor Unit with No Indoor Fan --Air Source) | GXH24-36MSK4DH |  |  | UE24X4AB |  | 23000 | 15.2 | 8.5 | 24000 | 21600 | 90% | 1.8 | 0 | 11 |  |  |  | No | R-410A | 1.9167 | Residential & Commercial | Ducted CEE Tier 1
212383471 | Central HP <5.4 tons | AIRQUEST | HRCU-A-CB (Split System: Heat Pump with Remote Outdoor Unit-Air-Source) | DLCURAH36ABK |  |  | EA*4X43L21A* | *92ESN0801716A* | 36400 | 16 | 8.5 | 38500 | 34800 | 90.39% | 2.08 | 0 | 10 |  |  |  | No | R-410A | 3.0333 | Residential & Commercial | Ducted CEE Tier 1
212384290 | Central HP <5.4 tons | AIRQUEST | HRCU-A-CB (Split System: Heat Pump with Remote Outdoor Unit-Air-Source) | DLCURAH36ABK |  |  | END4X42L17** | *80ES(N,L)0901714A* | 36200 | 15.5 | 8.1 | 39500 | 35000 | 88.61% | 1.98 | 0 | 10 |  |  |  | No | R-410A | 3.0167 | Residential & Commercial | Ducted CEE Tier 1
212384777 | Central HP <5.4 tons | AIRQUEST | HRCU-A-CB (Split System: Heat Pump with Remote Outdoor Unit-Air-Source) | DLCURAH36ABK |  |  | EN(A,D,W)4X48L21** | *80ES(N,L)0701716A* | 35800 | 16 | 8.1 | 39000 | 34800 | 89.23% | 2 | 0 | 10 |  |  |  | No | R-410A | 2.9833 | Residential & Commercial | Ducted CEE Tier 1
212975779 | Central HP <5.4 tons | HEIL | HRCU-A-CB (Split System: Heat Pump with Remote Outdoor Unit-Air-Source) | DLCURAH18ABK |  |  | EA*4X19L17A* | *96VTN0801716B* | 17700 | 16.5 | 8.1 | 17700 | 17900 | 101.1% | 2.16 | 0 | 10.5 |  |  |  | No | R-410A | 1.475 | Residential & Commercial | Ducted CEE Tier 1
213780207 | Central HP <5.4 tons | HEIL | HRCU-A-CB (Split System: Heat Pump with Remote Outdoor Unit-Air-Source) | HVH837GKA** |  |  | EHD4X48AAL+WALLCON | *95CSU0601716B* | 32400 | 16 | 8.1 | 33000 | 25000 | 75.76% | 1.94 | 0 | 11 |  |  |  | No | R-410A | 2.7 | Residential & Commercial | Ducted CEE Tier 1
213780227 | Central HP <5.4 tons | HEIL | HRCU-A-CB (Split System: Heat Pump with Remote Outdoor Unit-Air-Source) | HVH837GKA** |  |  | EHD4X48AAL+WALLCON | *97CMN0801714B* | 32400 | 16.5 | 8.1 | 33000 | 25000 | 75.76% | 1.94 | 0 | 11 |  |  |  | No | R-410A | 2.7 | Residential & Commercial | Ducted CEE Tier 1
214838756 | Central HP <5.4 tons | YISO | HRCU-A-CB (Split System: Heat Pump with Remote Outdoor Unit-Air-Source) | YOHA2-60AA |  |  | YLCN2-4248CA | FG7SA-090C-T35C* | 44000 | 17 | 8.3 | 46000 | 32400 | 70.43% | 1.95 | 0 | 11.7 |  |  |  | No | R-410A | 3.6667 | Residential & Commercial | Ducted CEE Tier 1
215447624 | Central HP <5.4 tons | YISO | HRCU-A-CB (Split System: Heat Pump with Remote Outdoor Unit-Air-Source) | YOHA2-60AA |  |  | YLCN2-4860CA | FG7TC-100D-V35C* | 52000 | 18 | 8.7 | 54000 | 37800 | 70% | 1.9 | 0 | 11.4 |  |  |  | No | R-410A | 4.3333 | Residential & Commercial | Ducted CEE Tier 1
216019256 | Central HP <5.4 tons | YISO | HRCU-A-CB (Split System: Heat Pump with Remote Outdoor Unit-Air-Source) | YOHA2-60AA |  |  | YAHA2-36AA |  | 34600 | 18.2 | 9.5 | 35000 | 29200 | 83.43% | 1.9 | 0 | 12 |  |  |  | No | R-410A | 2.8833 | Residential & Commercial | Ducted CEE Tier 1
210596442 | Central HP <5.4 tons | BRYANT HEATING AND COOLING SYSTEMS | HRCU-A-CB (Split System: Heat Pump with Remote Outdoor Unit-Air-Source) | 288BNV025*0**B* |  |  | CSPH*4812AL*+UI | 935CA66100C21*** | 24200 | 16.5 | 8.1 | 21200 | 16600 | 78.3% | 2.02 | 0 | 11 |  |  |  | No | R-410A | 2.0167 | Residential & Commercial | Ducted CEE Tier 1
214290148 | Central HP <5.4 tons | YISO | HRCU-A-CB (Split System: Heat Pump with Remote Outdoor Unit-Air-Source) | YOHA2-60AA |  |  | YLCN2-4860CA | MGH96M100C5A | 52000 | 18 | 8.7 | 54000 | 37800 | 70% | 1.9 | 0 | 11.4 |  |  |  | No | R-410A | 4.3333 | Residential & Commercial | Ducted CEE Tier 1
214290149 | Central HP <5.4 tons | YISO | HRCU-A-CB (Split System: Heat Pump with Remote Outdoor Unit-Air-Source) | YOHA2-60AA |  |  | YLCN2-4860DA | MGH96M120D5A | 52000 | 18 | 8.7 | 54000 | 37800 | 70% | 1.9 | 0 | 11.7 |  |  |  | No | R-410A | 4.3333 | Residential & Commercial | Ducted CEE Tier 1
215318768 | Central HP <5.4 tons | CARRIER | HRCU-A-CB (Split System: Heat Pump with Remote Outdoor Unit-Air-Source) | 37MARAQ24AA3 |  |  | 45MBAAQ24XB3 |  | 24000 | 19.8 | 9 | 25000 | 18000 | 72% | 2.2 | 0 | 11.7 |  |  |  | No | R-454B | 2 | Residential & Commercial | Ducted CEE Tier 1
216558234 | Central HP <5.4 tons | YISO | HRCU-A-CB (Split System: Heat Pump with Remote Outdoor Unit-Air-Source) | YOHA2-60AA |  |  | YAHA2-36CB |  | 35200 | 19.5 | 9.5 | 36000 | 29200 | 81.11% | 1.9 | 0 | 12.5 |  |  |  | No | R-410A | 2.9333 | Residential & Commercial | Ducted CEE Tier 1
216440014 | Central HP <5.4 tons | TRANE | HRCU-A-CB (Split System: Heat Pump with Remote Outdoor Unit-Air-Source) | 5TWV0X36A1 |  |  | 5PX*B004AS3 | L8V1B080U4VSB+LRP | 34000 | 18.8 | 9.7 | 31600 | 25000 | 79.11% | 2.1 | 0 | 12 |  |  |  | No | R-454B | 2.8333 | Residential & Commercial | Ducted CEE Tier 1
216440030 | Central HP <5.4 tons | TRANE | HRCU-A-CB (Split System: Heat Pump with Remote Outdoor Unit-Air-Source) | 5TWV0X36A1 |  |  | 5PX*B006AS3 | S9V2B080D4VSB+LRP | 32000 | 17.2 | 9.4 | 31800 | 23600 | 74.21% | 2.1 | 0 | 11.7 |  |  |  | No | R-454B | 2.6667 | Residential & Commercial | Ducted CEE Tier 1
216440132 | Central HP <5.4 tons | TRANE | HRCU-A-CB (Split System: Heat Pump with Remote Outdoor Unit-Air-Source) | 5TWV0X36A1 |  |  | 5TXCB004AS3 | S9V2B080U4VSB+LRP | 33200 | 18.4 | 9.4 | 32000 | 24000 | 75% | 2.1 | 0 | 12 |  |  |  | No | R-454B | 2.7667 | Residential & Commercial | Ducted CEE Tier 1
216440148 | Central HP <5.4 tons | TRANE | HRCU-A-CB (Split System: Heat Pump with Remote Outdoor Unit-Air-Source) | 5TWV0X36A1 |  |  | 5TXCB006AS3 | S9V2B080U4VSB+LRP | 34200 | 19.2 | 9.4 | 32800 | 24200 | 73.78% | 2.1 | 0 | 12 |  |  |  | No | R-454B | 2.85 | Residential & Commercial | Ducted CEE Tier 1
216440150 | Central HP <5.4 tons | TRANE | HRCU-A-CB (Split System: Heat Pump with Remote Outdoor Unit-Air-Source) | 5TWV0X36A1 |  |  | 5TXCB006AS3+P0V0A000M30SD+LRP |  | 34200 | 19 | 9.4 | 32800 | 24400 | 74.39% | 2.1 | 0 | 12 |  |  |  | No | R-454B | 2.85 | Residential & Commercial | Ducted CEE Tier 1
213771397 | Central HP <5.4 tons | HEIL | HRCU-A-CB (Split System: Heat Pump with Remote Outdoor Unit-Air-Source) | HVH825GKA2* |  |  | EA*4X42L24A*+WALLCON | *97CMN1002122B* | 23800 | 16.5 | 8.1 | 21400 | 16600 | 77.57% | 1.96 | 0 | 11 |  |  |  | No | R-410A | 1.9833 | Residential & Commercial | Ducted CEE Tier 1
214609131 | Central HP <5.4 tons | COLEMAN | HRCU-A-CB (Split System: Heat Pump with Remote Outdoor Unit-Air-Source) | HH824E2S11 |  |  | CTM36B5ADS1 | Z9ES060B12SMPS1 | 23000 | 17 | 9.5 | 23000 | 18600 | 80.87% | 2 | 0 | 12 |  |  |  | No | R-454B | 1.9167 | Residential & Commercial | Ducted CEE Tier 1
215853340 | Central HP <5.4 tons | JOHNSON CONTROLS | HRCU-A-CB (Split System: Heat Pump with Remote Outdoor Unit-Air-Source) | HH836E2S11 |  |  | CTM36C5CDS1 | Z9ES080C20SMPS1 | 34200 | 18 | 8.5 | 32200 | 26400 | 81.99% | 2 | 0 | 11 |  |  |  | No | R-454B | 2.85 | Residential & Commercial | Ducted CEE Tier 1
215853456 | Central HP <5.4 tons | JOHNSON CONTROLS | HRCU-A-CB (Split System: Heat Pump with Remote Outdoor Unit-Air-Source) | HH836E2S11 |  |  | CTF36B5CDS1 | TL9E060B12UH11 | 33000 | 18 | 8.5 | 30800 | 25200 | 81.82% | 2 | 0 | 11 |  |  |  | No | R-454B | 2.75 | Residential & Commercial | Ducted CEE Tier 1
216558236 | Central HP <5.4 tons | YISO | HRCU-A-CB (Split System: Heat Pump with Remote Outdoor Unit-Air-Source) | YOHA2-60AA |  |  | YAHA2-60CB |  | 54000 | 18.5 | 9.5 | 55000 | 38500 | 70% | 1.9 | 0 | 11.7 |  |  |  | No | R-410A | 4.5 | Residential & Commercial | Ducted CEE Tier 1
215318763 | Central HP <5.4 tons | CARRIER | HRCU-A-CB (Split System: Heat Pump with Remote Outdoor Unit-Air-Source) | 37MUHAQ48AA3 |  |  | 45MUHAQ60XX3 |  | 48000 | 17.5 | 9.5 | 48000 | 48000 | 100% | 2 | 0 | 12 |  |  |  | No | R-454B | 4 | Residential & Commercial | Ducted CEE Tier 1
216439987 | Central HP <5.4 tons | AMERICAN STANDARD | HRCU-A-CB (Split System: Heat Pump with Remote Outdoor Unit-Air-Source) | 5A6V0X24A1 |  |  | 5TXCB003AS3+P0V0A000M30SD+LRP |  | 20400 | 20 | 9.4 | 23800 | 17600 | 73.95% | 2.1 | 0 | 11.7 |  |  |  | No | R-454B | 1.7 | Residential & Commercial | Ducted CEE Tier 1
215318752 | Central HP <5.4 tons | CARRIER | HRCU-A-CB (Split System: Heat Pump with Remote Outdoor Unit-Air-Source) | 37MUHAQ48AA3 |  |  | 45MUAAQ48XX3 |  | 48000 | 16.5 | 9.5 | 50000 | 46000 | 92% | 1.9 | 0 | 10.5 |  |  |  | No | R-454B | 4 | Residential & Commercial | Ducted CEE Tier 1
214290147 | Central HP <5.4 tons | YISO | HRCU-A-CB (Split System: Heat Pump with Remote Outdoor Unit-Air-Source) | YOHA2-60AA |  |  | YLCN2-4248CA | MGH96M080C4A | 43000 | 17.5 | 8.8 | 45000 | 32400 | 72% | 1.95 | 0 | 11.7 |  |  |  | No | R-410A | 3.5833 | Residential & Commercial | Ducted CEE Tier 1
214290150 | Central HP <5.4 tons | YISO | HRCU-A-CB (Split System: Heat Pump with Remote Outdoor Unit-Air-Source) | YOHA2-60AA |  |  | YLCN2-4860DA | MGH96M100D5A | 52000 | 18 | 8.7 | 54000 | 37800 | 70% | 1.9 | 0 | 11.7 |  |  |  | No | R-410A | 4.3333 | Residential & Commercial | Ducted CEE Tier 1
214290133 | Central HP <5.4 tons | YISO | HRCU-A-C (Split System: Heat Pump with Remote Outdoor Unit with No Indoor Fan --Air Source) | YOHA2-60AA |  |  | YLCN2-4248CA+DK |  | 42000 | 15.2 | 8.6 | 43000 | 32400 | 75.35% | 1.9 | 0 | 11.7 |  |  |  | No | R-410A | 3.5 | Residential & Commercial | Ducted CEE Tier 1
210470956 | Central HP <5.4 tons | AIRQUEST | HRCU-A-CB (Split System: Heat Pump with Remote Outdoor Unit-Air-Source) | HVH837GKA2* |  |  | EN(A,D,W)4X60L24**+WALLCON | *97CMN1002122A* | 32800 | 18 | 8.1 | 32200 | 24600 | 76.4% | 1.98 | 0 | 12 |  |  |  | No | R-410A | 2.7333 | Residential & Commercial | Ducted CEE Tier 1
210471022 | Central HP <5.4 tons | AIRQUEST | HRCU-A-CB (Split System: Heat Pump with Remote Outdoor Unit-Air-Source) | HVH837GKA2* |  |  | EHD4X36AAL+WALLCON | *95CSU0802120A* | 32200 | 16.5 | 8.1 | 33200 | 24600 | 74.1% | 1.94 | 0 | 11 |  |  |  | No | R-410A | 2.6833 | Residential & Commercial | Ducted CEE Tier 1
210471192 | Central HP <5.4 tons | AIRQUEST | HRCU-A-CB (Split System: Heat Pump with Remote Outdoor Unit-Air-Source) | HVH837GKA2* |  |  | EHD4X60AAL+WALLCON | *80CTL1352422A* | 33000 | 17 | 8.1 | 32200 | 24800 | 77.02% | 2.02 | 0 | 11.5 |  |  |  | No | R-410A | 2.75 | Residential & Commercial | Ducted CEE Tier 1
213780927 | Central HP <5.4 tons | HEIL | HRCU-A-CB (Split System: Heat Pump with Remote Outdoor Unit-Air-Source) | HVH837GKA2* |  |  | EA*4X37L21A*+WALLCON | *97CMN1002122B* | 33000 | 17 | 8.5 | 32600 | 25000 | 76.69% | 1.98 | 0 | 11.5 |  |  |  | No | R-410A | 2.75 | Residential & Commercial | Ducted CEE Tier 1
213781397 | Central HP <5.4 tons | HEIL | HRCU-A-CB (Split System: Heat Pump with Remote Outdoor Unit-Air-Source) | HVH837GKA2* |  |  | EA*4X48L24A*+WALLCON | *80CTL0902120B* | 32400 | 17 | 8.5 | 32200 | 24800 | 77.02% | 1.98 | 0 | 11.5 |  |  |  | No | R-410A | 2.7 | Residential & Commercial | Ducted CEE Tier 1
216440526 | Central HP <5.4 tons | TRANE | HRCU-A-CB (Split System: Heat Pump with Remote Outdoor Unit-Air-Source) | 5TWV0X60A1 |  |  | 5TXCD008AS3 | L8V1C100U5VSB+LRP | 52000 | 18.6 | 9 | 54000 | 38000 | 70.37% | 2 | 0 | 10.5 |  |  |  | No | R-454B | 4.3333 | Residential & Commercial | Ducted CEE Tier 1
215936317 | Central HP <5.4 tons | AIRQUEST | HRCU-A-CB (Split System: Heat Pump with Remote Outdoor Unit-Air-Source) | H5H3V36*K*AAA* |  |  | EVD5X48M24A*+WALLCON | *80CTL0902120B* | 35200 | 21.5 | 8.5 | 38000 | 28200 | 74.21% | 2.04 | 0 | 12 |  |  |  | No | R-454B | 2.9333 | Residential & Commercial | Ducted CEE Tier 1
215933796 | Central HP <5.4 tons | HEIL | HRCU-A-CB (Split System: Heat Pump with Remote Outdoor Unit-Air-Source) | H5H3V36*K*AAA* |  |  | ESH5X60M12A*+WALLCON | *80CTL0902120B* | 34200 | 19.5 | 9 | 34200 | 25800 | 75.44% | 1.96 | 0 | 12 |  |  |  | No | R-454B | 2.85 | Residential & Commercial | Ducted CEE Tier 1
215936367 | Central HP <5.4 tons | AIRQUEST | HRCU-A-CB (Split System: Heat Pump with Remote Outdoor Unit-Air-Source) | H5H3V36*K*AAA* |  |  | EVD5X48M24A*+WALLCON | *97CMN0602120B* | 34800 | 21 | 8.5 | 38500 | 28800 | 74.81% | 2.02 | 0 | 11.7 |  |  |  | No | R-454B | 2.9 | Residential & Commercial | Ducted CEE Tier 1
215935667 | Central HP <5.4 tons | AIRQUEST | HRCU-A-CB (Split System: Heat Pump with Remote Outdoor Unit-Air-Source) | H5H3V36*K*AAA* |  |  | EVD5X36M21A*+WALLCON | *80CTL1102120B* | 34400 | 21 | 8.5 | 38500 | 28000 | 72.73% | 2.04 | 0 | 12 |  |  |  | No | R-454B | 2.8667 | Residential & Commercial | Ducted CEE Tier 1
211245792 | Central HP <5.4 tons | BRYANT HEATING AND COOLING SYSTEMS | HRCU-A-CB (Split System: Heat Pump with Remote Outdoor Unit-Air-Source) | 38MURAQ24AB3* |  |  | FB4CNF030L |  | 24000 | 17 | 8.5 | 26200 | 23400 | 89.31% | 1.94 | 0 | 10 |  |  |  | No | R-410A | 2 | Residential & Commercial | Ducted CEE Tier 1
213067291 | Central HP <5.4 tons | ACIQ | HRCU-A-CB (Split System: Heat Pump with Remote Outdoor Unit-Air-Source) | HVH825GKA3* |  |  | EA*4X42L21A*+WALLCON | *80CTL0901716A* | 23800 | 17.5 | 8.1 | 21400 | 16500 | 77.1% | 1.98 | 0 | 11 |  |  |  | No | R-410A | 1.9833 | Residential & Commercial | Ducted CEE Tier 1
210597115 | Central HP <5.4 tons | COMFORTMAKER | HRCU-A-CB (Split System: Heat Pump with Remote Outdoor Unit-Air-Source) | CVH825GKA2* |  |  | EN(A,D,W)4X48L21**+WALLCON | *97CMN0602120A* | 24000 | 16.5 | 8.1 | 21400 | 16700 | 78.04% | 2 | 0 | 11 |  |  |  | No | R-410A | 2 | Residential & Commercial | Ducted CEE Tier 1
216440527 | Central HP <5.4 tons | AMERICAN STANDARD | HRCU-A-CB (Split System: Heat Pump with Remote Outdoor Unit-Air-Source) | 5A6V0X60A1 |  |  | 5TXCD008AS3 | L8V1C100U5VSB+LRP | 52000 | 18.6 | 9 | 54000 | 38000 | 70.37% | 2 | 0 | 10.5 |  |  |  | No | R-454B | 4.3333 | Residential & Commercial | Ducted CEE Tier 1
216440545 | Central HP <5.4 tons | AMERICAN STANDARD | HRCU-A-CB (Split System: Heat Pump with Remote Outdoor Unit-Air-Source) | 5A6V0X60A1 |  |  | 5TXCD010AS3+P0V0C000M50SD+LRP |  | 53000 | 19 | 9.4 | 53500 | 37800 | 70.65% | 2 | 0 | 10.5 |  |  |  | No | R-454B | 4.4167 | Residential & Commercial | Ducted CEE Tier 1
214396215 | Central HP <5.4 tons | COLEMAN | HRCU-A-CB (Split System: Heat Pump with Remote Outdoor Unit-Air-Source) | HH824E2S11 |  |  | JHE30B5AD2SS1 |  | 23000 | 19 | 9.5 | 23000 | 18100 | 78.7% | 2 | 0 | 12 |  |  |  | No | R-454B | 1.9167 | Residential & Commercial | Ducted CEE Tier 1
214584660 | Central HP <5.4 tons | JOHNSON CONTROLS | HRCU-A-CB (Split System: Heat Pump with Remote Outdoor Unit-Air-Source) | HH824E2S11 |  |  | CTM30B5ACS1 | Z8ET080B12LMPS1 | 23000 | 18 | 9.5 | 23000 | 18400 | 80% | 2 | 0 | 12 |  |  |  | No | R-454B | 1.9167 | Residential & Commercial | Ducted CEE Tier 1
213067493 | Central HP <5.4 tons | ACIQ | HRCU-A-CB (Split System: Heat Pump with Remote Outdoor Unit-Air-Source) | HVH825GKA2* |  |  | EA*4X42L21A*+WALLCON | *80CSU1002120A* | 23800 | 16.5 | 8.1 | 21400 | 16700 | 78.04% | 1.96 | 0 | 10.5 |  |  |  | No | R-410A | 1.9833 | Residential & Commercial | Ducted CEE Tier 1
213067495 | Central HP <5.4 tons | ACIQ | HRCU-A-CB (Split System: Heat Pump with Remote Outdoor Unit-Air-Source) | HVH825GKA2* |  |  | EA*4X42L21A*+WALLCON | *80CTL0701716A* | 23800 | 16.5 | 8.1 | 21400 | 16600 | 77.57% | 1.96 | 0 | 11 |  |  |  | No | R-410A | 1.9833 | Residential & Commercial | Ducted CEE Tier 1
213067518 | Central HP <5.4 tons | ACIQ | HRCU-A-CB (Split System: Heat Pump with Remote Outdoor Unit-Air-Source) | HVH825GKA2* |  |  | EA*4X43L21A*+WALLCON | *80CSU1002120A* | 24400 | 16.5 | 8.1 | 21200 | 16700 | 78.77% | 2.02 | 0 | 11 |  |  |  | No | R-410A | 2.0333 | Residential & Commercial | Ducted CEE Tier 1
211241214 | Central HP <5.4 tons | DAY & NIGHT | HRCU-A-CB (Split System: Heat Pump with Remote Outdoor Unit-Air-Source) | DLCURAH24ABK |  |  | EA*4X25L17A* | OMV098J12* | 24200 | 17 | 8.5 | 25200 | 21600 | 85.71% | 1.8 | 0 | 10 |  |  |  | No | R-410A | 2.0167 | Residential & Commercial | Ducted CEE Tier 1
211240387 | Central HP <5.4 tons | DAY & NIGHT | HRCU-A-CB (Split System: Heat Pump with Remote Outdoor Unit-Air-Source) | DLCURAH24ABK |  |  | EA*4X24L17A* | *96VSN0601714A* | 23800 | 16 | 8.5 | 26800 | 24000 | 89.55% | 1.98 | 0 | 10 |  |  |  | No | R-410A | 1.9833 | Residential & Commercial | Ducted CEE Tier 1
213067152 | Central HP <5.4 tons | ACIQ | HRCU-A-CB (Split System: Heat Pump with Remote Outdoor Unit-Air-Source) | HVH837GKA2* |  |  | EA*4X36L21A*+WALLCON | *95CSU1002122A* | 31600 | 17.5 | 8.1 | 33000 | 24200 | 73.33% | 1.86 | 0 | 11 |  |  |  | No | R-410A | 2.6333 | Residential & Commercial | Ducted CEE Tier 1
213067157 | Central HP <5.4 tons | ACIQ | HRCU-A-CB (Split System: Heat Pump with Remote Outdoor Unit-Air-Source) | HVH837GKA2* |  |  | EA*4X42L21A*+WALLCON | *80CSU0401712A* | 31800 | 17 | 8.1 | 33200 | 24400 | 73.49% | 1.88 | 0 | 11 |  |  |  | No | R-410A | 2.65 | Residential & Commercial | Ducted CEE Tier 1
216051066 | Central HP <5.4 tons | FRIEDRICH | HRCU-A-CB (Split System: Heat Pump with Remote Outdoor Unit-Air-Source) | FRP19AY36AJVC |  |  | RCFY3621MEAAM | FR802V0504A17UH | 34200 | 20 | 10 | 34200 | 29600 | 86.55% | 2 | 0 | 12 |  |  |  | No | R-454B | 2.85 | Residential & Commercial | Ducted CEE Tier 1
216051082 | Central HP <5.4 tons | FRIEDRICH | HRCU-A-CB (Split System: Heat Pump with Remote Outdoor Unit-Air-Source) | FRP19AY36AJVC |  |  | RCFY3621MEAAM | FR98MV0703A17UP | 34200 | 20 | 10 | 34200 | 29600 | 86.55% | 2 | 0 | 12 |  |  |  | No | R-454B | 2.85 | Residential & Commercial | Ducted CEE Tier 1
216051115 | Central HP <5.4 tons | FRIEDRICH | HRCU-A-CB (Split System: Heat Pump with Remote Outdoor Unit-Air-Source) | FRP19AY36AJVC |  |  | RCFY3621MEAAM | FR962V0403A17M4 | 34200 | 20 | 10 | 34200 | 29600 | 86.55% | 2 | 0 | 12 |  |  |  | No | R-454B | 2.85 | Residential & Commercial | Ducted CEE Tier 1
216051116 | Central HP <5.4 tons | FRIEDRICH | HRCU-A-CB (Split System: Heat Pump with Remote Outdoor Unit-Air-Source) | FRP19AY36AJVC |  |  | RCFY3621MEAAM | FR962V0703A17M4 | 34200 | 20 | 10 | 34200 | 29600 | 86.55% | 2 | 0 | 12 |  |  |  | No | R-454B | 2.85 | Residential & Commercial | Ducted CEE Tier 1
204456842 | Central HP <5.4 tons | BRYANT HEATING AND COOLING SYSTEMS | HRCU-A-CB (Split System: Heat Pump with Remote Outdoor Unit-Air-Source) | 288BNV025*0**B* |  |  | CAP**3717AL*+UI | 986TC42080C17*** | 24200 | 16.5 | 8.1 | 21400 | 16700 | 78.04% | 1.98 | 11.5 | 11 |  |  |  | No | R-410A | 2.0167 | Residential & Commercial | Ducted CEE Tier 1
204456892 | Central HP <5.4 tons | BRYANT HEATING AND COOLING SYSTEMS | HRCU-A-CB (Split System: Heat Pump with Remote Outdoor Unit-Air-Source) | 288BNV025*0**B* |  |  | CAP**3721AL*+UI | 986TC42060C17*** | 24400 | 16.5 | 8.1 | 21200 | 16700 | 78.77% | 2.02 | 11 | 11 |  |  |  | No | R-410A | 2.0333 | Residential & Commercial | Ducted CEE Tier 1
204456893 | Central HP <5.4 tons | BRYANT HEATING AND COOLING SYSTEMS | HRCU-A-CB (Split System: Heat Pump with Remote Outdoor Unit-Air-Source) | 288BNV025*0**B* |  |  | CAP**3721AL*+UI | 986TC42080C17*** | 24400 | 16.5 | 8.1 | 21200 | 16700 | 78.77% | 2.02 | 11 | 11 |  |  |  | No | R-410A | 2.0333 | Residential & Commercial | Ducted CEE Tier 1
212982408 | Central HP <5.4 tons | CARRIER | HRCU-A-CB (Split System: Heat Pump with Remote Outdoor Unit-Air-Source) | 38MURAQ18AB3* |  |  | CAP**3017AL* | 58SU*B060M17**16 | 17800 | 16.5 | 8.5 | 18400 | 18500 | 100.5% | 2.24 | 0 | 10.5 |  |  |  | No | R-410A | 1.4833 | Residential & Commercial | Ducted CEE Tier 1
212983294 | Central HP <5.4 tons | CARRIER | HRCU-A-CB (Split System: Heat Pump with Remote Outdoor Unit-Air-Source) | 38MURAQ18AB3* |  |  | CNPV*2417AL* | 59SC2E040M17**12 | 17200 | 15.5 | 8.1 | 18300 | 19300 | 105.5% | 2.3 | 0 | 10.5 |  |  |  | No | R-410A | 1.4333 | Residential & Commercial | Ducted CEE Tier 1
215676312 | Central HP <5.4 tons | TEMPSTAR | HRCU-A-CB (Split System: Heat Pump with Remote Outdoor Unit-Air-Source) | T5H0V48*K*AAA* |  |  | EVD5X49M24A*+WALLCON | *80CTL0902120B* | 48000 | 19 | 9 | 50000 | 36400 | 72.8% | 2 | 0 | 10.5 |  |  |  | No | R-454B | 4 | Residential & Commercial | Ducted CEE Tier 1
215932526 | Central HP <5.4 tons | HEIL | HRCU-A-CB (Split System: Heat Pump with Remote Outdoor Unit-Air-Source) | H5H3V36*K*AAA* |  |  | EA*5X60M24A*+WALLCON | *80CSU1002120A* | 34000 | 20 | 9 | 34200 | 26000 | 76.02% | 1.94 | 0 | 11.7 |  |  |  | No | R-454B | 2.8333 | Residential & Commercial | Ducted CEE Tier 1
215932556 | Central HP <5.4 tons | HEIL | HRCU-A-CB (Split System: Heat Pump with Remote Outdoor Unit-Air-Source) | H5H3V36*K*AAA* |  |  | EA*5X60M24A*+WALLCON | *80CTL1102120B* | 34000 | 20.5 | 9.5 | 34000 | 25800 | 75.88% | 2.04 | 0 | 12 |  |  |  | No | R-454B | 2.8333 | Residential & Commercial | Ducted CEE Tier 1
215932876 | Central HP <5.4 tons | HEIL | HRCU-A-CB (Split System: Heat Pump with Remote Outdoor Unit-Air-Source) | H5H3V36*K*AAA* |  |  | EA*5X61M24A*+WALLCON | *80CTL1352422B* | 34600 | 20.5 | 9.5 | 34200 | 25800 | 75.44% | 2.06 | 0 | 12 |  |  |  | No | R-454B | 2.8833 | Residential & Commercial | Ducted CEE Tier 1
211230055 | Central HP <5.4 tons | HEIL | HRCU-A-CB (Split System: Heat Pump with Remote Outdoor Unit-Air-Source) | DLCURAH36ABK |  |  | EN(A,D,W)4X48L21** | *80ESU1002120A* | 36200 | 16 | 8.1 | 38500 | 34800 | 90.39% | 2.02 | 0 | 10 |  |  |  | No | R-410A | 3.0167 | Residential & Commercial | Ducted CEE Tier 1
211229635 | Central HP <5.4 tons | HEIL | HRCU-A-CB (Split System: Heat Pump with Remote Outdoor Unit-Air-Source) | DLCURAH36ABK |  |  | EA*4X48L24A* | OLV112A16A | 35800 | 15.5 | 8.5 | 38500 | 34800 | 90.39% | 2.04 | 0 | 10 |  |  |  | No | R-410A | 2.9833 | Residential & Commercial | Ducted CEE Tier 1
211229902 | Central HP <5.4 tons | HEIL | HRCU-A-CB (Split System: Heat Pump with Remote Outdoor Unit-Air-Source) | DLCURAH36ABK |  |  | EN(A,D,W)4X48L21** | *80ES(N,L)0451712A* | 35800 | 15.5 | 8.1 | 38500 | 35000 | 90.91% | 2 | 0 | 10 |  |  |  | No | R-410A | 2.9833 | Residential & Commercial | Ducted CEE Tier 1
211230470 | Central HP <5.4 tons | HEIL | HRCU-A-CB (Split System: Heat Pump with Remote Outdoor Unit-Air-Source) | DLCURAH36ABK |  |  | EN(A,D)4X48L24** | *80ES(N,L)1102420A* | 36000 | 16.5 | 8.1 | 38500 | 34800 | 90.39% | 2.02 | 0 | 10.5 |  |  |  | No | R-410A | 3 | Residential & Commercial | Ducted CEE Tier 1
215679294 | Central HP <5.4 tons | BRYANT HEATING AND COOLING SYSTEMS | HRCU-A-CB (Split System: Heat Pump with Remote Outdoor Unit-Air-Source) | 290VAN036**AA* |  |  | CAA**3721AM*+UI | 83*CB48060C17*** | 34600 | 17.5 | 9 | 35200 | 25000 | 71.02% | 1.9 | 0 | 10 |  |  |  | No | R-454B | 2.8833 | Residential & Commercial | Ducted CEE Tier 1
213067293 | Central HP <5.4 tons | ACIQ | HRCU-A-CB (Split System: Heat Pump with Remote Outdoor Unit-Air-Source) | HVH825GKA3* |  |  | EA*4X42L24A*+WALLCON | *95CSU0802120A* | 23800 | 17 | 8.1 | 21400 | 16600 | 77.57% | 1.96 | 0 | 11 |  |  |  | No | R-410A | 1.9833 | Residential & Commercial | Ducted CEE Tier 1
211259584 | Central HP <5.4 tons | HEIL | HRCU-A-CB (Split System: Heat Pump with Remote Outdoor Unit-Air-Source) | DLCURAH18ABK |  |  | EA*4X19L17A* | *80VSL0451412A* | 18200 | 16.5 | 8.5 | 18200 | 17600 | 96.7% | 2.14 | 0 | 11 |  |  |  | No | R-410A | 1.5167 | Residential & Commercial | Ducted CEE Tier 1
211259633 | Central HP <5.4 tons | HEIL | HRCU-A-CB (Split System: Heat Pump with Remote Outdoor Unit-Air-Source) | DLCURAH18ABK |  |  | EA*4X19L17A* | *96VSN0401712A* | 18200 | 15.5 | 8.5 | 18300 | 17600 | 96.17% | 2.12 | 0 | 10.5 |  |  |  | No | R-410A | 1.5167 | Residential & Commercial | Ducted CEE Tier 1
211259850 | Central HP <5.4 tons | HEIL | HRCU-A-CB (Split System: Heat Pump with Remote Outdoor Unit-Air-Source) | DLCURAH18ABK |  |  | EA*4X19L17A* | *96VTN0601412A* | 18400 | 16 | 8.5 | 18400 | 17600 | 95.65% | 2.12 | 0 | 11 |  |  |  | No | R-410A | 1.5333 | Residential & Commercial | Ducted CEE Tier 1
211260553 | Central HP <5.4 tons | HEIL | HRCU-A-CB (Split System: Heat Pump with Remote Outdoor Unit-Air-Source) | DLCURAH18ABK |  |  | EA*4X24L17A* | *80ES(N,L)0451712A* | 18500 | 15.5 | 9 | 19400 | 18600 | 95.88% | 2.24 | 0 | 10.5 |  |  |  | No | R-410A | 1.5417 | Residential & Commercial | Ducted CEE Tier 1
210474650 | Central HP <5.4 tons | AIRQUEST | HRCU-A-CB (Split System: Heat Pump with Remote Outdoor Unit-Air-Source) | HVH825GKA3* |  |  | EHD4X48AAL+WALLCON | *97CMN0602120A* | 24200 | 16 | 8.1 | 21400 | 16700 | 78.04% | 2 | 0 | 10.5 |  |  |  | No | R-410A | 2.0167 | Residential & Commercial | Ducted CEE Tier 1
212970022 | Central HP <5.4 tons | HEIL | HRCU-A-CB (Split System: Heat Pump with Remote Outdoor Unit-Air-Source) | DLCURAH18ABK |  |  | EN(A,D)4X30L17** | *80VSL0701716B* | 17500 | 16 | 8.1 | 18000 | 18600 | 103.3% | 2.24 | 0 | 11 |  |  |  | No | R-410A | 1.4583 | Residential & Commercial | Ducted CEE Tier 1
215869151 | Central HP <5.4 tons | AMERICAN STANDARD | HRCU-A-CB (Split System: Heat Pump with Remote Outdoor Unit-Air-Source) | 5A6V8X60A1 |  |  | 5TXCD008AS3 | S9V2C080U5VSB+LRP | 53000 | 18.1 | 8.5 | 56000 | 40000 | 71.43% | 2 | 0 | 10 |  |  |  | No | R-454B | 4.4167 | Residential & Commercial | Ducted CEE Tier 1
215853874 | Central HP <5.4 tons | BLUERIDGE | HRCU-A-CB (Split System: Heat Pump with Remote Outdoor Unit-Air-Source) | BMSAH60HHC |  |  | BMS2AH60I |  | 54000 | 16 | 9 | 56000 | 52000 | 92.86% | 1.8 | 0 | 10 |  |  |  | No | R-454B | 4.5 | Residential & Commercial | Ducted CEE Tier 1
215667464 | Central HP <5.4 tons | TEMPSTAR | HRCU-A-CB (Split System: Heat Pump with Remote Outdoor Unit-Air-Source) | T5H0V24*K*AAA* |  |  | EA*5X30M17A*+WALLCON | *80CTL0901716B* | 23000 | 17 | 9 | 23800 | 16700 | 70.17% | 1.98 | 0 | 10 |  |  |  | No | R-454B | 1.9167 | Residential & Commercial | Ducted CEE Tier 1
215667763 | Central HP <5.4 tons | TEMPSTAR | HRCU-A-CB (Split System: Heat Pump with Remote Outdoor Unit-Air-Source) | T5H0V24*K*AAA* |  |  | EA*5X37M17A*+WALLCON | *80CTL0701716B* | 23800 | 17 | 9 | 23400 | 16500 | 70.51% | 2 | 0 | 10.5 |  |  |  | No | R-454B | 1.9833 | Residential & Commercial | Ducted CEE Tier 1
212978477 | Central HP <5.4 tons | CARRIER | HRCU-A-CB (Split System: Heat Pump with Remote Outdoor Unit-Air-Source) | 38MURAQ36AB3* |  |  | CAP**4821AL* | 58S(B,C)*B070M17**12 | 35400 | 16.5 | 8.1 | 37800 | 34600 | 91.53% | 2 | 0 | 10 |  |  |  | No | R-410A | 2.95 | Residential & Commercial | Ducted CEE Tier 1
208127836 | Central HP <5.4 tons | Frigidaire | HRCU-A-CB (Split System: Heat Pump with Remote Outdoor Unit-Air-Source) | GXH48-60MSK4DH |  |  | GMH**-60MSK4DH1 |  | 54000 | 16 | 9 | 54000 | 41000 | 75.93% | 1.8 | 10.5 | 10 |  |  |  | No | R-410A | 4.5 | Residential & Commercial | Ducted CEE Tier 1
214397060 | Central HP <5.4 tons | COLEMAN | HRCU-A-CB (Split System: Heat Pump with Remote Outdoor Unit-Air-Source) | HH860E2S11 |  |  | CTM60C5CGS1 | TM9E100C16MP12 | 44500 | 18 | 9 | 46000 | 34400 | 74.78% | 2 | 0 | 11 |  |  |  | No | R-454B | 3.7083 | Residential & Commercial | Ducted CEE Tier 1
214397162 | Central HP <5.4 tons | COLEMAN | HRCU-A-CB (Split System: Heat Pump with Remote Outdoor Unit-Air-Source) | HH860E2S11 |  |  | CTF60C5CHS1 | TM9Y100C20MP11 | 53000 | 19 | 8.5 | 54500 | 39000 | 71.56% | 2 | 0 | 11 |  |  |  | No | R-454B | 4.4167 | Residential & Commercial | Ducted CEE Tier 1
216453085 | Central HP <5.4 tons | TRANE | HRCU-A-CB (Split System: Heat Pump with Remote Outdoor Unit-Air-Source) | 5TWV0X24A1 |  |  | 5TXCB003AS3 | S8V2B080M4PDB | 21600 | 20.6 | 10 | 24200 | 18300 | 75.62% | 2.1 | 0 | 11.5 |  |  |  | No | R-454B | 1.8 | Residential & Commercial | Ducted CEE Tier 1
214584580 | Central HP <5.4 tons | JOHNSON CONTROLS | HRCU-A-CB (Split System: Heat Pump with Remote Outdoor Unit-Air-Source) | HH860E2S11 |  |  | CTM60C5CHS1 | Z8ES120C20SMPS1 | 53500 | 19 | 9 | 53500 | 38000 | 71.03% | 2 | 0 | 11.7 |  |  |  | No | R-454B | 4.4583 | Residential & Commercial | Ducted CEE Tier 1
214584615 | Central HP <5.4 tons | JOHNSON CONTROLS | HRCU-A-CB (Split System: Heat Pump with Remote Outdoor Unit-Air-Source) | HH860E2S11 |  |  | CTF60C5CGS1 | Z8ES080C16SMPS1 | 44500 | 18 | 9 | 44500 | 33400 | 75.06% | 2 | 0 | 12 |  |  |  | No | R-454B | 3.7083 | Residential & Commercial | Ducted CEE Tier 1
214719984 | Central HP <5.4 tons | CHAMPION HEATING AND COOLING | HRCU-A-CB (Split System: Heat Pump with Remote Outdoor Unit-Air-Source) | HH860E2S11 |  |  | CTU60C5XGS1+TXV | TM9E100C20MP12 | 44500 | 17 | 9 | 45000 | 33800 | 75.11% | 2 | 0 | 11.7 |  |  |  | No | R-454B | 3.7083 | Residential & Commercial | Ducted CEE Tier 1
216051166 | Central HP <5.4 tons | FRIEDRICH | HRCU-A-CB (Split System: Heat Pump with Remote Outdoor Unit-Air-Source) | FRP19AY60AJVC |  |  | TCFY6021SEAAM | FR98MV1005A21UP | 53500 | 17 | 10 | 53500 | 49000 | 91.59% | 2 | 0 | 10 |  |  |  | No | R-454B | 4.4583 | Residential & Commercial | Ducted CEE Tier 1
213779496 | Central HP <5.4 tons | BRYANT HEATING AND COOLING SYSTEMS | HRCU-A-CB (Split System: Heat Pump with Remote Outdoor Unit-Air-Source) | 288BNV037*0**A* |  |  | CAP**4824AL*+UI | 88*TB60110C21*** | 32400 | 17.5 | 8.5 | 32200 | 24800 | 77.02% | 1.98 | 0 | 11.5 |  |  |  | No | R-410A | 2.7 | Residential & Commercial | Ducted CEE Tier 1
213779546 | Central HP <5.4 tons | BRYANT HEATING AND COOLING SYSTEMS | HRCU-A-CB (Split System: Heat Pump with Remote Outdoor Unit-Air-Source) | 288BNV037*0**A* |  |  | CAP**4824AL*+UI | 986TD66120C24*** | 32400 | 17 | 8.5 | 32400 | 24800 | 76.54% | 1.98 | 0 | 11 |  |  |  | No | R-410A | 2.7 | Residential & Commercial | Ducted CEE Tier 1
213779576 | Central HP <5.4 tons | BRYANT HEATING AND COOLING SYSTEMS | HRCU-A-CB (Split System: Heat Pump with Remote Outdoor Unit-Air-Source) | 288BNV037*0**A* |  |  | CAP**6024AL*+UI | 88*TB66135C24*** | 32800 | 17.5 | 8.1 | 31800 | 24600 | 77.36% | 1.98 | 0 | 11.5 |  |  |  | No | R-410A | 2.7333 | Residential & Commercial | Ducted CEE Tier 1
213779796 | Central HP <5.4 tons | BRYANT HEATING AND COOLING SYSTEMS | HRCU-A-CB (Split System: Heat Pump with Remote Outdoor Unit-Air-Source) | 288BNV037*0**A* |  |  | CAP**6124AL*+UI | 986TD66100C21*** | 33200 | 17.5 | 8.5 | 32000 | 24800 | 77.5% | 2 | 0 | 11.7 |  |  |  | No | R-410A | 2.7667 | Residential & Commercial | Ducted CEE Tier 1
213779156 | Central HP <5.4 tons | BRYANT HEATING AND COOLING SYSTEMS | HRCU-A-CB (Split System: Heat Pump with Remote Outdoor Unit-Air-Source) | 288BNV037*0**A* |  |  | CAP**4221AL*+UI | 986TD42080C17*** | 31600 | 17 | 8.1 | 33000 | 24600 | 74.55% | 1.86 | 0 | 10.5 |  |  |  | No | R-410A | 2.6333 | Residential & Commercial | Ducted CEE Tier 1
213779356 | Central HP <5.4 tons | BRYANT HEATING AND COOLING SYSTEMS | HRCU-A-CB (Split System: Heat Pump with Remote Outdoor Unit-Air-Source) | 288BNV037*0**A* |  |  | CAP**4321AL*+UI | 986TD66100C21*** | 33000 | 17 | 8.5 | 32600 | 25000 | 76.69% | 1.98 | 0 | 11.5 |  |  |  | No | R-410A | 2.75 | Residential & Commercial | Ducted CEE Tier 1
212973838 | Central HP <5.4 tons | HEIL | HRCU-A-CB (Split System: Heat Pump with Remote Outdoor Unit-Air-Source) | DLCURAH24ABK |  |  | EA*4X25L17A* | *96VSN0801716B* | 24400 | 17 | 8.5 | 25400 | 21600 | 85.04% | 1.8 | 0 | 10 |  |  |  | No | R-410A | 2.0333 | Residential & Commercial | Ducted CEE Tier 1
213067191 | Central HP <5.4 tons | ACIQ | HRCU-A-CB (Split System: Heat Pump with Remote Outdoor Unit-Air-Source) | HVH837GKA2* |  |  | EHD4X60AAL+WALLCON | *80CTL0902120A* | 33000 | 17 | 8.1 | 32200 | 25000 | 77.64% | 2 | 0 | 11.5 |  |  |  | No | R-410A | 2.75 | Residential & Commercial | Ducted CEE Tier 1
212984143 | Central HP <5.4 tons | TEMPSTAR | HRCU-A-CB (Split System: Heat Pump with Remote Outdoor Unit-Air-Source) | DLCURAH24ABK |  |  | EN(A,D,W)4X36L17** | *92MSN0601714A* | 23600 | 17 | 8.5 | 26400 | 24400 | 92.42% | 2.02 | 0 | 10.5 |  |  |  | No | R-410A | 1.9667 | Residential & Commercial | Ducted CEE Tier 1
215679394 | Central HP <5.4 tons | BRYANT HEATING AND COOLING SYSTEMS | HRCU-A-CB (Split System: Heat Pump with Remote Outdoor Unit-Air-Source) | 290VAN036**AA* |  |  | CAA**4221AM*+UI | 987TA60080C21*** | 33200 | 17.5 | 9 | 35800 | 25600 | 71.51% | 1.86 | 0 | 10 |  |  |  | No | R-454B | 2.7667 | Residential & Commercial | Ducted CEE Tier 1
213077051 | Central HP <5.4 tons | HEIL | HRCU-A-CB (Split System: Heat Pump with Remote Outdoor Unit-Air-Source) | DLCURAH36ABK |  |  | EA*4X37L21A* | *96VSN0802120B* | 36600 | 16 | 8.5 | 38000 | 34800 | 91.58% | 2.06 | 0 | 10 |  |  |  | No | R-410A | 3.05 | Residential & Commercial | Ducted CEE Tier 1
213077121 | Central HP <5.4 tons | HEIL | HRCU-A-CB (Split System: Heat Pump with Remote Outdoor Unit-Air-Source) | DLCURAH36ABK |  |  | EN(A,D,W)4X48L21** | *96VSN0802120B* | 35600 | 16.5 | 8.1 | 38500 | 34800 | 90.39% | 1.98 | 0 | 10 |  |  |  | No | R-410A | 2.9667 | Residential & Commercial | Ducted CEE Tier 1
213077469 | Central HP <5.4 tons | HEIL | HRCU-A-CB (Split System: Heat Pump with Remote Outdoor Unit-Air-Source) | DLCURAH36ABK |  |  | EN(A,D,W)4X48L21** | *96VTN0801716B* | 35600 | 16 | 8.1 | 38500 | 35000 | 90.91% | 1.98 | 0 | 10 |  |  |  | No | R-410A | 2.9667 | Residential & Commercial | Ducted CEE Tier 1
213077644 | Central HP <5.4 tons | HEIL | HRCU-A-CB (Split System: Heat Pump with Remote Outdoor Unit-Air-Source) | DLCURAH36ABK |  |  | EA*4X43L21A* | *96VTN1002120B* | 36200 | 16.5 | 8.5 | 38000 | 34800 | 91.58% | 2.04 | 0 | 10 |  |  |  | No | R-410A | 3.0167 | Residential & Commercial | Ducted CEE Tier 1
213078182 | Central HP <5.4 tons | HEIL | HRCU-A-CB (Split System: Heat Pump with Remote Outdoor Unit-Air-Source) | DLCURAH36ABK |  |  | EA*4X37L21A* | *80MS(N,L)0702116A* | 36400 | 16 | 8.5 | 38000 | 34800 | 91.58% | 2.06 | 0 | 10 |  |  |  | No | R-410A | 3.0333 | Residential & Commercial | Ducted CEE Tier 1
213078298 | Central HP <5.4 tons | HEIL | HRCU-A-CB (Split System: Heat Pump with Remote Outdoor Unit-Air-Source) | DLCURAH36ABK |  |  | EA*4X37L21A* | *80MS(N,L)0901714A* | 36200 | 16.5 | 8.5 | 38000 | 34800 | 91.58% | 2.04 | 0 | 10 |  |  |  | No | R-410A | 3.0167 | Residential & Commercial | Ducted CEE Tier 1
213078382 | Central HP <5.4 tons | HEIL | HRCU-A-CB (Split System: Heat Pump with Remote Outdoor Unit-Air-Source) | DLCURAH36ABK |  |  | EN(A,D,W)4X48L21** | *80MS(N,L)0901714A* | 36000 | 16.5 | 8.1 | 38500 | 35000 | 90.91% | 2 | 0 | 10.5 |  |  |  | No | R-410A | 3 | Residential & Commercial | Ducted CEE Tier 1
213078482 | Central HP <5.4 tons | HEIL | HRCU-A-CB (Split System: Heat Pump with Remote Outdoor Unit-Air-Source) | DLCURAH36ABK |  |  | EN(A,D)4X48L24** | *80MS(N,L)0902116A* | 35800 | 16.5 | 8.1 | 38500 | 34800 | 90.39% | 2 | 0 | 10 |  |  |  | No | R-410A | 2.9833 | Residential & Commercial | Ducted CEE Tier 1
213069283 | Central HP <5.4 tons | ACIQ | HRCU-A-CB (Split System: Heat Pump with Remote Outdoor Unit-Air-Source) | DLCURAH36ABK |  |  | EA*4X37L21A* | *80VSL0702120A* | 36200 | 16 | 8.5 | 38500 | 34800 | 90.39% | 2.06 | 0 | 10 |  |  |  | No | R-410A | 3.0167 | Residential & Commercial | Ducted CEE Tier 1
213069288 | Central HP <5.4 tons | ACIQ | HRCU-A-CB (Split System: Heat Pump with Remote Outdoor Unit-Air-Source) | DLCURAH36ABK |  |  | EA*4X37L21A* | *80ESU1002120A* | 36200 | 16 | 8.5 | 38500 | 34800 | 90.39% | 2.08 | 0 | 10 |  |  |  | No | R-410A | 3.0167 | Residential & Commercial | Ducted CEE Tier 1
213069313 | Central HP <5.4 tons | ACIQ | HRCU-A-CB (Split System: Heat Pump with Remote Outdoor Unit-Air-Source) | DLCURAH36ABK |  |  | EA*4X37L21A* | OMV112K14A | 36200 | 15.5 | 8.5 | 38500 | 34800 | 90.39% | 2.06 | 0 | 10 |  |  |  | No | R-410A | 3.0167 | Residential & Commercial | Ducted CEE Tier 1
215359201 | Central HP <5.4 tons | BLUERIDGE | HRCU-A-C (Split System: Heat Pump with Remote Outdoor Unit with No Indoor Fan --Air Source) | BMAH3018C |  |  | BMAHC36B |  | 29000 | 15.2 | 8.5 | 31000 | 22600 | 72.9% | 1.8 | 0 | 10 |  |  |  | No | R-410A | 2.4167 | Residential & Commercial | Ducted CEE Tier 1
215359202 | Central HP <5.4 tons | BLUERIDGE | HRCU-A-C (Split System: Heat Pump with Remote Outdoor Unit with No Indoor Fan --Air Source) | BMAH3018C |  |  | BMAHC36C |  | 30000 | 15.5 | 9.7 | 33000 | 27000 | 81.82% | 1.85 | 10.7 | 10.5 |  |  |  | No | R-410A | 2.5 | Residential & Commercial | Ducted CEE Tier 1
214584565 | Central HP <5.4 tons | JOHNSON CONTROLS | HRCU-A-CB (Split System: Heat Pump with Remote Outdoor Unit-Air-Source) | HH860E2S11 |  |  | CTM60C5CGS1 | Z8ES100C16SMPS1 | 44000 | 18 | 9 | 44000 | 33200 | 75.45% | 2 | 0 | 12 |  |  |  | No | R-454B | 3.6667 | Residential & Commercial | Ducted CEE Tier 1
214396299 | Central HP <5.4 tons | COLEMAN | HRCU-A-CB (Split System: Heat Pump with Remote Outdoor Unit-Air-Source) | HH860E2S11 |  |  | CTF60C5CHS1 | TM9V100C20MP12 | 53000 | 19 | 8.5 | 53500 | 38500 | 71.96% | 2 | 0 | 11 |  |  |  | No | R-454B | 4.4167 | Residential & Commercial | Ducted CEE Tier 1
214397015 | Central HP <5.4 tons | COLEMAN | HRCU-A-CB (Split System: Heat Pump with Remote Outdoor Unit-Air-Source) | HH860E2S11 |  |  | JHC48D5CG2SS1 |  | 45000 | 19 | 9 | 45000 | 33600 | 74.67% | 2 | 0 | 12 |  |  |  | No | R-454B | 3.75 | Residential & Commercial | Ducted CEE Tier 1
216439946 | Central HP <5.4 tons | TRANE | HRCU-A-CB (Split System: Heat Pump with Remote Outdoor Unit-Air-Source) | 5TWV0X24A1 |  |  | 5PX*B003AS3 | S9V2B040U3PSC+LRP | 20600 | 19 | 9.4 | 23800 | 17600 | 73.95% | 2.1 | 0 | 11.7 |  |  |  | No | R-454B | 1.7167 | Residential & Commercial | Ducted CEE Tier 1
216439966 | Central HP <5.4 tons | TRANE | HRCU-A-CB (Split System: Heat Pump with Remote Outdoor Unit-Air-Source) | 5TWV0X24A1 |  |  | 5PX*B006AS3 | S9V2B040U3PSC+LRP | 21200 | 20 | 9.4 | 22400 | 16800 | 75% | 2.1 | 0 | 12 |  |  |  | No | R-454B | 1.7667 | Residential & Commercial | Ducted CEE Tier 1
213067289 | Central HP <5.4 tons | ACIQ | HRCU-A-CB (Split System: Heat Pump with Remote Outdoor Unit-Air-Source) | HVH825GKA3* |  |  | EA*4X42L21A*+WALLCON | *97CMN1002122A* | 23800 | 16.5 | 8.1 | 21400 | 16600 | 77.57% | 1.96 | 0 | 11 |  |  |  | No | R-410A | 1.9833 | Residential & Commercial | Ducted CEE Tier 1
213067337 | Central HP <5.4 tons | ACIQ | HRCU-A-CB (Split System: Heat Pump with Remote Outdoor Unit-Air-Source) | HVH825GKA3* |  |  | EA*4X48L24A*+WALLCON | *96CTN1202422A* | 24200 | 17 | 8.1 | 21000 | 16500 | 78.57% | 2.02 | 0 | 11 |  |  |  | No | R-410A | 2.0167 | Residential & Commercial | Ducted CEE Tier 1
213067339 | Central HP <5.4 tons | ACIQ | HRCU-A-CB (Split System: Heat Pump with Remote Outdoor Unit-Air-Source) | HVH825GKA3* |  |  | EA*4X48L24A*+WALLCON | *97CMN1202422A* | 24000 | 16.5 | 8.1 | 21000 | 16600 | 79.05% | 2.02 | 0 | 11 |  |  |  | No | R-410A | 2 | Residential & Commercial | Ducted CEE Tier 1
212970925 | Central HP <5.4 tons | HEIL | HRCU-A-CB (Split System: Heat Pump with Remote Outdoor Unit-Air-Source) | DLCURAH18ABK |  |  | EN(A,D)4X24L14** | *80VTL0451412B* | 17700 | 16.5 | 8.5 | 18700 | 19100 | 102.1% | 2.3 | 0 | 11 |  |  |  | No | R-410A | 1.475 | Residential & Commercial | Ducted CEE Tier 1
213067370 | Central HP <5.4 tons | ACIQ | HRCU-A-CB (Split System: Heat Pump with Remote Outdoor Unit-Air-Source) | HVH825GKA3* |  |  | EN(A,D,W)4X48L21**+WALLCON | *95CSU0802120A* | 24200 | 17 | 8.1 | 21200 | 16600 | 78.3% | 2.02 | 0 | 11.5 |  |  |  | No | R-410A | 2.0167 | Residential & Commercial | Ducted CEE Tier 1
211261181 | Central HP <5.4 tons | AIRQUEST | HRCU-A-CB (Split System: Heat Pump with Remote Outdoor Unit-Air-Source) | DLCURAH18ABK |  |  | EA*4X25L17A* | OMV098J12* | 18800 | 16 | 8.5 | 18700 | 17300 | 92.51% | 2.12 | 0 | 11 |  |  |  | No | R-410A | 1.5667 | Residential & Commercial | Ducted CEE Tier 1
211262049 | Central HP <5.4 tons | AIRQUEST | HRCU-A-CB (Split System: Heat Pump with Remote Outdoor Unit-Air-Source) | DLCURAH18ABK |  |  | EA*4X30L17A* | *80ES(N,L)0701712A* | 18200 | 16.5 | 8.5 | 18700 | 18400 | 98.4% | 2.22 | 0 | 10.5 |  |  |  | No | R-410A | 1.5167 | Residential & Commercial | Ducted CEE Tier 1
213067527 | Central HP <5.4 tons | ACIQ | HRCU-A-CB (Split System: Heat Pump with Remote Outdoor Unit-Air-Source) | HVH825GKA2* |  |  | EA*4X43L21A*+WALLCON | *97CMN0601714A* | 24200 | 16.5 | 8.1 | 21200 | 16800 | 79.25% | 2 | 0 | 11 |  |  |  | No | R-410A | 2.0167 | Residential & Commercial | Ducted CEE Tier 1
213067536 | Central HP <5.4 tons | ACIQ | HRCU-A-CB (Split System: Heat Pump with Remote Outdoor Unit-Air-Source) | HVH825GKA2* |  |  | EA*4X48L21A*+WALLCON | *80CTL0901716A* | 24200 | 17.5 | 8.1 | 20800 | 16500 | 79.33% | 2.04 | 0 | 11.5 |  |  |  | No | R-410A | 2.0167 | Residential & Commercial | Ducted CEE Tier 1
205750672 | Central HP <5.4 tons | AIRQUEST | HRCU-A-CB (Split System: Heat Pump with Remote Outdoor Unit-Air-Source) | HVH825GKA2* |  |  | EA*4X37L21A*+WALLCON | *96CTN0801714A* | 24400 | 16.5 | 8.1 | 21200 | 16700 | 78.77% | 2.02 | 11 | 11 |  |  |  | No | R-410A | 2.0333 | Residential & Commercial | Ducted CEE Tier 1
213067506 | Central HP <5.4 tons | ACIQ | HRCU-A-CB (Split System: Heat Pump with Remote Outdoor Unit-Air-Source) | HVH825GKA2* |  |  | EA*4X42L21A*+WALLCON | *97CMN1002122A* | 23800 | 16.5 | 8.1 | 21400 | 16600 | 77.57% | 1.96 | 0 | 11 |  |  |  | No | R-410A | 1.9833 | Residential & Commercial | Ducted CEE Tier 1
213067523 | Central HP <5.4 tons | ACIQ | HRCU-A-CB (Split System: Heat Pump with Remote Outdoor Unit-Air-Source) | HVH825GKA2* |  |  | EA*4X43L21A*+WALLCON | *95CSU1002122A* | 24400 | 17 | 8.5 | 21200 | 16600 | 78.3% | 2.04 | 0 | 11 |  |  |  | No | R-410A | 2.0333 | Residential & Commercial | Ducted CEE Tier 1
213067539 | Central HP <5.4 tons | ACIQ | HRCU-A-CB (Split System: Heat Pump with Remote Outdoor Unit-Air-Source) | HVH825GKA2* |  |  | EA*4X48L21A*+WALLCON | *95CSU1002122A* | 24200 | 17 | 8.1 | 21000 | 16500 | 78.57% | 2.02 | 0 | 11 |  |  |  | No | R-410A | 2.0167 | Residential & Commercial | Ducted CEE Tier 1
214396272 | Central HP <5.4 tons | COLEMAN | HRCU-A-CB (Split System: Heat Pump with Remote Outdoor Unit-Air-Source) | HH824E2S11 |  |  | CTM30B5ACS1 | TP9C080B12MP13 | 23000 | 17 | 9.5 | 23000 | 17800 | 77.39% | 2 | 0 | 12 |  |  |  | No | R-454B | 1.9167 | Residential & Commercial | Ducted CEE Tier 1
215676412 | Central HP <5.4 tons | TEMPSTAR | HRCU-A-CB (Split System: Heat Pump with Remote Outdoor Unit-Air-Source) | T5H0V48*K*AAA* |  |  | EVD5X60M21A*+WALLCON | *80CSU0601716A* | 48000 | 19 | 9 | 50000 | 36800 | 73.6% | 2 | 0 | 10 |  |  |  | No | R-454B | 4 | Residential & Commercial | Ducted CEE Tier 1
215676782 | Central HP <5.4 tons | TEMPSTAR | HRCU-A-CB (Split System: Heat Pump with Remote Outdoor Unit-Air-Source) | T5H0V48*K*AAA* |  |  | EVD5X61M21A*+WALLCON | *95CSU0802120B* | 48500 | 18.5 | 9 | 50000 | 37000 | 74% | 2 | 0 | 10 |  |  |  | No | R-454B | 4.0417 | Residential & Commercial | Ducted CEE Tier 1
214720066 | Central HP <5.4 tons | CHAMPION HEATING AND COOLING | HRCU-A-CB (Split System: Heat Pump with Remote Outdoor Unit-Air-Source) | HH836E2S11 |  |  | CTU48C5XFS1+TXV | TMLV100C16MP12 | 33400 | 18 | 9 | 31600 | 25400 | 80.38% | 2 | 0 | 11 |  |  |  | No | R-454B | 2.7833 | Residential & Commercial | Ducted CEE Tier 1
213079232 | Central HP <5.4 tons | HEIL | HRCU-A-CB (Split System: Heat Pump with Remote Outdoor Unit-Air-Source) | DLCURAH36ABK |  |  | EA*4X42L21A* | *80MSU0802120A* | 35000 | 16.5 | 8.1 | 38500 | 35000 | 90.91% | 1.9 | 0 | 10 |  |  |  | No | R-410A | 2.9167 | Residential & Commercial | Ducted CEE Tier 1
206771032 | Central HP <5.4 tons | COMFORTMAKER | HRCU-A-CB (Split System: Heat Pump with Remote Outdoor Unit-Air-Source) | CVH837GKA2* |  |  | EA*4X36L17A*+WALLCON | *80CTL0901716A* | 31600 | 17.5 | 8.1 | 33200 | 24200 | 72.89% | 1.86 | 11 | 11 |  |  |  | No | R-410A | 2.6333 | Residential & Commercial | Ducted CEE Tier 1
211228317 | Central HP <5.4 tons | DAY & NIGHT | HRCU-A-CB (Split System: Heat Pump with Remote Outdoor Unit-Air-Source) | DLCURAH36ABK |  |  | EA*4X43L21A* | *80VSL0702120A* | 36200 | 16 | 8.5 | 38500 | 34800 | 90.39% | 2.06 | 0 | 10 |  |  |  | No | R-410A | 3.0167 | Residential & Commercial | Ducted CEE Tier 1
211228766 | Central HP <5.4 tons | DAY & NIGHT | HRCU-A-CB (Split System: Heat Pump with Remote Outdoor Unit-Air-Source) | DLCURAH36ABK |  |  | EA*4X48L21A* | *80ES(N,L)0702116A* | 35600 | 16.5 | 8.5 | 37800 | 34600 | 91.53% | 2.04 | 0 | 10 |  |  |  | No | R-410A | 2.9667 | Residential & Commercial | Ducted CEE Tier 1
211260562 | Central HP <5.4 tons | AIRQUEST | HRCU-A-CB (Split System: Heat Pump with Remote Outdoor Unit-Air-Source) | DLCURAH18ABK |  |  | EA*4X24L17A* | *80ES(N,L)0701712A* | 18000 | 16 | 8.5 | 18800 | 18900 | 100.5% | 2.28 | 0 | 10.5 |  |  |  | No | R-410A | 1.5 | Residential & Commercial | Ducted CEE Tier 1
213067316 | Central HP <5.4 tons | ACIQ | HRCU-A-CB (Split System: Heat Pump with Remote Outdoor Unit-Air-Source) | HVH825GKA3* |  |  | EA*4X43L21A*+WALLCON | *97CMN0602120A* | 24400 | 16.5 | 8.1 | 21200 | 16700 | 78.77% | 2.02 | 0 | 11 |  |  |  | No | R-410A | 2.0333 | Residential & Commercial | Ducted CEE Tier 1
213067684 | Central HP <5.4 tons | ACIQ | HRCU-A-CB (Split System: Heat Pump with Remote Outdoor Unit-Air-Source) | HVH837GKA** |  |  | EA*4X36L21A*+WALLCON | *95CSU0802120A* | 31600 | 17 | 8.1 | 33200 | 24200 | 72.89% | 1.86 | 0 | 11 |  |  |  | No | R-410A | 2.6333 | Residential & Commercial | Ducted CEE Tier 1
213067693 | Central HP <5.4 tons | ACIQ | HRCU-A-CB (Split System: Heat Pump with Remote Outdoor Unit-Air-Source) | HVH837GKA** |  |  | EA*4X61L21A*+WALLCON | *80CSU0401712A* | 33200 | 17.5 | 8.1 | 32000 | 24800 | 77.5% | 1.98 | 0 | 11.5 |  |  |  | No | R-410A | 2.7667 | Residential & Commercial | Ducted CEE Tier 1
212987553 | Central HP <5.4 tons | TEMPSTAR | HRCU-A-CB (Split System: Heat Pump with Remote Outdoor Unit-Air-Source) | DLCURAH18ABK |  |  | EN(A,D)4X24L17** | *96MSN0801716A* | 17600 | 16 | 8.5 | 18600 | 19100 | 102.7% | 2.3 | 0 | 11 |  |  |  | No | R-410A | 1.4667 | Residential & Commercial | Ducted CEE Tier 1
212984179 | Central HP <5.4 tons | TEMPSTAR | HRCU-A-CB (Split System: Heat Pump with Remote Outdoor Unit-Air-Source) | DLCURAH18ABK |  |  | EA*4X24L17A* | *92MSN0601714A* | 17500 | 16.5 | 8.5 | 18500 | 19400 | 104.9% | 2.34 | 0 | 10.5 |  |  |  | No | R-410A | 1.4583 | Residential & Commercial | Ducted CEE Tier 1
212986365 | Central HP <5.4 tons | TEMPSTAR | HRCU-A-CB (Split System: Heat Pump with Remote Outdoor Unit-Air-Source) | DLCURAH18ABK |  |  | EN(A,D)4X24L17** | *96MSN0401410A* | 17400 | 15.5 | 8.5 | 18500 | 19200 | 103.8% | 2.3 | 0 | 10.5 |  |  |  | No | R-410A | 1.45 | Residential & Commercial | Ducted CEE Tier 1
211259750 | Central HP <5.4 tons | DAY & NIGHT | HRCU-A-CB (Split System: Heat Pump with Remote Outdoor Unit-Air-Source) | DLCURAH18ABK |  |  | EA*4X19L17A* | *80VTL0451412A* | 18100 | 16.5 | 8.5 | 18000 | 17600 | 97.78% | 2.14 | 0 | 11 |  |  |  | No | R-410A | 1.5083 | Residential & Commercial | Ducted CEE Tier 1
213067388 | Central HP <5.4 tons | ACIQ | HRCU-A-CB (Split System: Heat Pump with Remote Outdoor Unit-Air-Source) | HVH825GKA3* |  |  | EN(A,D)4X48L24**+WALLCON | *96CTN1202422A* | 24200 | 17 | 8.1 | 21200 | 16600 | 78.3% | 2.02 | 0 | 11.5 |  |  |  | No | R-410A | 2.0167 | Residential & Commercial | Ducted CEE Tier 1
213067423 | Central HP <5.4 tons | ACIQ | HRCU-A-CB (Split System: Heat Pump with Remote Outdoor Unit-Air-Source) | HVH825GKA3* |  |  | EHD4X48AAL+WALLCON | *96CTN0801714A* | 24200 | 16 | 8.1 | 21400 | 16700 | 78.04% | 2 | 0 | 10.5 |  |  |  | No | R-410A | 2.0167 | Residential & Commercial | Ducted CEE Tier 1
213067424 | Central HP <5.4 tons | ACIQ | HRCU-A-CB (Split System: Heat Pump with Remote Outdoor Unit-Air-Source) | HVH825GKA3* |  |  | EHD4X48AAL+WALLCON | *96CTN1202422A* | 24200 | 16.5 | 8.1 | 21200 | 16600 | 78.3% | 2.02 | 0 | 11 |  |  |  | No | R-410A | 2.0167 | Residential & Commercial | Ducted CEE Tier 1
213067708 | Central HP <5.4 tons | ACIQ | HRCU-A-CB (Split System: Heat Pump with Remote Outdoor Unit-Air-Source) | HVH837GKA** |  |  | EHD4X60AAL+WALLCON | *80CTL0701412A* | 32800 | 17 | 8.1 | 32400 | 25000 | 77.16% | 2 | 0 | 11 |  |  |  | No | R-410A | 2.7333 | Residential & Commercial | Ducted CEE Tier 1
215359195 | Central HP <5.4 tons | BLUERIDGE | HRCU-A-CB (Split System: Heat Pump with Remote Outdoor Unit-Air-Source) | BMY24HH22C |  |  | BMAHM2420I |  | 23000 | 18.4 | 9.3 | 26000 | 21200 | 81.54% | 1.9 | 12.5 | 11.7 |  |  |  | No | R-410A | 1.9167 | Residential & Commercial | Ducted CEE Tier 1
215674213 | Central HP <5.4 tons | TEMPSTAR | HRCU-A-CB (Split System: Heat Pump with Remote Outdoor Unit-Air-Source) | T5H0V48*K*AAA* |  |  | EA*5X60M24A*+WALLCON | *80CTL1352422B* | 45000 | 18 | 9 | 47500 | 33400 | 70.32% | 2.08 | 0 | 10 |  |  |  | No | R-454B | 3.75 | Residential & Commercial | Ducted CEE Tier 1
212981857 | Central HP <5.4 tons | BRYANT HEATING AND COOLING SYSTEMS | HRCU-A-CB (Split System: Heat Pump with Remote Outdoor Unit-Air-Source) | 38MURAQ18AB3* |  |  | CAP**3017AL* | 83*SB60100M21*** | 17500 | 16 | 8.5 | 18100 | 18700 | 103.3% | 2.24 | 0 | 10.5 |  |  |  | No | R-410A | 1.4583 | Residential & Commercial | Ducted CEE Tier 1
215676822 | Central HP <5.4 tons | TEMPSTAR | HRCU-A-CB (Split System: Heat Pump with Remote Outdoor Unit-Air-Source) | T5H0V48*K*AAA* |  |  | EVD5X61M21A*+WALLCON | *97CMN1002122B* | 48500 | 19.5 | 9.5 | 50000 | 36800 | 73.6% | 2.12 | 0 | 10.5 |  |  |  | No | R-454B | 4.0417 | Residential & Commercial | Ducted CEE Tier 1
215676892 | Central HP <5.4 tons | TEMPSTAR | HRCU-A-CB (Split System: Heat Pump with Remote Outdoor Unit-Air-Source) | T5H0V48*K*AAA* |  |  | EVD5X61M24A*+WALLCON | *80CTL1352422B* | 48500 | 19.5 | 9.5 | 50000 | 36600 | 73.2% | 2.1 | 0 | 10.5 |  |  |  | No | R-454B | 4.0417 | Residential & Commercial | Ducted CEE Tier 1
215667177 | Central HP <5.4 tons | TEMPSTAR | HRCU-A-CB (Split System: Heat Pump with Remote Outdoor Unit-Air-Source) | T5H0V24*K*AAA* |  |  | EA*5X25M17A*+WALLCON | *80CTL0451712B* | 23800 | 17 | 9 | 23400 | 16500 | 70.51% | 2 | 0 | 10 |  |  |  | No | R-454B | 1.9833 | Residential & Commercial | Ducted CEE Tier 1
215667779 | Central HP <5.4 tons | TEMPSTAR | HRCU-A-CB (Split System: Heat Pump with Remote Outdoor Unit-Air-Source) | T5H0V24*K*AAA* |  |  | EA*5X37M17A*+WALLCON | *97CMN0601714B* | 23600 | 17 | 9 | 23600 | 16600 | 70.34% | 1.98 | 0 | 10 |  |  |  | No | R-454B | 1.9667 | Residential & Commercial | Ducted CEE Tier 1
210596779 | Central HP <5.4 tons | COMFORTMAKER | HRCU-A-CB (Split System: Heat Pump with Remote Outdoor Unit-Air-Source) | CVH825GKA2* |  |  | EA*4X43L21A*+WALLCON | *95CSU0802120A* | 24400 | 17 | 8.5 | 21200 | 16600 | 78.3% | 2.04 | 0 | 11 |  |  |  | No | R-410A | 2.0333 | Residential & Commercial | Ducted CEE Tier 1
210596806 | Central HP <5.4 tons | COMFORTMAKER | HRCU-A-CB (Split System: Heat Pump with Remote Outdoor Unit-Air-Source) | CVH825GKA2* |  |  | EA*4X48L21A*+WALLCON | *80CSU0401712A* | 24200 | 17 | 8.1 | 21000 | 16500 | 78.57% | 2.02 | 0 | 11 |  |  |  | No | R-410A | 2.0167 | Residential & Commercial | Ducted CEE Tier 1
215866717 | Central HP <5.4 tons | AI AIR CONDITIONING | HRCU-A-CB (Split System: Heat Pump with Remote Outdoor Unit-Air-Source) | AUO19-36N2-M3H-S |  |  | AUH3-36N2-BM3E |  | 36000 | 18 | 10 | 37000 | 37400 | 101.1% | 1.9 | 0 | 12 |  |  |  | No | R-454B | 3 | Residential & Commercial | Ducted CEE Tier 1
215853872 | Central HP <5.4 tons | BLUERIDGE | HRCU-A-CB (Split System: Heat Pump with Remote Outdoor Unit-Air-Source) | BMSAH36HHC |  |  | BMS2AH36I |  | 36000 | 17.3 | 10.3 | 37000 | 39000 | 105.4% | 1.9 | 0 | 11.7 |  |  |  | No | R-454B | 3 | Residential & Commercial | Ducted CEE Tier 1
215669308 | Central HP <5.4 tons | DAY & NIGHT | HRCU-A-CB (Split System: Heat Pump with Remote Outdoor Unit-Air-Source) | C5H0V36*K*AAA* |  |  | EA*5X60M24A*+WALLCON | *80CTL0702120B* | 34400 | 18 | 9 | 34200 | 24800 | 72.51% | 1.9 | 0 | 10 |  |  |  | No | R-454B | 2.8667 | Residential & Commercial | Ducted CEE Tier 1
216439982 | Central HP <5.4 tons | TRANE | HRCU-A-CB (Split System: Heat Pump with Remote Outdoor Unit-Air-Source) | 5TWV0X24A1 |  |  | 5TXCB003AS3 | S9V2B040D3PSC+LRP | 19200 | 17.1 | 9 | 22800 | 16900 | 74.12% | 2 | 0 | 11 |  |  |  | No | R-454B | 1.6 | Residential & Commercial | Ducted CEE Tier 1
216570918 | Central HP <5.4 tons | TRANE | HRCU-A-CB (Split System: Heat Pump with Remote Outdoor Unit-Air-Source) | 5TWV0X24A1 |  |  | 5TXCB003AS3 | L8V1A040U3VSB+LRP | 21400 | 20.2 | 10 | 24200 | 18500 | 76.45% | 2.1 | 0 | 11.2 |  |  |  | No | R-454B | 1.7833 | Residential & Commercial | Ducted CEE Tier 1
214397055 | Central HP <5.4 tons | COLEMAN | HRCU-A-CB (Split System: Heat Pump with Remote Outdoor Unit-Air-Source) | HH860E2S11 |  |  | CTM60C5CGS1 | TMLE080C20MP11 | 44500 | 17 | 9 | 45000 | 33800 | 75.11% | 2 | 0 | 11.7 |  |  |  | No | R-454B | 3.7083 | Residential & Commercial | Ducted CEE Tier 1
214397085 | Central HP <5.4 tons | COLEMAN | HRCU-A-CB (Split System: Heat Pump with Remote Outdoor Unit-Air-Source) | HH860E2S11 |  |  | CTM60C5CGS1 | TMLE100C16MP11 | 44500 | 18 | 9 | 45500 | 34200 | 75.16% | 2 | 0 | 11 |  |  |  | No | R-454B | 3.7083 | Residential & Commercial | Ducted CEE Tier 1
210473511 | Central HP <5.4 tons | TEMPSTAR | HRCU-A-CB (Split System: Heat Pump with Remote Outdoor Unit-Air-Source) | TVH825GKA3* |  |  | EA*4X48L24A*+WALLCON | *97CMN1202422A* | 24000 | 16.5 | 8.1 | 21000 | 16600 | 79.05% | 2.02 | 0 | 11 |  |  |  | No | R-410A | 2 | Residential & Commercial | Ducted CEE Tier 1
212984647 | Central HP <5.4 tons | TEMPSTAR | HRCU-A-CB (Split System: Heat Pump with Remote Outdoor Unit-Air-Source) | DLCURAH24ABK |  |  | EA*4X37L21A* | *92MSN0801716A* | 24200 | 17.5 | 8.5 | 25000 | 21400 | 85.6% | 1.8 | 0 | 10.5 |  |  |  | No | R-410A | 2.0167 | Residential & Commercial | Ducted CEE Tier 1
212985048 | Central HP <5.4 tons | TEMPSTAR | HRCU-A-CB (Split System: Heat Pump with Remote Outdoor Unit-Air-Source) | DLCURAH24ABK |  |  | EA*4X37L21A* | *92MSN0802120A* | 24800 | 17.5 | 8.5 | 25600 | 24800 | 96.88% | 2.08 | 0 | 10.5 |  |  |  | No | R-410A | 2.0667 | Residential & Commercial | Ducted CEE Tier 1
210597530 | Central HP <5.4 tons | COMFORTMAKER | HRCU-A-CB (Split System: Heat Pump with Remote Outdoor Unit-Air-Source) | CVH837GKA** |  |  | EHD4X60AAL+WALLCON | *96CTN0801714A* | 32800 | 16.5 | 8.1 | 32600 | 25200 | 77.3% | 1.98 | 0 | 11 |  |  |  | No | R-410A | 2.7333 | Residential & Commercial | Ducted CEE Tier 1
210597545 | Central HP <5.4 tons | COMFORTMAKER | HRCU-A-CB (Split System: Heat Pump with Remote Outdoor Unit-Air-Source) | CVH837GKA** |  |  | EHD4X60AAL+WALLCON | *97CMN0801714A* | 32800 | 16.5 | 8.1 | 32600 | 25200 | 77.3% | 1.98 | 0 | 11 |  |  |  | No | R-410A | 2.7333 | Residential & Commercial | Ducted CEE Tier 1
210597596 | Central HP <5.4 tons | COMFORTMAKER | HRCU-A-CB (Split System: Heat Pump with Remote Outdoor Unit-Air-Source) | CVH837GKA** |  |  | EN(A,D,W)4X48L21**+WALLCON | *80CSU0401712A* | 32400 | 17.5 | 8.1 | 33000 | 24800 | 75.15% | 1.94 | 0 | 11.7 |  |  |  | No | R-410A | 2.7 | Residential & Commercial | Ducted CEE Tier 1
214574469 | Central HP <5.4 tons | BRYANT HEATING AND COOLING SYSTEMS | HRCU-A-CB (Split System: Heat Pump with Remote Outdoor Unit-Air-Source) | 288BNV037*0**B* |  |  | CNPV*3621AL*+UI | 935CB66100C21*** | 31400 | 17 | 8.1 | 33000 | 24000 | 72.73% | 1.84 | 0 | 11 |  |  |  | No | R-410A | 2.6167 | Residential & Commercial | Ducted CEE Tier 1
215668968 | Central HP <5.4 tons | DAY & NIGHT | HRCU-A-CB (Split System: Heat Pump with Remote Outdoor Unit-Air-Source) | C5H0V36*K*AAA* |  |  | EA*5X43M21A*+WALLCON | *80CSU1002120A* | 34400 | 17.5 | 9 | 35400 | 25200 | 71.19% | 1.9 | 0 | 10 |  |  |  | No | R-454B | 2.8667 | Residential & Commercial | Ducted CEE Tier 1
212985832 | Central HP <5.4 tons | TEMPSTAR | HRCU-A-CB (Split System: Heat Pump with Remote Outdoor Unit-Air-Source) | DLCURAH24ABK |  |  | EN(A,D)4X24L14** | *96MSN0261410A* | 23200 | 16 | 8.5 | 27000 | 25200 | 93.33% | 2.08 | 0 | 10 |  |  |  | No | R-410A | 1.9333 | Residential & Commercial | Ducted CEE Tier 1
212986936 | Central HP <5.4 tons | TEMPSTAR | HRCU-A-CB (Split System: Heat Pump with Remote Outdoor Unit-Air-Source) | DLCURAH24ABK |  |  | EN(A,D)4X24L14** | *96MSN0601412A* | 23200 | 16.5 | 8.5 | 27000 | 25200 | 93.33% | 2.1 | 0 | 10 |  |  |  | No | R-410A | 1.9333 | Residential & Commercial | Ducted CEE Tier 1
211241433 | Central HP <5.4 tons | DAY & NIGHT | HRCU-A-CB (Split System: Heat Pump with Remote Outdoor Unit-Air-Source) | DLCURAH24ABK |  |  | EA*4X30L17A* | *96VSN0801716A* | 24200 | 16.5 | 8.5 | 26400 | 23000 | 87.12% | 1.9 | 0 | 10 |  |  |  | No | R-410A | 2.0167 | Residential & Commercial | Ducted CEE Tier 1
211241537 | Central HP <5.4 tons | DAY & NIGHT | HRCU-A-CB (Split System: Heat Pump with Remote Outdoor Unit-Air-Source) | DLCURAH24ABK |  |  | EA*4X30L17A* | *96VTN0401712A* | 23200 | 16 | 8.5 | 25800 | 24200 | 93.8% | 2 | 0 | 10 |  |  |  | No | R-410A | 1.9333 | Residential & Commercial | Ducted CEE Tier 1
211241653 | Central HP <5.4 tons | DAY & NIGHT | HRCU-A-CB (Split System: Heat Pump with Remote Outdoor Unit-Air-Source) | DLCURAH24ABK |  |  | EA*4X30L17A* | *80ES(N,L)0451712A* | 24000 | 16.5 | 8.5 | 26200 | 23200 | 88.55% | 1.9 | 0 | 10 |  |  |  | No | R-410A | 2 | Residential & Commercial | Ducted CEE Tier 1
211241869 | Central HP <5.4 tons | DAY & NIGHT | HRCU-A-CB (Split System: Heat Pump with Remote Outdoor Unit-Air-Source) | DLCURAH24ABK |  |  | EA*4X36L17A* | *96VSN0801716A* | 24200 | 16.5 | 8.5 | 26200 | 22600 | 86.26% | 1.86 | 0 | 10 |  |  |  | No | R-410A | 2.0167 | Residential & Commercial | Ducted CEE Tier 1
211242202 | Central HP <5.4 tons | DAY & NIGHT | HRCU-A-CB (Split System: Heat Pump with Remote Outdoor Unit-Air-Source) | DLCURAH24ABK |  |  | EA*4X36L17A* | *80ES(N,L)0701412A* | 24400 | 17 | 8.5 | 26200 | 22400 | 85.5% | 1.86 | 0 | 10 |  |  |  | No | R-410A | 2.0333 | Residential & Commercial | Ducted CEE Tier 1
211242305 | Central HP <5.4 tons | DAY & NIGHT | HRCU-A-CB (Split System: Heat Pump with Remote Outdoor Unit-Air-Source) | DLCURAH24ABK |  |  | EA*4X36L21A* | *96VSN0401712A* | 23400 | 16 | 8.5 | 25800 | 23600 | 91.47% | 1.94 | 0 | 10 |  |  |  | No | R-410A | 1.95 | Residential & Commercial | Ducted CEE Tier 1
211242438 | Central HP <5.4 tons | DAY & NIGHT | HRCU-A-CB (Split System: Heat Pump with Remote Outdoor Unit-Air-Source) | DLCURAH24ABK |  |  | EA*4X36L21A* | *80ESU0401712A* | 24200 | 17.5 | 8.5 | 26000 | 22800 | 87.69% | 1.9 | 0 | 10 |  |  |  | No | R-410A | 2.0167 | Residential & Commercial | Ducted CEE Tier 1
211242471 | Central HP <5.4 tons | DAY & NIGHT | HRCU-A-CB (Split System: Heat Pump with Remote Outdoor Unit-Air-Source) | DLCURAH24ABK |  |  | EA*4X36L21A* | *95ESN0802120A* | 24800 | 16.5 | 8.5 | 26600 | 22000 | 82.71% | 1.82 | 0 | 10 |  |  |  | No | R-410A | 2.0667 | Residential & Commercial | Ducted CEE Tier 1
211242804 | Central HP <5.4 tons | DAY & NIGHT | HRCU-A-CB (Split System: Heat Pump with Remote Outdoor Unit-Air-Source) | DLCURAH24ABK |  |  | EA*4X37L17A* | *96VSN0601412A* | 24000 | 16.5 | 8.5 | 25200 | 22000 | 87.3% | 1.84 | 0 | 10 |  |  |  | No | R-410A | 2 | Residential & Commercial | Ducted CEE Tier 1
214396289 | Central HP <5.4 tons | COLEMAN | HRCU-A-CB (Split System: Heat Pump with Remote Outdoor Unit-Air-Source) | HH824E2S11 |  |  | CTM30B5ACS1 | TL9E060B12UH11 | 23000 | 17 | 9.5 | 23000 | 18300 | 79.57% | 2 | 0 | 12 |  |  |  | No | R-454B | 1.9167 | Residential & Commercial | Ducted CEE Tier 1
213771527 | Central HP <5.4 tons | HEIL | HRCU-A-CB (Split System: Heat Pump with Remote Outdoor Unit-Air-Source) | HVH825GKA2* |  |  | EA*4X43L21A*+WALLCON | *96CTN0601714B* | 24400 | 16.5 | 8.1 | 21200 | 16700 | 78.77% | 2.02 | 0 | 11 |  |  |  | No | R-410A | 2.0333 | Residential & Commercial | Ducted CEE Tier 1
213771727 | Central HP <5.4 tons | HEIL | HRCU-A-CB (Split System: Heat Pump with Remote Outdoor Unit-Air-Source) | HVH825GKA2* |  |  | EA*4X48L24A*+WALLCON | *96CTN1002122B* | 24200 | 16.5 | 8.1 | 21000 | 16500 | 78.57% | 2.02 | 0 | 11 |  |  |  | No | R-410A | 2.0167 | Residential & Commercial | Ducted CEE Tier 1
213067550 | Central HP <5.4 tons | ACIQ | HRCU-A-CB (Split System: Heat Pump with Remote Outdoor Unit-Air-Source) | HVH825GKA2* |  |  | EA*4X48L24A*+WALLCON | *95CSU1002122A* | 24200 | 17 | 8.1 | 21000 | 16500 | 78.57% | 2.02 | 0 | 11 |  |  |  | No | R-410A | 2.0167 | Residential & Commercial | Ducted CEE Tier 1
213067552 | Central HP <5.4 tons | ACIQ | HRCU-A-CB (Split System: Heat Pump with Remote Outdoor Unit-Air-Source) | HVH825GKA2* |  |  | EA*4X48L24A*+WALLCON | *96CTN1202422A* | 24200 | 17 | 8.1 | 21000 | 16500 | 78.57% | 2.02 | 0 | 11 |  |  |  | No | R-410A | 2.0167 | Residential & Commercial | Ducted CEE Tier 1
213067584 | Central HP <5.4 tons | ACIQ | HRCU-A-CB (Split System: Heat Pump with Remote Outdoor Unit-Air-Source) | HVH825GKA2* |  |  | EHD4X48AAL+WALLCON | *95CSU0601716A* | 24200 | 16 | 8.1 | 21400 | 16700 | 78.04% | 2 | 0 | 10.5 |  |  |  | No | R-410A | 2.0167 | Residential & Commercial | Ducted CEE Tier 1
213067593 | Central HP <5.4 tons | ACIQ | HRCU-A-CB (Split System: Heat Pump with Remote Outdoor Unit-Air-Source) | HVH825GKA2* |  |  | EHD4X48AAL+WALLCON | *97CMN0801714A* | 24200 | 16 | 8.1 | 21400 | 16700 | 78.04% | 2 | 0 | 10.5 |  |  |  | No | R-410A | 2.0167 | Residential & Commercial | Ducted CEE Tier 1
214651328 | Central HP <5.4 tons | JOHNSON CONTROLS | HRCU-A-CB (Split System: Heat Pump with Remote Outdoor Unit-Air-Source) | HH824E2S11 |  |  | CTU30B5XCS1+TXV | TM9E060B12MP12 | 23000 | 17 | 9.5 | 23000 | 18900 | 82.17% | 2 | 0 | 11.7 |  |  |  | No | R-454B | 1.9167 | Residential & Commercial | Ducted CEE Tier 1
214651513 | Central HP <5.4 tons | JOHNSON CONTROLS | HRCU-A-CB (Split System: Heat Pump with Remote Outdoor Unit-Air-Source) | HH824E2S11 |  |  | CTU36B5XDS1+TXV | Z8ES100B12SMPS1 | 23000 | 19 | 9.5 | 23000 | 18800 | 81.74% | 2 | 0 | 12 |  |  |  | No | R-454B | 1.9167 | Residential & Commercial | Ducted CEE Tier 1
214650712 | Central HP <5.4 tons | CHAMPION HEATING AND COOLING | HRCU-A-CB (Split System: Heat Pump with Remote Outdoor Unit-Air-Source) | HH824E2S11 |  |  | CTU36B5XDS1+TXV | TM9E080B12MP12 | 23000 | 18 | 9.5 | 23000 | 18800 | 81.74% | 2 | 0 | 12 |  |  |  | No | R-454B | 1.9167 | Residential & Commercial | Ducted CEE Tier 1
213062601 | Central HP <5.4 tons | ACIQ | HRCU-A-CB (Split System: Heat Pump with Remote Outdoor Unit-Air-Source) | HVH825GKA2* |  |  | EA*4X36L17A*+WALLCON | *96CTN0601714A* | 23400 | 16 | 8.1 | 21600 | 16800 | 77.78% | 1.92 | 11 | 10.5 |  |  |  | No | R-410A | 1.95 | Residential & Commercial | Ducted CEE Tier 1
213067512 | Central HP <5.4 tons | ACIQ | HRCU-A-CB (Split System: Heat Pump with Remote Outdoor Unit-Air-Source) | HVH825GKA2* |  |  | EA*4X42L24A*+WALLCON | *96CTN1202422A* | 23800 | 17 | 8.1 | 21400 | 16600 | 77.57% | 1.96 | 0 | 11 |  |  |  | No | R-410A | 1.9833 | Residential & Commercial | Ducted CEE Tier 1
213067513 | Central HP <5.4 tons | ACIQ | HRCU-A-CB (Split System: Heat Pump with Remote Outdoor Unit-Air-Source) | HVH825GKA2* |  |  | EA*4X42L24A*+WALLCON | *97CMN0602120A* | 23600 | 16.5 | 8.1 | 21400 | 16700 | 78.04% | 1.96 | 0 | 11 |  |  |  | No | R-410A | 1.9667 | Residential & Commercial | Ducted CEE Tier 1
215936514 | Central HP <5.4 tons | CARRIER | HRCU-A-CB (Split System: Heat Pump with Remote Outdoor Unit-Air-Source) | 27VNA336A*030* |  |  | CVAVA4924XMA*+UI | 59MN7C100C21**22 | 35400 | 22 | 8.5 | 38000 | 28400 | 74.74% | 2.04 | 0 | 12.5 |  |  |  | No | R-454B | 2.95 | Residential & Commercial | Ducted CEE Tier 1
215936686 | Central HP <5.4 tons | HEIL | HRCU-A-CB (Split System: Heat Pump with Remote Outdoor Unit-Air-Source) | H5H3V36*K*AAA* |  |  | EVD5X60M21A*+WALLCON | *97CMN0801714B* | 35400 | 21.5 | 8.5 | 38500 | 29000 | 75.32% | 2.02 | 0 | 12 |  |  |  | No | R-454B | 2.95 | Residential & Commercial | Ducted CEE Tier 1
215936736 | Central HP <5.4 tons | HEIL | HRCU-A-CB (Split System: Heat Pump with Remote Outdoor Unit-Air-Source) | H5H3V36*K*AAA* |  |  | EVD5X60M24A*+WALLCON | *80CSU1002120A* | 35400 | 21.5 | 8.5 | 38000 | 28600 | 75.26% | 2.04 | 0 | 12 |  |  |  | No | R-454B | 2.95 | Residential & Commercial | Ducted CEE Tier 1
215668984 | Central HP <5.4 tons | DAY & NIGHT | HRCU-A-CB (Split System: Heat Pump with Remote Outdoor Unit-Air-Source) | C5H0V36*K*AAA* |  |  | EA*5X43M21A*+WALLCON | *80CTL0701716B* | 34400 | 18 | 8.1 | 35400 | 25200 | 71.19% | 1.9 | 0 | 10 |  |  |  | No | R-454B | 2.8667 | Residential & Commercial | Ducted CEE Tier 1
215669318 | Central HP <5.4 tons | DAY & NIGHT | HRCU-A-CB (Split System: Heat Pump with Remote Outdoor Unit-Air-Source) | C5H0V36*K*AAA* |  |  | EA*5X60M24A*+WALLCON | *80CTL0902120B* | 34400 | 18.5 | 9 | 34200 | 24600 | 71.93% | 1.92 | 0 | 10.5 |  |  |  | No | R-454B | 2.8667 | Residential & Commercial | Ducted CEE Tier 1
206767089 | Central HP <5.4 tons | AIRQUEST | HRCU-A-CB (Split System: Heat Pump with Remote Outdoor Unit-Air-Source) | HVH825GKA3* |  |  | EA*4X25L17A*+WALLCON | *80CSU0401712A* | 24400 | 17 | 8.1 | 21200 | 16600 | 78.3% | 2.02 | 11.5 | 11 |  |  |  | No | R-410A | 2.0333 | Residential & Commercial | Ducted CEE Tier 1
206767125 | Central HP <5.4 tons | AIRQUEST | HRCU-A-CB (Split System: Heat Pump with Remote Outdoor Unit-Air-Source) | HVH825GKA3* |  |  | EA*4X36L17A*+WALLCON | *80CSU0401712A* | 23600 | 16.5 | 8.1 | 21400 | 16600 | 77.57% | 1.94 | 11 | 10.5 |  |  |  | No | R-410A | 1.9667 | Residential & Commercial | Ducted CEE Tier 1
213062952 | Central HP <5.4 tons | ACIQ | HRCU-A-CB (Split System: Heat Pump with Remote Outdoor Unit-Air-Source) | HVH825GKA3* |  |  | EA*4X36L21A*+WALLCON | *96CTN0801714A* | 23600 | 16.5 | 8.1 | 21400 | 16700 | 78.04% | 1.94 | 11 | 11 |  |  |  | No | R-410A | 1.9667 | Residential & Commercial | Ducted CEE Tier 1
213062953 | Central HP <5.4 tons | ACIQ | HRCU-A-CB (Split System: Heat Pump with Remote Outdoor Unit-Air-Source) | HVH825GKA3* |  |  | EA*4X36L21A*+WALLCON | *97CMN0601714A* | 23400 | 16 | 8.1 | 21600 | 16800 | 77.78% | 1.92 | 11 | 10.5 |  |  |  | No | R-410A | 1.95 | Residential & Commercial | Ducted CEE Tier 1
213063037 | Central HP <5.4 tons | ACIQ | HRCU-A-CB (Split System: Heat Pump with Remote Outdoor Unit-Air-Source) | HVH825GKA3* |  |  | EHD4X30AAL+WALLCON | *80CTL0701412A* | 23800 | 16 | 8.1 | 21800 | 16700 | 76.61% | 1.98 | 11 | 10.5 |  |  |  | No | R-410A | 1.9833 | Residential & Commercial | Ducted CEE Tier 1
213063068 | Central HP <5.4 tons | ACIQ | HRCU-A-CB (Split System: Heat Pump with Remote Outdoor Unit-Air-Source) | HVH825GKA3* |  |  | EA*4X37L21A*+WALLCON | *80CSU0601716A* | 24400 | 17 | 8.1 | 21200 | 16600 | 78.3% | 2.02 | 11.5 | 11 |  |  |  | No | R-410A | 2.0333 | Residential & Commercial | Ducted CEE Tier 1
212973668 | Central HP <5.4 tons | HEIL | HRCU-A-CB (Split System: Heat Pump with Remote Outdoor Unit-Air-Source) | DLCURAH18ABK |  |  | EA*4X24L17A* | *96VSN0801716B* | 17200 | 16 | 8.5 | 18200 | 19400 | 106.6% | 2.34 | 0 | 10.5 |  |  |  | No | R-410A | 1.4333 | Residential & Commercial | Ducted CEE Tier 1
212974724 | Central HP <5.4 tons | HEIL | HRCU-A-CB (Split System: Heat Pump with Remote Outdoor Unit-Air-Source) | DLCURAH18ABK |  |  | EN(A,D)4X24L17** | *96VTN0401410B* | 17300 | 15.5 | 8.5 | 18400 | 19200 | 104.3% | 2.3 | 0 | 10.5 |  |  |  | No | R-410A | 1.4417 | Residential & Commercial | Ducted CEE Tier 1
211261910 | Central HP <5.4 tons | CARRIER | HRCU-A-CB (Split System: Heat Pump with Remote Outdoor Unit-Air-Source) | 38MURAQ18AB3* |  |  | CAP**3017AL* | GG96VTAA30040A | 17500 | 16 | 8.5 | 18100 | 18600 | 102.8% | 2.24 | 0 | 10.5 |  |  |  | No | R-410A | 1.4583 | Residential & Commercial | Ducted CEE Tier 1
215674320 | Central HP <5.4 tons | DAY & NIGHT | HRCU-A-CB (Split System: Heat Pump with Remote Outdoor Unit-Air-Source) | C5H0V48*K*AAA* |  |  | EA*5X61M21A*+WALLCON | *80CSU1002120A* | 46000 | 17.5 | 9 | 48000 | 33800 | 70.42% | 2.06 | 0 | 10 |  |  |  | No | R-454B | 3.8333 | Residential & Commercial | Ducted CEE Tier 1
213067515 | Central HP <5.4 tons | ACIQ | HRCU-A-CB (Split System: Heat Pump with Remote Outdoor Unit-Air-Source) | HVH825GKA2* |  |  | EA*4X42L24A*+WALLCON | *97CMN1202422A* | 23800 | 16.5 | 8.1 | 21400 | 16700 | 78.04% | 1.96 | 0 | 11 |  |  |  | No | R-410A | 1.9833 | Residential & Commercial | Ducted CEE Tier 1
213067516 | Central HP <5.4 tons | ACIQ | HRCU-A-CB (Split System: Heat Pump with Remote Outdoor Unit-Air-Source) | HVH825GKA2* |  |  | EA*4X43L21A*+WALLCON | *80CSU0401712A* | 24400 | 17 | 8.5 | 21200 | 16600 | 78.3% | 2.04 | 0 | 11 |  |  |  | No | R-410A | 2.0333 | Residential & Commercial | Ducted CEE Tier 1
213067530 | Central HP <5.4 tons | ACIQ | HRCU-A-CB (Split System: Heat Pump with Remote Outdoor Unit-Air-Source) | HVH825GKA2* |  |  | EA*4X43L21A*+WALLCON | *97CMN1002122A* | 24400 | 16.5 | 8.5 | 21200 | 16600 | 78.3% | 2.04 | 0 | 11 |  |  |  | No | R-410A | 2.0333 | Residential & Commercial | Ducted CEE Tier 1
213067547 | Central HP <5.4 tons | ACIQ | HRCU-A-CB (Split System: Heat Pump with Remote Outdoor Unit-Air-Source) | HVH825GKA2* |  |  | EA*4X48L24A*+WALLCON | *80CSU1002120A* | 24000 | 16.5 | 8.1 | 21000 | 16600 | 79.05% | 2.02 | 0 | 11 |  |  |  | No | R-410A | 2 | Residential & Commercial | Ducted CEE Tier 1
213067548 | Central HP <5.4 tons | ACIQ | HRCU-A-CB (Split System: Heat Pump with Remote Outdoor Unit-Air-Source) | HVH825GKA2* |  |  | EA*4X48L24A*+WALLCON | *80CTL1352422A* | 24200 | 17 | 8.1 | 21000 | 16500 | 78.57% | 2.02 | 0 | 11 |  |  |  | No | R-410A | 2.0167 | Residential & Commercial | Ducted CEE Tier 1
208447884 | Central HP <5.4 tons | CARRIER | HRCU-A-CB (Split System: Heat Pump with Remote Outdoor Unit-Air-Source) | 38MURAQ30AB3 |  |  | 40MUAAQ30XA3 |  | 30000 | 16.2 | 8.9 | 33000 | 24000 | 72.73% | 1.8 | 11 | 10 |  |  |  | No | R-410A | 2.5 | Residential & Commercial | Ducted CEE Tier 1
214606521 | Central HP <5.4 tons | COLEMAN | HRCU-A-C (Split System: Heat Pump with Remote Outdoor Unit with No Indoor Fan --Air Source) | HH860E2S11 |  |  | CTM60D5CJS1 |  | 52000 | 15.2 | 8.5 | 55000 | 40000 | 72.73% | 2 | 0 | 10 |  |  |  | No | R-454B | 4.3333 | Residential & Commercial | Ducted CEE Tier 1
214720209 | Central HP <5.4 tons | CHAMPION HEATING AND COOLING | HRCU-A-CB (Split System: Heat Pump with Remote Outdoor Unit-Air-Source) | HH860E2S11 |  |  | CTU60C5XGS1+TXV | Z9ES100C16SMPS1 | 45500 | 18 | 9 | 46500 | 34200 | 73.55% | 2 | 0 | 11 |  |  |  | No | R-454B | 3.7917 | Residential & Commercial | Ducted CEE Tier 1
214396322 | Central HP <5.4 tons | COLEMAN | HRCU-A-CB (Split System: Heat Pump with Remote Outdoor Unit-Air-Source) | HH860E2S11 |  |  | CTM60C5CHS1+JMC17C2SN1 |  | 53500 | 19 | 9 | 53000 | 38000 | 71.7% | 2 | 0 | 12 |  |  |  | No | R-454B | 4.4583 | Residential & Commercial | Ducted CEE Tier 1
214396572 | Central HP <5.4 tons | COLEMAN | HRCU-A-CB (Split System: Heat Pump with Remote Outdoor Unit-Air-Source) | HH860E2S11 |  |  | CTF60C5CGS1 | TP9C100C16MP13 | 43500 | 18 | 9 | 44000 | 33200 | 75.45% | 2 | 0 | 11.7 |  |  |  | No | R-454B | 3.625 | Residential & Commercial | Ducted CEE Tier 1
216439956 | Central HP <5.4 tons | TRANE | HRCU-A-CB (Split System: Heat Pump with Remote Outdoor Unit-Air-Source) | 5TWV0X24A1 |  |  | 5PX*B003AS3 | S9V2B040D3PSC+LRP | 19200 | 17.1 | 9 | 22800 | 16900 | 74.12% | 2 | 0 | 11 |  |  |  | No | R-454B | 1.6 | Residential & Commercial | Ducted CEE Tier 1
214584670 | Central HP <5.4 tons | JOHNSON CONTROLS | HRCU-A-CB (Split System: Heat Pump with Remote Outdoor Unit-Air-Source) | HH860E2S11 |  |  | CTF60C5CHS1 | Z8ES100C20SMPS1 | 53500 | 19 | 9 | 53500 | 38000 | 71.03% | 2 | 0 | 12 |  |  |  | No | R-454B | 4.4583 | Residential & Commercial | Ducted CEE Tier 1
214606564 | Central HP <5.4 tons | COLEMAN | HRCU-A-C (Split System: Heat Pump with Remote Outdoor Unit with No Indoor Fan --Air Source) | HH860E2S11 |  |  | CTM60D5CGS1 |  | 44500 | 15.2 | 8.5 | 46000 | 34200 | 74.35% | 2 | 0 | 11 |  |  |  | No | R-454B | 3.7083 | Residential & Commercial | Ducted CEE Tier 1
214606566 | Central HP <5.4 tons | COLEMAN | HRCU-A-C (Split System: Heat Pump with Remote Outdoor Unit with No Indoor Fan --Air Source) | HH860E2S11 |  |  | CTM60C5CGS1 |  | 44500 | 15.2 | 8.5 | 46000 | 34200 | 74.35% | 2 | 0 | 11 |  |  |  | No | R-454B | 3.7083 | Residential & Commercial | Ducted CEE Tier 1
212396494 | Central HP <5.4 tons | Panasonic | HRCU-A-CB (Split System: Heat Pump with Remote Outdoor Unit-Air-Source) | CU-HE30YAHK6 |  |  | CS-HE30YAHK6 |  | 30000 | 16.2 | 8.9 | 33000 | 24000 | 72.73% | 1.8 | 11 | 10 |  |  |  | No | R-410A | 2.5 | Residential & Commercial | Ducted CEE Tier 1
214397844 | Central HP <5.4 tons | COLEMAN | HRCU-A-CB (Split System: Heat Pump with Remote Outdoor Unit-Air-Source) | HH860E2S11 |  |  | CTF60C5CGS1 | TM8E120C16MP11 | 44500 | 18 | 9 | 45500 | 34200 | 75.16% | 2 | 0 | 11 |  |  |  | No | R-454B | 3.7083 | Residential & Commercial | Ducted CEE Tier 1
215937886 | Central HP <5.4 tons | HEIL | HRCU-A-CB (Split System: Heat Pump with Remote Outdoor Unit-Air-Source) | H5H3V48*K*AAA* |  |  | EVD5X48M24A*+WALLCON | *80CTL0902120B* | 45000 | 20.5 | 8.1 | 52000 | 38000 | 73.08% | 1.95 | 0 | 11.5 |  |  |  | No | R-454B | 3.75 | Residential & Commercial | Ducted CEE Tier 1
207436538 | Central HP <5.4 tons | LENNOX | HRCU-A-CB (Split System: Heat Pump with Remote Outdoor Unit-Air-Source) | SL25XPV-048-230A** |  |  | C35-60C+TDR+TXV | SLP99UH090XV48C* | 45500 | 20 | 9.5 | 44000 | 36400 | 82.73% | 1.9 | 12.5 | 12 |  |  |  | No | R-410A | 3.7917 | Residential & Commercial | Ducted CEE Tier 1
214233329 | Central HP <5.4 tons | FRIEDRICH | HRCU-A-CB (Split System: Heat Pump with Remote Outdoor Unit-Air-Source) | RD17AZ36AJ3N |  |  | FRH3VZ4821STACN |  | 34200 | 18 | 8.1 | 34200 | 29400 | 85.96% | 2 | 0 | 11.7 |  |  |  | No | R-410A | 2.85 | Residential & Commercial | Ducted CEE Tier 1
212396487 | Central HP <5.4 tons | Panasonic | HRCU-A-CB (Split System: Heat Pump with Remote Outdoor Unit-Air-Source) | CU-E24YAHK6 |  |  | CS-HE24YAHK6 |  | 24000 | 17 | 9.2 | 26000 | 19400 | 74.62% | 2.1 | 11.3 | 10.5 |  |  |  | No | R-410A | 2 | Residential & Commercial | Ducted CEE Tier 1
213779556 | Central HP <5.4 tons | BRYANT HEATING AND COOLING SYSTEMS | HRCU-A-CB (Split System: Heat Pump with Remote Outdoor Unit-Air-Source) | 288BNV037*0**A* |  |  | CAP**6024AL*+UI | 88*TB60090C21*** | 32800 | 17.5 | 8.1 | 31800 | 24600 | 77.36% | 1.98 | 0 | 11.5 |  |  |  | No | R-410A | 2.7333 | Residential & Commercial | Ducted CEE Tier 1
214397155 | Central HP <5.4 tons | COLEMAN | HRCU-A-CB (Split System: Heat Pump with Remote Outdoor Unit-Air-Source) | HH824E2S11 |  |  | CTF30B5ACS1 | TPLC080B12MP13 | 23000 | 17 | 9.5 | 23000 | 17900 | 77.83% | 2 | 0 | 12 |  |  |  | No | R-454B | 1.9167 | Residential & Commercial | Ducted CEE Tier 1
214584620 | Central HP <5.4 tons | JOHNSON CONTROLS | HRCU-A-CB (Split System: Heat Pump with Remote Outdoor Unit-Air-Source) | HH824E2S11 |  |  | CTF36B5ADS1 | Z8ES080B12SMPS1 | 23000 | 19 | 9.5 | 23000 | 18600 | 80.87% | 2 | 0 | 12 |  |  |  | No | R-454B | 1.9167 | Residential & Commercial | Ducted CEE Tier 1
214584740 | Central HP <5.4 tons | JOHNSON CONTROLS | HRCU-A-CB (Split System: Heat Pump with Remote Outdoor Unit-Air-Source) | HH824E2S11 |  |  | CTM30B5ACS1 | Z8ES080B12SMPS1 | 23000 | 18 | 9.5 | 23000 | 19100 | 83.04% | 2 | 0 | 12 |  |  |  | No | R-454B | 1.9167 | Residential & Commercial | Ducted CEE Tier 1
211242937 | Central HP <5.4 tons | DAY & NIGHT | HRCU-A-CB (Split System: Heat Pump with Remote Outdoor Unit-Air-Source) | DLCURAH24ABK |  |  | EA*4X37L17A* | *80VTL0701716A* | 24600 | 17 | 8.5 | 25600 | 21600 | 84.38% | 1.8 | 0 | 10.5 |  |  |  | No | R-410A | 2.05 | Residential & Commercial | Ducted CEE Tier 1
211242990 | Central HP <5.4 tons | DAY & NIGHT | HRCU-A-CB (Split System: Heat Pump with Remote Outdoor Unit-Air-Source) | DLCURAH24ABK |  |  | EA*4X37L17A* | *96VTN0601412A* | 24000 | 16.5 | 8.5 | 25200 | 22000 | 87.3% | 1.84 | 0 | 10 |  |  |  | No | R-410A | 2 | Residential & Commercial | Ducted CEE Tier 1
211243021 | Central HP <5.4 tons | DAY & NIGHT | HRCU-A-CB (Split System: Heat Pump with Remote Outdoor Unit-Air-Source) | DLCURAH24ABK |  |  | EA*4X37L17A* | *80ES(N,L)0451412A* | 25200 | 16 | 8.5 | 26200 | 21000 | 80.15% | 1.76 | 0 | 10 |  |  |  | No | R-410A | 2.1 | Residential & Commercial | Ducted CEE Tier 1
211243841 | Central HP <5.4 tons | DAY & NIGHT | HRCU-A-CB (Split System: Heat Pump with Remote Outdoor Unit-Air-Source) | DLCURAH24ABK |  |  | EN(A,D)4X24L17** | *80VSL0451412A* | 23800 | 16 | 8.5 | 26800 | 23200 | 86.57% | 1.9 | 0 | 10 |  |  |  | No | R-410A | 1.9833 | Residential & Commercial | Ducted CEE Tier 1
211244127 | Central HP <5.4 tons | DAY & NIGHT | HRCU-A-CB (Split System: Heat Pump with Remote Outdoor Unit-Air-Source) | DLCURAH24ABK |  |  | EN(A,D)4X24L17** | *80ES(N,L)0701712A* | 23800 | 16 | 8.5 | 27000 | 23200 | 85.93% | 1.9 | 0 | 10 |  |  |  | No | R-410A | 1.9833 | Residential & Commercial | Ducted CEE Tier 1
214397859 | Central HP <5.4 tons | COLEMAN | HRCU-A-CB (Split System: Heat Pump with Remote Outdoor Unit-Air-Source) | HH860E2S11 |  |  | CTM60C5CGS1 | TM8E120C16MP11 | 44500 | 18 | 9 | 45500 | 34200 | 75.16% | 2 | 0 | 11 |  |  |  | No | R-454B | 3.7083 | Residential & Commercial | Ducted CEE Tier 1
214398027 | Central HP <5.4 tons | COLEMAN | HRCU-A-CB (Split System: Heat Pump with Remote Outdoor Unit-Air-Source) | HH860E2S11 |  |  | CTM60C5CHS1 | TMLE080C20MP11 | 53500 | 19 | 8.5 | 54000 | 39000 | 72.22% | 2 | 0 | 11 |  |  |  | No | R-454B | 4.4583 | Residential & Commercial | Ducted CEE Tier 1
214398276 | Central HP <5.4 tons | COLEMAN | HRCU-A-CB (Split System: Heat Pump with Remote Outdoor Unit-Air-Source) | HH860E2S11 |  |  | CTF60C5CGS1 | TPLC120C20MP13 | 44500 | 18 | 9 | 45000 | 33800 | 75.11% | 2 | 0 | 11 |  |  |  | No | R-454B | 3.7083 | Residential & Commercial | Ducted CEE Tier 1
214584605 | Central HP <5.4 tons | JOHNSON CONTROLS | HRCU-A-CB (Split System: Heat Pump with Remote Outdoor Unit-Air-Source) | HH860E2S11 |  |  | CTF60C5CGS1 | Z8ES120C20SMPS1 | 45000 | 18 | 9 | 45500 | 33400 | 73.41% | 2 | 0 | 11.7 |  |  |  | No | R-454B | 3.75 | Residential & Commercial | Ducted CEE Tier 1
214397090 | Central HP <5.4 tons | COLEMAN | HRCU-A-CB (Split System: Heat Pump with Remote Outdoor Unit-Air-Source) | HH860E2S11 |  |  | CTF60C5CGS1 | TL9E100C20UH11 | 44000 | 17 | 9 | 44500 | 33400 | 75.06% | 2 | 0 | 11.7 |  |  |  | No | R-454B | 3.6667 | Residential & Commercial | Ducted CEE Tier 1
214397075 | Central HP <5.4 tons | COLEMAN | HRCU-A-CB (Split System: Heat Pump with Remote Outdoor Unit-Air-Source) | HH860E2S11 |  |  | CTM60D5CGS1 | TMLE130D20MP11 | 46000 | 17 | 9 | 47000 | 34800 | 74.04% | 2 | 0 | 11 |  |  |  | No | R-454B | 3.8333 | Residential & Commercial | Ducted CEE Tier 1
216571178 | Central HP <5.4 tons | TRANE | HRCU-A-CB (Split System: Heat Pump with Remote Outdoor Unit-Air-Source) | 5TWV8X24A1 |  |  | 5PX*B003AS3 | L8V1B080U4VSB+LRP | 21400 | 18.1 | 8.5 | 24400 | 18900 | 77.46% | 2.1 | 0 | 11.2 |  |  |  | No | R-454B | 1.7833 | Residential & Commercial | Ducted CEE Tier 1
211391249 | Central HP <5.4 tons | LUXAIRE | HRCU-A-CB (Split System: Heat Pump with Remote Outdoor Unit-Air-Source) | HMH72B341 |  |  | XAHC36DBCN1 | TM8E120C16MP11 | 33600 | 17.5 | 8.1 | 33000 | 23200 | 70.3% | 2.04 | 0 | 10 |  |  |  | No | R-410A | 2.8 | Residential & Commercial | Ducted CEE Tier 1
214609205 | Central HP <5.4 tons | COLEMAN | HRCU-A-CB (Split System: Heat Pump with Remote Outdoor Unit-Air-Source) | HH836E2S11 |  |  | CTM48C5CFS1 | Z9ES080C16SMPS1 | 34400 | 19 | 9 | 32600 | 25800 | 79.14% | 2 | 0 | 11 |  |  |  | No | R-454B | 2.8667 | Residential & Commercial | Ducted CEE Tier 1
211228834 | Central HP <5.4 tons | DAY & NIGHT | HRCU-A-CB (Split System: Heat Pump with Remote Outdoor Unit-Air-Source) | DLCURAH36ABK |  |  | EA*4X48L21A* | *80VSL0701716A* | 35600 | 16 | 8.1 | 37800 | 34600 | 91.53% | 2.04 | 0 | 10 |  |  |  | No | R-410A | 2.9667 | Residential & Commercial | Ducted CEE Tier 1
211229051 | Central HP <5.4 tons | DAY & NIGHT | HRCU-A-CB (Split System: Heat Pump with Remote Outdoor Unit-Air-Source) | DLCURAH36ABK |  |  | EA*4X48L21A* | *95ESN1002120A* | 36400 | 15.5 | 8.5 | 38500 | 34800 | 90.39% | 2.08 | 0 | 10 |  |  |  | No | R-410A | 3.0333 | Residential & Commercial | Ducted CEE Tier 1
211229403 | Central HP <5.4 tons | DAY & NIGHT | HRCU-A-CB (Split System: Heat Pump with Remote Outdoor Unit-Air-Source) | DLCURAH36ABK |  |  | EA*4X48L24A* | *80VTL0902120A* | 35600 | 16.5 | 8.1 | 37800 | 34600 | 91.53% | 2.04 | 0 | 10 |  |  |  | No | R-410A | 2.9667 | Residential & Commercial | Ducted CEE Tier 1
211229586 | Central HP <5.4 tons | DAY & NIGHT | HRCU-A-CB (Split System: Heat Pump with Remote Outdoor Unit-Air-Source) | DLCURAH36ABK |  |  | EA*4X48L24A* | *95ESU1002122A* | 37200 | 15.5 | 8.5 | 38500 | 35000 | 90.91% | 2.12 | 0 | 10 |  |  |  | No | R-410A | 3.1 | Residential & Commercial | Ducted CEE Tier 1
211229634 | Central HP <5.4 tons | DAY & NIGHT | HRCU-A-CB (Split System: Heat Pump with Remote Outdoor Unit-Air-Source) | DLCURAH36ABK |  |  | EA*4X48L24A* | OLV112A16A | 35800 | 15.5 | 8.5 | 38500 | 34800 | 90.39% | 2.04 | 0 | 10 |  |  |  | No | R-410A | 2.9833 | Residential & Commercial | Ducted CEE Tier 1
211227982 | Central HP <5.4 tons | DAY & NIGHT | HRCU-A-CB (Split System: Heat Pump with Remote Outdoor Unit-Air-Source) | DLCURAH36ABK |  |  | EA*4X42L24A* | *92ESN1002122A* | 36800 | 15.2 | 8.5 | 40000 | 35200 | 88% | 1.94 | 0 | 10 |  |  |  | No | R-410A | 3.0667 | Residential & Commercial | Ducted CEE Tier 1
211228299 | Central HP <5.4 tons | DAY & NIGHT | HRCU-A-CB (Split System: Heat Pump with Remote Outdoor Unit-Air-Source) | DLCURAH36ABK |  |  | EA*4X43L21A* | *80VSL0451716A* | 36200 | 15.5 | 8.5 | 38500 | 34800 | 90.39% | 2.06 | 0 | 10 |  |  |  | No | R-410A | 3.0167 | Residential & Commercial | Ducted CEE Tier 1
211230087 | Central HP <5.4 tons | DAY & NIGHT | HRCU-A-CB (Split System: Heat Pump with Remote Outdoor Unit-Air-Source) | DLCURAH36ABK |  |  | EN(A,D,W)4X48L21** | *80VTL1102122A* | 37000 | 16 | 8.1 | 39500 | 35000 | 88.61% | 2.06 | 0 | 10.5 |  |  |  | No | R-410A | 3.0833 | Residential & Commercial | Ducted CEE Tier 1
211230254 | Central HP <5.4 tons | DAY & NIGHT | HRCU-A-CB (Split System: Heat Pump with Remote Outdoor Unit-Air-Source) | DLCURAH36ABK |  |  | EN(A,D,W)4X48L21** | *96VSN1002120A* | 36200 | 16 | 8.1 | 38500 | 34800 | 90.39% | 2.02 | 0 | 10 |  |  |  | No | R-410A | 3.0167 | Residential & Commercial | Ducted CEE Tier 1
211230704 | Central HP <5.4 tons | DAY & NIGHT | HRCU-A-CB (Split System: Heat Pump with Remote Outdoor Unit-Air-Source) | DLCURAH36ABK |  |  | EN(A,D)4X48L24** | *96VSN1002120A* | 36200 | 16 | 8.1 | 38500 | 34800 | 90.39% | 2.02 | 0 | 10 |  |  |  | No | R-410A | 3.0167 | Residential & Commercial | Ducted CEE Tier 1
213079861 | Central HP <5.4 tons | HEIL | HRCU-A-CB (Split System: Heat Pump with Remote Outdoor Unit-Air-Source) | DLCURAH36ABK |  |  | EA*4X42L21A* | *92MSN1002122A* | 35400 | 16.5 | 8.1 | 38500 | 35000 | 90.91% | 1.88 | 0 | 10 |  |  |  | No | R-410A | 2.95 | Residential & Commercial | Ducted CEE Tier 1
213079879 | Central HP <5.4 tons | HEIL | HRCU-A-CB (Split System: Heat Pump with Remote Outdoor Unit-Air-Source) | DLCURAH36ABK |  |  | EA*4X43L21A* | *92MSN1002122A* | 36200 | 16.5 | 8.5 | 38000 | 34800 | 91.58% | 2.04 | 0 | 10 |  |  |  | No | R-410A | 3.0167 | Residential & Commercial | Ducted CEE Tier 1
213069367 | Central HP <5.4 tons | ACIQ | HRCU-A-CB (Split System: Heat Pump with Remote Outdoor Unit-Air-Source) | DLCURAH36ABK |  |  | EA*4X42L24A* | *80VSL1102422A* | 35400 | 16.5 | 8.1 | 38500 | 35000 | 90.91% | 1.88 | 0 | 10 |  |  |  | No | R-410A | 2.95 | Residential & Commercial | Ducted CEE Tier 1
213069381 | Central HP <5.4 tons | ACIQ | HRCU-A-CB (Split System: Heat Pump with Remote Outdoor Unit-Air-Source) | DLCURAH36ABK |  |  | EA*4X42L24A* | *96VSN0802120A* | 35600 | 16 | 8.1 | 38500 | 35000 | 90.91% | 1.9 | 0 | 10 |  |  |  | No | R-410A | 2.9667 | Residential & Commercial | Ducted CEE Tier 1
213779656 | Central HP <5.4 tons | BRYANT HEATING AND COOLING SYSTEMS | HRCU-A-CB (Split System: Heat Pump with Remote Outdoor Unit-Air-Source) | 288BNV037*0**A* |  |  | CAP**6121AL*+UI | 88*TB60090C21*** | 33200 | 17.5 | 8.5 | 32000 | 24800 | 77.5% | 1.98 | 0 | 11.7 |  |  |  | No | R-410A | 2.7667 | Residential & Commercial | Ducted CEE Tier 1
213779486 | Central HP <5.4 tons | BRYANT HEATING AND COOLING SYSTEMS | HRCU-A-CB (Split System: Heat Pump with Remote Outdoor Unit-Air-Source) | 288BNV037*0**A* |  |  | CAP**4824AL*+UI | 88*TB60090C21*** | 32400 | 17 | 8.5 | 32200 | 24800 | 77.02% | 1.98 | 0 | 11.5 |  |  |  | No | R-410A | 2.7 | Residential & Commercial | Ducted CEE Tier 1
213779536 | Central HP <5.4 tons | BRYANT HEATING AND COOLING SYSTEMS | HRCU-A-CB (Split System: Heat Pump with Remote Outdoor Unit-Air-Source) | 288BNV037*0**A* |  |  | CAP**4824AL*+UI | 986TD66100C21*** | 32400 | 17 | 8.5 | 32200 | 24800 | 77.02% | 1.98 | 0 | 11 |  |  |  | No | R-410A | 2.7 | Residential & Commercial | Ducted CEE Tier 1
215667827 | Central HP <5.4 tons | TEMPSTAR | HRCU-A-CB (Split System: Heat Pump with Remote Outdoor Unit-Air-Source) | T5H0V24*K*AAA* |  |  | EA*5X37M21A*+WALLCON | *80CSU0601716A* | 24000 | 17.5 | 9 | 23200 | 16300 | 70.26% | 2.02 | 0 | 10.5 |  |  |  | No | R-454B | 2 | Residential & Commercial | Ducted CEE Tier 1
213077155 | Central HP <5.4 tons | CARRIER | HRCU-A-CB (Split System: Heat Pump with Remote Outdoor Unit-Air-Source) | 38MURAQ36AB3* |  |  | CAP**4221AL* | 59SP6B100V21**20 | 35400 | 16 | 8.1 | 38500 | 35200 | 91.43% | 1.88 | 0 | 10 |  |  |  | No | R-410A | 2.95 | Residential & Commercial | Ducted CEE Tier 1
213077185 | Central HP <5.4 tons | CARRIER | HRCU-A-CB (Split System: Heat Pump with Remote Outdoor Unit-Air-Source) | 38MURAQ36AB3* |  |  | CAP**4824AL* | 59SP6B100V21**20 | 35800 | 16 | 8.5 | 38000 | 34800 | 91.58% | 2.02 | 0 | 10 |  |  |  | No | R-410A | 2.9833 | Residential & Commercial | Ducted CEE Tier 1
212981532 | Central HP <5.4 tons | CARRIER | HRCU-A-CB (Split System: Heat Pump with Remote Outdoor Unit-Air-Source) | 38MURAQ36AB3* |  |  | CAP**4821AL* | 58SU*B040M17**12 | 35600 | 16 | 8.5 | 37800 | 34600 | 91.53% | 2.04 | 0 | 10 |  |  |  | No | R-410A | 2.9667 | Residential & Commercial | Ducted CEE Tier 1
212982084 | Central HP <5.4 tons | CARRIER | HRCU-A-CB (Split System: Heat Pump with Remote Outdoor Unit-Air-Source) | 38MURAQ36AB3* |  |  | CAP**4821AL* | 58SU*B060M17**16 | 35600 | 16.5 | 8.5 | 37800 | 34600 | 91.53% | 2.06 | 0 | 10 |  |  |  | No | R-410A | 2.9667 | Residential & Commercial | Ducted CEE Tier 1
211226133 | Central HP <5.4 tons | CARRIER | HRCU-A-CB (Split System: Heat Pump with Remote Outdoor Unit-Air-Source) | 38MURAQ36AB3* |  |  | CAP**3721AL* | 58SU*A080E21**20 | 37400 | 15.5 | 8.5 | 39000 | 35000 | 89.74% | 2.16 | 0 | 10 |  |  |  | No | R-410A | 3.1167 | Residential & Commercial | Ducted CEE Tier 1
211226134 | Central HP <5.4 tons | CARRIER | HRCU-A-CB (Split System: Heat Pump with Remote Outdoor Unit-Air-Source) | 38MURAQ36AB3* |  |  | CAP**3721AL* | 59SC2D100E21**22 | 37400 | 15.5 | 8.5 | 39000 | 35000 | 89.74% | 2.16 | 0 | 10 |  |  |  | No | R-410A | 3.1167 | Residential & Commercial | Ducted CEE Tier 1
212982600 | Central HP <5.4 tons | CARRIER | HRCU-A-CB (Split System: Heat Pump with Remote Outdoor Unit-Air-Source) | 38MURAQ36AB3* |  |  | CAP**4824AL* | 58SU*B080M21**20 | 35600 | 16.5 | 8.5 | 37800 | 34600 | 91.53% | 2.06 | 0 | 10 |  |  |  | No | R-410A | 2.9667 | Residential & Commercial | Ducted CEE Tier 1
211227978 | Central HP <5.4 tons | BRYANT HEATING AND COOLING SYSTEMS | HRCU-A-CB (Split System: Heat Pump with Remote Outdoor Unit-Air-Source) | 38MURAQ36AB3* |  |  | CAP**4224AL* | 912SD66100E21*** | 36800 | 15.2 | 8.5 | 40000 | 35200 | 88% | 1.94 | 0 | 10 |  |  |  | No | R-410A | 3.0667 | Residential & Commercial | Ducted CEE Tier 1
215669368 | Central HP <5.4 tons | DAY & NIGHT | HRCU-A-CB (Split System: Heat Pump with Remote Outdoor Unit-Air-Source) | C5H0V36*K*AAA* |  |  | EA*5X60M24A*+WALLCON | *97CMN0602120B* | 34200 | 18 | 9 | 34400 | 25000 | 72.67% | 1.9 | 0 | 10 |  |  |  | No | R-454B | 2.85 | Residential & Commercial | Ducted CEE Tier 1
215669688 | Central HP <5.4 tons | DAY & NIGHT | HRCU-A-CB (Split System: Heat Pump with Remote Outdoor Unit-Air-Source) | C5H0V36*K*AAA* |  |  | EA*5X61M24A*+WALLCON | *97CMN0602120B* | 34600 | 18 | 9 | 34600 | 25000 | 72.25% | 1.9 | 0 | 10 |  |  |  | No | R-454B | 2.8833 | Residential & Commercial | Ducted CEE Tier 1
213069424 | Central HP <5.4 tons | ACIQ | HRCU-A-CB (Split System: Heat Pump with Remote Outdoor Unit-Air-Source) | DLCURAH36ABK |  |  | EA*4X43L21A* | *95ESU0601716A* | 36800 | 15.5 | 8.5 | 38500 | 34800 | 90.39% | 2.1 | 0 | 10 |  |  |  | No | R-410A | 3.0667 | Residential & Commercial | Ducted CEE Tier 1
213069431 | Central HP <5.4 tons | ACIQ | HRCU-A-CB (Split System: Heat Pump with Remote Outdoor Unit-Air-Source) | DLCURAH36ABK |  |  | EA*4X43L21A* | *96VTN1002122A* | 36800 | 16.5 | 8.5 | 38500 | 34800 | 90.39% | 2.1 | 0 | 10 |  |  |  | No | R-410A | 3.0667 | Residential & Commercial | Ducted CEE Tier 1
213069456 | Central HP <5.4 tons | ACIQ | HRCU-A-CB (Split System: Heat Pump with Remote Outdoor Unit-Air-Source) | DLCURAH36ABK |  |  | EA*4X48L21A* | *92ESN0802120A* | 35600 | 16.5 | 8.5 | 37800 | 34600 | 91.53% | 2.04 | 0 | 10 |  |  |  | No | R-410A | 2.9667 | Residential & Commercial | Ducted CEE Tier 1
213069474 | Central HP <5.4 tons | ACIQ | HRCU-A-CB (Split System: Heat Pump with Remote Outdoor Unit-Air-Source) | DLCURAH36ABK |  |  | EA*4X48L21A* | *96VTN1002120A* | 36200 | 15.5 | 8.5 | 38500 | 34800 | 90.39% | 2.08 | 0 | 10 |  |  |  | No | R-410A | 3.0167 | Residential & Commercial | Ducted CEE Tier 1
216440350 | Central HP <5.4 tons | TRANE | HRCU-A-CB (Split System: Heat Pump with Remote Outdoor Unit-Air-Source) | 5TWV0X48A1 |  |  | 5TXCC007AS3 | S9V2C100U5VSB+LRP | 44000 | 20 | 9.7 | 46500 | 33400 | 71.83% | 2.1 | 0 | 12 |  |  |  | No | R-454B | 3.6667 | Residential & Commercial | Ducted CEE Tier 1
216440382 | Central HP <5.4 tons | TRANE | HRCU-A-CB (Split System: Heat Pump with Remote Outdoor Unit-Air-Source) | 5TWV0X48A1 |  |  | 5TXCD008AS3 | S9V2C080U5PSC+LRP | 44000 | 20 | 9.7 | 46500 | 33400 | 71.83% | 2.1 | 0 | 12 |  |  |  | No | R-454B | 3.6667 | Residential & Commercial | Ducted CEE Tier 1
213781111 | Central HP <5.4 tons | DAY & NIGHT | HRCU-A-CB (Split System: Heat Pump with Remote Outdoor Unit-Air-Source) | CVH837GKA2* |  |  | EA*4X42L24A*+WALLCON | *80CTL1352422B* | 31800 | 17 | 8.1 | 33000 | 24200 | 73.33% | 1.88 | 0 | 11 |  |  |  | No | R-410A | 2.65 | Residential & Commercial | Ducted CEE Tier 1
211244259 | Central HP <5.4 tons | DAY & NIGHT | HRCU-A-CB (Split System: Heat Pump with Remote Outdoor Unit-Air-Source) | DLCURAH24ABK |  |  | EN(A,D)4X24L17** | OLV098A12* | 23000 | 16 | 8.5 | 26400 | 24600 | 93.18% | 2.04 | 0 | 10 |  |  |  | No | R-410A | 1.9167 | Residential & Commercial | Ducted CEE Tier 1
211244328 | Central HP <5.4 tons | DAY & NIGHT | HRCU-A-CB (Split System: Heat Pump with Remote Outdoor Unit-Air-Source) | DLCURAH24ABK |  |  | EN(A,D)4X30L14** | *95ESN0601412A* | 24200 | 15.5 | 8.1 | 26600 | 22800 | 85.71% | 1.86 | 0 | 10 |  |  |  | No | R-410A | 2.0167 | Residential & Commercial | Ducted CEE Tier 1
211244442 | Central HP <5.4 tons | DAY & NIGHT | HRCU-A-CB (Split System: Heat Pump with Remote Outdoor Unit-Air-Source) | DLCURAH24ABK |  |  | EN(A,D)4X30L17** | *96VSN0401410A* | 23400 | 16 | 8.1 | 25800 | 24000 | 93.02% | 2 | 0 | 10 |  |  |  | No | R-410A | 1.95 | Residential & Commercial | Ducted CEE Tier 1
211240282 | Central HP <5.4 tons | DAY & NIGHT | HRCU-A-CB (Split System: Heat Pump with Remote Outdoor Unit-Air-Source) | DLCURAH24ABK |  |  | EA*4X24L14A* | *95ESN0601412A* | 24000 | 15.5 | 8.5 | 27200 | 23600 | 86.76% | 1.92 | 0 | 10 |  |  |  | No | R-410A | 2 | Residential & Commercial | Ducted CEE Tier 1
211241015 | Central HP <5.4 tons | DAY & NIGHT | HRCU-A-CB (Split System: Heat Pump with Remote Outdoor Unit-Air-Source) | DLCURAH24ABK |  |  | EA*4X25L17A* | *95ESN0601412A* | 25000 | 16 | 8.5 | 26000 | 21000 | 80.77% | 1.76 | 0 | 10 |  |  |  | No | R-410A | 2.0833 | Residential & Commercial | Ducted CEE Tier 1
211244527 | Central HP <5.4 tons | DAY & NIGHT | HRCU-A-CB (Split System: Heat Pump with Remote Outdoor Unit-Air-Source) | DLCURAH24ABK |  |  | EN(A,D)4X30L17** | *80VSL0701716A* | 23800 | 16.5 | 8.1 | 26000 | 23200 | 89.23% | 1.92 | 0 | 10.5 |  |  |  | No | R-410A | 1.9833 | Residential & Commercial | Ducted CEE Tier 1
211244878 | Central HP <5.4 tons | DAY & NIGHT | HRCU-A-CB (Split System: Heat Pump with Remote Outdoor Unit-Air-Source) | DLCURAH24ABK |  |  | EN(A,D,W)4X36L17** | *96VSN0401410A* | 23400 | 16 | 8.1 | 25800 | 24000 | 93.02% | 2 | 0 | 10 |  |  |  | No | R-410A | 1.95 | Residential & Commercial | Ducted CEE Tier 1
216571196 | Central HP <5.4 tons | TRANE | HRCU-A-CB (Split System: Heat Pump with Remote Outdoor Unit-Air-Source) | 5TWV8X24A1 |  |  | 5PX*B006AS3 | L8V1B080U4VSB+LRP | 22000 | 18.1 | 8.5 | 23000 | 18600 | 80.87% | 2.2 | 0 | 11.5 |  |  |  | No | R-454B | 1.8333 | Residential & Commercial | Ducted CEE Tier 1
212396506 | Central HP <5.4 tons | Panasonic | HRCU-A-C (Split System: Heat Pump with Remote Outdoor Unit with No Indoor Fan --Air Source) | CU-HE30YAHK6 |  |  | CS-HE30YAC6 |  | 30000 | 15.5 | 9.7 | 33000 | 27000 | 81.82% | 1.85 | 10.7 | 10.5 |  |  |  | No | R-410A | 2.5 | Residential & Commercial | Ducted CEE Tier 1
214720182 | Central HP <5.4 tons | CHAMPION HEATING AND COOLING | HRCU-A-CB (Split System: Heat Pump with Remote Outdoor Unit-Air-Source) | HH860E2S11 |  |  | CTU60C5XGS1+TXV | TMLE120C16MP11 | 44500 | 18 | 9 | 45500 | 34200 | 75.16% | 2 | 0 | 11 |  |  |  | No | R-454B | 3.7083 | Residential & Commercial | Ducted CEE Tier 1
214720112 | Central HP <5.4 tons | CHAMPION HEATING AND COOLING | HRCU-A-CB (Split System: Heat Pump with Remote Outdoor Unit-Air-Source) | HH860E2S11 |  |  | CTU60C5XGS1+TXV | TM8E100C20MP11 | 44500 | 17 | 9 | 45000 | 33800 | 75.11% | 2 | 0 | 11.7 |  |  |  | No | R-454B | 3.7083 | Residential & Commercial | Ducted CEE Tier 1
214606552 | Central HP <5.4 tons | COLEMAN | HRCU-A-C (Split System: Heat Pump with Remote Outdoor Unit with No Indoor Fan --Air Source) | HH860E2S11 |  |  | CTF60C5CHS1 |  | 54000 | 15.2 | 8.1 | 55000 | 40000 | 72.73% | 2 | 0 | 11 |  |  |  | No | R-454B | 4.5 | Residential & Commercial | Ducted CEE Tier 1
213781361 | Central HP <5.4 tons | DAY & NIGHT | HRCU-A-CB (Split System: Heat Pump with Remote Outdoor Unit-Air-Source) | CVH837GKA2* |  |  | EA*4X48L21A*+WALLCON | *97CMN1002122B* | 32400 | 17 | 8.1 | 32600 | 24800 | 76.07% | 1.98 | 0 | 11 |  |  |  | No | R-410A | 2.7 | Residential & Commercial | Ducted CEE Tier 1
213781411 | Central HP <5.4 tons | DAY & NIGHT | HRCU-A-CB (Split System: Heat Pump with Remote Outdoor Unit-Air-Source) | CVH837GKA2* |  |  | EA*4X48L24A*+WALLCON | *80CTL1102120B* | 32400 | 17.5 | 8.5 | 32200 | 24800 | 77.02% | 1.98 | 0 | 11.5 |  |  |  | No | R-410A | 2.7 | Residential & Commercial | Ducted CEE Tier 1
213782181 | Central HP <5.4 tons | DAY & NIGHT | HRCU-A-CB (Split System: Heat Pump with Remote Outdoor Unit-Air-Source) | CVH837GKA2* |  |  | EHD4X48AAL+WALLCON | *96CTN0801714B* | 32600 | 16.5 | 8.1 | 33000 | 25000 | 75.76% | 1.94 | 0 | 11 |  |  |  | No | R-410A | 2.7167 | Residential & Commercial | Ducted CEE Tier 1
213782281 | Central HP <5.4 tons | DAY & NIGHT | HRCU-A-CB (Split System: Heat Pump with Remote Outdoor Unit-Air-Source) | CVH837GKA2* |  |  | EHD4X60AAL+WALLCON | *95CSU0601716B* | 32800 | 16.5 | 8.1 | 32200 | 25000 | 77.64% | 1.96 | 0 | 11 |  |  |  | No | R-410A | 2.7333 | Residential & Commercial | Ducted CEE Tier 1
213782331 | Central HP <5.4 tons | DAY & NIGHT | HRCU-A-CB (Split System: Heat Pump with Remote Outdoor Unit-Air-Source) | CVH837GKA2* |  |  | EHD4X60AAL+WALLCON | *96CTN0601714B* | 32800 | 16.5 | 8.1 | 32400 | 25000 | 77.16% | 1.96 | 0 | 11 |  |  |  | No | R-410A | 2.7333 | Residential & Commercial | Ducted CEE Tier 1
213080070 | Central HP <5.4 tons | HEIL | HRCU-A-CB (Split System: Heat Pump with Remote Outdoor Unit-Air-Source) | DLCURAH36ABK |  |  | EA*4X48L21A* | *96MSN0801716A* | 35800 | 15.5 | 8.5 | 38000 | 34800 | 91.58% | 2.02 | 0 | 10 |  |  |  | No | R-410A | 2.9833 | Residential & Commercial | Ducted CEE Tier 1
213069581 | Central HP <5.4 tons | ACIQ | HRCU-A-CB (Split System: Heat Pump with Remote Outdoor Unit-Air-Source) | DLCURAH36ABK |  |  | EN(A,D)4X48L24** | *80ES(N,L)1102420A* | 36000 | 16.5 | 8.1 | 38500 | 34800 | 90.39% | 2.02 | 0 | 10.5 |  |  |  | No | R-410A | 3 | Residential & Commercial | Ducted CEE Tier 1
214575798 | Central HP <5.4 tons | BRYANT HEATING AND COOLING SYSTEMS | HRCU-A-CB (Split System: Heat Pump with Remote Outdoor Unit-Air-Source) | 284ANV036*0**B* |  |  | CNPV*3621AL*+UI | 986TD60080C21*** | 32800 | 18.5 | 9 | 38500 | 27000 | 70.13% | 1.94 | 0 | 12 |  |  |  | No | R-410A | 2.7333 | Residential & Commercial | Ducted CEE Tier 1
211244896 | Central HP <5.4 tons | DAY & NIGHT | HRCU-A-CB (Split System: Heat Pump with Remote Outdoor Unit-Air-Source) | DLCURAH24ABK |  |  | EN(A,D,W)4X36L17** | *96VSN0601412A* | 23600 | 16.5 | 8.1 | 25800 | 23800 | 92.25% | 1.98 | 0 | 10 |  |  |  | No | R-410A | 1.9667 | Residential & Commercial | Ducted CEE Tier 1
211244926 | Central HP <5.4 tons | DAY & NIGHT | HRCU-A-CB (Split System: Heat Pump with Remote Outdoor Unit-Air-Source) | DLCURAH24ABK |  |  | EN(A,D,W)4X36L17** | *80ES(N,L)0701716A* | 24800 | 16 | 8.1 | 26800 | 22200 | 82.84% | 1.82 | 0 | 10.5 |  |  |  | No | R-410A | 2.0667 | Residential & Commercial | Ducted CEE Tier 1
212971225 | Central HP <5.4 tons | HEIL | HRCU-A-CB (Split System: Heat Pump with Remote Outdoor Unit-Air-Source) | DLCURAH24ABK |  |  | EN(A,D)4X30L14** | *80VTL0451412B* | 23400 | 17 | 8.1 | 25800 | 24400 | 94.57% | 2.04 | 0 | 10 |  |  |  | No | R-410A | 1.95 | Residential & Commercial | Ducted CEE Tier 1
212971628 | Central HP <5.4 tons | HEIL | HRCU-A-CB (Split System: Heat Pump with Remote Outdoor Unit-Air-Source) | DLCURAH24ABK |  |  | EA*4X24L17A* | *80VTL0701716B* | 23400 | 17 | 8.5 | 27000 | 26200 | 97.04% | 2.22 | 0 | 10 |  |  |  | No | R-410A | 1.95 | Residential & Commercial | Ducted CEE Tier 1
211240905 | Central HP <5.4 tons | AIRQUEST | HRCU-A-CB (Split System: Heat Pump with Remote Outdoor Unit-Air-Source) | DLCURAH24ABK |  |  | EA*4X25L17A* | *80VSL0451716A* | 24800 | 16.5 | 8.5 | 25600 | 21200 | 82.81% | 1.78 | 0 | 10 |  |  |  | No | R-410A | 2.0667 | Residential & Commercial | Ducted CEE Tier 1
211241289 | Central HP <5.4 tons | AIRQUEST | HRCU-A-CB (Split System: Heat Pump with Remote Outdoor Unit-Air-Source) | DLCURAH24ABK |  |  | EA*4X30L14A* | *95ESN0601412A* | 24200 | 15.5 | 8.5 | 26600 | 22800 | 85.71% | 1.86 | 0 | 10 |  |  |  | No | R-410A | 2.0167 | Residential & Commercial | Ducted CEE Tier 1
214243235 | Central HP <5.4 tons | CARRIER | HRCU-A-CB (Split System: Heat Pump with Remote Outdoor Unit-Air-Source) | 25VNA825A*031* |  |  | CNPV*4824AL*+UI | 59MN7C120C24**22 | 24200 | 17 | 8.1 | 21200 | 16600 | 78.3% | 2 | 0 | 11 |  |  |  | No | R-410A | 2.0167 | Residential & Commercial | Ducted CEE Tier 1
214397160 | Central HP <5.4 tons | COLEMAN | HRCU-A-CB (Split System: Heat Pump with Remote Outdoor Unit-Air-Source) | HH824E2S11 |  |  | CTF30B5ACS1 | CPLC080B12MP13 | 23000 | 17 | 9.5 | 23000 | 17900 | 77.83% | 2 | 0 | 12 |  |  |  | No | R-454B | 1.9167 | Residential & Commercial | Ducted CEE Tier 1
214584575 | Central HP <5.4 tons | JOHNSON CONTROLS | HRCU-A-CB (Split System: Heat Pump with Remote Outdoor Unit-Air-Source) | HH824E2S11 |  |  | CTM30B5ACS1 | Z8ES100B12SMPS1 | 23000 | 18 | 9.5 | 23000 | 19400 | 84.35% | 2 | 0 | 12 |  |  |  | No | R-454B | 1.9167 | Residential & Commercial | Ducted CEE Tier 1
211389363 | Central HP <5.4 tons | LUXAIRE | HRCU-A-CB (Split System: Heat Pump with Remote Outdoor Unit-Air-Source) | HMH72B341 |  |  | XAFC36DXXN1+TXV | TM8Y120C20MP11 | 34000 | 17.5 | 8.5 | 33800 | 23800 | 70.41% | 2.1 | 0 | 10 |  |  |  | No | R-410A | 2.8333 | Residential & Commercial | Ducted CEE Tier 1
214779598 | Central HP <5.4 tons | CHAMPION HEATING AND COOLING | HRCU-A-CB (Split System: Heat Pump with Remote Outdoor Unit-Air-Source) | HMH72B341 |  |  | XAHB36DBCN1 | Z9ES080B12SMPS1 | 33000 | 17 | 8.5 | 32000 | 22400 | 70% | 1.8 | 0 | 10 |  |  |  | No | R-410A | 2.75 | Residential & Commercial | Ducted CEE Tier 1
213067600 | Central HP <5.4 tons | ACIQ | HRCU-A-CB (Split System: Heat Pump with Remote Outdoor Unit-Air-Source) | HVH825GKA2* |  |  | EN(A,D)4X48L24**+WALLCON | *96CTN1002122A* | 24200 | 17 | 8.1 | 21400 | 16600 | 77.57% | 2.02 | 0 | 11.5 |  |  |  | No | R-410A | 2.0167 | Residential & Commercial | Ducted CEE Tier 1
213067625 | Central HP <5.4 tons | ACIQ | HRCU-A-CB (Split System: Heat Pump with Remote Outdoor Unit-Air-Source) | HVH825GKA2* |  |  | EN(A,D,W)4X48L21**+WALLCON | *80CTL0701716A* | 24200 | 17 | 8.1 | 21400 | 16600 | 77.57% | 2.02 | 0 | 11 |  |  |  | No | R-410A | 2.0167 | Residential & Commercial | Ducted CEE Tier 1
210598002 | Central HP <5.4 tons | AIRQUEST | HRCU-A-CB (Split System: Heat Pump with Remote Outdoor Unit-Air-Source) | HVH825GKA2* |  |  | EA*4X48L21A*+WALLCON | *80CSU0601716A* | 24000 | 17 | 8.1 | 21000 | 16600 | 79.05% | 2.02 | 0 | 11 |  |  |  | No | R-410A | 2 | Residential & Commercial | Ducted CEE Tier 1
214810249 | Central HP <5.4 tons | JOHNSON CONTROLS | HRCU-A-CB (Split System: Heat Pump with Remote Outdoor Unit-Air-Source) | HH824E2S11 |  |  | CTM36B5ADS1 | TM8V080B12MP12 | 23000 | 17 | 9 | 23000 | 17700 | 76.96% | 2 | 0 | 12 |  |  |  | No | R-454B | 1.9167 | Residential & Commercial | Ducted CEE Tier 1
211392836 | Central HP <5.4 tons | CHAMPION HEATING AND COOLING | HRCU-A-CB (Split System: Heat Pump with Remote Outdoor Unit-Air-Source) | HMH72B341 |  |  | XAFB36DXXN1+TXV | TM8E040A12MP11 | 34000 | 18 | 8.1 | 33600 | 23800 | 70.83% | 2.06 | 0 | 10 |  |  |  | No | R-410A | 2.8333 | Residential & Commercial | Ducted CEE Tier 1
211393756 | Central HP <5.4 tons | CHAMPION HEATING AND COOLING | HRCU-A-CB (Split System: Heat Pump with Remote Outdoor Unit-Air-Source) | HMH72B341 |  |  | XAFA30DXXN1+TXV | TM8E040A12MP11 | 33800 | 18 | 8.1 | 33600 | 23600 | 70.24% | 2.04 | 0 | 10 |  |  |  | No | R-410A | 2.8167 | Residential & Commercial | Ducted CEE Tier 1
214584590 | Central HP <5.4 tons | JOHNSON CONTROLS | HRCU-A-CB (Split System: Heat Pump with Remote Outdoor Unit-Air-Source) | HH836E2S11 |  |  | CTF36B5CDS1 | Z8ET080B12LMPS1 | 33200 | 19 | 9 | 30400 | 24800 | 81.58% | 2 | 0 | 11.7 |  |  |  | No | R-454B | 2.7667 | Residential & Commercial | Ducted CEE Tier 1
214720142 | Central HP <5.4 tons | CHAMPION HEATING AND COOLING | HRCU-A-CB (Split System: Heat Pump with Remote Outdoor Unit-Air-Source) | HH836E2S11 |  |  | CTU48C5XFS1+TXV | Z8ES100C20SMPS1 | 34400 | 19 | 9 | 32000 | 25400 | 79.38% | 2 | 0 | 11 |  |  |  | No | R-454B | 2.8667 | Residential & Commercial | Ducted CEE Tier 1
213069590 | Central HP <5.4 tons | ACIQ | HRCU-A-CB (Split System: Heat Pump with Remote Outdoor Unit-Air-Source) | DLCURAH36ABK |  |  | EN(A,D)4X48L24** | *80VTL0902120A* | 35800 | 16.5 | 8.1 | 38500 | 34800 | 90.39% | 2 | 0 | 10 |  |  |  | No | R-410A | 2.9833 | Residential & Commercial | Ducted CEE Tier 1
213080154 | Central HP <5.4 tons | HEIL | HRCU-A-CB (Split System: Heat Pump with Remote Outdoor Unit-Air-Source) | DLCURAH36ABK |  |  | EA*4X37L21A* | *96MSN0802120A* | 36400 | 16 | 8.5 | 38000 | 34800 | 91.58% | 2.06 | 0 | 10 |  |  |  | No | R-410A | 3.0333 | Residential & Commercial | Ducted CEE Tier 1
211230521 | Central HP <5.4 tons | HEIL | HRCU-A-CB (Split System: Heat Pump with Remote Outdoor Unit-Air-Source) | DLCURAH36ABK |  |  | EN(A,D)4X48L24** | *80VSL0902420A* | 35800 | 16.5 | 8.1 | 38500 | 34800 | 90.39% | 2 | 0 | 10 |  |  |  | No | R-410A | 2.9833 | Residential & Commercial | Ducted CEE Tier 1
211230705 | Central HP <5.4 tons | HEIL | HRCU-A-CB (Split System: Heat Pump with Remote Outdoor Unit-Air-Source) | DLCURAH36ABK |  |  | EN(A,D)4X48L24** | *96VSN1002120A* | 36200 | 16 | 8.1 | 38500 | 34800 | 90.39% | 2.02 | 0 | 10 |  |  |  | No | R-410A | 3.0167 | Residential & Commercial | Ducted CEE Tier 1
213079256 | Central HP <5.4 tons | HEIL | HRCU-A-CB (Split System: Heat Pump with Remote Outdoor Unit-Air-Source) | DLCURAH36ABK |  |  | EA*4X43L21A* | *80MSU0802120A* | 36600 | 16.5 | 8.5 | 38000 | 34600 | 91.05% | 2.08 | 0 | 10 |  |  |  | No | R-410A | 3.05 | Residential & Commercial | Ducted CEE Tier 1
213079574 | Central HP <5.4 tons | HEIL | HRCU-A-CB (Split System: Heat Pump with Remote Outdoor Unit-Air-Source) | DLCURAH36ABK |  |  | EA*4X43L21A* | *92MSN0801716A* | 36200 | 16.5 | 8.5 | 38000 | 34800 | 91.58% | 2.04 | 0 | 10 |  |  |  | No | R-410A | 3.0167 | Residential & Commercial | Ducted CEE Tier 1
212976800 | Central HP <5.4 tons | HEIL | HRCU-A-CB (Split System: Heat Pump with Remote Outdoor Unit-Air-Source) | DLCURAH36ABK |  |  | EA*4X48L21A* | *96VTN1002120B* | 35800 | 16.5 | 8.5 | 37800 | 34600 | 91.53% | 2.02 | 0 | 10 |  |  |  | No | R-410A | 2.9833 | Residential & Commercial | Ducted CEE Tier 1
213779196 | Central HP <5.4 tons | BRYANT HEATING AND COOLING SYSTEMS | HRCU-A-CB (Split System: Heat Pump with Remote Outdoor Unit-Air-Source) | 288BNV037*0**A* |  |  | CAP**4224AL*+UI | 88*TB66135C24*** | 31800 | 17 | 8.1 | 33000 | 24200 | 73.33% | 1.88 | 0 | 11 |  |  |  | No | R-410A | 2.65 | Residential & Commercial | Ducted CEE Tier 1
213780266 | Central HP <5.4 tons | BRYANT HEATING AND COOLING SYSTEMS | HRCU-A-CB (Split System: Heat Pump with Remote Outdoor Unit-Air-Source) | 288BNV037*0**A* |  |  | CSPH*4812AL*+UI | 986TD42080C17*** | 32600 | 16.5 | 8.1 | 33000 | 25000 | 75.76% | 1.94 | 0 | 11 |  |  |  | No | R-410A | 2.7167 | Residential & Commercial | Ducted CEE Tier 1
213778986 | Central HP <5.4 tons | BRYANT HEATING AND COOLING SYSTEMS | HRCU-A-CB (Split System: Heat Pump with Remote Outdoor Unit-Air-Source) | 288BNV037*0**A* |  |  | CAP**3721AL*+UI | 935CB48060C17*** | 32800 | 17 | 8.5 | 33000 | 25200 | 76.36% | 1.96 | 0 | 11 |  |  |  | No | R-410A | 2.7333 | Residential & Commercial | Ducted CEE Tier 1
213779136 | Central HP <5.4 tons | BRYANT HEATING AND COOLING SYSTEMS | HRCU-A-CB (Split System: Heat Pump with Remote Outdoor Unit-Air-Source) | 288BNV037*0**A* |  |  | CAP**4221AL*+UI | 987MC66100C21*** | 31800 | 17 | 8.1 | 33000 | 24400 | 73.94% | 1.88 | 0 | 11 |  |  |  | No | R-410A | 2.65 | Residential & Commercial | Ducted CEE Tier 1
216440477 | Central HP <5.4 tons | AMERICAN STANDARD | HRCU-A-CB (Split System: Heat Pump with Remote Outdoor Unit-Air-Source) | 5A6V0X60A1 |  |  | 5PX*D010AS3 | S9V2C080U5PSC+LRP | 53000 | 18.6 | 9 | 54000 | 38000 | 70.37% | 2 | 0 | 10.5 |  |  |  | No | R-454B | 4.4167 | Residential & Commercial | Ducted CEE Tier 1
216440479 | Central HP <5.4 tons | AMERICAN STANDARD | HRCU-A-CB (Split System: Heat Pump with Remote Outdoor Unit-Air-Source) | 5A6V0X60A1 |  |  | 5PX*D010AS3 | S9V2D120U5PSC+LRP | 53000 | 18.8 | 9.4 | 53500 | 38000 | 71.03% | 2 | 0 | 10.5 |  |  |  | No | R-454B | 4.4167 | Residential & Commercial | Ducted CEE Tier 1
216440495 | Central HP <5.4 tons | AMERICAN STANDARD | HRCU-A-CB (Split System: Heat Pump with Remote Outdoor Unit-Air-Source) | 5A6V0X60A1 |  |  | 5TAMXD07AV51 |  | 52500 | 17 | 9 | 52500 | 37800 | 72% | 2 | 0 | 10 |  |  |  | No | R-454B | 4.375 | Residential & Commercial | Ducted CEE Tier 1
212984956 | Central HP <5.4 tons | HEIL | HRCU-A-CB (Split System: Heat Pump with Remote Outdoor Unit-Air-Source) | DLCURAH36ABK |  |  | EA*4X48L24A* | *92MSN0802120A* | 35800 | 16.5 | 8.5 | 37800 | 34600 | 91.53% | 2.02 | 0 | 10 |  |  |  | No | R-410A | 2.9833 | Residential & Commercial | Ducted CEE Tier 1
208127834 | Central HP <5.4 tons | Frigidaire | HRCU-A-CB (Split System: Heat Pump with Remote Outdoor Unit-Air-Source) | GXH24-36MSK4DH |  |  | GMH**-36MSK4DH1 |  | 34000 | 16 | 9 | 35000 | 28000 | 80% | 1.8 | 10 | 10 |  |  |  | No | R-410A | 2.8333 | Residential & Commercial | Ducted CEE Tier 1
213069396 | Central HP <5.4 tons | ACIQ | HRCU-A-CB (Split System: Heat Pump with Remote Outdoor Unit-Air-Source) | DLCURAH36ABK |  |  | EA*4X43L21A* | *80ES(N,L)0702116A* | 37200 | 15.5 | 8.5 | 38500 | 35000 | 90.91% | 2.12 | 0 | 10 |  |  |  | No | R-410A | 3.1 | Residential & Commercial | Ducted CEE Tier 1
213069444 | Central HP <5.4 tons | ACIQ | HRCU-A-CB (Split System: Heat Pump with Remote Outdoor Unit-Air-Source) | DLCURAH36ABK |  |  | EA*4X48L21A* | *80VSL0701716A* | 35600 | 16 | 8.1 | 37800 | 34600 | 91.53% | 2.04 | 0 | 10 |  |  |  | No | R-410A | 2.9667 | Residential & Commercial | Ducted CEE Tier 1
213076285 | Central HP <5.4 tons | HEIL | HRCU-A-CB (Split System: Heat Pump with Remote Outdoor Unit-Air-Source) | DLCURAH36ABK |  |  | EA*4X43L21A* | *95MSU1002122A* | 36400 | 16.5 | 8.5 | 38000 | 34800 | 91.58% | 2.06 | 0 | 10 |  |  |  | No | R-410A | 3.0333 | Residential & Commercial | Ducted CEE Tier 1
216440528 | Central HP <5.4 tons | TRANE | HRCU-A-CB (Split System: Heat Pump with Remote Outdoor Unit-Air-Source) | 5TWV0X60A1 |  |  | 5TXCD008AS3 | S9V2C080U5PSC+LRP | 52000 | 18.4 | 9 | 54500 | 38500 | 70.64% | 2 | 0 | 10 |  |  |  | No | R-454B | 4.3333 | Residential & Commercial | Ducted CEE Tier 1
211241848 | Central HP <5.4 tons | AIRQUEST | HRCU-A-CB (Split System: Heat Pump with Remote Outdoor Unit-Air-Source) | DLCURAH24ABK |  |  | EA*4X36L17A* | *96VSN0401712A* | 23400 | 16 | 8.5 | 25800 | 23600 | 91.47% | 1.96 | 0 | 10 |  |  |  | No | R-410A | 1.95 | Residential & Commercial | Ducted CEE Tier 1
213069933 | Central HP <5.4 tons | ACIQ | HRCU-A-CB (Split System: Heat Pump with Remote Outdoor Unit-Air-Source) | DLCURAH24ABK |  |  | EA*4X30L17A* | OMV112K14A | 24000 | 16 | 8.5 | 26400 | 23000 | 87.12% | 1.9 | 0 | 10 |  |  |  | No | R-410A | 2 | Residential & Commercial | Ducted CEE Tier 1
213070142 | Central HP <5.4 tons | ACIQ | HRCU-A-CB (Split System: Heat Pump with Remote Outdoor Unit-Air-Source) | DLCURAH24ABK |  |  | EA*4X36L17A* | *80ESU0601716A | 25000 | 16.5 | 8.5 | 26600 | 21800 | 81.95% | 1.82 | 0 | 10 |  |  |  | No | R-410A | 2.0833 | Residential & Commercial | Ducted CEE Tier 1
213070192 | Central HP <5.4 tons | ACIQ | HRCU-A-CB (Split System: Heat Pump with Remote Outdoor Unit-Air-Source) | DLCURAH24ABK |  |  | EA*4X36L21A* | *95ESU0401712A* | 23800 | 17 | 8.5 | 25800 | 23200 | 89.92% | 1.92 | 0 | 10 |  |  |  | No | R-410A | 1.9833 | Residential & Commercial | Ducted CEE Tier 1
213070249 | Central HP <5.4 tons | ACIQ | HRCU-A-CB (Split System: Heat Pump with Remote Outdoor Unit-Air-Source) | DLCURAH24ABK |  |  | EA*4X36L21A* | *96VTN0401712A* | 23400 | 16 | 8.5 | 25800 | 23600 | 91.47% | 1.94 | 0 | 10 |  |  |  | No | R-410A | 1.95 | Residential & Commercial | Ducted CEE Tier 1
213785116 | Central HP <5.4 tons | BRYANT HEATING AND COOLING SYSTEMS | HRCU-A-CB (Split System: Heat Pump with Remote Outdoor Unit-Air-Source) | 284ANV024*0**B* |  |  | CAP**3721AL*+UI | 88*TB60110C21*** | 24200 | 20 | 10.5 | 26400 | 19700 | 74.62% | 2.54 | 0 | 13 |  |  |  | No | R-410A | 2.0167 | Residential & Commercial | Ducted CEE Tier 1
212975415 | Central HP <5.4 tons | HEIL | HRCU-A-CB (Split System: Heat Pump with Remote Outdoor Unit-Air-Source) | DLCURAH18ABK |  |  | EA*4X25L17A* | *96VTN0601412B* | 17800 | 16.5 | 8.1 | 17600 | 17800 | 101.1% | 2.14 | 0 | 10.5 |  |  |  | No | R-410A | 1.4833 | Residential & Commercial | Ducted CEE Tier 1
211260656 | Central HP <5.4 tons | HEIL | HRCU-A-CB (Split System: Heat Pump with Remote Outdoor Unit-Air-Source) | DLCURAH18ABK |  |  | EA*4X24L17A* | OMV098J12* | 18200 | 16 | 9 | 19200 | 18800 | 97.92% | 2.26 | 0 | 10.5 |  |  |  | No | R-410A | 1.5167 | Residential & Commercial | Ducted CEE Tier 1
211261039 | Central HP <5.4 tons | HEIL | HRCU-A-CB (Split System: Heat Pump with Remote Outdoor Unit-Air-Source) | DLCURAH18ABK |  |  | EA*4X25L17A* | *92ESN0601714A* | 18300 | 16.5 | 8.5 | 18000 | 17500 | 97.22% | 2.12 | 0 | 11 |  |  |  | No | R-410A | 1.525 | Residential & Commercial | Ducted CEE Tier 1
211261505 | Central HP <5.4 tons | HEIL | HRCU-A-CB (Split System: Heat Pump with Remote Outdoor Unit-Air-Source) | DLCURAH18ABK |  |  | EA*4X30L14A* | *80ES(N,L)0701412A* | 17700 | 16.5 | 8.5 | 18200 | 18500 | 101.6% | 2.22 | 0 | 10.5 |  |  |  | No | R-410A | 1.475 | Residential & Commercial | Ducted CEE Tier 1
211261923 | Central HP <5.4 tons | HEIL | HRCU-A-CB (Split System: Heat Pump with Remote Outdoor Unit-Air-Source) | DLCURAH18ABK |  |  | EA*4X30L17A* | *96VTN0401410A* | 17500 | 16 | 8.5 | 18100 | 18600 | 102.8% | 2.24 | 0 | 10.5 |  |  |  | No | R-410A | 1.4583 | Residential & Commercial | Ducted CEE Tier 1
214239845 | Central HP <5.4 tons | HEIL | HRCU-A-CB (Split System: Heat Pump with Remote Outdoor Unit-Air-Source) | HVH837GKA** |  |  | EN(A,D,W)4X48L21**+WALLCON | *80CTL0451712B* | 32200 | 16.5 | 8.1 | 33200 | 25000 | 75.3% | 1.9 | 0 | 11 |  |  |  | No | R-410A | 2.6833 | Residential & Commercial | Ducted CEE Tier 1
214239895 | Central HP <5.4 tons | HEIL | HRCU-A-CB (Split System: Heat Pump with Remote Outdoor Unit-Air-Source) | HVH837GKA** |  |  | EN(A,D,W)4X48L21**+WALLCON | *95CSU0601716B* | 32200 | 17 | 8.1 | 33000 | 24800 | 75.15% | 1.92 | 0 | 11.5 |  |  |  | No | R-410A | 2.6833 | Residential & Commercial | Ducted CEE Tier 1
215669618 | Central HP <5.4 tons | DAY & NIGHT | HRCU-A-CB (Split System: Heat Pump with Remote Outdoor Unit-Air-Source) | C5H0V36*K*AAA* |  |  | EA*5X61M24A*+WALLCON | *80CSU1002120A* | 34800 | 18 | 9 | 34400 | 24800 | 72.09% | 1.92 | 0 | 10 |  |  |  | No | R-454B | 2.9 | Residential & Commercial | Ducted CEE Tier 1
215669648 | Central HP <5.4 tons | DAY & NIGHT | HRCU-A-CB (Split System: Heat Pump with Remote Outdoor Unit-Air-Source) | C5H0V36*K*AAA* |  |  | EA*5X61M24A*+WALLCON | *80CTL1102120B* | 35000 | 18.5 | 9 | 34400 | 24600 | 71.51% | 1.92 | 0 | 10.5 |  |  |  | No | R-454B | 2.9167 | Residential & Commercial | Ducted CEE Tier 1
215669668 | Central HP <5.4 tons | DAY & NIGHT | HRCU-A-CB (Split System: Heat Pump with Remote Outdoor Unit-Air-Source) | C5H0V36*K*AAA* |  |  | EA*5X61M24A*+WALLCON | *95CSU0802120B* | 34800 | 18 | 9 | 34400 | 24800 | 72.09% | 1.92 | 0 | 10 |  |  |  | No | R-454B | 2.9 | Residential & Commercial | Ducted CEE Tier 1
214397065 | Central HP <5.4 tons | COLEMAN | HRCU-A-CB (Split System: Heat Pump with Remote Outdoor Unit-Air-Source) | HH860E2S11 |  |  | CTM60C5CGS1 | TM9E080C16MP12 | 44500 | 18 | 9 | 45500 | 34400 | 75.6% | 2 | 0 | 11 |  |  |  | No | R-454B | 3.7083 | Residential & Commercial | Ducted CEE Tier 1
214397182 | Central HP <5.4 tons | COLEMAN | HRCU-A-CB (Split System: Heat Pump with Remote Outdoor Unit-Air-Source) | HH860E2S11 |  |  | CTM60D5CHS1 | TP9C120D20MP13 | 54000 | 19 | 9 | 54000 | 39000 | 72.22% | 2 | 0 | 11 |  |  |  | No | R-454B | 4.5 | Residential & Commercial | Ducted CEE Tier 1
214396599 | Central HP <5.4 tons | COLEMAN | HRCU-A-CB (Split System: Heat Pump with Remote Outdoor Unit-Air-Source) | HH860E2S11 |  |  | CTM60C5CGS1 | TM8E120C20MP11 | 44500 | 17 | 9 | 45000 | 33600 | 74.67% | 2 | 0 | 11.7 |  |  |  | No | R-454B | 3.7083 | Residential & Commercial | Ducted CEE Tier 1
214396649 | Central HP <5.4 tons | COLEMAN | HRCU-A-CB (Split System: Heat Pump with Remote Outdoor Unit-Air-Source) | HH860E2S11 |  |  | CTM60C5CGS1 | TPLC100C16MP13 | 44000 | 18 | 9 | 44500 | 33600 | 75.51% | 2 | 0 | 11.7 |  |  |  | No | R-454B | 3.6667 | Residential & Commercial | Ducted CEE Tier 1
214398446 | Central HP <5.4 tons | COLEMAN | HRCU-A-CB (Split System: Heat Pump with Remote Outdoor Unit-Air-Source) | HH860E2S11 |  |  | CTM60C5CHS1 | TMLE100C20MP11 | 53500 | 19 | 8.5 | 55000 | 39000 | 70.91% | 2 | 0 | 11 |  |  |  | No | R-454B | 4.4583 | Residential & Commercial | Ducted CEE Tier 1
214398664 | Central HP <5.4 tons | COLEMAN | HRCU-A-CB (Split System: Heat Pump with Remote Outdoor Unit-Air-Source) | HH860E2S11 |  |  | CTF60C5CGS1 | CPLC100C16MP13 | 43500 | 18 | 9 | 44000 | 33400 | 75.91% | 2 | 0 | 11.7 |  |  |  | No | R-454B | 3.625 | Residential & Commercial | Ducted CEE Tier 1
214609087 | Central HP <5.4 tons | COLEMAN | HRCU-A-CB (Split System: Heat Pump with Remote Outdoor Unit-Air-Source) | HH860E2S11 |  |  | CTF60C5CGS1 | Z9ES100C16SMPS1 | 45500 | 18 | 9 | 46500 | 34200 | 73.55% | 2 | 0 | 11 |  |  |  | No | R-454B | 3.7917 | Residential & Commercial | Ducted CEE Tier 1
214609106 | Central HP <5.4 tons | COLEMAN | HRCU-A-CB (Split System: Heat Pump with Remote Outdoor Unit-Air-Source) | HH860E2S11 |  |  | CTM60C5CHS1 | Z9ES080C20SMPS1 | 53500 | 19 | 8.5 | 54000 | 39000 | 72.22% | 2 | 0 | 11 |  |  |  | No | R-454B | 4.4583 | Residential & Commercial | Ducted CEE Tier 1
214241597 | Central HP <5.4 tons | HEIL | HRCU-A-CB (Split System: Heat Pump with Remote Outdoor Unit-Air-Source) | HVH825GKA3* |  |  | EN(A,D)4X24L17**+WALLCON | *97CMN0601714B* | 23200 | 15.5 | 8.1 | 22200 | 16900 | 76.13% | 1.9 | 0 | 10.5 |  |  |  | No | R-410A | 1.9333 | Residential & Commercial | Ducted CEE Tier 1
212984752 | Central HP <5.4 tons | HEIL | HRCU-A-CB (Split System: Heat Pump with Remote Outdoor Unit-Air-Source) | DLCURAH18ABK |  |  | EN(A,D)4X24L17** | *92MSN0801716A* | 17700 | 16.5 | 8.5 | 18700 | 19100 | 102.1% | 2.3 | 0 | 11 |  |  |  | No | R-410A | 1.475 | Residential & Commercial | Ducted CEE Tier 1
213067279 | Central HP <5.4 tons | ACIQ | HRCU-A-CB (Split System: Heat Pump with Remote Outdoor Unit-Air-Source) | HVH825GKA3* |  |  | EA*4X42L21A*+WALLCON | *95CSU1002122A* | 23800 | 16.5 | 8.1 | 21400 | 16600 | 77.57% | 1.96 | 0 | 11 |  |  |  | No | R-410A | 1.9833 | Residential & Commercial | Ducted CEE Tier 1
213067296 | Central HP <5.4 tons | ACIQ | HRCU-A-CB (Split System: Heat Pump with Remote Outdoor Unit-Air-Source) | HVH825GKA3* |  |  | EA*4X42L24A*+WALLCON | *80CTL1352422A* | 23800 | 16.5 | 8.1 | 21400 | 16600 | 77.57% | 1.96 | 0 | 11 |  |  |  | No | R-410A | 1.9833 | Residential & Commercial | Ducted CEE Tier 1
213067298 | Central HP <5.4 tons | ACIQ | HRCU-A-CB (Split System: Heat Pump with Remote Outdoor Unit-Air-Source) | HVH825GKA3* |  |  | EA*4X42L24A*+WALLCON | *97CMN1002122A* | 23800 | 16.5 | 8.1 | 21400 | 16600 | 77.57% | 1.96 | 0 | 11 |  |  |  | No | R-410A | 1.9833 | Residential & Commercial | Ducted CEE Tier 1
212970853 | Central HP <5.4 tons | HEIL | HRCU-A-CB (Split System: Heat Pump with Remote Outdoor Unit-Air-Source) | DLCURAH18ABK |  |  | EA*4X19L17A* | *80VTL0451412B* | 18200 | 16.5 | 8.5 | 18100 | 17700 | 97.79% | 2.14 | 0 | 11 |  |  |  | No | R-410A | 1.5167 | Residential & Commercial | Ducted CEE Tier 1
213070428 | Central HP <5.4 tons | ACIQ | HRCU-A-CB (Split System: Heat Pump with Remote Outdoor Unit-Air-Source) | DLCURAH24ABK |  |  | EA*4X36L21A* | OMV098J12* | 23600 | 16.5 | 8.5 | 25800 | 23200 | 89.92% | 1.94 | 0 | 10 |  |  |  | No | R-410A | 1.9667 | Residential & Commercial | Ducted CEE Tier 1
213070458 | Central HP <5.4 tons | ACIQ | HRCU-A-CB (Split System: Heat Pump with Remote Outdoor Unit-Air-Source) | DLCURAH24ABK |  |  | EA*4X37L17A* | *96VSN0601714A* | 24600 | 16.5 | 8.5 | 25600 | 21600 | 84.38% | 1.8 | 0 | 10 |  |  |  | No | R-410A | 2.05 | Residential & Commercial | Ducted CEE Tier 1
213070676 | Central HP <5.4 tons | ACIQ | HRCU-A-CB (Split System: Heat Pump with Remote Outdoor Unit-Air-Source) | DLCURAH24ABK |  |  | EA*4X37L21A* | *96VSN0802120A* | 24600 | 17 | 8.5 | 25200 | 21000 | 83.33% | 1.78 | 0 | 10.5 |  |  |  | No | R-410A | 2.05 | Residential & Commercial | Ducted CEE Tier 1
213070819 | Central HP <5.4 tons | ACIQ | HRCU-A-CB (Split System: Heat Pump with Remote Outdoor Unit-Air-Source) | DLCURAH24ABK |  |  | EA*4X37L21A* | *80ES(N,L)0702116A* | 25000 | 17 | 8.5 | 25600 | 20800 | 81.25% | 1.76 | 0 | 10.5 |  |  |  | No | R-410A | 2.0833 | Residential & Commercial | Ducted CEE Tier 1
211241054 | Central HP <5.4 tons | AIRQUEST | HRCU-A-CB (Split System: Heat Pump with Remote Outdoor Unit-Air-Source) | DLCURAH24ABK |  |  | EA*4X25L17A* | *96VTN0601714A* | 24600 | 16.5 | 8.5 | 25400 | 21400 | 84.25% | 1.78 | 0 | 10 |  |  |  | No | R-410A | 2.05 | Residential & Commercial | Ducted CEE Tier 1
211241220 | Central HP <5.4 tons | AIRQUEST | HRCU-A-CB (Split System: Heat Pump with Remote Outdoor Unit-Air-Source) | DLCURAH24ABK |  |  | EA*4X25L17A* | OLV098A12* | 24000 | 16.5 | 8.1 | 25000 | 21800 | 87.2% | 1.82 | 0 | 10 |  |  |  | No | R-410A | 2 | Residential & Commercial | Ducted CEE Tier 1
215669064 | Central HP <5.4 tons | DAY & NIGHT | HRCU-A-CB (Split System: Heat Pump with Remote Outdoor Unit-Air-Source) | C5H0V36*K*AAA* |  |  | EA*5X43M21A*+WALLCON | *97CMN0802120B* | 34600 | 18 | 9 | 35200 | 25000 | 71.02% | 1.88 | 0 | 10 |  |  |  | No | R-454B | 2.8833 | Residential & Commercial | Ducted CEE Tier 1
215933876 | Central HP <5.4 tons | HEIL | HRCU-A-CB (Split System: Heat Pump with Remote Outdoor Unit-Air-Source) | H5H3V36*K*AAA* |  |  | ESH5X60M12A*+WALLCON | *97CMN0801714B* | 34000 | 19 | 9 | 34800 | 26400 | 75.86% | 1.94 | 0 | 11 |  |  |  | No | R-454B | 2.8333 | Residential & Commercial | Ducted CEE Tier 1
215936366 | Central HP <5.4 tons | HEIL | HRCU-A-CB (Split System: Heat Pump with Remote Outdoor Unit-Air-Source) | H5H3V36*K*AAA* |  |  | EVD5X48M24A*+WALLCON | *97CMN0602120B* | 34800 | 21 | 8.5 | 38500 | 28800 | 74.81% | 2.02 | 0 | 11.7 |  |  |  | No | R-454B | 2.9 | Residential & Commercial | Ducted CEE Tier 1
215935866 | Central HP <5.4 tons | HEIL | HRCU-A-CB (Split System: Heat Pump with Remote Outdoor Unit-Air-Source) | H5H3V36*K*AAA* |  |  | EVD5X38M17A*+WALLCON | *95CSU0601716B* | 35200 | 21 | 8.5 | 38500 | 29200 | 75.84% | 2.02 | 0 | 11.7 |  |  |  | No | R-454B | 2.9333 | Residential & Commercial | Ducted CEE Tier 1
215932616 | Central HP <5.4 tons | HEIL | HRCU-A-CB (Split System: Heat Pump with Remote Outdoor Unit-Air-Source) | H5H3V36*K*AAA* |  |  | EA*5X60M24A*+WALLCON | *97CMN1002122B* | 34000 | 20.5 | 9.5 | 34000 | 25800 | 75.88% | 2.06 | 0 | 12 |  |  |  | No | R-454B | 2.8333 | Residential & Commercial | Ducted CEE Tier 1
213076951 | Central HP <5.4 tons | HEIL | HRCU-A-CB (Split System: Heat Pump with Remote Outdoor Unit-Air-Source) | DLCURAH36ABK |  |  | EA*4X37L17A* | *96VSN0801716B* | 36000 | 15.5 | 8.5 | 38500 | 35200 | 91.43% | 2 | 0 | 10 |  |  |  | No | R-410A | 3 | Residential & Commercial | Ducted CEE Tier 1
213069496 | Central HP <5.4 tons | ACIQ | HRCU-A-CB (Split System: Heat Pump with Remote Outdoor Unit-Air-Source) | DLCURAH36ABK |  |  | EA*4X48L24A* | *92ESN0802120A* | 35800 | 16.5 | 8.5 | 37800 | 34600 | 91.53% | 2.04 | 0 | 10 |  |  |  | No | R-410A | 2.9833 | Residential & Commercial | Ducted CEE Tier 1
213069579 | Central HP <5.4 tons | ACIQ | HRCU-A-CB (Split System: Heat Pump with Remote Outdoor Unit-Air-Source) | DLCURAH36ABK |  |  | EN(A,D)4X48L24** | *80ES(N,L)0902420A* | 36200 | 16.5 | 8.1 | 38500 | 34800 | 90.39% | 2.02 | 0 | 10.5 |  |  |  | No | R-410A | 3.0167 | Residential & Commercial | Ducted CEE Tier 1
215933596 | Central HP <5.4 tons | HEIL | HRCU-A-CB (Split System: Heat Pump with Remote Outdoor Unit-Air-Source) | H5H3V36*K*AAA* |  |  | ESH5X48M12A*+WALLCON | *80CTL1352422B* | 33800 | 19.5 | 9 | 34600 | 26400 | 76.3% | 1.94 | 0 | 11.7 |  |  |  | No | R-454B | 2.8167 | Residential & Commercial | Ducted CEE Tier 1
215936116 | Central HP <5.4 tons | HEIL | HRCU-A-CB (Split System: Heat Pump with Remote Outdoor Unit-Air-Source) | H5H3V36*K*AAA* |  |  | EVD5X42M21A*+WALLCON | *96CTN0601714B* | 34200 | 20.5 | 8.1 | 38000 | 27000 | 71.05% | 2 | 0 | 11 |  |  |  | No | R-454B | 2.85 | Residential & Commercial | Ducted CEE Tier 1
215936166 | Central HP <5.4 tons | HEIL | HRCU-A-CB (Split System: Heat Pump with Remote Outdoor Unit-Air-Source) | H5H3V36*K*AAA* |  |  | EVD5X42M24A*+WALLCON | *80CTL0902120B* | 35600 | 22 | 8.5 | 38000 | 28400 | 74.74% | 2.04 | 0 | 12.5 |  |  |  | No | R-454B | 2.9667 | Residential & Commercial | Ducted CEE Tier 1
211392962 | Central HP <5.4 tons | CHAMPION HEATING AND COOLING | HRCU-A-CB (Split System: Heat Pump with Remote Outdoor Unit-Air-Source) | HMH72B341 |  |  | XAUB30CXXN1+TXV | TMLE040A12MP11 | 32800 | 18 | 8.1 | 33400 | 23400 | 70.06% | 2.04 | 0 | 10 |  |  |  | No | R-410A | 2.7333 | Residential & Commercial | Ducted CEE Tier 1
215359200 | Central HP <5.4 tons | BLUERIDGE | HRCU-A-C (Split System: Heat Pump with Remote Outdoor Unit with No Indoor Fan --Air Source) | BMAH2420C |  |  | BMAHC24B |  | 24000 | 16.5 | 9.5 | 25000 | 20000 | 80% | 1.95 | 11 | 10.7 |  |  |  | No | R-410A | 2 | Residential & Commercial | Ducted CEE Tier 1
214397353 | Central HP <5.4 tons | COLEMAN | HRCU-A-CB (Split System: Heat Pump with Remote Outdoor Unit-Air-Source) | HH836E2S11 |  |  | CTM48C5CFS1 | TMLE120C20MP11 | 34600 | 17 | 8.5 | 32600 | 25600 | 78.53% | 2 | 0 | 11 |  |  |  | No | R-454B | 2.8833 | Residential & Commercial | Ducted CEE Tier 1
212971496 | Central HP <5.4 tons | HEIL | HRCU-A-CB (Split System: Heat Pump with Remote Outdoor Unit-Air-Source) | DLCURAH18ABK |  |  | EN(A,D)4X30L17** | *80VTL0701716B* | 17700 | 16 | 8.1 | 18200 | 18600 | 102.2% | 2.24 | 0 | 11 |  |  |  | No | R-410A | 1.475 | Residential & Commercial | Ducted CEE Tier 1
206767188 | Central HP <5.4 tons | AIRQUEST | HRCU-A-CB (Split System: Heat Pump with Remote Outdoor Unit-Air-Source) | HVH825GKA3* |  |  | EA*4X37L17A*+WALLCON | *80CSU0601716A* | 24200 | 16.5 | 8.1 | 21400 | 16700 | 78.04% | 1.98 | 11.5 | 10.5 |  |  |  | No | R-410A | 2.0167 | Residential & Commercial | Ducted CEE Tier 1
206767224 | Central HP <5.4 tons | AIRQUEST | HRCU-A-CB (Split System: Heat Pump with Remote Outdoor Unit-Air-Source) | HVH825GKA3* |  |  | EA*4X37L21A*+WALLCON | *80CSU1002120A* | 24400 | 16.5 | 8.1 | 21200 | 16700 | 78.77% | 2.02 | 11.5 | 10.5 |  |  |  | No | R-410A | 2.0333 | Residential & Commercial | Ducted CEE Tier 1
204299308 | Central HP <5.4 tons | AIRQUEST | HRCU-A-CB (Split System: Heat Pump with Remote Outdoor Unit-Air-Source) | HVH837GKA** |  |  | EA*4X48L21A*+WALLCON | *96CTN1002122A* | 32400 | 17.5 | 8.5 | 32600 | 25000 | 76.69% | 1.98 | 12 | 11.7 |  |  |  | No | R-410A | 2.7 | Residential & Commercial | Ducted CEE Tier 1
213779216 | Central HP <5.4 tons | BRYANT HEATING AND COOLING SYSTEMS | HRCU-A-CB (Split System: Heat Pump with Remote Outdoor Unit-Air-Source) | 288BNV037*0**A* |  |  | CAP**4224AL*+UI | 987MC66120C24*** | 31800 | 17 | 8.1 | 32800 | 24400 | 74.39% | 1.88 | 0 | 11 |  |  |  | No | R-410A | 2.65 | Residential & Commercial | Ducted CEE Tier 1
213779266 | Central HP <5.4 tons | BRYANT HEATING AND COOLING SYSTEMS | HRCU-A-CB (Split System: Heat Pump with Remote Outdoor Unit-Air-Source) | 288BNV037*0**A* |  |  | CAP**4321AL*+UI | 88*TB48090C17*** | 33000 | 17 | 8.5 | 32800 | 25000 | 76.22% | 1.98 | 0 | 11 |  |  |  | No | R-410A | 2.75 | Residential & Commercial | Ducted CEE Tier 1
213779186 | Central HP <5.4 tons | BRYANT HEATING AND COOLING SYSTEMS | HRCU-A-CB (Split System: Heat Pump with Remote Outdoor Unit-Air-Source) | 288BNV037*0**A* |  |  | CAP**4224AL*+UI | 88*TB60110C21*** | 31800 | 17 | 8.1 | 32800 | 24200 | 73.78% | 1.88 | 0 | 11 |  |  |  | No | R-410A | 2.65 | Residential & Commercial | Ducted CEE Tier 1
213779236 | Central HP <5.4 tons | BRYANT HEATING AND COOLING SYSTEMS | HRCU-A-CB (Split System: Heat Pump with Remote Outdoor Unit-Air-Source) | 288BNV037*0**A* |  |  | CAP**4224AL*+UI | 986TD66120C24*** | 31800 | 17 | 8.1 | 33000 | 24200 | 73.33% | 1.88 | 0 | 11 |  |  |  | No | R-410A | 2.65 | Residential & Commercial | Ducted CEE Tier 1
213779336 | Central HP <5.4 tons | BRYANT HEATING AND COOLING SYSTEMS | HRCU-A-CB (Split System: Heat Pump with Remote Outdoor Unit-Air-Source) | 288BNV037*0**A* |  |  | CAP**4321AL*+UI | 986TD42060C17*** | 32800 | 17 | 8.1 | 33000 | 25400 | 76.97% | 1.96 | 0 | 11 |  |  |  | No | R-410A | 2.7333 | Residential & Commercial | Ducted CEE Tier 1
213779686 | Central HP <5.4 tons | BRYANT HEATING AND COOLING SYSTEMS | HRCU-A-CB (Split System: Heat Pump with Remote Outdoor Unit-Air-Source) | 288BNV037*0**A* |  |  | CAP**6121AL*+UI | 987MC42060C17*** | 33000 | 17 | 8.1 | 32200 | 25200 | 78.26% | 1.94 | 0 | 11 |  |  |  | No | R-410A | 2.75 | Residential & Commercial | Ducted CEE Tier 1
215670552 | Central HP <5.4 tons | DAY & NIGHT | HRCU-A-CB (Split System: Heat Pump with Remote Outdoor Unit-Air-Source) | C5H0V36*K*AAA* |  |  | ESH5X60M12A*+WALLCON | *97CMN1202422B* | 34600 | 17 | 8.5 | 34600 | 24800 | 71.68% | 1.8 | 0 | 10 |  |  |  | No | R-454B | 2.8833 | Residential & Commercial | Ducted CEE Tier 1
215936416 | Central HP <5.4 tons | HEIL | HRCU-A-CB (Split System: Heat Pump with Remote Outdoor Unit-Air-Source) | H5H3V36*K*AAA* |  |  | EVD5X48M24A*+WALLCON | *96CTN1202422B* | 35000 | 21.5 | 8.5 | 38000 | 28200 | 74.21% | 2.02 | 0 | 12 |  |  |  | No | R-454B | 2.9167 | Residential & Commercial | Ducted CEE Tier 1
215936436 | Central HP <5.4 tons | HEIL | HRCU-A-CB (Split System: Heat Pump with Remote Outdoor Unit-Air-Source) | H5H3V36*K*AAA* |  |  | EVD5X49M24A*+WALLCON | *80CTL0702120B* | 35400 | 21.5 | 8.5 | 38000 | 28600 | 75.26% | 2.04 | 0 | 12 |  |  |  | No | R-454B | 2.95 | Residential & Commercial | Ducted CEE Tier 1
215936147 | Central HP <5.4 tons | AIRQUEST | HRCU-A-CB (Split System: Heat Pump with Remote Outdoor Unit-Air-Source) | H5H3V36*K*AAA* |  |  | EVD5X42M24A*+WALLCON | *80CSU1002120A* | 35400 | 21.5 | 8.5 | 38000 | 28600 | 75.26% | 2.04 | 0 | 12 |  |  |  | No | R-454B | 2.95 | Residential & Commercial | Ducted CEE Tier 1
214650626 | Central HP <5.4 tons | JOHNSON CONTROLS | HRCU-A-CB (Split System: Heat Pump with Remote Outdoor Unit-Air-Source) | HH824E2S11 |  |  | CTU36B5XDS1+TXV | Z8ET080B12LMPS1 | 23000 | 19 | 9.5 | 23000 | 18600 | 80.87% | 2 | 0 | 12 |  |  |  | No | R-454B | 1.9167 | Residential & Commercial | Ducted CEE Tier 1
206133337 | Central HP <5.4 tons | AIRQUEST | HRCU-A-CB (Split System: Heat Pump with Remote Outdoor Unit-Air-Source) | HVH825GKA2* |  |  | EA*4X30L17A*+WALLCON | *80CSU0401712A* | 23400 | 16.5 | 8.1 | 21600 | 16700 | 77.31% | 1.92 | 11 | 10.5 |  |  |  | No | R-410A | 1.95 | Residential & Commercial | Ducted CEE Tier 1
213067631 | Central HP <5.4 tons | ACIQ | HRCU-A-CB (Split System: Heat Pump with Remote Outdoor Unit-Air-Source) | HVH825GKA2* |  |  | EN(A,D,W)4X48L21**+WALLCON | *96CTN1002122A* | 24200 | 17 | 8.1 | 21400 | 16600 | 77.57% | 2.02 | 0 | 11.5 |  |  |  | No | R-410A | 2.0167 | Residential & Commercial | Ducted CEE Tier 1
210597846 | Central HP <5.4 tons | AIRQUEST | HRCU-A-CB (Split System: Heat Pump with Remote Outdoor Unit-Air-Source) | HVH825GKA2* |  |  | EA*4X42L21A*+WALLCON | *80CTL0451712A* | 23600 | 16.5 | 8.1 | 21600 | 16800 | 77.78% | 1.94 | 0 | 10.5 |  |  |  | No | R-410A | 1.9667 | Residential & Commercial | Ducted CEE Tier 1
210598082 | Central HP <5.4 tons | AIRQUEST | HRCU-A-CB (Split System: Heat Pump with Remote Outdoor Unit-Air-Source) | HVH825GKA2* |  |  | EA*4X48L24A*+WALLCON | *96CTN1202422A* | 24200 | 17 | 8.1 | 21000 | 16500 | 78.57% | 2.02 | 0 | 11 |  |  |  | No | R-410A | 2.0167 | Residential & Commercial | Ducted CEE Tier 1
210598246 | Central HP <5.4 tons | AIRQUEST | HRCU-A-CB (Split System: Heat Pump with Remote Outdoor Unit-Air-Source) | HVH825GKA2* |  |  | EHD4X48AAL+WALLCON | *80CSU1002120A* | 24200 | 16 | 8.1 | 21200 | 16600 | 78.3% | 2 | 0 | 10.5 |  |  |  | No | R-410A | 2.0167 | Residential & Commercial | Ducted CEE Tier 1
206133689 | Central HP <5.4 tons | AIRQUEST | HRCU-A-CB (Split System: Heat Pump with Remote Outdoor Unit-Air-Source) | HVH825GKA2* |  |  | EHD4X36AAL+WALLCON | *80CSU0401712A* | 24000 | 16 | 8.1 | 21400 | 16600 | 77.57% | 1.98 | 11 | 10.5 |  |  |  | No | R-410A | 2 | Residential & Commercial | Ducted CEE Tier 1
206133739 | Central HP <5.4 tons | AIRQUEST | HRCU-A-CB (Split System: Heat Pump with Remote Outdoor Unit-Air-Source) | HVH825GKA2* |  |  | EA*4X25L17A*+WALLCON | *95CSU0601716A* | 24200 | 16.5 | 8.1 | 21400 | 16700 | 78.04% | 2 | 11 | 10.5 |  |  |  | No | R-410A | 2.0167 | Residential & Commercial | Ducted CEE Tier 1
206133955 | Central HP <5.4 tons | AIRQUEST | HRCU-A-CB (Split System: Heat Pump with Remote Outdoor Unit-Air-Source) | HVH825GKA2* |  |  | EHD4X30AAL+WALLCON | *95CSU0802120A* | 23800 | 16 | 8.1 | 21800 | 16700 | 76.61% | 1.98 | 11 | 10.5 |  |  |  | No | R-410A | 1.9833 | Residential & Commercial | Ducted CEE Tier 1
204459414 | Central HP <5.4 tons | AIRQUEST | HRCU-A-CB (Split System: Heat Pump with Remote Outdoor Unit-Air-Source) | HVH825GKA2* |  |  | EHD4X36AAL+WALLCON | *80CTL0901716A* | 24200 | 16.5 | 8.1 | 21400 | 16600 | 77.57% | 2 | 11 | 11 |  |  |  | No | R-410A | 2.0167 | Residential & Commercial | Ducted CEE Tier 1
213076734 | Central HP <5.4 tons | HEIL | HRCU-A-CB (Split System: Heat Pump with Remote Outdoor Unit-Air-Source) | DLCURAH36ABK |  |  | EA*4X36L21A* | *80VTL1102122B* | 35400 | 16 | 8.1 | 39000 | 35200 | 90.26% | 1.84 | 0 | 10 |  |  |  | No | R-410A | 2.95 | Residential & Commercial | Ducted CEE Tier 1
212975481 | Central HP <5.4 tons | HEIL | HRCU-A-CB (Split System: Heat Pump with Remote Outdoor Unit-Air-Source) | DLCURAH18ABK |  |  | EN(A,D)4X30L14** | *96VTN0601412B* | 17400 | 16 | 8.1 | 18000 | 18700 | 103.9% | 2.24 | 0 | 11 |  |  |  | No | R-410A | 1.45 | Residential & Commercial | Ducted CEE Tier 1
210474018 | Central HP <5.4 tons | AIRQUEST | HRCU-A-CB (Split System: Heat Pump with Remote Outdoor Unit-Air-Source) | HVH825GKA3* |  |  | EN(A,D,W)4X48L21**+WALLCON | *97CMN1002122A* | 24200 | 17 | 8.1 | 21400 | 16600 | 77.57% | 2.02 | 0 | 11.5 |  |  |  | No | R-410A | 2.0167 | Residential & Commercial | Ducted CEE Tier 1
210474386 | Central HP <5.4 tons | AIRQUEST | HRCU-A-CB (Split System: Heat Pump with Remote Outdoor Unit-Air-Source) | HVH825GKA3* |  |  | EHD4X42AAL+WALLCON | *97CMN1202422A* | 24200 | 16 | 8.1 | 21400 | 16700 | 78.04% | 2 | 0 | 10.5 |  |  |  | No | R-410A | 2.0167 | Residential & Commercial | Ducted CEE Tier 1
210474463 | Central HP <5.4 tons | AIRQUEST | HRCU-A-CB (Split System: Heat Pump with Remote Outdoor Unit-Air-Source) | HVH825GKA3* |  |  | EHD4X48AAL+WALLCON | *95CSU1002122A* | 24200 | 16.5 | 8.1 | 21200 | 16600 | 78.3% | 2.02 | 0 | 11 |  |  |  | No | R-410A | 2.0167 | Residential & Commercial | Ducted CEE Tier 1
212981868 | Central HP <5.4 tons | CARRIER | HRCU-A-CB (Split System: Heat Pump with Remote Outdoor Unit-Air-Source) | 38MURAQ18AB3* |  |  | CNPV*2417AL* | 58SU*B040M17**12 | 17500 | 16 | 8.5 | 18400 | 18900 | 102.7% | 2.28 | 0 | 10.5 |  |  |  | No | R-410A | 1.4583 | Residential & Commercial | Ducted CEE Tier 1
212982432 | Central HP <5.4 tons | CARRIER | HRCU-A-CB (Split System: Heat Pump with Remote Outdoor Unit-Air-Source) | 38MURAQ18AB3* |  |  | CNPV*3017AL* | 58SU*B060M17**16 | 17800 | 16.5 | 8.1 | 18300 | 18500 | 101.1% | 2.22 | 0 | 11 |  |  |  | No | R-410A | 1.4833 | Residential & Commercial | Ducted CEE Tier 1
212983250 | Central HP <5.4 tons | CARRIER | HRCU-A-CB (Split System: Heat Pump with Remote Outdoor Unit-Air-Source) | 38MURAQ18AB3* |  |  | CAP**1917AL* | 59SC2E040M17**12 | 17700 | 16 | 8.1 | 17900 | 18000 | 100.6% | 2.16 | 0 | 10.5 |  |  |  | No | R-410A | 1.475 | Residential & Commercial | Ducted CEE Tier 1
212983666 | Central HP <5.4 tons | CARRIER | HRCU-A-CB (Split System: Heat Pump with Remote Outdoor Unit-Air-Source) | 38MURAQ18AB3* |  |  | CAP**3014AL* | 59SC2E060M14**12 | 17700 | 16 | 8.5 | 18300 | 18700 | 102.2% | 2.24 | 0 | 10.5 |  |  |  | No | R-410A | 1.475 | Residential & Commercial | Ducted CEE Tier 1
215674290 | Central HP <5.4 tons | DAY & NIGHT | HRCU-A-CB (Split System: Heat Pump with Remote Outdoor Unit-Air-Source) | C5H0V48*K*AAA* |  |  | EA*5X60M24A*+WALLCON | *96CTN1202422B* | 45000 | 18 | 9 | 47500 | 33600 | 70.74% | 2.06 | 0 | 10 |  |  |  | No | R-454B | 3.75 | Residential & Commercial | Ducted CEE Tier 1
212981832 | Central HP <5.4 tons | CARRIER | HRCU-A-CB (Split System: Heat Pump with Remote Outdoor Unit-Air-Source) | 38MURAQ18AB3* |  |  | CAP**2417AL* | 58SU*B040M17**12 | 17200 | 16 | 8.5 | 18300 | 19100 | 104.4% | 2.3 | 0 | 10 |  |  |  | No | R-410A | 1.4333 | Residential & Commercial | Ducted CEE Tier 1
214229158 | Central HP <5.4 tons | HEIL | HRCU-A-CB (Split System: Heat Pump with Remote Outdoor Unit-Air-Source) | DLCURAH24ABK |  |  | EA*4X36L17A* | *80MSU0601716A* | 23800 | 17.5 | 8.5 | 25600 | 23600 | 92.19% | 1.96 | 0 | 10 |  |  |  | No | R-410A | 1.9833 | Residential & Commercial | Ducted CEE Tier 1
211242514 | Central HP <5.4 tons | HEIL | HRCU-A-CB (Split System: Heat Pump with Remote Outdoor Unit-Air-Source) | DLCURAH24ABK |  |  | EA*4X36L21A* | *96VTN0601714A* | 24000 | 16.5 | 8.5 | 26000 | 22800 | 87.69% | 1.88 | 0 | 10 |  |  |  | No | R-410A | 2 | Residential & Commercial | Ducted CEE Tier 1
211243012 | Central HP <5.4 tons | HEIL | HRCU-A-CB (Split System: Heat Pump with Remote Outdoor Unit-Air-Source) | DLCURAH24ABK |  |  | EA*4X37L17A* | *96VTN0601714A* | 24400 | 16.5 | 8.5 | 25600 | 21600 | 84.38% | 1.8 | 0 | 10 |  |  |  | No | R-410A | 2.0333 | Residential & Commercial | Ducted CEE Tier 1
213082094 | Central HP <5.4 tons | Panasonic | HRCU-A-C (Split System: Heat Pump with Remote Outdoor Unit with No Indoor Fan --Air Source) | CU-HE36YAHK6 |  |  | CS-HE36YAS6 |  | 35000 | 15.5 | 8.6 | 38000 | 31600 | 83.16% | 1.85 | 0 | 10 |  |  |  | No | R-410A | 2.9167 | Residential & Commercial | Ducted CEE Tier 1
213077231 | Central HP <5.4 tons | HEIL | HRCU-A-CB (Split System: Heat Pump with Remote Outdoor Unit-Air-Source) | DLCURAH36ABK |  |  | EN(A,D)4X48L24** | *96VSN1002120B* | 36000 | 16.5 | 8.1 | 38500 | 35000 | 90.91% | 2 | 0 | 10 |  |  |  | No | R-410A | 3 | Residential & Commercial | Ducted CEE Tier 1
213077365 | Central HP <5.4 tons | HEIL | HRCU-A-CB (Split System: Heat Pump with Remote Outdoor Unit-Air-Source) | DLCURAH36ABK |  |  | EA*4X37L17A* | *96VTN0801716B* | 36000 | 15.5 | 8.5 | 38500 | 35200 | 91.43% | 2 | 0 | 10 |  |  |  | No | R-410A | 3 | Residential & Commercial | Ducted CEE Tier 1
213069593 | Central HP <5.4 tons | ACIQ | HRCU-A-CB (Split System: Heat Pump with Remote Outdoor Unit-Air-Source) | DLCURAH36ABK |  |  | EN(A,D)4X48L24** | *92ESN1002120A* | 35800 | 16.5 | 8.1 | 38500 | 34800 | 90.39% | 2 | 0 | 10 |  |  |  | No | R-410A | 2.9833 | Residential & Commercial | Ducted CEE Tier 1
213069594 | Central HP <5.4 tons | ACIQ | HRCU-A-CB (Split System: Heat Pump with Remote Outdoor Unit-Air-Source) | DLCURAH36ABK |  |  | EN(A,D)4X48L24** | *92ESN1002122A* | 37600 | 15.5 | 8.5 | 39500 | 35000 | 88.61% | 2.08 | 0 | 10.5 |  |  |  | No | R-410A | 3.1333 | Residential & Commercial | Ducted CEE Tier 1
205751122 | Central HP <5.4 tons | AIRQUEST | HRCU-A-CB (Split System: Heat Pump with Remote Outdoor Unit-Air-Source) | HVH837GKA** |  |  | EA*4X43L21A*+WALLCON | *80CTL0701716A* | 32800 | 17.5 | 8.5 | 33000 | 25200 | 76.36% | 1.98 | 11 | 11.7 |  |  |  | No | R-410A | 2.7333 | Residential & Commercial | Ducted CEE Tier 1
212989292 | Central HP <5.4 tons | HEIL | HRCU-A-CB (Split System: Heat Pump with Remote Outdoor Unit-Air-Source) | DLCURAH18ABK |  |  | EA*4X25L17A* | *95MSU0601716A* | 17800 | 16.5 | 8.1 | 17700 | 17700 | 100% | 2.14 | 0 | 10.5 |  |  |  | No | R-410A | 1.4833 | Residential & Commercial | Ducted CEE Tier 1
212987084 | Central HP <5.4 tons | HEIL | HRCU-A-CB (Split System: Heat Pump with Remote Outdoor Unit-Air-Source) | DLCURAH18ABK |  |  | EN(A,D)4X30L17** | *96MSN0601412A* | 17500 | 16 | 8.1 | 18000 | 18600 | 103.3% | 2.24 | 0 | 11 |  |  |  | No | R-410A | 1.4583 | Residential & Commercial | Ducted CEE Tier 1
212987502 | Central HP <5.4 tons | HEIL | HRCU-A-CB (Split System: Heat Pump with Remote Outdoor Unit-Air-Source) | DLCURAH18ABK |  |  | EA*4X19L17A* | *96MSN0801716A* | 18200 | 16.5 | 8.5 | 18100 | 17700 | 97.79% | 2.14 | 0 | 11 |  |  |  | No | R-410A | 1.5167 | Residential & Commercial | Ducted CEE Tier 1
212982312 | Central HP <5.4 tons | CARRIER | HRCU-A-CB (Split System: Heat Pump with Remote Outdoor Unit-Air-Source) | 38MURAQ24AB3* |  |  | CAP**3721AL* | 58SU*B060M17**16 | 24200 | 17.5 | 8.5 | 24800 | 21400 | 86.29% | 1.8 | 0 | 10.5 |  |  |  | No | R-410A | 2.0167 | Residential & Commercial | Ducted CEE Tier 1
212983516 | Central HP <5.4 tons | CARRIER | HRCU-A-CB (Split System: Heat Pump with Remote Outdoor Unit-Air-Source) | 38MURAQ24AB3* |  |  | CAP**2417AL* | 59SC2E060M14**12 | 23600 | 16.5 | 9 | 27000 | 25400 | 94.07% | 2.12 | 0 | 10 |  |  |  | No | R-410A | 1.9667 | Residential & Commercial | Ducted CEE Tier 1
214720167 | Central HP <5.4 tons | CHAMPION HEATING AND COOLING | HRCU-A-CB (Split System: Heat Pump with Remote Outdoor Unit-Air-Source) | HH860E2S11 |  |  | CTU60C5XGS1+TXV | TMLE100C16MP11 | 44500 | 18 | 9 | 45500 | 34200 | 75.16% | 2 | 0 | 11 |  |  |  | No | R-454B | 3.7083 | Residential & Commercial | Ducted CEE Tier 1
214396589 | Central HP <5.4 tons | COLEMAN | HRCU-A-CB (Split System: Heat Pump with Remote Outdoor Unit-Air-Source) | HH860E2S11 |  |  | CTM60C5CGS1 | TL9E080C16UH11 | 44500 | 18 | 9 | 46000 | 34400 | 74.78% | 2 | 0 | 11 |  |  |  | No | R-454B | 3.7083 | Residential & Commercial | Ducted CEE Tier 1
215669348 | Central HP <5.4 tons | DAY & NIGHT | HRCU-A-CB (Split System: Heat Pump with Remote Outdoor Unit-Air-Source) | C5H0V36*K*AAA* |  |  | EA*5X60M24A*+WALLCON | *95CSU0802120B* | 34400 | 18 | 9 | 34200 | 24800 | 72.51% | 1.9 | 0 | 10 |  |  |  | No | R-454B | 2.8667 | Residential & Commercial | Ducted CEE Tier 1
215669498 | Central HP <5.4 tons | DAY & NIGHT | HRCU-A-CB (Split System: Heat Pump with Remote Outdoor Unit-Air-Source) | C5H0V36*K*AAA* |  |  | EA*5X61M21A*+WALLCON | *80CTL1102120B* | 35000 | 18.5 | 9 | 34400 | 24800 | 72.09% | 1.92 | 0 | 10.5 |  |  |  | No | R-454B | 2.9167 | Residential & Commercial | Ducted CEE Tier 1
213780716 | Central HP <5.4 tons | BRYANT HEATING AND COOLING SYSTEMS | HRCU-A-CB (Split System: Heat Pump with Remote Outdoor Unit-Air-Source) | 288BNV037*0**B* |  |  | CAP**3617AL*+UI | 986TD42080C17*** | 31400 | 16.5 | 8.1 | 33200 | 24400 | 73.49% | 1.82 | 0 | 10.5 |  |  |  | No | R-410A | 2.6167 | Residential & Commercial | Ducted CEE Tier 1
213780746 | Central HP <5.4 tons | BRYANT HEATING AND COOLING SYSTEMS | HRCU-A-CB (Split System: Heat Pump with Remote Outdoor Unit-Air-Source) | 288BNV037*0**B* |  |  | CAP**3621AL*+UI | 88*TB48090C17*** | 31600 | 17 | 8.1 | 33000 | 24200 | 73.33% | 1.84 | 0 | 11 |  |  |  | No | R-410A | 2.6333 | Residential & Commercial | Ducted CEE Tier 1
215668992 | Central HP <5.4 tons | DAY & NIGHT | HRCU-A-CB (Split System: Heat Pump with Remote Outdoor Unit-Air-Source) | C5H0V36*K*AAA* |  |  | EA*5X43M21A*+WALLCON | *80CTL0702120B* | 34400 | 18 | 9 | 35400 | 25200 | 71.19% | 1.88 | 0 | 10 |  |  |  | No | R-454B | 2.8667 | Residential & Commercial | Ducted CEE Tier 1
213069612 | Central HP <5.4 tons | ACIQ | HRCU-A-CB (Split System: Heat Pump with Remote Outdoor Unit-Air-Source) | DLCURAH36ABK |  |  | EN(A,D)4X48L24** | OLV154F20A | 37400 | 15.2 | 8.5 | 39500 | 35200 | 89.11% | 2.1 | 0 | 10.5 |  |  |  | No | R-410A | 3.1167 | Residential & Commercial | Ducted CEE Tier 1
213080711 | Central HP <5.4 tons | HEIL | HRCU-A-CB (Split System: Heat Pump with Remote Outdoor Unit-Air-Source) | DLCURAH36ABK |  |  | EA*4X43L21A* | *95MSU0601716A* | 36600 | 16 | 8.5 | 38500 | 35000 | 90.91% | 2.06 | 0 | 10 |  |  |  | No | R-410A | 3.05 | Residential & Commercial | Ducted CEE Tier 1
213080879 | Central HP <5.4 tons | HEIL | HRCU-A-CB (Split System: Heat Pump with Remote Outdoor Unit-Air-Source) | DLCURAH36ABK |  |  | EN(A,D)4X48L24** | *95MSU0802120A* | 35800 | 16.5 | 8.1 | 38500 | 35000 | 90.91% | 2 | 0 | 10 |  |  |  | No | R-410A | 2.9833 | Residential & Commercial | Ducted CEE Tier 1
213778806 | Central HP <5.4 tons | BRYANT HEATING AND COOLING SYSTEMS | HRCU-A-CB (Split System: Heat Pump with Remote Outdoor Unit-Air-Source) | 288BNV037*0**A* |  |  | CAP**3617AL*+UI | 986TD42080C17*** | 31400 | 16.5 | 8.1 | 33200 | 24400 | 73.49% | 1.82 | 0 | 10.5 |  |  |  | No | R-410A | 2.6167 | Residential & Commercial | Ducted CEE Tier 1
213778856 | Central HP <5.4 tons | BRYANT HEATING AND COOLING SYSTEMS | HRCU-A-CB (Split System: Heat Pump with Remote Outdoor Unit-Air-Source) | 288BNV037*0**A* |  |  | CAP**3621AL*+UI | 88*TB60110C21*** | 31600 | 17 | 8.1 | 32800 | 24200 | 73.78% | 1.86 | 0 | 11 |  |  |  | No | R-410A | 2.6333 | Residential & Commercial | Ducted CEE Tier 1
213778956 | Central HP <5.4 tons | BRYANT HEATING AND COOLING SYSTEMS | HRCU-A-CB (Split System: Heat Pump with Remote Outdoor Unit-Air-Source) | 288BNV037*0**A* |  |  | CAP**3721AL*+UI | 88*TB48090C17*** | 32600 | 17 | 8.5 | 32800 | 25000 | 76.22% | 1.98 | 0 | 11 |  |  |  | No | R-410A | 2.7167 | Residential & Commercial | Ducted CEE Tier 1
213778756 | Central HP <5.4 tons | BRYANT HEATING AND COOLING SYSTEMS | HRCU-A-CB (Split System: Heat Pump with Remote Outdoor Unit-Air-Source) | 288BNV037*0**A* |  |  | CAP**3617AL*+UI | 88*TB48090C17*** | 31200 | 16.5 | 8.1 | 33200 | 24200 | 72.89% | 1.84 | 0 | 10.5 |  |  |  | No | R-410A | 2.6 | Residential & Commercial | Ducted CEE Tier 1
215669328 | Central HP <5.4 tons | DAY & NIGHT | HRCU-A-CB (Split System: Heat Pump with Remote Outdoor Unit-Air-Source) | C5H0V36*K*AAA* |  |  | EA*5X60M24A*+WALLCON | *80CTL1102120B* | 34400 | 18.5 | 9 | 34200 | 24600 | 71.93% | 1.92 | 0 | 10.5 |  |  |  | No | R-454B | 2.8667 | Residential & Commercial | Ducted CEE Tier 1
215669428 | Central HP <5.4 tons | DAY & NIGHT | HRCU-A-CB (Split System: Heat Pump with Remote Outdoor Unit-Air-Source) | C5H0V36*K*AAA* |  |  | EA*5X61M21A*+WALLCON | *80CSU0401712A* | 34800 | 18.5 | 9 | 34400 | 24800 | 72.09% | 1.92 | 0 | 10 |  |  |  | No | R-454B | 2.9 | Residential & Commercial | Ducted CEE Tier 1
213780886 | Central HP <5.4 tons | BRYANT HEATING AND COOLING SYSTEMS | HRCU-A-CB (Split System: Heat Pump with Remote Outdoor Unit-Air-Source) | 288BNV037*0**B* |  |  | CAP**3721AL*+UI | 88*TB60110C21*** | 33000 | 17 | 8.5 | 32800 | 25000 | 76.22% | 1.98 | 0 | 11.5 |  |  |  | No | R-410A | 2.75 | Residential & Commercial | Ducted CEE Tier 1
213781036 | Central HP <5.4 tons | BRYANT HEATING AND COOLING SYSTEMS | HRCU-A-CB (Split System: Heat Pump with Remote Outdoor Unit-Air-Source) | 288BNV037*0**B* |  |  | CAP**4221AL*+UI | 987MC42080C17*** | 31600 | 16.5 | 8.1 | 33400 | 24600 | 73.65% | 1.86 | 0 | 10.5 |  |  |  | No | R-410A | 2.6333 | Residential & Commercial | Ducted CEE Tier 1
216440478 | Central HP <5.4 tons | TRANE | HRCU-A-CB (Split System: Heat Pump with Remote Outdoor Unit-Air-Source) | 5TWV0X60A1 |  |  | 5PX*D010AS3 | S9V2D120U5PSC+LRP | 53000 | 18.8 | 9.4 | 53500 | 38000 | 71.03% | 2 | 0 | 10.5 |  |  |  | No | R-454B | 4.4167 | Residential & Commercial | Ducted CEE Tier 1
216440512 | Central HP <5.4 tons | TRANE | HRCU-A-CB (Split System: Heat Pump with Remote Outdoor Unit-Air-Source) | 5TWV0X60A1 |  |  | 5TXCC009AS3 | S9V2C080U5PSC+LRP | 53000 | 18.6 | 9 | 54000 | 38000 | 70.37% | 2 | 0 | 10.5 |  |  |  | No | R-454B | 4.4167 | Residential & Commercial | Ducted CEE Tier 1
216440530 | Central HP <5.4 tons | TRANE | HRCU-A-CB (Split System: Heat Pump with Remote Outdoor Unit-Air-Source) | 5TWV0X60A1 |  |  | 5TXCD008AS3 | S9V2D120U5VSB+LRP | 52000 | 18.6 | 9 | 54000 | 38000 | 70.37% | 2 | 0 | 10.5 |  |  |  | No | R-454B | 4.3333 | Residential & Commercial | Ducted CEE Tier 1
206771066 | Central HP <5.4 tons | AIRQUEST | HRCU-A-CB (Split System: Heat Pump with Remote Outdoor Unit-Air-Source) | HVH837GKA2* |  |  | EA*4X36L21A*+WALLCON | *80CTL0902120A* | 31600 | 17 | 8.1 | 33200 | 24200 | 72.89% | 1.86 | 11 | 11 |  |  |  | No | R-410A | 2.6333 | Residential & Commercial | Ducted CEE Tier 1
206772371 | Central HP <5.4 tons | AIRQUEST | HRCU-A-CB (Split System: Heat Pump with Remote Outdoor Unit-Air-Source) | HVH837GKA2* |  |  | EN(A,D)4X48L24**+WALLCON | *80CTL1352422A* | 32400 | 17.5 | 8.1 | 32800 | 24800 | 75.61% | 1.98 | 12 | 11.7 |  |  |  | No | R-410A | 2.7 | Residential & Commercial | Ducted CEE Tier 1
211243232 | Central HP <5.4 tons | HEIL | HRCU-A-CB (Split System: Heat Pump with Remote Outdoor Unit-Air-Source) | DLCURAH24ABK |  |  | EA*4X37L21A* | *96VSN0802120A* | 24600 | 17 | 8.5 | 25200 | 21000 | 83.33% | 1.78 | 0 | 10.5 |  |  |  | No | R-410A | 2.05 | Residential & Commercial | Ducted CEE Tier 1
211243383 | Central HP <5.4 tons | HEIL | HRCU-A-CB (Split System: Heat Pump with Remote Outdoor Unit-Air-Source) | DLCURAH24ABK |  |  | EA*4X37L21A* | *80ESU0401712A* | 24600 | 17.5 | 8.5 | 25200 | 21000 | 83.33% | 1.78 | 0 | 10.5 |  |  |  | No | R-410A | 2.05 | Residential & Commercial | Ducted CEE Tier 1
211243498 | Central HP <5.4 tons | HEIL | HRCU-A-CB (Split System: Heat Pump with Remote Outdoor Unit-Air-Source) | DLCURAH24ABK |  |  | EA*4X37L21A* | *80ES(N,L)0451712A* | 24800 | 17 | 8.5 | 25400 | 21000 | 82.68% | 1.76 | 0 | 10.5 |  |  |  | No | R-410A | 2.0667 | Residential & Commercial | Ducted CEE Tier 1
210598018 | Central HP <5.4 tons | AIRQUEST | HRCU-A-CB (Split System: Heat Pump with Remote Outdoor Unit-Air-Source) | HVH825GKA2* |  |  | EA*4X48L21A*+WALLCON | *80CTL0901716A* | 24200 | 17.5 | 8.1 | 20800 | 16500 | 79.33% | 2.04 | 0 | 11.5 |  |  |  | No | R-410A | 2.0167 | Residential & Commercial | Ducted CEE Tier 1
210598034 | Central HP <5.4 tons | AIRQUEST | HRCU-A-CB (Split System: Heat Pump with Remote Outdoor Unit-Air-Source) | HVH825GKA2* |  |  | EA*4X48L21A*+WALLCON | *96CTN0601714A* | 24000 | 16.5 | 8.1 | 21000 | 16600 | 79.05% | 2 | 0 | 11 |  |  |  | No | R-410A | 2 | Residential & Commercial | Ducted CEE Tier 1
210598086 | Central HP <5.4 tons | AIRQUEST | HRCU-A-CB (Split System: Heat Pump with Remote Outdoor Unit-Air-Source) | HVH825GKA2* |  |  | EA*4X48L24A*+WALLCON | *97CMN0602120A* | 24000 | 16.5 | 8.1 | 21000 | 16600 | 79.05% | 2 | 0 | 11 |  |  |  | No | R-410A | 2 | Residential & Commercial | Ducted CEE Tier 1
210598266 | Central HP <5.4 tons | AIRQUEST | HRCU-A-CB (Split System: Heat Pump with Remote Outdoor Unit-Air-Source) | HVH825GKA2* |  |  | EHD4X48AAL+WALLCON | *80CTL1352422A* | 24200 | 16 | 8.1 | 21200 | 16600 | 78.3% | 2.02 | 0 | 11 |  |  |  | No | R-410A | 2.0167 | Residential & Commercial | Ducted CEE Tier 1
213779006 | Central HP <5.4 tons | BRYANT HEATING AND COOLING SYSTEMS | HRCU-A-CB (Split System: Heat Pump with Remote Outdoor Unit-Air-Source) | 288BNV037*0**A* |  |  | CAP**3721AL*+UI | 987MC42080C17*** | 32800 | 17 | 8.1 | 33000 | 25200 | 76.36% | 1.96 | 0 | 11 |  |  |  | No | R-410A | 2.7333 | Residential & Commercial | Ducted CEE Tier 1
213779056 | Central HP <5.4 tons | BRYANT HEATING AND COOLING SYSTEMS | HRCU-A-CB (Split System: Heat Pump with Remote Outdoor Unit-Air-Source) | 288BNV037*0**A* |  |  | CAP**4221AL*+UI | 88*TB36045C17*** | 31600 | 16.5 | 8.1 | 33400 | 24800 | 74.25% | 1.84 | 0 | 10.5 |  |  |  | No | R-410A | 2.6333 | Residential & Commercial | Ducted CEE Tier 1
213779106 | Central HP <5.4 tons | BRYANT HEATING AND COOLING SYSTEMS | HRCU-A-CB (Split System: Heat Pump with Remote Outdoor Unit-Air-Source) | 288BNV037*0**A* |  |  | CAP**4221AL*+UI | 935CB48060C17*** | 31600 | 16.5 | 8.1 | 33000 | 24600 | 74.55% | 1.86 | 0 | 10.5 |  |  |  | No | R-410A | 2.6333 | Residential & Commercial | Ducted CEE Tier 1
213779206 | Central HP <5.4 tons | BRYANT HEATING AND COOLING SYSTEMS | HRCU-A-CB (Split System: Heat Pump with Remote Outdoor Unit-Air-Source) | 288BNV037*0**A* |  |  | CAP**4224AL*+UI | 987MC66100C21*** | 31800 | 17 | 8.1 | 33000 | 24200 | 73.33% | 1.88 | 0 | 11 |  |  |  | No | R-410A | 2.65 | Residential & Commercial | Ducted CEE Tier 1
213779256 | Central HP <5.4 tons | BRYANT HEATING AND COOLING SYSTEMS | HRCU-A-CB (Split System: Heat Pump with Remote Outdoor Unit-Air-Source) | 288BNV037*0**A* |  |  | CAP**4321AL*+UI | 88*TB48070C17*** | 32800 | 17 | 8.5 | 33000 | 25200 | 76.36% | 1.96 | 0 | 11 |  |  |  | No | R-410A | 2.7333 | Residential & Commercial | Ducted CEE Tier 1
213779416 | Central HP <5.4 tons | BRYANT HEATING AND COOLING SYSTEMS | HRCU-A-CB (Split System: Heat Pump with Remote Outdoor Unit-Air-Source) | 288BNV037*0**A* |  |  | CAP**4821AL*+UI | 935CB48060C17*** | 32200 | 17 | 8.1 | 32600 | 25000 | 76.69% | 1.94 | 0 | 11 |  |  |  | No | R-410A | 2.6833 | Residential & Commercial | Ducted CEE Tier 1
213780166 | Central HP <5.4 tons | BRYANT HEATING AND COOLING SYSTEMS | HRCU-A-CB (Split System: Heat Pump with Remote Outdoor Unit-Air-Source) | 288BNV037*0**A* |  |  | CSPH*4812AL*+UI | 88*TB48090C17*** | 32400 | 16.5 | 8.1 | 33000 | 24800 | 75.15% | 1.96 | 0 | 11 |  |  |  | No | R-410A | 2.7 | Residential & Commercial | Ducted CEE Tier 1
215669728 | Central HP <5.4 tons | DAY & NIGHT | HRCU-A-CB (Split System: Heat Pump with Remote Outdoor Unit-Air-Source) | C5H0V36*K*AAA* |  |  | EA*5X61M24A*+WALLCON | *96CTN1002122B* | 35000 | 18.5 | 9 | 34400 | 24800 | 72.09% | 1.92 | 0 | 10.5 |  |  |  | No | R-454B | 2.9167 | Residential & Commercial | Ducted CEE Tier 1
213780966 | Central HP <5.4 tons | BRYANT HEATING AND COOLING SYSTEMS | HRCU-A-CB (Split System: Heat Pump with Remote Outdoor Unit-Air-Source) | 288BNV037*0**B* |  |  | CAP**4221AL*+UI | 88*TB36045C17*** | 31600 | 16.5 | 8.1 | 33400 | 24800 | 74.25% | 1.84 | 0 | 10.5 |  |  |  | No | R-410A | 2.6333 | Residential & Commercial | Ducted CEE Tier 1
214242291 | Central HP <5.4 tons | DAY & NIGHT | HRCU-A-CB (Split System: Heat Pump with Remote Outdoor Unit-Air-Source) | CVH825GKA3* |  |  | EN(A,D,W)4X48L21**+WALLCON | *97CMN1002122B* | 24200 | 17 | 8.1 | 21200 | 16500 | 77.83% | 2 | 0 | 11.5 |  |  |  | No | R-410A | 2.0167 | Residential & Commercial | Ducted CEE Tier 1
213781116 | Central HP <5.4 tons | BRYANT HEATING AND COOLING SYSTEMS | HRCU-A-CB (Split System: Heat Pump with Remote Outdoor Unit-Air-Source) | 288BNV037*0**B* |  |  | CAP**4224AL*+UI | 987MC66100C21*** | 31800 | 17 | 8.1 | 33000 | 24200 | 73.33% | 1.88 | 0 | 11 |  |  |  | No | R-410A | 2.65 | Residential & Commercial | Ducted CEE Tier 1
213781216 | Central HP <5.4 tons | BRYANT HEATING AND COOLING SYSTEMS | HRCU-A-CB (Split System: Heat Pump with Remote Outdoor Unit-Air-Source) | 288BNV037*0**B* |  |  | CAP**4321AL*+UI | 987MC42060C17*** | 32600 | 16.5 | 8.1 | 33000 | 25400 | 76.97% | 1.94 | 0 | 11 |  |  |  | No | R-410A | 2.7167 | Residential & Commercial | Ducted CEE Tier 1
213781316 | Central HP <5.4 tons | BRYANT HEATING AND COOLING SYSTEMS | HRCU-A-CB (Split System: Heat Pump with Remote Outdoor Unit-Air-Source) | 288BNV037*0**B* |  |  | CAP**4821AL*+UI | 88*TB60110C21*** | 32400 | 17 | 8.1 | 32400 | 24800 | 76.54% | 1.98 | 0 | 11 |  |  |  | No | R-410A | 2.7 | Residential & Commercial | Ducted CEE Tier 1
213781236 | Central HP <5.4 tons | BRYANT HEATING AND COOLING SYSTEMS | HRCU-A-CB (Split System: Heat Pump with Remote Outdoor Unit-Air-Source) | 288BNV037*0**B* |  |  | CAP**4321AL*+UI | 987MC66100C21*** | 33000 | 17 | 8.5 | 32600 | 25000 | 76.69% | 1.98 | 0 | 11.5 |  |  |  | No | R-410A | 2.75 | Residential & Commercial | Ducted CEE Tier 1
213781636 | Central HP <5.4 tons | BRYANT HEATING AND COOLING SYSTEMS | HRCU-A-CB (Split System: Heat Pump with Remote Outdoor Unit-Air-Source) | 288BNV037*0**B* |  |  | CAP**6121AL*+UI | 986TD42080C17*** | 33000 | 17 | 8.1 | 32000 | 25000 | 78.12% | 1.96 | 0 | 11 |  |  |  | No | R-410A | 2.75 | Residential & Commercial | Ducted CEE Tier 1
213781656 | Central HP <5.4 tons | BRYANT HEATING AND COOLING SYSTEMS | HRCU-A-CB (Split System: Heat Pump with Remote Outdoor Unit-Air-Source) | 288BNV037*0**B* |  |  | CAP**6124AL*+UI | 88*TB60090C21*** | 33200 | 17.5 | 8.5 | 32000 | 24800 | 77.5% | 2 | 0 | 11.7 |  |  |  | No | R-410A | 2.7667 | Residential & Commercial | Ducted CEE Tier 1
213782056 | Central HP <5.4 tons | BRYANT HEATING AND COOLING SYSTEMS | HRCU-A-CB (Split System: Heat Pump with Remote Outdoor Unit-Air-Source) | 288BNV037*0**B* |  |  | CSPH*4812AL*+UI | 88*TB36070C14*** | 32600 | 16.5 | 8.1 | 33200 | 25000 | 75.3% | 1.94 | 0 | 11 |  |  |  | No | R-410A | 2.7167 | Residential & Commercial | Ducted CEE Tier 1
216082175 | Central HP <5.4 tons | Stelpro | HRCU-A-CB (Split System: Heat Pump with Remote Outdoor Unit-Air-Source) | SDB1-H36A-O |  |  | SAHB1-H36A-I |  | 36000 | 17.3 | 10.3 | 37000 | 39000 | 105.4% | 1.9 | 0 | 11.7 |  |  |  | No | R-454B | 3 | Residential & Commercial | Ducted CEE Tier 1
216440500 | Central HP <5.4 tons | TRANE | HRCU-A-CB (Split System: Heat Pump with Remote Outdoor Unit-Air-Source) | 5TWV0X60A1 |  |  | 5TXCC007AS3 | L8V1C100U5VSB+LRP | 52000 | 18.6 | 9 | 54500 | 38500 | 70.64% | 2 | 0 | 10 |  |  |  | No | R-454B | 4.3333 | Residential & Commercial | Ducted CEE Tier 1
216440534 | Central HP <5.4 tons | TRANE | HRCU-A-CB (Split System: Heat Pump with Remote Outdoor Unit-Air-Source) | 5TWV0X60A1 |  |  | 5TXCD008AS3 | S9V2C100U5PSC+LRP | 52000 | 18.6 | 9 | 54500 | 38500 | 70.64% | 2 | 0 | 10 |  |  |  | No | R-454B | 4.3333 | Residential & Commercial | Ducted CEE Tier 1
213773726 | Central HP <5.4 tons | BRYANT HEATING AND COOLING SYSTEMS | HRCU-A-CB (Split System: Heat Pump with Remote Outdoor Unit-Air-Source) | 288BNV025*0**C* |  |  | CAP**4821AL*+UI | 88*TB60110C21*** | 24000 | 17 | 8.1 | 21000 | 16500 | 78.57% | 2.02 | 0 | 11 |  |  |  | No | R-410A | 2 | Residential & Commercial | Ducted CEE Tier 1
213780656 | Central HP <5.4 tons | BRYANT HEATING AND COOLING SYSTEMS | HRCU-A-CB (Split System: Heat Pump with Remote Outdoor Unit-Air-Source) | 288BNV037*0**B* |  |  | CAP**3617AL*+UI | 88*TB48070C17*** | 31400 | 16.5 | 8.1 | 33400 | 24400 | 73.05% | 1.82 | 0 | 10.5 |  |  |  | No | R-410A | 2.6167 | Residential & Commercial | Ducted CEE Tier 1
213780876 | Central HP <5.4 tons | BRYANT HEATING AND COOLING SYSTEMS | HRCU-A-CB (Split System: Heat Pump with Remote Outdoor Unit-Air-Source) | 288BNV037*0**B* |  |  | CAP**3721AL*+UI | 88*TB60090C21*** | 32800 | 17 | 8.5 | 33000 | 25000 | 75.76% | 1.98 | 0 | 11 |  |  |  | No | R-410A | 2.7333 | Residential & Commercial | Ducted CEE Tier 1
213780896 | Central HP <5.4 tons | BRYANT HEATING AND COOLING SYSTEMS | HRCU-A-CB (Split System: Heat Pump with Remote Outdoor Unit-Air-Source) | 288BNV037*0**B* |  |  | CAP**3721AL*+UI | 935CB48060C17*** | 32800 | 17 | 8.5 | 33000 | 25200 | 76.36% | 1.96 | 0 | 11 |  |  |  | No | R-410A | 2.7333 | Residential & Commercial | Ducted CEE Tier 1
213781026 | Central HP <5.4 tons | BRYANT HEATING AND COOLING SYSTEMS | HRCU-A-CB (Split System: Heat Pump with Remote Outdoor Unit-Air-Source) | 288BNV037*0**B* |  |  | CAP**4221AL*+UI | 987MC42060C17*** | 31600 | 16.5 | 8.1 | 33200 | 24600 | 74.1% | 1.84 | 0 | 10.5 |  |  |  | No | R-410A | 2.6333 | Residential & Commercial | Ducted CEE Tier 1
213781296 | Central HP <5.4 tons | BRYANT HEATING AND COOLING SYSTEMS | HRCU-A-CB (Split System: Heat Pump with Remote Outdoor Unit-Air-Source) | 288BNV037*0**B* |  |  | CAP**4821AL*+UI | 88*TB48090C17*** | 32400 | 17 | 8.1 | 32600 | 25000 | 76.69% | 1.96 | 0 | 11 |  |  |  | No | R-410A | 2.7 | Residential & Commercial | Ducted CEE Tier 1
213780806 | Central HP <5.4 tons | BRYANT HEATING AND COOLING SYSTEMS | HRCU-A-CB (Split System: Heat Pump with Remote Outdoor Unit-Air-Source) | 288BNV037*0**B* |  |  | CAP**3621AL*+UI | 987MC66100C21*** | 31600 | 17 | 8.1 | 32800 | 24200 | 73.78% | 1.86 | 0 | 11 |  |  |  | No | R-410A | 2.6333 | Residential & Commercial | Ducted CEE Tier 1
213781006 | Central HP <5.4 tons | BRYANT HEATING AND COOLING SYSTEMS | HRCU-A-CB (Split System: Heat Pump with Remote Outdoor Unit-Air-Source) | 288BNV037*0**B* |  |  | CAP**4221AL*+UI | 88*TB60110C21*** | 31800 | 17 | 8.1 | 32800 | 24200 | 73.78% | 1.88 | 0 | 11 |  |  |  | No | R-410A | 2.65 | Residential & Commercial | Ducted CEE Tier 1
214574139 | Central HP <5.4 tons | BRYANT HEATING AND COOLING SYSTEMS | HRCU-A-CB (Split System: Heat Pump with Remote Outdoor Unit-Air-Source) | 288BNV037*0**B* |  |  | CAP**6121AL*+UI | 986TD60080C21*** | 33200 | 18.5 | 8.5 | 31800 | 24800 | 77.99% | 2 | 0 | 11.5 |  |  |  | No | R-410A | 2.7667 | Residential & Commercial | Ducted CEE Tier 1
214574339 | Central HP <5.4 tons | BRYANT HEATING AND COOLING SYSTEMS | HRCU-A-CB (Split System: Heat Pump with Remote Outdoor Unit-Air-Source) | 288BNV037*0**B* |  |  | CSPH*4812AL*+UI | 935CB60080C21*** | 32600 | 17.5 | 8.5 | 32800 | 25000 | 76.22% | 1.98 | 0 | 11 |  |  |  | No | R-410A | 2.7167 | Residential & Commercial | Ducted CEE Tier 1
214574389 | Central HP <5.4 tons | BRYANT HEATING AND COOLING SYSTEMS | HRCU-A-CB (Split System: Heat Pump with Remote Outdoor Unit-Air-Source) | 288BNV037*0**B* |  |  | CSPH*6012AL*+UI | 88*TB60070C21*** | 33000 | 17 | 8.5 | 32200 | 25000 | 77.64% | 2 | 0 | 11 |  |  |  | No | R-410A | 2.75 | Residential & Commercial | Ducted CEE Tier 1
213781286 | Central HP <5.4 tons | BRYANT HEATING AND COOLING SYSTEMS | HRCU-A-CB (Split System: Heat Pump with Remote Outdoor Unit-Air-Source) | 288BNV037*0**B* |  |  | CAP**4821AL*+UI | 88*TB48070C17*** | 32200 | 17 | 8.1 | 32600 | 25000 | 76.69% | 1.96 | 0 | 11 |  |  |  | No | R-410A | 2.6833 | Residential & Commercial | Ducted CEE Tier 1
213780976 | Central HP <5.4 tons | BRYANT HEATING AND COOLING SYSTEMS | HRCU-A-CB (Split System: Heat Pump with Remote Outdoor Unit-Air-Source) | 288BNV037*0**B* |  |  | CAP**4221AL*+UI | 88*TB48070C17*** | 31400 | 17 | 8.1 | 33200 | 24400 | 73.49% | 1.86 | 0 | 10.5 |  |  |  | No | R-410A | 2.6167 | Residential & Commercial | Ducted CEE Tier 1
213780996 | Central HP <5.4 tons | BRYANT HEATING AND COOLING SYSTEMS | HRCU-A-CB (Split System: Heat Pump with Remote Outdoor Unit-Air-Source) | 288BNV037*0**B* |  |  | CAP**4221AL*+UI | 88*TB60090C21*** | 31800 | 17 | 8.1 | 32800 | 24200 | 73.78% | 1.88 | 0 | 11 |  |  |  | No | R-410A | 2.65 | Residential & Commercial | Ducted CEE Tier 1
213781076 | Central HP <5.4 tons | BRYANT HEATING AND COOLING SYSTEMS | HRCU-A-CB (Split System: Heat Pump with Remote Outdoor Unit-Air-Source) | 288BNV037*0**B* |  |  | CAP**4221AL*+UI | 986TD66100C21*** | 31800 | 17 | 8.1 | 33000 | 24400 | 73.94% | 1.88 | 0 | 11 |  |  |  | No | R-410A | 2.65 | Residential & Commercial | Ducted CEE Tier 1
213782196 | Central HP <5.4 tons | BRYANT HEATING AND COOLING SYSTEMS | HRCU-A-CB (Split System: Heat Pump with Remote Outdoor Unit-Air-Source) | 288BNV037*0**B* |  |  | CSPH*4812AL*+UI | 986TD66120C24*** | 32600 | 16.5 | 8.1 | 33000 | 24800 | 75.15% | 1.96 | 0 | 11 |  |  |  | No | R-410A | 2.7167 | Residential & Commercial | Ducted CEE Tier 1
216440539 | Central HP <5.4 tons | AMERICAN STANDARD | HRCU-A-CB (Split System: Heat Pump with Remote Outdoor Unit-Air-Source) | 5A6V0X60A1 |  |  | 5TXCD008AS3 | S9V2C100U5VSB+LRP | 52000 | 18.6 | 9 | 54500 | 38500 | 70.64% | 2 | 0 | 10 |  |  |  | No | R-454B | 4.3333 | Residential & Commercial | Ducted CEE Tier 1
216505876 | Central HP <5.4 tons | Panasonic | HRCU-A-CB (Split System: Heat Pump with Remote Outdoor Unit-Air-Source) | CU-M36BAHU |  |  | CS-HM36BAHU |  | 36000 | 16.1 | 8.7 | 36000 | 27000 | 75% | 2 | 0 | 10 |  |  |  | No | R-454B | 3 | Residential & Commercial | Ducted CEE Tier 1
213067574 | Central HP <5.4 tons | ACIQ | HRCU-A-CB (Split System: Heat Pump with Remote Outdoor Unit-Air-Source) | HVH825GKA2* |  |  | EHD4X42AAL+WALLCON | *97CMN1002122A* | 24200 | 16 | 8.1 | 21400 | 16600 | 77.57% | 2 | 0 | 10.5 |  |  |  | No | R-410A | 2.0167 | Residential & Commercial | Ducted CEE Tier 1
213067604 | Central HP <5.4 tons | ACIQ | HRCU-A-CB (Split System: Heat Pump with Remote Outdoor Unit-Air-Source) | HVH825GKA2* |  |  | EN(A,D)4X48L24**+WALLCON | *97CMN1202422A* | 24200 | 16.5 | 8.1 | 21400 | 16600 | 77.57% | 2 | 0 | 11 |  |  |  | No | R-410A | 2.0167 | Residential & Commercial | Ducted CEE Tier 1
213067641 | Central HP <5.4 tons | ACIQ | HRCU-A-CB (Split System: Heat Pump with Remote Outdoor Unit-Air-Source) | HVH825GKA2* |  |  | END4X42L17**+WALLCON | *80CTL0901716A* | 24000 | 17 | 8.1 | 21400 | 16600 | 77.57% | 2 | 0 | 11.5 |  |  |  | No | R-410A | 2 | Residential & Commercial | Ducted CEE Tier 1
216411171 | Central HP <5.4 tons | JOHNSON CONTROLS | HRCU-A-CB (Split System: Heat Pump with Remote Outdoor Unit-Air-Source) | HH824E2S11 |  |  | CTF30A5ADS1 | Z9ET040A10SMPS1 | 23000 | 18 | 9 | 23000 | 17700 | 76.96% | 2 | 0 | 12 |  |  |  | No | R-454B | 1.9167 | Residential & Commercial | Ducted CEE Tier 1
214584695 | Central HP <5.4 tons | JOHNSON CONTROLS | HRCU-A-CB (Split System: Heat Pump with Remote Outdoor Unit-Air-Source) | HH824E2S11 |  |  | CTF30B5ACS1 | Z8ES080B12SMPS1 | 23000 | 18 | 9.5 | 23000 | 19100 | 83.04% | 2 | 0 | 12 |  |  |  | No | R-454B | 1.9167 | Residential & Commercial | Ducted CEE Tier 1
214397105 | Central HP <5.4 tons | COLEMAN | HRCU-A-CB (Split System: Heat Pump with Remote Outdoor Unit-Air-Source) | HH824E2S11 |  |  | CTF36B5ADS1 | TM8Y080B12MP11 | 23000 | 18 | 9.5 | 23000 | 18300 | 79.57% | 2 | 0 | 12 |  |  |  | No | R-454B | 1.9167 | Residential & Commercial | Ducted CEE Tier 1
210598362 | Central HP <5.4 tons | AIRQUEST | HRCU-A-CB (Split System: Heat Pump with Remote Outdoor Unit-Air-Source) | HVH825GKA2* |  |  | EN(A,D)4X48L24**+WALLCON | *80CTL1352422A* | 24200 | 17 | 8.1 | 21400 | 16600 | 77.57% | 2.02 | 0 | 11.5 |  |  |  | No | R-410A | 2.0167 | Residential & Commercial | Ducted CEE Tier 1
212970462 | Central HP <5.4 tons | HEIL | HRCU-A-CB (Split System: Heat Pump with Remote Outdoor Unit-Air-Source) | DLCURAH36ABK |  |  | END4X42L17** | *80VSL0701716B* | 35600 | 15.5 | 8.1 | 38500 | 35000 | 90.91% | 1.94 | 0 | 10 |  |  |  | No | R-410A | 2.9667 | Residential & Commercial | Ducted CEE Tier 1
213076492 | Central HP <5.4 tons | HEIL | HRCU-A-CB (Split System: Heat Pump with Remote Outdoor Unit-Air-Source) | DLCURAH36ABK |  |  | EA*4X37L17A* | *80VTL0701716B* | 36000 | 15.5 | 8.5 | 38500 | 35000 | 90.91% | 2 | 0 | 10 |  |  |  | No | R-410A | 3 | Residential & Commercial | Ducted CEE Tier 1
213076426 | Central HP <5.4 tons | HEIL | HRCU-A-CB (Split System: Heat Pump with Remote Outdoor Unit-Air-Source) | DLCURAH36ABK |  |  | EA*4X37L17A* | *80VTL0451412B* | 36000 | 15.5 | 8.5 | 38500 | 35000 | 90.91% | 2 | 0 | 10 |  |  |  | No | R-410A | 3 | Residential & Commercial | Ducted CEE Tier 1
211261900 | Central HP <5.4 tons | HEIL | HRCU-A-CB (Split System: Heat Pump with Remote Outdoor Unit-Air-Source) | DLCURAH18ABK |  |  | EA*4X30L17A* | *95ESN0601412A* | 18000 | 16 | 8.5 | 18500 | 18500 | 100% | 2.22 | 0 | 10.5 |  |  |  | No | R-410A | 1.5 | Residential & Commercial | Ducted CEE Tier 1
212981784 | Central HP <5.4 tons | CARRIER | HRCU-A-CB (Split System: Heat Pump with Remote Outdoor Unit-Air-Source) | 38MURAQ24AB3* |  |  | CNPV*3017AL* | 58SU*B040M17**12 | 23800 | 16.5 | 8.5 | 25800 | 23800 | 92.25% | 1.98 | 0 | 10.5 |  |  |  | No | R-410A | 1.9833 | Residential & Commercial | Ducted CEE Tier 1
213080370 | Central HP <5.4 tons | HEIL | HRCU-A-CB (Split System: Heat Pump with Remote Outdoor Unit-Air-Source) | DLCURAH36ABK |  |  | EN(A,D)4X48L24** | *96MSN1002120A* | 36000 | 16.5 | 8.1 | 38500 | 34800 | 90.39% | 2.02 | 0 | 10 |  |  |  | No | R-410A | 3 | Residential & Commercial | Ducted CEE Tier 1
213080831 | Central HP <5.4 tons | HEIL | HRCU-A-CB (Split System: Heat Pump with Remote Outdoor Unit-Air-Source) | DLCURAH36ABK |  |  | EA*4X43L21A* | *95MSU0802120A* | 36600 | 16 | 8.5 | 38500 | 35000 | 90.91% | 2.08 | 0 | 10 |  |  |  | No | R-410A | 3.05 | Residential & Commercial | Ducted CEE Tier 1
213781486 | Central HP <5.4 tons | BRYANT HEATING AND COOLING SYSTEMS | HRCU-A-CB (Split System: Heat Pump with Remote Outdoor Unit-Air-Source) | 288BNV037*0**B* |  |  | CAP**6024AL*+UI | 88*TB66135C24*** | 32800 | 17.5 | 8.1 | 31800 | 24600 | 77.36% | 1.98 | 0 | 11.5 |  |  |  | No | R-410A | 2.7333 | Residential & Commercial | Ducted CEE Tier 1
213781536 | Central HP <5.4 tons | BRYANT HEATING AND COOLING SYSTEMS | HRCU-A-CB (Split System: Heat Pump with Remote Outdoor Unit-Air-Source) | 288BNV037*0**B* |  |  | CAP**6121AL*+UI | 88*TB36045C17*** | 33000 | 17 | 8.1 | 32400 | 25200 | 77.78% | 1.94 | 0 | 11 |  |  |  | No | R-410A | 2.75 | Residential & Commercial | Ducted CEE Tier 1
213781556 | Central HP <5.4 tons | BRYANT HEATING AND COOLING SYSTEMS | HRCU-A-CB (Split System: Heat Pump with Remote Outdoor Unit-Air-Source) | 288BNV037*0**B* |  |  | CAP**6121AL*+UI | 88*TB48090C17*** | 33200 | 17.5 | 8.1 | 32000 | 24800 | 77.5% | 1.98 | 0 | 11.5 |  |  |  | No | R-410A | 2.7667 | Residential & Commercial | Ducted CEE Tier 1
214574109 | Central HP <5.4 tons | BRYANT HEATING AND COOLING SYSTEMS | HRCU-A-CB (Split System: Heat Pump with Remote Outdoor Unit-Air-Source) | 288BNV037*0**B* |  |  | CAP**6121AL*+UI | 935CB66100C21*** | 33200 | 18.5 | 8.5 | 31800 | 24800 | 77.99% | 2 | 0 | 11.5 |  |  |  | No | R-410A | 2.7667 | Residential & Commercial | Ducted CEE Tier 1
212979869 | Central HP <5.4 tons | CARRIER | HRCU-A-CB (Split System: Heat Pump with Remote Outdoor Unit-Air-Source) | 38MURAQ24AB3* |  |  | CAP**3717AL* | 58S(B,C)*B090M17**14 | 24000 | 17 | 8.1 | 25200 | 22400 | 88.89% | 1.86 | 0 | 10 |  |  |  | No | R-410A | 2 | Residential & Commercial | Ducted CEE Tier 1
212979905 | Central HP <5.4 tons | CARRIER | HRCU-A-CB (Split System: Heat Pump with Remote Outdoor Unit-Air-Source) | 38MURAQ24AB3* |  |  | CNPV*3017AL* | 58S(B,C)*B090M17**14 | 23600 | 17 | 8.5 | 26400 | 24400 | 92.42% | 2.02 | 0 | 10.5 |  |  |  | No | R-410A | 1.9667 | Residential & Commercial | Ducted CEE Tier 1
205751066 | Central HP <5.4 tons | AIRQUEST | HRCU-A-CB (Split System: Heat Pump with Remote Outdoor Unit-Air-Source) | HVH837GKA** |  |  | EA*4X37L21A*+WALLCON | *97CMN1002122A* | 33000 | 17.5 | 8.5 | 33000 | 25200 | 76.36% | 2 | 12 | 11.7 |  |  |  | No | R-410A | 2.75 | Residential & Commercial | Ducted CEE Tier 1
212988324 | Central HP <5.4 tons | HEIL | HRCU-A-CB (Split System: Heat Pump with Remote Outdoor Unit-Air-Source) | DLCURAH36ABK |  |  | EA*4X48L24A* | *96MSN1202422A* | 35600 | 16.5 | 8.5 | 37800 | 34600 | 91.53% | 2.02 | 0 | 10 |  |  |  | No | R-410A | 2.9667 | Residential & Commercial | Ducted CEE Tier 1
212983163 | Central HP <5.4 tons | BRYANT HEATING AND COOLING SYSTEMS | HRCU-A-CB (Split System: Heat Pump with Remote Outdoor Unit-Air-Source) | 38MURAQ24AB3* |  |  | CAP**3617AL* | 912SE36040M17*** | 23400 | 16 | 8.5 | 26400 | 24000 | 90.91% | 1.98 | 0 | 10 |  |  |  | No | R-410A | 1.95 | Residential & Commercial | Ducted CEE Tier 1
212983547 | Central HP <5.4 tons | BRYANT HEATING AND COOLING SYSTEMS | HRCU-A-CB (Split System: Heat Pump with Remote Outdoor Unit-Air-Source) | 38MURAQ24AB3* |  |  | CAP**3017AL* | 912SE36060M14*** | 23800 | 17 | 8.5 | 26600 | 24000 | 90.23% | 1.98 | 0 | 10 |  |  |  | No | R-410A | 1.9833 | Residential & Commercial | Ducted CEE Tier 1
211261562 | Central HP <5.4 tons | HEIL | HRCU-A-CB (Split System: Heat Pump with Remote Outdoor Unit-Air-Source) | DLCURAH18ABK |  |  | EA*4X30L17A* | *96VSN0601714A* | 17800 | 16 | 8.5 | 18400 | 18500 | 100.5% | 2.22 | 0 | 10.5 |  |  |  | No | R-410A | 1.4833 | Residential & Commercial | Ducted CEE Tier 1
212979845 | Central HP <5.4 tons | CARRIER | HRCU-A-CB (Split System: Heat Pump with Remote Outdoor Unit-Air-Source) | 38MURAQ24AB3* |  |  | CAP**3617AL* | 58S(B,C)*B090M17**14 | 23800 | 17 | 8.5 | 26200 | 23800 | 90.84% | 1.98 | 0 | 10 |  |  |  | No | R-410A | 1.9833 | Residential & Commercial | Ducted CEE Tier 1
212982696 | Central HP <5.4 tons | CARRIER | HRCU-A-CB (Split System: Heat Pump with Remote Outdoor Unit-Air-Source) | 38MURAQ24AB3* |  |  | CAP**3621AL* | 58SU*B080M21**20 | 23600 | 17.5 | 8.5 | 25600 | 23400 | 91.41% | 1.94 | 0 | 10 |  |  |  | No | R-410A | 1.9667 | Residential & Commercial | Ducted CEE Tier 1
212985521 | Central HP <5.4 tons | HEIL | HRCU-A-CB (Split System: Heat Pump with Remote Outdoor Unit-Air-Source) | DLCURAH36ABK |  |  | EA*4X48L24A* | *92MSN1002122A* | 36000 | 16.5 | 8.5 | 37800 | 34600 | 91.53% | 2.04 | 0 | 10 |  |  |  | No | R-410A | 3 | Residential & Commercial | Ducted CEE Tier 1
213160451 | Central HP <5.4 tons | Panasonic | HRCU-A-C (Split System: Heat Pump with Remote Outdoor Unit with No Indoor Fan --Air Source) | CU-HE36YAHK6 |  |  | CS-HE36YAS6* |  | 35000 | 15.5 | 8.6 | 38000 | 31600 | 83.16% | 1.85 | 0 | 10 |  |  |  | No | R-410A | 2.9167 | Residential & Commercial | Ducted CEE Tier 1
214609063 | Central HP <5.4 tons | COLEMAN | HRCU-A-CB (Split System: Heat Pump with Remote Outdoor Unit-Air-Source) | HH836E2S11 |  |  | CTM48C5CFS1 | Z9ES100C16SMPS1 | 35000 | 18 | 9 | 32600 | 25800 | 79.14% | 2 | 0 | 11 |  |  |  | No | R-454B | 2.9167 | Residential & Commercial | Ducted CEE Tier 1
214396396 | Central HP <5.4 tons | COLEMAN | HRCU-A-CB (Split System: Heat Pump with Remote Outdoor Unit-Air-Source) | HH836E2S11 |  |  | CTF36C5CDS1+JMC17C2SN1 |  | 34400 | 19 | 9 | 31600 | 25400 | 80.38% | 2 | 0 | 11.7 |  |  |  | No | R-454B | 2.8667 | Residential & Commercial | Ducted CEE Tier 1
214396433 | Central HP <5.4 tons | COLEMAN | HRCU-A-CB (Split System: Heat Pump with Remote Outdoor Unit-Air-Source) | HH836E2S11 |  |  | CTM36C5CDS1 | TM9E080C16MP12 | 34200 | 18 | 8.5 | 32600 | 27000 | 82.82% | 2 | 0 | 11 |  |  |  | No | R-454B | 2.85 | Residential & Commercial | Ducted CEE Tier 1
213076782 | Central HP <5.4 tons | HEIL | HRCU-A-CB (Split System: Heat Pump with Remote Outdoor Unit-Air-Source) | DLCURAH36ABK |  |  | EA*4X43L21A* | *80VTL1102122B* | 36600 | 16 | 8.5 | 38000 | 34800 | 91.58% | 2.06 | 0 | 10 |  |  |  | No | R-410A | 3.05 | Residential & Commercial | Ducted CEE Tier 1
213076981 | Central HP <5.4 tons | HEIL | HRCU-A-CB (Split System: Heat Pump with Remote Outdoor Unit-Air-Source) | DLCURAH36ABK |  |  | EA*4X43L21A* | *96VSN0801716B* | 36600 | 15.5 | 8.5 | 38500 | 35000 | 90.91% | 2.06 | 0 | 10 |  |  |  | No | R-410A | 3.05 | Residential & Commercial | Ducted CEE Tier 1
215679554 | Central HP <5.4 tons | BRYANT HEATING AND COOLING SYSTEMS | HRCU-A-CB (Split System: Heat Pump with Remote Outdoor Unit-Air-Source) | 290VAN036**AA* |  |  | CAA**6024AM*+UI | 986TD60080C21*** | 34400 | 18 | 9 | 34200 | 24800 | 72.51% | 1.9 | 0 | 10 |  |  |  | No | R-454B | 2.8667 | Residential & Commercial | Ducted CEE Tier 1
212396507 | Central HP <5.4 tons | Panasonic | HRCU-A-C (Split System: Heat Pump with Remote Outdoor Unit with No Indoor Fan --Air Source) | CU-HE36YAHK6 |  |  | CS-HE36YAC6 |  | 35000 | 15.2 | 10 | 39000 | 32000 | 82.05% | 2 | 10.2 | 10 |  |  |  | No | R-410A | 2.9167 | Residential & Commercial | Ducted CEE Tier 1
212983239 | Central HP <5.4 tons | CARRIER | HRCU-A-CB (Split System: Heat Pump with Remote Outdoor Unit-Air-Source) | 38MURAQ24AB3* |  |  | CNPV*3621AL* | 59SC2E040M17**12 | 23400 | 15.5 | 8.1 | 26200 | 24200 | 92.37% | 1.98 | 0 | 10 |  |  |  | No | R-410A | 1.95 | Residential & Commercial | Ducted CEE Tier 1
212983546 | Central HP <5.4 tons | CARRIER | HRCU-A-CB (Split System: Heat Pump with Remote Outdoor Unit-Air-Source) | 38MURAQ24AB3* |  |  | CAP**3017AL* | 59SC2E060M14**12 | 23800 | 17 | 8.5 | 26600 | 24000 | 90.23% | 1.98 | 0 | 10 |  |  |  | No | R-410A | 1.9833 | Residential & Commercial | Ducted CEE Tier 1
212981772 | Central HP <5.4 tons | CARRIER | HRCU-A-CB (Split System: Heat Pump with Remote Outdoor Unit-Air-Source) | 38MURAQ24AB3* |  |  | CNPV*2417AL* | 58SU*B040M17**12 | 23200 | 16 | 8.5 | 26200 | 24800 | 94.66% | 2.06 | 0 | 10 |  |  |  | No | R-410A | 1.9333 | Residential & Commercial | Ducted CEE Tier 1
204299878 | Central HP <5.4 tons | AIRQUEST | HRCU-A-CB (Split System: Heat Pump with Remote Outdoor Unit-Air-Source) | HVH837GKA** |  |  | EN(A,D)4X48L24**+WALLCON | *80CTL0902120A* | 32400 | 17.5 | 8.1 | 33000 | 24800 | 75.15% | 1.96 | 12 | 11.7 |  |  |  | No | R-410A | 2.7 | Residential & Commercial | Ducted CEE Tier 1
213067541 | Central HP <5.4 tons | ACIQ | HRCU-A-CB (Split System: Heat Pump with Remote Outdoor Unit-Air-Source) | HVH825GKA2* |  |  | EA*4X48L21A*+WALLCON | *96CTN0801714A* | 24000 | 16.5 | 8.1 | 21000 | 16600 | 79.05% | 2 | 0 | 11 |  |  |  | No | R-410A | 2 | Residential & Commercial | Ducted CEE Tier 1
213067554 | Central HP <5.4 tons | ACIQ | HRCU-A-CB (Split System: Heat Pump with Remote Outdoor Unit-Air-Source) | HVH825GKA2* |  |  | EA*4X48L24A*+WALLCON | *97CMN1002122A* | 24200 | 16.5 | 8.1 | 21000 | 16500 | 78.57% | 2.02 | 0 | 11 |  |  |  | No | R-410A | 2.0167 | Residential & Commercial | Ducted CEE Tier 1
213067588 | Central HP <5.4 tons | ACIQ | HRCU-A-CB (Split System: Heat Pump with Remote Outdoor Unit-Air-Source) | HVH825GKA2* |  |  | EHD4X48AAL+WALLCON | *96CTN0801714A* | 24200 | 16 | 8.1 | 21400 | 16700 | 78.04% | 2 | 0 | 10.5 |  |  |  | No | R-410A | 2.0167 | Residential & Commercial | Ducted CEE Tier 1
213067623 | Central HP <5.4 tons | ACIQ | HRCU-A-CB (Split System: Heat Pump with Remote Outdoor Unit-Air-Source) | HVH825GKA2* |  |  | EN(A,D,W)4X48L21**+WALLCON | *80CSU1002120A* | 24000 | 16.5 | 8.1 | 21400 | 16600 | 77.57% | 2 | 0 | 11 |  |  |  | No | R-410A | 2 | Residential & Commercial | Ducted CEE Tier 1
214810229 | Central HP <5.4 tons | COLEMAN | HRCU-A-CB (Split System: Heat Pump with Remote Outdoor Unit-Air-Source) | HH824E2S11 |  |  | CTM36B5ADS1 | TM8E100B12MP11 | 23000 | 18 | 9.5 | 23000 | 18800 | 81.74% | 2 | 0 | 12 |  |  |  | No | R-454B | 1.9167 | Residential & Commercial | Ducted CEE Tier 1
211230613 | Central HP <5.4 tons | HEIL | HRCU-A-CB (Split System: Heat Pump with Remote Outdoor Unit-Air-Source) | DLCURAH36ABK |  |  | EN(A,D)4X48L24** | *92ESN1002120A* | 35800 | 16.5 | 8.1 | 38500 | 34800 | 90.39% | 2 | 0 | 10 |  |  |  | No | R-410A | 2.9833 | Residential & Commercial | Ducted CEE Tier 1
204300562 | Central HP <5.4 tons | AIRQUEST | HRCU-A-CB (Split System: Heat Pump with Remote Outdoor Unit-Air-Source) | HVH837GKA** |  |  | EHD4X48AAL+WALLCON | *96CTN1002122A* | 32600 | 17 | 8.1 | 33000 | 24800 | 75.15% | 1.98 | 12 | 11 |  |  |  | No | R-410A | 2.7167 | Residential & Commercial | Ducted CEE Tier 1
204298758 | Central HP <5.4 tons | AIRQUEST | HRCU-A-CB (Split System: Heat Pump with Remote Outdoor Unit-Air-Source) | HVH837GKA** |  |  | EA*4X36L21A*+WALLCON | *96CTN1002122A* | 31600 | 17 | 8.1 | 33200 | 24200 | 72.89% | 1.86 | 11 | 11 |  |  |  | No | R-410A | 2.6333 | Residential & Commercial | Ducted CEE Tier 1
206135775 | Central HP <5.4 tons | AIRQUEST | HRCU-A-CB (Split System: Heat Pump with Remote Outdoor Unit-Air-Source) | HVH837GKA** |  |  | EA*4X48L21A*+WALLCON | *80CSU0601716A* | 32200 | 17 | 8.1 | 32600 | 25000 | 76.69% | 1.96 | 12 | 11 |  |  |  | No | R-410A | 2.6833 | Residential & Commercial | Ducted CEE Tier 1
212983597 | Central HP <5.4 tons | BRYANT HEATING AND COOLING SYSTEMS | HRCU-A-CB (Split System: Heat Pump with Remote Outdoor Unit-Air-Source) | 38MURAQ24AB3* |  |  | CNPV*3014AL* | 912SE36060M14*** | 23800 | 16.5 | 8.5 | 26400 | 24000 | 90.91% | 2 | 0 | 10 |  |  |  | No | R-410A | 1.9833 | Residential & Commercial | Ducted CEE Tier 1
214238875 | Central HP <5.4 tons | HEIL | HRCU-A-CB (Split System: Heat Pump with Remote Outdoor Unit-Air-Source) | HVH837GKA2* |  |  | EN(A,D)4X36L21**+WALLCON | *80CTL1102120B* | 31400 | 16.5 | 8.1 | 33000 | 24000 | 72.73% | 1.82 | 0 | 11 |  |  |  | No | R-410A | 2.6167 | Residential & Commercial | Ducted CEE Tier 1
214239075 | Central HP <5.4 tons | HEIL | HRCU-A-CB (Split System: Heat Pump with Remote Outdoor Unit-Air-Source) | HVH837GKA2* |  |  | EN(A,D,W)4X42L21**+WALLCON | *80CTL0902120B* | 31800 | 17 | 8.1 | 33000 | 24400 | 73.94% | 1.88 | 0 | 11 |  |  |  | No | R-410A | 2.65 | Residential & Commercial | Ducted CEE Tier 1
214239125 | Central HP <5.4 tons | HEIL | HRCU-A-CB (Split System: Heat Pump with Remote Outdoor Unit-Air-Source) | HVH837GKA2* |  |  | EN(A,D,W)4X42L21**+WALLCON | *97CMN1002122B* | 31800 | 16.5 | 8.1 | 33000 | 24400 | 73.94% | 1.88 | 0 | 11 |  |  |  | No | R-410A | 2.65 | Residential & Commercial | Ducted CEE Tier 1
214239175 | Central HP <5.4 tons | HEIL | HRCU-A-CB (Split System: Heat Pump with Remote Outdoor Unit-Air-Source) | HVH837GKA2* |  |  | EN(A,D,W)4X48L21**+WALLCON | *80CTL0701716B* | 32200 | 17 | 8.1 | 32800 | 24800 | 75.61% | 1.94 | 0 | 11.5 |  |  |  | No | R-410A | 2.6833 | Residential & Commercial | Ducted CEE Tier 1
213063301 | Central HP <5.4 tons | ACIQ | HRCU-A-CB (Split System: Heat Pump with Remote Outdoor Unit-Air-Source) | HVH837GKA2* |  |  | EA*4X36L21A*+WALLCON | *96CTN0801714A* | 31400 | 17 | 8.1 | 33400 | 24400 | 73.05% | 1.84 | 11 | 11 |  |  |  | No | R-410A | 2.6167 | Residential & Commercial | Ducted CEE Tier 1
213063302 | Central HP <5.4 tons | ACIQ | HRCU-A-CB (Split System: Heat Pump with Remote Outdoor Unit-Air-Source) | HVH837GKA2* |  |  | EA*4X36L21A*+WALLCON | *97CMN0801714A* | 31400 | 17 | 8.1 | 33400 | 24600 | 73.65% | 1.84 | 11 | 11 |  |  |  | No | R-410A | 2.6167 | Residential & Commercial | Ducted CEE Tier 1
213780366 | Central HP <5.4 tons | BRYANT HEATING AND COOLING SYSTEMS | HRCU-A-CB (Split System: Heat Pump with Remote Outdoor Unit-Air-Source) | 288BNV037*0**A* |  |  | CSPH*6012AL*+UI | 935CB48060C17*** | 32800 | 16.5 | 8.1 | 32200 | 25000 | 77.64% | 1.96 | 0 | 11 |  |  |  | No | R-410A | 2.7333 | Residential & Commercial | Ducted CEE Tier 1
213779626 | Central HP <5.4 tons | BRYANT HEATING AND COOLING SYSTEMS | HRCU-A-CB (Split System: Heat Pump with Remote Outdoor Unit-Air-Source) | 288BNV037*0**A* |  |  | CAP**6121AL*+UI | 88*TB36045C17*** | 33000 | 17 | 8.1 | 32400 | 25200 | 77.78% | 1.94 | 0 | 11 |  |  |  | No | R-410A | 2.75 | Residential & Commercial | Ducted CEE Tier 1
213779756 | Central HP <5.4 tons | BRYANT HEATING AND COOLING SYSTEMS | HRCU-A-CB (Split System: Heat Pump with Remote Outdoor Unit-Air-Source) | 288BNV037*0**A* |  |  | CAP**6124AL*+UI | 88*TB60110C21*** | 33200 | 17.5 | 8.5 | 32000 | 24800 | 77.5% | 2 | 0 | 11.5 |  |  |  | No | R-410A | 2.7667 | Residential & Commercial | Ducted CEE Tier 1
213780026 | Central HP <5.4 tons | BRYANT HEATING AND COOLING SYSTEMS | HRCU-A-CB (Split System: Heat Pump with Remote Outdoor Unit-Air-Source) | 288BNV037*0**A* |  |  | CSPH*4212AL*+UI | 88*TB60110C21*** | 32600 | 16.5 | 8.1 | 32800 | 24600 | 75% | 1.94 | 0 | 11 |  |  |  | No | R-410A | 2.7167 | Residential & Commercial | Ducted CEE Tier 1
213780226 | Central HP <5.4 tons | BRYANT HEATING AND COOLING SYSTEMS | HRCU-A-CB (Split System: Heat Pump with Remote Outdoor Unit-Air-Source) | 288BNV037*0**A* |  |  | CSPH*4812AL*+UI | 987MC42080C17*** | 32400 | 16.5 | 8.1 | 33000 | 25000 | 75.76% | 1.94 | 0 | 11 |  |  |  | No | R-410A | 2.7 | Residential & Commercial | Ducted CEE Tier 1
214609175 | Central HP <5.4 tons | COLEMAN | HRCU-A-CB (Split System: Heat Pump with Remote Outdoor Unit-Air-Source) | HH836E2S11 |  |  | CTF48C5CFS1 | Z9ES100C16SMPS1 | 35000 | 18 | 9 | 32600 | 25800 | 79.14% | 2 | 0 | 11 |  |  |  | No | R-454B | 2.9167 | Residential & Commercial | Ducted CEE Tier 1
216505879 | Central HP <5.4 tons | Panasonic | HRCU-A-CB (Split System: Heat Pump with Remote Outdoor Unit-Air-Source) | CU-HM18BAHU |  |  | CS-HM18BAHU |  | 18000 | 19 | 9.7 | 19000 | 18000 | 94.74% | 2 | 0 | 12.5 |  |  |  | No | R-454B | 1.5 | Residential & Commercial | Ducted CEE Tier 1
211228570 | Central HP <5.4 tons | HEIL | HRCU-A-CB (Split System: Heat Pump with Remote Outdoor Unit-Air-Source) | DLCURAH36ABK |  |  | EA*4X43L21A* | *96VSN1002120A* | 36400 | 16 | 8.5 | 38500 | 34800 | 90.39% | 2.08 | 0 | 10 |  |  |  | No | R-410A | 3.0333 | Residential & Commercial | Ducted CEE Tier 1
215853500 | Central HP <5.4 tons | JOHNSON CONTROLS | HRCU-A-CB (Split System: Heat Pump with Remote Outdoor Unit-Air-Source) | HH860E2S11 |  |  | CTM60D5CJS1 | TM9Y120D20MP11 | 52500 | 19 | 9 | 55000 | 40000 | 72.73% | 2 | 0 | 10 |  |  |  | No | R-454B | 4.375 | Residential & Commercial | Ducted CEE Tier 1
212596825 | Central HP <5.4 tons | CARRIER | HRCU-A-CB (Split System: Heat Pump with Remote Outdoor Unit-Air-Source) | 25VNA424A*031* |  |  | CNPV*3017AL*+UI | 59MN7B060C17**14 | 23000 | 19 | 9.5 | 26800 | 20200 | 75.37% | 2.34 | 0 | 12.5 |  |  |  | No | R-410A | 1.9167 | Residential & Commercial | Ducted CEE Tier 1
214809270 | Central HP <5.4 tons | COLEMAN | HRCU-A-CB (Split System: Heat Pump with Remote Outdoor Unit-Air-Source) | HH860E2S11 |  |  | CTU60C5XGS1+TXV | Z9ES080C16SMPS1 | 44500 | 18 | 9 | 46000 | 33800 | 73.48% | 2 | 0 | 11.7 |  |  |  | No | R-454B | 3.7083 | Residential & Commercial | Ducted CEE Tier 1
216453081 | Central HP <5.4 tons | TRANE | HRCU-A-CB (Split System: Heat Pump with Remote Outdoor Unit-Air-Source) | 5TWV0X24A1 |  |  | 5PX*BD06AS3 | S8V2B080M4PCB | 22000 | 21.4 | 10 | 23400 | 18100 | 77.35% | 2.2 | 0 | 11.7 |  |  |  | No | R-454B | 1.8333 | Residential & Commercial | Ducted CEE Tier 1
214720122 | Central HP <5.4 tons | CHAMPION HEATING AND COOLING | HRCU-A-CB (Split System: Heat Pump with Remote Outdoor Unit-Air-Source) | HH860E2S11 |  |  | CTU60C5XGS1+TXV | TM8E120C20MP11 | 44500 | 17 | 9 | 45000 | 33600 | 74.67% | 2 | 0 | 11.7 |  |  |  | No | R-454B | 3.7083 | Residential & Commercial | Ducted CEE Tier 1
214575792 | Central HP <5.4 tons | BRYANT HEATING AND COOLING SYSTEMS | HRCU-A-CB (Split System: Heat Pump with Remote Outdoor Unit-Air-Source) | 284ANV036*0**B* |  |  | CNPV*3621AL*+UI | 935CB66100C21*** | 32800 | 18.5 | 9 | 38500 | 27000 | 70.13% | 1.94 | 0 | 12 |  |  |  | No | R-410A | 2.7333 | Residential & Commercial | Ducted CEE Tier 1
213785451 | Central HP <5.4 tons | BRYANT HEATING AND COOLING SYSTEMS | HRCU-A-CB (Split System: Heat Pump with Remote Outdoor Unit-Air-Source) | 284ANV036*0**B* |  |  | CAP**4224AL*+UI | 987MC66120C24*** | 32600 | 19 | 8.5 | 37800 | 26600 | 70.37% | 1.98 | 0 | 11.7 |  |  |  | No | R-410A | 2.7167 | Residential & Commercial | Ducted CEE Tier 1
211262031 | Central HP <5.4 tons | HEIL | HRCU-A-CB (Split System: Heat Pump with Remote Outdoor Unit-Air-Source) | DLCURAH18ABK |  |  | EA*4X30L17A* | *80ES(N,L)0451712A* | 18000 | 16 | 8.5 | 18500 | 18500 | 100% | 2.22 | 0 | 10.5 |  |  |  | No | R-410A | 1.5 | Residential & Commercial | Ducted CEE Tier 1
211259609 | Central HP <5.4 tons | HEIL | HRCU-A-CB (Split System: Heat Pump with Remote Outdoor Unit-Air-Source) | DLCURAH18ABK |  |  | EA*4X19L17A* | *96VSN0601714A* | 18200 | 16 | 8.5 | 18200 | 17600 | 96.7% | 2.14 | 0 | 10.5 |  |  |  | No | R-410A | 1.5167 | Residential & Commercial | Ducted CEE Tier 1
211259645 | Central HP <5.4 tons | HEIL | HRCU-A-CB (Split System: Heat Pump with Remote Outdoor Unit-Air-Source) | DLCURAH18ABK |  |  | EA*4X19L17A* | *96VSN0601412A* | 18400 | 16 | 8.5 | 18400 | 17600 | 95.65% | 2.12 | 0 | 11 |  |  |  | No | R-410A | 1.5333 | Residential & Commercial | Ducted CEE Tier 1
211259711 | Central HP <5.4 tons | HEIL | HRCU-A-CB (Split System: Heat Pump with Remote Outdoor Unit-Air-Source) | DLCURAH18ABK |  |  | EA*4X19L17A* | *80VSL0451716A* | 18100 | 16 | 8.5 | 18100 | 17700 | 97.79% | 2.14 | 0 | 10.5 |  |  |  | No | R-410A | 1.5083 | Residential & Commercial | Ducted CEE Tier 1
211259879 | Central HP <5.4 tons | HEIL | HRCU-A-CB (Split System: Heat Pump with Remote Outdoor Unit-Air-Source) | DLCURAH18ABK |  |  | EA*4X19L17A* | *96VTN0601714A* | 18200 | 16 | 8.5 | 18200 | 17700 | 97.25% | 2.14 | 0 | 10.5 |  |  |  | No | R-410A | 1.5167 | Residential & Commercial | Ducted CEE Tier 1
216082174 | Central HP <5.4 tons | Stelpro | HRCU-A-CB (Split System: Heat Pump with Remote Outdoor Unit-Air-Source) | SDB1-H30A-O |  |  | SAHB1-H30A-I |  | 30000 | 16.8 | 10 | 34000 | 32600 | 95.88% | 1.96 | 0 | 11.7 |  |  |  | No | R-454B | 2.5 | Residential & Commercial | Ducted CEE Tier 1
211259910 | Central HP <5.4 tons | HEIL | HRCU-A-CB (Split System: Heat Pump with Remote Outdoor Unit-Air-Source) | DLCURAH18ABK |  |  | EA*4X19L17A* | *80ES(N,L)0451712A* | 19100 | 16 | 9 | 19100 | 17400 | 91.1% | 2.14 | 0 | 11 |  |  |  | No | R-410A | 1.5917 | Residential & Commercial | Ducted CEE Tier 1
211260129 | Central HP <5.4 tons | HEIL | HRCU-A-CB (Split System: Heat Pump with Remote Outdoor Unit-Air-Source) | DLCURAH18ABK |  |  | EA*4X24L14A* | *95ESN0401410A* | 17700 | 15.5 | 8.5 | 18700 | 19000 | 101.6% | 2.28 | 0 | 10.5 |  |  |  | No | R-410A | 1.475 | Residential & Commercial | Ducted CEE Tier 1
213063320 | Central HP <5.4 tons | ACIQ | HRCU-A-CB (Split System: Heat Pump with Remote Outdoor Unit-Air-Source) | HVH837GKA2* |  |  | EA*4X42L24A*+WALLCON | *96CTN1002122A* | 31800 | 17.5 | 8.1 | 33000 | 24400 | 73.94% | 1.9 | 12 | 11.5 |  |  |  | No | R-410A | 2.65 | Residential & Commercial | Ducted CEE Tier 1
212969832 | Central HP <5.4 tons | HEIL | HRCU-A-CB (Split System: Heat Pump with Remote Outdoor Unit-Air-Source) | DLCURAH24ABK |  |  | EN(A,D)4X30L17** | *80VSL0451412B* | 23600 | 17 | 8.5 | 26200 | 24600 | 93.89% | 2.04 | 0 | 10.5 |  |  |  | No | R-410A | 1.9667 | Residential & Commercial | Ducted CEE Tier 1
206772822 | Central HP <5.4 tons | AIRQUEST | HRCU-A-CB (Split System: Heat Pump with Remote Outdoor Unit-Air-Source) | HVH837GKA2* |  |  | EHD4X42AAL+WALLCON | *80CTL0701412A* | 32400 | 17 | 8.1 | 33200 | 25000 | 75.3% | 1.94 | 11.5 | 11 |  |  |  | No | R-410A | 2.7 | Residential & Commercial | Ducted CEE Tier 1
206773056 | Central HP <5.4 tons | AIRQUEST | HRCU-A-CB (Split System: Heat Pump with Remote Outdoor Unit-Air-Source) | HVH837GKA2* |  |  | EA*4X37L21A*+WALLCON | *80CSU1002120A* | 32800 | 17 | 8.5 | 33000 | 25200 | 76.36% | 1.96 | 12 | 11 |  |  |  | No | R-410A | 2.7333 | Residential & Commercial | Ducted CEE Tier 1
214574509 | Central HP <5.4 tons | BRYANT HEATING AND COOLING SYSTEMS | HRCU-A-CB (Split System: Heat Pump with Remote Outdoor Unit-Air-Source) | 288BNV037*0**B* |  |  | CNPV*4221AL*+UI | 88*TB60070C21*** | 31800 | 17 | 8.1 | 33000 | 24600 | 74.55% | 1.88 | 0 | 11 |  |  |  | No | R-410A | 2.65 | Residential & Commercial | Ducted CEE Tier 1
214574159 | Central HP <5.4 tons | BRYANT HEATING AND COOLING SYSTEMS | HRCU-A-CB (Split System: Heat Pump with Remote Outdoor Unit-Air-Source) | 288BNV037*0**B* |  |  | CAP**6124AL*+UI | 935CB60080C21*** | 33200 | 17.5 | 8.5 | 32000 | 24800 | 77.5% | 2 | 0 | 11.5 |  |  |  | No | R-410A | 2.7667 | Residential & Commercial | Ducted CEE Tier 1
214574409 | Central HP <5.4 tons | BRYANT HEATING AND COOLING SYSTEMS | HRCU-A-CB (Split System: Heat Pump with Remote Outdoor Unit-Air-Source) | 288BNV037*0**B* |  |  | CSPH*6012AL*+UI | 935CB66100C21*** | 33000 | 18 | 8.5 | 32000 | 24800 | 77.5% | 2.02 | 0 | 11.5 |  |  |  | No | R-410A | 2.75 | Residential & Commercial | Ducted CEE Tier 1
214574459 | Central HP <5.4 tons | BRYANT HEATING AND COOLING SYSTEMS | HRCU-A-CB (Split System: Heat Pump with Remote Outdoor Unit-Air-Source) | 288BNV037*0**B* |  |  | CNPV*3621AL*+UI | 935CB60080C21*** | 31400 | 16.5 | 8.1 | 33200 | 24200 | 72.89% | 1.82 | 0 | 11 |  |  |  | No | R-410A | 2.6167 | Residential & Commercial | Ducted CEE Tier 1
211260145 | Central HP <5.4 tons | HEIL | HRCU-A-CB (Split System: Heat Pump with Remote Outdoor Unit-Air-Source) | DLCURAH18ABK |  |  | EA*4X24L14A* | *95ESN0601412A* | 17800 | 16 | 8.5 | 18700 | 19000 | 101.6% | 2.28 | 0 | 10.5 |  |  |  | No | R-410A | 1.4833 | Residential & Commercial | Ducted CEE Tier 1
211260159 | Central HP <5.4 tons | HEIL | HRCU-A-CB (Split System: Heat Pump with Remote Outdoor Unit-Air-Source) | DLCURAH18ABK |  |  | EA*4X24L14A* | *96VTN0401410A* | 17300 | 16 | 8.5 | 18300 | 19200 | 104.9% | 2.3 | 0 | 10.5 |  |  |  | No | R-410A | 1.4417 | Residential & Commercial | Ducted CEE Tier 1
211260312 | Central HP <5.4 tons | HEIL | HRCU-A-CB (Split System: Heat Pump with Remote Outdoor Unit-Air-Source) | DLCURAH18ABK |  |  | EA*4X24L17A* | *96VSN0801716A* | 17400 | 16 | 8.5 | 18300 | 19200 | 104.9% | 2.3 | 0 | 10.5 |  |  |  | No | R-410A | 1.45 | Residential & Commercial | Ducted CEE Tier 1
211260461 | Central HP <5.4 tons | HEIL | HRCU-A-CB (Split System: Heat Pump with Remote Outdoor Unit-Air-Source) | DLCURAH18ABK |  |  | EA*4X24L17A* | *95ESN0401712A* | 17300 | 15.5 | 8.5 | 18300 | 19300 | 105.5% | 2.3 | 0 | 10 |  |  |  | No | R-410A | 1.4417 | Residential & Commercial | Ducted CEE Tier 1
211257340 | Central HP <5.4 tons | HEIL | HRCU-A-CB (Split System: Heat Pump with Remote Outdoor Unit-Air-Source) | DLCURAH18ABK |  |  | FJMA4*24L*B* |  | 18500 | 15.5 | 9 | 19300 | 18300 | 94.82% | 2.2 | 0 | 10.5 |  |  |  | No | R-410A | 1.5417 | Residential & Commercial | Ducted CEE Tier 1
211260582 | Central HP <5.4 tons | HEIL | HRCU-A-CB (Split System: Heat Pump with Remote Outdoor Unit-Air-Source) | DLCURAH18ABK |  |  | EA*4X24L17A* | *92ESN0601412A* | 18100 | 16 | 9 | 19000 | 18800 | 98.95% | 2.28 | 0 | 10.5 |  |  |  | No | R-410A | 1.5083 | Residential & Commercial | Ducted CEE Tier 1
206773322 | Central HP <5.4 tons | AIRQUEST | HRCU-A-CB (Split System: Heat Pump with Remote Outdoor Unit-Air-Source) | HVH837GKA2* |  |  | EHD4X42AAL+WALLCON | *80CSU0401712A* | 32400 | 16.5 | 8.1 | 33200 | 24800 | 74.7% | 1.94 | 11.5 | 11 |  |  |  | No | R-410A | 2.7 | Residential & Commercial | Ducted CEE Tier 1
206773358 | Central HP <5.4 tons | AIRQUEST | HRCU-A-CB (Split System: Heat Pump with Remote Outdoor Unit-Air-Source) | HVH837GKA2* |  |  | EHD4X48AAL+WALLCON | *80CSU0401712A* | 32600 | 16.5 | 8.1 | 33000 | 24800 | 75.15% | 1.96 | 11.5 | 11 |  |  |  | No | R-410A | 2.7167 | Residential & Commercial | Ducted CEE Tier 1
210470433 | Central HP <5.4 tons | AIRQUEST | HRCU-A-CB (Split System: Heat Pump with Remote Outdoor Unit-Air-Source) | HVH837GKA2* |  |  | EA*4X61L21A*+WALLCON | *80CTL0701716A* | 33200 | 17.5 | 8.5 | 32200 | 25000 | 77.64% | 1.98 | 0 | 11.7 |  |  |  | No | R-410A | 2.7667 | Residential & Commercial | Ducted CEE Tier 1
210471137 | Central HP <5.4 tons | AIRQUEST | HRCU-A-CB (Split System: Heat Pump with Remote Outdoor Unit-Air-Source) | HVH837GKA2* |  |  | EHD4X60AAL+WALLCON | *80CSU0401712A* | 33000 | 17 | 8.1 | 32200 | 24800 | 77.02% | 1.98 | 0 | 11 |  |  |  | No | R-410A | 2.75 | Residential & Commercial | Ducted CEE Tier 1
211245432 | Central HP <5.4 tons | AIRQUEST | HRCU-A-CB (Split System: Heat Pump with Remote Outdoor Unit-Air-Source) | DLCURAH24ABK |  |  | EN(A,D)4X36L21** | *80VSL0701716A* | 23800 | 16.5 | 8.1 | 26000 | 23200 | 89.23% | 1.92 | 0 | 10.5 |  |  |  | No | R-410A | 1.9833 | Residential & Commercial | Ducted CEE Tier 1
215667027 | Central HP <5.4 tons | DAY & NIGHT | HRCU-A-CB (Split System: Heat Pump with Remote Outdoor Unit-Air-Source) | C5H0V24*K*AAA* |  |  | EA*5X24M17A*+WALLCON | *80CTL0701412B* | 22800 | 17 | 9 | 24000 | 16800 | 70% | 1.96 | 0 | 10 |  |  |  | No | R-454B | 1.9 | Residential & Commercial | Ducted CEE Tier 1
215667318 | Central HP <5.4 tons | DAY & NIGHT | HRCU-A-CB (Split System: Heat Pump with Remote Outdoor Unit-Air-Source) | C5H0V24*K*AAA* |  |  | EA*5X25M17A*+WALLCON | *96CTN0801714B* | 24000 | 17.5 | 9 | 23400 | 16400 | 70.09% | 2 | 0 | 10.5 |  |  |  | No | R-454B | 2 | Residential & Commercial | Ducted CEE Tier 1
215667936 | Central HP <5.4 tons | DAY & NIGHT | HRCU-A-CB (Split System: Heat Pump with Remote Outdoor Unit-Air-Source) | C5H0V24*K*AAA* |  |  | EA*5X37M21A*+WALLCON | *96CTN1002122B* | 24000 | 17.5 | 9 | 23200 | 16300 | 70.26% | 2.02 | 0 | 10.5 |  |  |  | No | R-454B | 2 | Residential & Commercial | Ducted CEE Tier 1
212984620 | Central HP <5.4 tons | HEIL | HRCU-A-CB (Split System: Heat Pump with Remote Outdoor Unit-Air-Source) | DLCURAH24ABK |  |  | EA*4X36L21A* | *92MSN0801716A* | 23800 | 17.5 | 8.5 | 26200 | 23800 | 90.84% | 2 | 0 | 10 |  |  |  | No | R-410A | 1.9833 | Residential & Commercial | Ducted CEE Tier 1
212985036 | Central HP <5.4 tons | HEIL | HRCU-A-CB (Split System: Heat Pump with Remote Outdoor Unit-Air-Source) | DLCURAH24ABK |  |  | EA*4X36L21A* | *92MSN0802120A* | 23600 | 17.5 | 8.5 | 26000 | 24000 | 92.31% | 2.02 | 0 | 10 |  |  |  | No | R-410A | 1.9667 | Residential & Commercial | Ducted CEE Tier 1
211241092 | Central HP <5.4 tons | HEIL | HRCU-A-CB (Split System: Heat Pump with Remote Outdoor Unit-Air-Source) | DLCURAH24ABK |  |  | EA*4X25L17A* | *80ES(N,L)0701712A* | 25000 | 16.5 | 8.5 | 25800 | 21000 | 81.4% | 1.76 | 0 | 10.5 |  |  |  | No | R-410A | 2.0833 | Residential & Commercial | Ducted CEE Tier 1
211245646 | Central HP <5.4 tons | AIRQUEST | HRCU-A-CB (Split System: Heat Pump with Remote Outdoor Unit-Air-Source) | DLCURAH24ABK |  |  | EN(A,D)4X36L21** | *80ES(N,L)1102120A* | 24800 | 16 | 8.5 | 26800 | 22200 | 82.84% | 1.82 | 0 | 10.5 |  |  |  | No | R-410A | 2.0667 | Residential & Commercial | Ducted CEE Tier 1
213067331 | Central HP <5.4 tons | ACIQ | HRCU-A-CB (Split System: Heat Pump with Remote Outdoor Unit-Air-Source) | HVH825GKA3* |  |  | EA*4X48L21A*+WALLCON | *80CTL0901716A* | 24200 | 17.5 | 8.1 | 20800 | 16500 | 79.33% | 2.04 | 0 | 11.5 |  |  |  | No | R-410A | 2.0167 | Residential & Commercial | Ducted CEE Tier 1
212983566 | Central HP <5.4 tons | CARRIER | HRCU-A-CB (Split System: Heat Pump with Remote Outdoor Unit-Air-Source) | 38MURAQ24AB3* |  |  | CAP**3717AL* | 59SC2E060M14**12 | 24200 | 17 | 8.5 | 25800 | 22200 | 86.05% | 1.84 | 0 | 10 |  |  |  | No | R-410A | 2.0167 | Residential & Commercial | Ducted CEE Tier 1
210599184 | Central HP <5.4 tons | AIRQUEST | HRCU-A-CB (Split System: Heat Pump with Remote Outdoor Unit-Air-Source) | HVH837GKA** |  |  | EA*4X60L24A*+WALLCON | *95CSU0802120A* | 32800 | 17.5 | 8.5 | 31800 | 24800 | 77.99% | 2 | 0 | 11.5 |  |  |  | No | R-410A | 2.7333 | Residential & Commercial | Ducted CEE Tier 1
210599172 | Central HP <5.4 tons | AIRQUEST | HRCU-A-CB (Split System: Heat Pump with Remote Outdoor Unit-Air-Source) | HVH837GKA** |  |  | EA*4X60L24A*+WALLCON | *80CTL0902120A* | 32800 | 17.5 | 8.5 | 31800 | 24800 | 77.99% | 1.98 | 0 | 11.7 |  |  |  | No | R-410A | 2.7333 | Residential & Commercial | Ducted CEE Tier 1
210599188 | Central HP <5.4 tons | AIRQUEST | HRCU-A-CB (Split System: Heat Pump with Remote Outdoor Unit-Air-Source) | HVH837GKA** |  |  | EA*4X60L24A*+WALLCON | *95CSU1002122A* | 32800 | 18 | 8.5 | 31800 | 24800 | 77.99% | 2 | 0 | 11.5 |  |  |  | No | R-410A | 2.7333 | Residential & Commercial | Ducted CEE Tier 1
214574189 | Central HP <5.4 tons | BRYANT HEATING AND COOLING SYSTEMS | HRCU-A-CB (Split System: Heat Pump with Remote Outdoor Unit-Air-Source) | 288BNV037*0**B* |  |  | CAP**6124AL*+UI | 987MC60080C21*** | 33200 | 17.5 | 8.5 | 31800 | 24800 | 77.99% | 2 | 0 | 11.5 |  |  |  | No | R-410A | 2.7667 | Residential & Commercial | Ducted CEE Tier 1
213781346 | Central HP <5.4 tons | BRYANT HEATING AND COOLING SYSTEMS | HRCU-A-CB (Split System: Heat Pump with Remote Outdoor Unit-Air-Source) | 288BNV037*0**B* |  |  | CAP**4821AL*+UI | 987MC42080C17*** | 32200 | 17 | 8.1 | 32600 | 25000 | 76.69% | 1.94 | 0 | 11 |  |  |  | No | R-410A | 2.6833 | Residential & Commercial | Ducted CEE Tier 1
216082172 | Central HP <5.4 tons | Stelpro | HRCU-A-CB (Split System: Heat Pump with Remote Outdoor Unit-Air-Source) | SDB1-H24A-O |  |  | SAHB1-H24A-I |  | 23000 | 18.3 | 10 | 24000 | 21600 | 90% | 1.87 | 0 | 11.7 |  |  |  | No | R-454B | 1.9167 | Residential & Commercial | Ducted CEE Tier 1
214574408 | Central HP <5.4 tons | CARRIER | HRCU-A-CB (Split System: Heat Pump with Remote Outdoor Unit-Air-Source) | 25VNA837A*031* |  |  | CSPH*6012AL*+UI | 59CU5B100C21**22 | 33000 | 18 | 8.5 | 32000 | 24800 | 77.5% | 2.02 | 0 | 11.5 |  |  |  | No | R-410A | 2.75 | Residential & Commercial | Ducted CEE Tier 1
214574458 | Central HP <5.4 tons | CARRIER | HRCU-A-CB (Split System: Heat Pump with Remote Outdoor Unit-Air-Source) | 25VNA837A*031* |  |  | CNPV*3621AL*+UI | 59CU5B080C21**20 | 31400 | 16.5 | 8.1 | 33200 | 24200 | 72.89% | 1.82 | 0 | 11 |  |  |  | No | R-410A | 2.6167 | Residential & Commercial | Ducted CEE Tier 1
214574178 | Central HP <5.4 tons | CARRIER | HRCU-A-CB (Split System: Heat Pump with Remote Outdoor Unit-Air-Source) | 25VNA837A*031* |  |  | CAP**6124AL*+UI | 59MN7C060C21**20 | 33000 | 18 | 8.5 | 32000 | 25000 | 78.12% | 1.98 | 0 | 11.5 |  |  |  | No | R-410A | 2.75 | Residential & Commercial | Ducted CEE Tier 1
214574328 | Central HP <5.4 tons | CARRIER | HRCU-A-CB (Split System: Heat Pump with Remote Outdoor Unit-Air-Source) | 25VNA837A*031* |  |  | CSPH*4812AL*+UI | 58TN*B070C21**20 | 32600 | 17.5 | 8.5 | 32800 | 25000 | 76.22% | 1.98 | 0 | 11 |  |  |  | No | R-410A | 2.7167 | Residential & Commercial | Ducted CEE Tier 1
210599204 | Central HP <5.4 tons | AIRQUEST | HRCU-A-CB (Split System: Heat Pump with Remote Outdoor Unit-Air-Source) | HVH837GKA** |  |  | EA*4X60L24A*+WALLCON | *97CMN0602120A* | 32600 | 17 | 8.1 | 32200 | 25000 | 77.64% | 1.96 | 0 | 11.5 |  |  |  | No | R-410A | 2.7167 | Residential & Commercial | Ducted CEE Tier 1
212981688 | Central HP <5.4 tons | CARRIER | HRCU-A-CB (Split System: Heat Pump with Remote Outdoor Unit-Air-Source) | 38MURAQ24AB3* |  |  | CAP**2417AL* | 58SU*B040M17**12 | 23400 | 16.5 | 8.5 | 26400 | 25400 | 96.21% | 2.14 | 0 | 10 |  |  |  | No | R-410A | 1.95 | Residential & Commercial | Ducted CEE Tier 1
212984176 | Central HP <5.4 tons | HEIL | HRCU-A-CB (Split System: Heat Pump with Remote Outdoor Unit-Air-Source) | DLCURAH18ABK |  |  | EA*4X24L17A* | *92MSN0601714A* | 17500 | 16.5 | 8.5 | 18500 | 19400 | 104.9% | 2.34 | 0 | 10.5 |  |  |  | No | R-410A | 1.4583 | Residential & Commercial | Ducted CEE Tier 1
212984764 | Central HP <5.4 tons | HEIL | HRCU-A-CB (Split System: Heat Pump with Remote Outdoor Unit-Air-Source) | DLCURAH18ABK |  |  | EN(A,D)4X30L17** | *92MSN0801716A* | 17400 | 16.5 | 8.1 | 17900 | 18600 | 103.9% | 2.24 | 0 | 11 |  |  |  | No | R-410A | 1.45 | Residential & Commercial | Ducted CEE Tier 1
213249253 | Central HP <5.4 tons | HEIL | HRCU-A-CB (Split System: Heat Pump with Remote Outdoor Unit-Air-Source) | DLCURAH18ABK |  |  | FEVA0024**+NAVA43601CK |  | 18100 | 16.5 | 8.5 | 18300 | 17900 | 97.81% | 2.16 | 0 | 11 |  |  |  | No | R-410A | 1.5083 | Residential & Commercial | Ducted CEE Tier 1
211261163 | Central HP <5.4 tons | HEIL | HRCU-A-CB (Split System: Heat Pump with Remote Outdoor Unit-Air-Source) | DLCURAH18ABK |  |  | EA*4X25L17A* | *80ESU0601716A | 19100 | 16.5 | 8.5 | 18900 | 17300 | 91.53% | 2.12 | 0 | 11 |  |  |  | No | R-410A | 1.5917 | Residential & Commercial | Ducted CEE Tier 1
211261214 | Central HP <5.4 tons | HEIL | HRCU-A-CB (Split System: Heat Pump with Remote Outdoor Unit-Air-Source) | DLCURAH18ABK |  |  | EA*4X25L17A* | OLV098A12* | 18600 | 16 | 8.5 | 18600 | 17400 | 93.55% | 2.12 | 0 | 11 |  |  |  | No | R-410A | 1.55 | Residential & Commercial | Ducted CEE Tier 1
211261232 | Central HP <5.4 tons | HEIL | HRCU-A-CB (Split System: Heat Pump with Remote Outdoor Unit-Air-Source) | DLCURAH18ABK |  |  | EA*4X25L17A* | OMV112K14A | 18700 | 15.5 | 8.5 | 18700 | 17400 | 93.05% | 2.12 | 0 | 11 |  |  |  | No | R-410A | 1.5583 | Residential & Commercial | Ducted CEE Tier 1
211228602 | Central HP <5.4 tons | HEIL | HRCU-A-CB (Split System: Heat Pump with Remote Outdoor Unit-Air-Source) | DLCURAH36ABK |  |  | EA*4X43L21A* | *95ESU1002120A* | 36600 | 16 | 8.5 | 38500 | 34800 | 90.39% | 2.1 | 0 | 10 |  |  |  | No | R-410A | 3.05 | Residential & Commercial | Ducted CEE Tier 1
211228652 | Central HP <5.4 tons | HEIL | HRCU-A-CB (Split System: Heat Pump with Remote Outdoor Unit-Air-Source) | DLCURAH36ABK |  |  | EA*4X43L21A* | *96VTN1002120A* | 36800 | 15.5 | 8.5 | 38500 | 34800 | 90.39% | 2.1 | 0 | 10 |  |  |  | No | R-410A | 3.0667 | Residential & Commercial | Ducted CEE Tier 1
213076770 | Central HP <5.4 tons | HEIL | HRCU-A-CB (Split System: Heat Pump with Remote Outdoor Unit-Air-Source) | DLCURAH36ABK |  |  | EA*4X42L24A* | *80VTL1102122B* | 35800 | 16 | 8.1 | 38500 | 35200 | 91.43% | 1.9 | 0 | 10 |  |  |  | No | R-410A | 2.9833 | Residential & Commercial | Ducted CEE Tier 1
211226922 | Central HP <5.4 tons | AIRQUEST | HRCU-A-CB (Split System: Heat Pump with Remote Outdoor Unit-Air-Source) | DLCURAH36ABK |  |  | EA*4X37L21A* | *80ESU0802120A | 37400 | 15.5 | 8.5 | 39000 | 35000 | 89.74% | 2.16 | 0 | 10 |  |  |  | No | R-410A | 3.1167 | Residential & Commercial | Ducted CEE Tier 1
212989256 | Central HP <5.4 tons | HEIL | HRCU-A-CB (Split System: Heat Pump with Remote Outdoor Unit-Air-Source) | DLCURAH24ABK |  |  | EN(A,D)4X36L21** | *95MSU0601716A* | 23600 | 17 | 8.5 | 26400 | 24400 | 92.42% | 2.02 | 0 | 10.5 |  |  |  | No | R-410A | 1.9667 | Residential & Commercial | Ducted CEE Tier 1
211242148 | Central HP <5.4 tons | HEIL | HRCU-A-CB (Split System: Heat Pump with Remote Outdoor Unit-Air-Source) | DLCURAH24ABK |  |  | EA*4X36L17A* | *92ESN0801716A* | 24400 | 17 | 8.5 | 26200 | 22400 | 85.5% | 1.86 | 0 | 10 |  |  |  | No | R-410A | 2.0333 | Residential & Commercial | Ducted CEE Tier 1
211241548 | Central HP <5.4 tons | HEIL | HRCU-A-CB (Split System: Heat Pump with Remote Outdoor Unit-Air-Source) | DLCURAH24ABK |  |  | EA*4X30L17A* | *96VTN0801716A* | 24200 | 16.5 | 8.5 | 26400 | 23000 | 87.12% | 1.9 | 0 | 10 |  |  |  | No | R-410A | 2.0167 | Residential & Commercial | Ducted CEE Tier 1
211241621 | Central HP <5.4 tons | HEIL | HRCU-A-CB (Split System: Heat Pump with Remote Outdoor Unit-Air-Source) | DLCURAH24ABK |  |  | EA*4X30L17A* | *95ESN0261410A* | 23200 | 16.5 | 8.5 | 25800 | 24400 | 94.57% | 2.02 | 0 | 10 |  |  |  | No | R-410A | 1.9333 | Residential & Commercial | Ducted CEE Tier 1
211241242 | Central HP <5.4 tons | HEIL | HRCU-A-CB (Split System: Heat Pump with Remote Outdoor Unit-Air-Source) | DLCURAH24ABK |  |  | EA*4X30L14A* | *80VSL0451412A* | 24200 | 16 | 8.5 | 26400 | 23000 | 87.12% | 1.9 | 0 | 10 |  |  |  | No | R-410A | 2.0167 | Residential & Commercial | Ducted CEE Tier 1
214719913 | Central HP <5.4 tons | CHAMPION HEATING AND COOLING | HRCU-A-CB (Split System: Heat Pump with Remote Outdoor Unit-Air-Source) | HH836E2S11 |  |  | CTU48C5XFS1+TXV | TM8Y120C20MP11 | 34400 | 19 | 9 | 32600 | 25800 | 79.14% | 2 | 0 | 11 |  |  |  | No | R-454B | 2.8667 | Residential & Commercial | Ducted CEE Tier 1
214396418 | Central HP <5.4 tons | COLEMAN | HRCU-A-CB (Split System: Heat Pump with Remote Outdoor Unit-Air-Source) | HH836E2S11 |  |  | CTM36C5CDS1 | TMLE080C16MP11 | 33800 | 18 | 8.5 | 31400 | 25600 | 81.53% | 2 | 0 | 11 |  |  |  | No | R-454B | 2.8167 | Residential & Commercial | Ducted CEE Tier 1
214396468 | Central HP <5.4 tons | COLEMAN | HRCU-A-CB (Split System: Heat Pump with Remote Outdoor Unit-Air-Source) | HH836E2S11 |  |  | CTM36C5CDS1 | TM8E080C20MP11 | 34400 | 17 | 8.5 | 32400 | 26400 | 81.48% | 2 | 0 | 11 |  |  |  | No | R-454B | 2.8667 | Residential & Commercial | Ducted CEE Tier 1
214396391 | Central HP <5.4 tons | COLEMAN | HRCU-A-CB (Split System: Heat Pump with Remote Outdoor Unit-Air-Source) | HH836E2S11 |  |  | CTF36B5CDS1+JMVT12BC2N1 |  | 34000 | 19 | 9 | 31400 | 25600 | 81.53% | 2 | 0 | 11.7 |  |  |  | No | R-454B | 2.8333 | Residential & Commercial | Ducted CEE Tier 1
211227553 | Central HP <5.4 tons | AIRQUEST | HRCU-A-CB (Split System: Heat Pump with Remote Outdoor Unit-Air-Source) | DLCURAH36ABK |  |  | EA*4X42L21A* | *92ESN1002122A* | 36600 | 15.2 | 8.5 | 40000 | 35200 | 88% | 1.94 | 0 | 10 |  |  |  | No | R-410A | 3.05 | Residential & Commercial | Ducted CEE Tier 1
213069452 | Central HP <5.4 tons | ACIQ | HRCU-A-CB (Split System: Heat Pump with Remote Outdoor Unit-Air-Source) | DLCURAH36ABK |  |  | EA*4X48L21A* | *80VTL0902120A* | 35400 | 16 | 8.1 | 37800 | 34600 | 91.53% | 2.02 | 0 | 10 |  |  |  | No | R-410A | 2.95 | Residential & Commercial | Ducted CEE Tier 1
213069486 | Central HP <5.4 tons | ACIQ | HRCU-A-CB (Split System: Heat Pump with Remote Outdoor Unit-Air-Source) | DLCURAH36ABK |  |  | EA*4X48L24A* | *80ES(N,L)1352420A* | 36200 | 16 | 8.5 | 38500 | 34600 | 89.87% | 2.06 | 0 | 10 |  |  |  | No | R-410A | 3.0167 | Residential & Commercial | Ducted CEE Tier 1
213069504 | Central HP <5.4 tons | ACIQ | HRCU-A-CB (Split System: Heat Pump with Remote Outdoor Unit-Air-Source) | DLCURAH36ABK |  |  | EA*4X48L24A* | *95ESN1402422A* | 37400 | 15.2 | 8.5 | 39500 | 35000 | 88.61% | 2.12 | 0 | 10 |  |  |  | No | R-410A | 3.1167 | Residential & Commercial | Ducted CEE Tier 1
213069536 | Central HP <5.4 tons | ACIQ | HRCU-A-CB (Split System: Heat Pump with Remote Outdoor Unit-Air-Source) | DLCURAH36ABK |  |  | EN(A,D,W)4X48L21** | *80ES(N,L)0901714A* | 36600 | 16 | 8.1 | 39500 | 35000 | 88.61% | 2.04 | 0 | 10.5 |  |  |  | No | R-410A | 3.05 | Residential & Commercial | Ducted CEE Tier 1
213069571 | Central HP <5.4 tons | ACIQ | HRCU-A-CB (Split System: Heat Pump with Remote Outdoor Unit-Air-Source) | DLCURAH36ABK |  |  | EN(A,D,W)4X48L21** | *96VTN1002122A* | 36000 | 16.5 | 8.1 | 38500 | 34800 | 90.39% | 2.02 | 0 | 10.5 |  |  |  | No | R-410A | 3 | Residential & Commercial | Ducted CEE Tier 1
213069587 | Central HP <5.4 tons | ACIQ | HRCU-A-CB (Split System: Heat Pump with Remote Outdoor Unit-Air-Source) | DLCURAH36ABK |  |  | EN(A,D)4X48L24** | *80VSL1102422A* | 36000 | 16.5 | 8.1 | 38500 | 34800 | 90.39% | 2.02 | 0 | 10 |  |  |  | No | R-410A | 3 | Residential & Commercial | Ducted CEE Tier 1
214137765 | Central HP <5.4 tons | Willis | HRCU-A-CB (Split System: Heat Pump with Remote Outdoor Unit-Air-Source) | FLEX24/36KUH |  |  | FLEXAH24/36K |  | 34000 | 16 | 9 | 35000 | 28000 | 80% | 1.8 | 10 | 10 |  |  |  | No | R-410A | 2.8333 | Residential & Commercial | Ducted CEE Tier 1
211241712 | Central HP <5.4 tons | HEIL | HRCU-A-CB (Split System: Heat Pump with Remote Outdoor Unit-Air-Source) | DLCURAH24ABK |  |  | EA*4X30L17A* | *92ESN0801716A* | 24200 | 17 | 8.5 | 26400 | 22800 | 86.36% | 1.9 | 0 | 10 |  |  |  | No | R-410A | 2.0167 | Residential & Commercial | Ducted CEE Tier 1
211241994 | Central HP <5.4 tons | HEIL | HRCU-A-CB (Split System: Heat Pump with Remote Outdoor Unit-Air-Source) | DLCURAH24ABK |  |  | EA*4X36L17A* | *80VTL0701716A* | 24200 | 17 | 8.5 | 26000 | 22600 | 86.92% | 1.88 | 0 | 10 |  |  |  | No | R-410A | 2.0167 | Residential & Commercial | Ducted CEE Tier 1
211242078 | Central HP <5.4 tons | HEIL | HRCU-A-CB (Split System: Heat Pump with Remote Outdoor Unit-Air-Source) | DLCURAH24ABK |  |  | EA*4X36L17A* | *80ES(N,L)0451412A* | 24600 | 16 | 8.5 | 26600 | 22200 | 83.46% | 1.82 | 0 | 10 |  |  |  | No | R-410A | 2.05 | Residential & Commercial | Ducted CEE Tier 1
211241632 | Central HP <5.4 tons | HEIL | HRCU-A-CB (Split System: Heat Pump with Remote Outdoor Unit-Air-Source) | DLCURAH24ABK |  |  | EA*4X30L17A* | *96VTN0601714A* | 23800 | 16.5 | 8.5 | 26200 | 23400 | 89.31% | 1.92 | 0 | 10 |  |  |  | No | R-410A | 1.9833 | Residential & Commercial | Ducted CEE Tier 1
213071001 | Central HP <5.4 tons | ACIQ | HRCU-A-CB (Split System: Heat Pump with Remote Outdoor Unit-Air-Source) | DLCURAH24ABK |  |  | EN(A,D)4X24L17** | *96VSN0401410A* | 23400 | 15.5 | 8.5 | 26600 | 24000 | 90.23% | 1.96 | 0 | 10 |  |  |  | No | R-410A | 1.95 | Residential & Commercial | Ducted CEE Tier 1
213071205 | Central HP <5.4 tons | ACIQ | HRCU-A-CB (Split System: Heat Pump with Remote Outdoor Unit-Air-Source) | DLCURAH24ABK |  |  | EN(A,D)4X24L17** | OMV112K14A | 23800 | 15.2 | 8.5 | 27000 | 23200 | 85.93% | 1.9 | 0 | 10 |  |  |  | No | R-410A | 1.9833 | Residential & Commercial | Ducted CEE Tier 1
213071335 | Central HP <5.4 tons | ACIQ | HRCU-A-CB (Split System: Heat Pump with Remote Outdoor Unit-Air-Source) | DLCURAH24ABK |  |  | EN(A,D)4X30L17** | *95ESU0601716A* | 24200 | 16.5 | 8.1 | 26200 | 22800 | 87.02% | 1.9 | 0 | 10.5 |  |  |  | No | R-410A | 2.0167 | Residential & Commercial | Ducted CEE Tier 1
213071380 | Central HP <5.4 tons | ACIQ | HRCU-A-CB (Split System: Heat Pump with Remote Outdoor Unit-Air-Source) | DLCURAH24ABK |  |  | EN(A,D)4X30L17** | *95ESN0601412A* | 24400 | 15.5 | 8.1 | 26600 | 22600 | 84.96% | 1.86 | 0 | 10 |  |  |  | No | R-410A | 2.0333 | Residential & Commercial | Ducted CEE Tier 1
213781396 | Central HP <5.4 tons | BRYANT HEATING AND COOLING SYSTEMS | HRCU-A-CB (Split System: Heat Pump with Remote Outdoor Unit-Air-Source) | 288BNV037*0**B* |  |  | CAP**4824AL*+UI | 88*TB60090C21*** | 32400 | 17 | 8.5 | 32200 | 24800 | 77.02% | 1.98 | 0 | 11.5 |  |  |  | No | R-410A | 2.7 | Residential & Commercial | Ducted CEE Tier 1
213781646 | Central HP <5.4 tons | BRYANT HEATING AND COOLING SYSTEMS | HRCU-A-CB (Split System: Heat Pump with Remote Outdoor Unit-Air-Source) | 288BNV037*0**B* |  |  | CAP**6121AL*+UI | 986TD66100C21*** | 33200 | 17.5 | 8.5 | 32000 | 24800 | 77.5% | 1.98 | 0 | 11.7 |  |  |  | No | R-410A | 2.7667 | Residential & Commercial | Ducted CEE Tier 1
213781996 | Central HP <5.4 tons | BRYANT HEATING AND COOLING SYSTEMS | HRCU-A-CB (Split System: Heat Pump with Remote Outdoor Unit-Air-Source) | 288BNV037*0**B* |  |  | CSPH*4212AL*+UI | 987MC66120C24*** | 32400 | 16.5 | 8.1 | 32800 | 24800 | 75.61% | 1.94 | 0 | 11 |  |  |  | No | R-410A | 2.7 | Residential & Commercial | Ducted CEE Tier 1
213782156 | Central HP <5.4 tons | BRYANT HEATING AND COOLING SYSTEMS | HRCU-A-CB (Split System: Heat Pump with Remote Outdoor Unit-Air-Source) | 288BNV037*0**B* |  |  | CSPH*4812AL*+UI | 987MC66120C24*** | 32600 | 16.5 | 8.1 | 33000 | 24800 | 75.15% | 1.96 | 0 | 11 |  |  |  | No | R-410A | 2.7167 | Residential & Commercial | Ducted CEE Tier 1
213782356 | Central HP <5.4 tons | BRYANT HEATING AND COOLING SYSTEMS | HRCU-A-CB (Split System: Heat Pump with Remote Outdoor Unit-Air-Source) | 288BNV037*0**B* |  |  | CSPH*6012AL*+UI | 986TD66120C24*** | 33000 | 16.5 | 8.1 | 32200 | 24800 | 77.02% | 2 | 0 | 11.5 |  |  |  | No | R-410A | 2.75 | Residential & Commercial | Ducted CEE Tier 1
211261332 | Central HP <5.4 tons | HEIL | HRCU-A-CB (Split System: Heat Pump with Remote Outdoor Unit-Air-Source) | DLCURAH18ABK |  |  | EA*4X30L14A* | *95ESN0401410A* | 17900 | 15.5 | 8.5 | 18500 | 18500 | 100% | 2.22 | 0 | 10.5 |  |  |  | No | R-410A | 1.4917 | Residential & Commercial | Ducted CEE Tier 1
211261727 | Central HP <5.4 tons | HEIL | HRCU-A-CB (Split System: Heat Pump with Remote Outdoor Unit-Air-Source) | DLCURAH18ABK |  |  | EA*4X30L17A* | *80VSL0701716A* | 17600 | 16 | 8.5 | 18100 | 18600 | 102.8% | 2.24 | 0 | 10.5 |  |  |  | No | R-410A | 1.4667 | Residential & Commercial | Ducted CEE Tier 1
213071512 | Central HP <5.4 tons | ACIQ | HRCU-A-CB (Split System: Heat Pump with Remote Outdoor Unit-Air-Source) | DLCURAH24ABK |  |  | EN(A,D,W)4X36L17** | *96VSN0401410A* | 23400 | 16 | 8.1 | 25800 | 24000 | 93.02% | 2 | 0 | 10 |  |  |  | No | R-410A | 1.95 | Residential & Commercial | Ducted CEE Tier 1
213071637 | Central HP <5.4 tons | ACIQ | HRCU-A-CB (Split System: Heat Pump with Remote Outdoor Unit-Air-Source) | DLCURAH24ABK |  |  | EN(A,D,W)4X36L17** | *80ES(N,L)0451712A* | 24000 | 16.5 | 8.1 | 26200 | 23000 | 87.79% | 1.9 | 0 | 10.5 |  |  |  | No | R-410A | 2 | Residential & Commercial | Ducted CEE Tier 1
210597623 | Central HP <5.4 tons | COMFORTMAKER | HRCU-A-CB (Split System: Heat Pump with Remote Outdoor Unit-Air-Source) | CVH837GKA** |  |  | EN(A,D,W)4X60L24**+WALLCON | *96CTN1002122A* | 32800 | 18 | 8.1 | 32200 | 24600 | 76.4% | 1.98 | 0 | 12 |  |  |  | No | R-410A | 2.7333 | Residential & Commercial | Ducted CEE Tier 1
210597632 | Central HP <5.4 tons | COMFORTMAKER | HRCU-A-CB (Split System: Heat Pump with Remote Outdoor Unit-Air-Source) | CVH837GKA** |  |  | EN(A,D,W)4X60L24**+WALLCON | *97CMN1002122A* | 32800 | 18 | 8.1 | 32200 | 24600 | 76.4% | 1.98 | 0 | 12 |  |  |  | No | R-410A | 2.7333 | Residential & Commercial | Ducted CEE Tier 1
213067532 | Central HP <5.4 tons | ACIQ | HRCU-A-CB (Split System: Heat Pump with Remote Outdoor Unit-Air-Source) | HVH825GKA2* |  |  | EA*4X48L21A*+WALLCON | *80CSU0601716A* | 24000 | 17 | 8.1 | 21000 | 16600 | 79.05% | 2.02 | 0 | 11 |  |  |  | No | R-410A | 2 | Residential & Commercial | Ducted CEE Tier 1
213067549 | Central HP <5.4 tons | ACIQ | HRCU-A-CB (Split System: Heat Pump with Remote Outdoor Unit-Air-Source) | HVH825GKA2* |  |  | EA*4X48L24A*+WALLCON | *95CSU0802120A* | 24200 | 17 | 8.1 | 21000 | 16500 | 78.57% | 2.02 | 0 | 11 |  |  |  | No | R-410A | 2.0167 | Residential & Commercial | Ducted CEE Tier 1
213067599 | Central HP <5.4 tons | ACIQ | HRCU-A-CB (Split System: Heat Pump with Remote Outdoor Unit-Air-Source) | HVH825GKA2* |  |  | EN(A,D)4X48L24**+WALLCON | *95CSU1002122A* | 24200 | 17 | 8.1 | 21200 | 16600 | 78.3% | 2.02 | 0 | 11.5 |  |  |  | No | R-410A | 2.0167 | Residential & Commercial | Ducted CEE Tier 1
216010749 | Central HP <5.4 tons | JOHNSON CONTROLS | HRCU-A-CB (Split System: Heat Pump with Remote Outdoor Unit-Air-Source) | HH824E2S11 |  |  | CTM36B5ADS1 | Z8ET080B12LMPS1 | 23000 | 19 | 9.5 | 23000 | 18600 | 80.87% | 2 | 0 | 12 |  |  |  | No | R-454B | 1.9167 | Residential & Commercial | Ducted CEE Tier 1
212984946 | Central HP <5.4 tons | HEIL | HRCU-A-CB (Split System: Heat Pump with Remote Outdoor Unit-Air-Source) | DLCURAH36ABK |  |  | EA*4X48L21A* | *92MSN0802120A* | 35600 | 16.5 | 8.5 | 37800 | 34600 | 91.53% | 2.02 | 0 | 10 |  |  |  | No | R-410A | 2.9667 | Residential & Commercial | Ducted CEE Tier 1
210599433 | Central HP <5.4 tons | AIRQUEST | HRCU-A-CB (Split System: Heat Pump with Remote Outdoor Unit-Air-Source) | HVH837GKA** |  |  | EHD4X60AAL+WALLCON | *96CTN0801714A* | 32800 | 16.5 | 8.1 | 32600 | 25200 | 77.3% | 1.98 | 0 | 11 |  |  |  | No | R-410A | 2.7333 | Residential & Commercial | Ducted CEE Tier 1
210599552 | Central HP <5.4 tons | AIRQUEST | HRCU-A-CB (Split System: Heat Pump with Remote Outdoor Unit-Air-Source) | HVH837GKA** |  |  | EN(A,D,W)4X48L21**+WALLCON | *80CSU0401712A* | 32400 | 17.5 | 8.1 | 33000 | 24800 | 75.15% | 1.94 | 0 | 11.7 |  |  |  | No | R-410A | 2.7 | Residential & Commercial | Ducted CEE Tier 1
212983173 | Central HP <5.4 tons | CARRIER | HRCU-A-CB (Split System: Heat Pump with Remote Outdoor Unit-Air-Source) | 38MURAQ24AB3* |  |  | CAP**3621AL* | 59SC2E040M17**12 | 23600 | 16 | 8.5 | 26400 | 24000 | 90.91% | 1.96 | 0 | 10 |  |  |  | No | R-410A | 1.9667 | Residential & Commercial | Ducted CEE Tier 1
211389722 | Central HP <5.4 tons | LUXAIRE | HRCU-A-CB (Split System: Heat Pump with Remote Outdoor Unit-Air-Source) | HMH72B341 |  |  | XAFC30CXXN1+TXV | TM8Y080B12MP11 | 32800 | 17.5 | 8.1 | 33000 | 23200 | 70.3% | 2.02 | 0 | 10 |  |  |  | No | R-410A | 2.7333 | Residential & Commercial | Ducted CEE Tier 1
212396505 | Central HP <5.4 tons | Panasonic | HRCU-A-C (Split System: Heat Pump with Remote Outdoor Unit with No Indoor Fan --Air Source) | CU-HE24YAHK6 |  |  | CS-HE24YAC6 |  | 24000 | 16.5 | 9.5 | 25000 | 20000 | 80% | 1.95 | 11 | 10.7 |  |  |  | No | R-410A | 2 | Residential & Commercial | Ducted CEE Tier 1
214720152 | Central HP <5.4 tons | CHAMPION HEATING AND COOLING | HRCU-A-CB (Split System: Heat Pump with Remote Outdoor Unit-Air-Source) | HH836E2S11 |  |  | CTU48C5XFS1+TXV | TL9E100C20UH11 | 34000 | 18 | 9 | 32000 | 25600 | 80% | 2 | 0 | 11 |  |  |  | No | R-454B | 2.8333 | Residential & Commercial | Ducted CEE Tier 1
214719901 | Central HP <5.4 tons | CHAMPION HEATING AND COOLING | HRCU-A-CB (Split System: Heat Pump with Remote Outdoor Unit-Air-Source) | HH836E2S11 |  |  | CTU48C5XFS1+TXV | TP9C080C16MP13 | 33200 | 18 | 9 | 31600 | 25400 | 80.38% | 2 | 0 | 11 |  |  |  | No | R-454B | 2.7667 | Residential & Commercial | Ducted CEE Tier 1
214719933 | Central HP <5.4 tons | CHAMPION HEATING AND COOLING | HRCU-A-CB (Split System: Heat Pump with Remote Outdoor Unit-Air-Source) | HH836E2S11 |  |  | CTU48C5XFS1+TXV | TM9V100C16MP12 | 33200 | 18 | 9 | 31200 | 25200 | 80.77% | 2 | 0 | 11 |  |  |  | No | R-454B | 2.7667 | Residential & Commercial | Ducted CEE Tier 1
214397736 | Central HP <5.4 tons | COLEMAN | HRCU-A-CB (Split System: Heat Pump with Remote Outdoor Unit-Air-Source) | HH836E2S11 |  |  | CTM36C5CDS1 | TMLE120C20MP11 | 34600 | 16 | 8.5 | 32600 | 26800 | 82.21% | 2 | 0 | 11 |  |  |  | No | R-454B | 2.8833 | Residential & Commercial | Ducted CEE Tier 1
214397397 | Central HP <5.4 tons | COLEMAN | HRCU-A-CB (Split System: Heat Pump with Remote Outdoor Unit-Air-Source) | HH860E2S11 |  |  | CTF60C5CGS1 | TM9Y100C16MP11 | 43500 | 17 | 9 | 44500 | 33800 | 75.96% | 2 | 0 | 11 |  |  |  | No | R-454B | 3.625 | Residential & Commercial | Ducted CEE Tier 1
214397429 | Central HP <5.4 tons | COLEMAN | HRCU-A-CB (Split System: Heat Pump with Remote Outdoor Unit-Air-Source) | HH860E2S11 |  |  | CTF60D5CGS1+JMVT20DC2N1 |  | 45500 | 19 | 9.5 | 45000 | 33800 | 75.11% | 2 | 0 | 12 |  |  |  | No | R-454B | 3.7917 | Residential & Commercial | Ducted CEE Tier 1
214808998 | Central HP <5.4 tons | COLEMAN | HRCU-A-CB (Split System: Heat Pump with Remote Outdoor Unit-Air-Source) | HH860E2S11 |  |  | CTU60C5XGS1+JMVT17CC2N1+TXV |  | 44500 | 18 | 9 | 44000 | 33000 | 75% | 2 | 0 | 12 |  |  |  | No | R-454B | 3.7083 | Residential & Commercial | Ducted CEE Tier 1
214609111 | Central HP <5.4 tons | COLEMAN | HRCU-A-CB (Split System: Heat Pump with Remote Outdoor Unit-Air-Source) | HH860E2S11 |  |  | CTF60C5CGS1 | Z9ES080C20SMPS1 | 44500 | 18 | 9 | 45500 | 33400 | 73.41% | 2 | 0 | 11.7 |  |  |  | No | R-454B | 3.7083 | Residential & Commercial | Ducted CEE Tier 1
214609195 | Central HP <5.4 tons | COLEMAN | HRCU-A-CB (Split System: Heat Pump with Remote Outdoor Unit-Air-Source) | HH860E2S11 |  |  | CTM60D5CHS1 | Z9ES120D20SMPS1 | 53500 | 19 | 8.5 | 53500 | 38500 | 71.96% | 2 | 0 | 11.7 |  |  |  | No | R-454B | 4.4583 | Residential & Commercial | Ducted CEE Tier 1
214396579 | Central HP <5.4 tons | COLEMAN | HRCU-A-CB (Split System: Heat Pump with Remote Outdoor Unit-Air-Source) | HH860E2S11 |  |  | CTF60C5CGS1+JMC16C2SN1 |  | 45000 | 19 | 9 | 45000 | 33600 | 74.67% | 2 | 0 | 12 |  |  |  | No | R-454B | 3.75 | Residential & Commercial | Ducted CEE Tier 1
211245525 | Central HP <5.4 tons | AIRQUEST | HRCU-A-CB (Split System: Heat Pump with Remote Outdoor Unit-Air-Source) | DLCURAH24ABK |  |  | EN(A,D)4X36L21** | *80VTL0701716A* | 24200 | 17 | 8.1 | 26200 | 23000 | 87.79% | 1.9 | 0 | 10.5 |  |  |  | No | R-410A | 2.0167 | Residential & Commercial | Ducted CEE Tier 1
211245634 | Central HP <5.4 tons | AIRQUEST | HRCU-A-CB (Split System: Heat Pump with Remote Outdoor Unit-Air-Source) | DLCURAH24ABK |  |  | EN(A,D)4X36L21** | *80ES(N,L)0902120A* | 24600 | 16.5 | 8.5 | 26600 | 22400 | 84.21% | 1.84 | 0 | 10.5 |  |  |  | No | R-410A | 2.05 | Residential & Commercial | Ducted CEE Tier 1
211245658 | Central HP <5.4 tons | AIRQUEST | HRCU-A-CB (Split System: Heat Pump with Remote Outdoor Unit-Air-Source) | DLCURAH24ABK |  |  | EN(A,D)4X36L21** | *92ESN0601714A* | 24400 | 16.5 | 8.1 | 26400 | 22800 | 86.36% | 1.88 | 0 | 10.5 |  |  |  | No | R-410A | 2.0333 | Residential & Commercial | Ducted CEE Tier 1
211245669 | Central HP <5.4 tons | AIRQUEST | HRCU-A-CB (Split System: Heat Pump with Remote Outdoor Unit-Air-Source) | DLCURAH24ABK |  |  | EN(A,D)4X36L21** | *92ESN0801716A* | 24200 | 17 | 8.1 | 26200 | 22800 | 87.02% | 1.88 | 0 | 10.5 |  |  |  | No | R-410A | 2.0167 | Residential & Commercial | Ducted CEE Tier 1
215935186 | Central HP <5.4 tons | HEIL | HRCU-A-CB (Split System: Heat Pump with Remote Outdoor Unit-Air-Source) | H5H3V36*K*AAA* |  |  | EVM5X60M21A*+WALLCON | *80CTL0701716B* | 35400 | 21.5 | 8.5 | 38500 | 29000 | 75.32% | 2.02 | 0 | 12 |  |  |  | No | R-454B | 2.95 | Residential & Commercial | Ducted CEE Tier 1
215933546 | Central HP <5.4 tons | HEIL | HRCU-A-CB (Split System: Heat Pump with Remote Outdoor Unit-Air-Source) | H5H3V36*K*AAA* |  |  | ESH5X48M12A*+WALLCON | *80CTL0701412B* | 33600 | 19 | 9 | 35200 | 27000 | 76.7% | 1.9 | 0 | 11 |  |  |  | No | R-454B | 2.8 | Residential & Commercial | Ducted CEE Tier 1
213780956 | Central HP <5.4 tons | BRYANT HEATING AND COOLING SYSTEMS | HRCU-A-CB (Split System: Heat Pump with Remote Outdoor Unit-Air-Source) | 288BNV037*0**B* |  |  | CAP**3721AL*+UI | 986TD66100C21*** | 33000 | 17 | 8.5 | 32600 | 25000 | 76.69% | 1.98 | 0 | 11.5 |  |  |  | No | R-410A | 2.75 | Residential & Commercial | Ducted CEE Tier 1
213781056 | Central HP <5.4 tons | BRYANT HEATING AND COOLING SYSTEMS | HRCU-A-CB (Split System: Heat Pump with Remote Outdoor Unit-Air-Source) | 288BNV037*0**B* |  |  | CAP**4221AL*+UI | 986TD42060C17*** | 31600 | 16.5 | 8.1 | 33200 | 24600 | 74.1% | 1.86 | 0 | 10.5 |  |  |  | No | R-410A | 2.6333 | Residential & Commercial | Ducted CEE Tier 1
213781276 | Central HP <5.4 tons | BRYANT HEATING AND COOLING SYSTEMS | HRCU-A-CB (Split System: Heat Pump with Remote Outdoor Unit-Air-Source) | 288BNV037*0**B* |  |  | CAP**4821AL*+UI | 88*TB36045C17*** | 32000 | 16.5 | 8.1 | 32800 | 25200 | 76.83% | 1.92 | 0 | 10.5 |  |  |  | No | R-410A | 2.6667 | Residential & Commercial | Ducted CEE Tier 1
211228697 | Central HP <5.4 tons | HEIL | HRCU-A-CB (Split System: Heat Pump with Remote Outdoor Unit-Air-Source) | DLCURAH36ABK |  |  | EA*4X43L21A* | OMV112K14A | 36200 | 15.5 | 8.5 | 38500 | 34800 | 90.39% | 2.06 | 0 | 10 |  |  |  | No | R-410A | 3.0167 | Residential & Commercial | Ducted CEE Tier 1
214609102 | Central HP <5.4 tons | COLEMAN | HRCU-A-CB (Split System: Heat Pump with Remote Outdoor Unit-Air-Source) | HH824E2S11 |  |  | CTF30A5ADS1 | Z9ES060A10SMPS1 | 23000 | 19 | 9 | 23000 | 18500 | 80.43% | 2 | 0 | 12 |  |  |  | No | R-454B | 1.9167 | Residential & Commercial | Ducted CEE Tier 1
207436469 | Central HP <5.4 tons | LENNOX | HRCU-A-CB (Split System: Heat Pump with Remote Outdoor Unit-Air-Source) | SL25XPV-036-230A** |  |  | CX35-48B+TDR | EL296UH070XV36B* | 33800 | 21.6 | 8.8 | 35800 | 27800 | 77.65% | 1.8 | 13.5 | 13 |  |  |  | No | R-410A | 2.8167 | Residential & Commercial | Ducted CEE Tier 1
205750640 | Central HP <5.4 tons | AIRQUEST | HRCU-A-CB (Split System: Heat Pump with Remote Outdoor Unit-Air-Source) | HVH825GKA2* |  |  | EA*4X37L21A*+WALLCON | *80CTL0701716A* | 24400 | 17 | 8.5 | 21200 | 16600 | 78.3% | 2.02 | 11 | 11 |  |  |  | No | R-410A | 2.0333 | Residential & Commercial | Ducted CEE Tier 1
214606487 | Central HP <5.4 tons | COLEMAN | HRCU-A-C (Split System: Heat Pump with Remote Outdoor Unit with No Indoor Fan --Air Source) | HH824E2S11 |  |  | CTF30B5ACS1 |  | 23000 | 15.2 | 8.5 | 23000 | 17400 | 75.65% | 2 | 0 | 11 |  |  |  | No | R-454B | 1.9167 | Residential & Commercial | Ducted CEE Tier 1
213067639 | Central HP <5.4 tons | ACIQ | HRCU-A-CB (Split System: Heat Pump with Remote Outdoor Unit-Air-Source) | HVH825GKA2* |  |  | END4X42L17**+WALLCON | *80CTL0701412A* | 24000 | 17 | 8.1 | 21400 | 16600 | 77.57% | 2 | 0 | 11 |  |  |  | No | R-410A | 2 | Residential & Commercial | Ducted CEE Tier 1
211229674 | Central HP <5.4 tons | HEIL | HRCU-A-CB (Split System: Heat Pump with Remote Outdoor Unit-Air-Source) | DLCURAH36ABK |  |  | END4X42L17** | *80VTL0701716A* | 35600 | 16 | 8.1 | 38500 | 35000 | 90.91% | 1.96 | 0 | 10 |  |  |  | No | R-410A | 2.9667 | Residential & Commercial | Ducted CEE Tier 1
211230410 | Central HP <5.4 tons | HEIL | HRCU-A-CB (Split System: Heat Pump with Remote Outdoor Unit-Air-Source) | DLCURAH36ABK |  |  | EN(A,D)4X48L24** | *80ES(N,L)0702116A* | 35800 | 16.5 | 8.1 | 38500 | 34800 | 90.39% | 2 | 0 | 10 |  |  |  | No | R-410A | 2.9833 | Residential & Commercial | Ducted CEE Tier 1
216505882 | Central HP <5.4 tons | Panasonic | HRCU-A-CB (Split System: Heat Pump with Remote Outdoor Unit-Air-Source) | CU-HM36BAHU |  |  | CS-HM36BAHU |  | 36000 | 17.3 | 10.3 | 37000 | 39000 | 105.4% | 1.9 | 0 | 11.7 |  |  |  | No | R-454B | 3 | Residential & Commercial | Ducted CEE Tier 1
212982288 | Central HP <5.4 tons | CARRIER | HRCU-A-CB (Split System: Heat Pump with Remote Outdoor Unit-Air-Source) | 38MURAQ24AB3* |  |  | CAP**3621AL* | 58SU*B060M17**16 | 23800 | 17.5 | 8.5 | 25600 | 23400 | 91.41% | 1.96 | 0 | 10 |  |  |  | No | R-410A | 1.9833 | Residential & Commercial | Ducted CEE Tier 1
212983140 | Central HP <5.4 tons | CARRIER | HRCU-A-CB (Split System: Heat Pump with Remote Outdoor Unit-Air-Source) | 38MURAQ24AB3* |  |  | CAP**2517AL* | 59SC2E040M17**12 | 24000 | 16 | 8.1 | 25200 | 22000 | 87.3% | 1.82 | 0 | 10 |  |  |  | No | R-410A | 2 | Residential & Commercial | Ducted CEE Tier 1
213072321 | Central HP <5.4 tons | ACIQ | HRCU-A-CB (Split System: Heat Pump with Remote Outdoor Unit-Air-Source) | DLCURAH18ABK |  |  | EN(A,D)4X24L17** | *80ES(N,L)0701412A* | 17500 | 16 | 8.5 | 18400 | 18800 | 102.2% | 2.26 | 0 | 11 |  |  |  | No | R-410A | 1.4583 | Residential & Commercial | Ducted CEE Tier 1
213067396 | Central HP <5.4 tons | ACIQ | HRCU-A-CB (Split System: Heat Pump with Remote Outdoor Unit-Air-Source) | HVH825GKA3* |  |  | EHD4X42AAL+WALLCON | *80CSU0401712A* | 24200 | 16.5 | 8.1 | 21400 | 16600 | 77.57% | 2 | 0 | 10.5 |  |  |  | No | R-410A | 2.0167 | Residential & Commercial | Ducted CEE Tier 1
213067413 | Central HP <5.4 tons | ACIQ | HRCU-A-CB (Split System: Heat Pump with Remote Outdoor Unit-Air-Source) | HVH825GKA3* |  |  | EHD4X48AAL+WALLCON | *95CSU0601716A* | 24200 | 16 | 8.1 | 21400 | 16700 | 78.04% | 2 | 0 | 10.5 |  |  |  | No | R-410A | 2.0167 | Residential & Commercial | Ducted CEE Tier 1
213067697 | Central HP <5.4 tons | ACIQ | HRCU-A-CB (Split System: Heat Pump with Remote Outdoor Unit-Air-Source) | HVH837GKA** |  |  | EA*4X61L21A*+WALLCON | *95CSU1002122A* | 33200 | 18 | 8.5 | 32000 | 24800 | 77.5% | 2 | 0 | 11.5 |  |  |  | No | R-410A | 2.7667 | Residential & Commercial | Ducted CEE Tier 1
212981713 | Central HP <5.4 tons | BRYANT HEATING AND COOLING SYSTEMS | HRCU-A-CB (Split System: Heat Pump with Remote Outdoor Unit-Air-Source) | 38MURAQ24AB3* |  |  | CAP**3017AL* | 83*SB60100M21*** | 23800 | 16.5 | 8.5 | 26200 | 23600 | 90.08% | 1.96 | 0 | 10 |  |  |  | No | R-410A | 1.9833 | Residential & Commercial | Ducted CEE Tier 1
210599397 | Central HP <5.4 tons | AIRQUEST | HRCU-A-CB (Split System: Heat Pump with Remote Outdoor Unit-Air-Source) | HVH837GKA** |  |  | EHD4X60AAL+WALLCON | *80CSU1002120A* | 32800 | 16.5 | 8.1 | 32200 | 24800 | 77.02% | 1.98 | 0 | 11 |  |  |  | No | R-410A | 2.7333 | Residential & Commercial | Ducted CEE Tier 1
210599465 | Central HP <5.4 tons | AIRQUEST | HRCU-A-CB (Split System: Heat Pump with Remote Outdoor Unit-Air-Source) | HVH837GKA** |  |  | EHD4X60AAL+WALLCON | *97CMN1202422A* | 33000 | 17 | 8.1 | 32200 | 25000 | 77.64% | 2 | 0 | 11 |  |  |  | No | R-410A | 2.75 | Residential & Commercial | Ducted CEE Tier 1
213774626 | Central HP <5.4 tons | BRYANT HEATING AND COOLING SYSTEMS | HRCU-A-CB (Split System: Heat Pump with Remote Outdoor Unit-Air-Source) | 288BNV025*0**C* |  |  | CSPH*4812AL*+UI | 935CB48060C17*** | 24200 | 16 | 8.1 | 21400 | 16600 | 77.57% | 2 | 0 | 10.5 |  |  |  | No | R-410A | 2.0167 | Residential & Commercial | Ducted CEE Tier 1
210599590 | Central HP <5.4 tons | AIRQUEST | HRCU-A-CB (Split System: Heat Pump with Remote Outdoor Unit-Air-Source) | HVH837GKA** |  |  | EN(A,D,W)4X60L24**+WALLCON | *95CSU0802120A* | 32800 | 18 | 8.1 | 32200 | 24600 | 76.4% | 1.98 | 0 | 12 |  |  |  | No | R-410A | 2.7333 | Residential & Commercial | Ducted CEE Tier 1
213072155 | Central HP <5.4 tons | ACIQ | HRCU-A-CB (Split System: Heat Pump with Remote Outdoor Unit-Air-Source) | DLCURAH18ABK |  |  | EA*4X24L17A* | *96VSN0601714A* | 17700 | 16 | 8.5 | 18600 | 19100 | 102.7% | 2.3 | 0 | 10.5 |  |  |  | No | R-410A | 1.475 | Residential & Commercial | Ducted CEE Tier 1
213072191 | Central HP <5.4 tons | ACIQ | HRCU-A-CB (Split System: Heat Pump with Remote Outdoor Unit-Air-Source) | DLCURAH18ABK |  |  | EA*4X25L17A* | *96VSN0601412A* | 18500 | 16 | 8.5 | 18300 | 17400 | 95.08% | 2.12 | 0 | 11 |  |  |  | No | R-410A | 1.5417 | Residential & Commercial | Ducted CEE Tier 1
213072207 | Central HP <5.4 tons | ACIQ | HRCU-A-CB (Split System: Heat Pump with Remote Outdoor Unit-Air-Source) | DLCURAH18ABK |  |  | EA*4X25L17A* | *96VTN0601714A* | 18200 | 16 | 8.5 | 18100 | 17500 | 96.69% | 2.12 | 0 | 10.5 |  |  |  | No | R-410A | 1.5167 | Residential & Commercial | Ducted CEE Tier 1
213072275 | Central HP <5.4 tons | ACIQ | HRCU-A-CB (Split System: Heat Pump with Remote Outdoor Unit-Air-Source) | DLCURAH18ABK |  |  | EN(A,D)4X18L14** | *92ESN0601412A* | 17800 | 15.5 | 8.5 | 18900 | 19200 | 101.6% | 2.3 | 0 | 10.5 |  |  |  | No | R-410A | 1.4833 | Residential & Commercial | Ducted CEE Tier 1
213072373 | Central HP <5.4 tons | ACIQ | HRCU-A-CB (Split System: Heat Pump with Remote Outdoor Unit-Air-Source) | DLCURAH18ABK |  |  | FEM4P18**AL |  | 17400 | 16 | 8.5 | 18300 | 19400 | 106% | 2.34 | 0 | 10.5 |  |  |  | No | R-410A | 1.45 | Residential & Commercial | Ducted CEE Tier 1
216505881 | Central HP <5.4 tons | Panasonic | HRCU-A-CB (Split System: Heat Pump with Remote Outdoor Unit-Air-Source) | CU-HM30BAHU |  |  | CS-HM30BAHU |  | 30000 | 16.8 | 10 | 34000 | 32600 | 95.88% | 1.96 | 0 | 11.7 |  |  |  | No | R-454B | 2.5 | Residential & Commercial | Ducted CEE Tier 1
212983506 | Central HP <5.4 tons | CARRIER | HRCU-A-CB (Split System: Heat Pump with Remote Outdoor Unit-Air-Source) | 38MURAQ24AB3* |  |  | CAP**2414AL* | 59SC2E060M14**12 | 23600 | 16.5 | 8.5 | 27000 | 25600 | 94.81% | 2.14 | 0 | 10 |  |  |  | No | R-410A | 1.9667 | Residential & Commercial | Ducted CEE Tier 1
212983556 | Central HP <5.4 tons | CARRIER | HRCU-A-CB (Split System: Heat Pump with Remote Outdoor Unit-Air-Source) | 38MURAQ24AB3* |  |  | CAP**3617AL* | 59SC2E060M14**12 | 24000 | 17 | 8.5 | 26400 | 23400 | 88.64% | 1.94 | 0 | 10 |  |  |  | No | R-410A | 2 | Residential & Commercial | Ducted CEE Tier 1
213067373 | Central HP <5.4 tons | ACIQ | HRCU-A-CB (Split System: Heat Pump with Remote Outdoor Unit-Air-Source) | HVH825GKA3* |  |  | EN(A,D,W)4X48L21**+WALLCON | *80CSU0601716A* | 24200 | 17 | 8.1 | 21400 | 16600 | 77.57% | 2 | 0 | 11 |  |  |  | No | R-410A | 2.0167 | Residential & Commercial | Ducted CEE Tier 1
213067404 | Central HP <5.4 tons | ACIQ | HRCU-A-CB (Split System: Heat Pump with Remote Outdoor Unit-Air-Source) | HVH825GKA3* |  |  | EHD4X42AAL+WALLCON | *96CTN1202422A* | 24200 | 16 | 8.1 | 21400 | 16600 | 77.57% | 2 | 0 | 10.5 |  |  |  | No | R-410A | 2.0167 | Residential & Commercial | Ducted CEE Tier 1
213785130 | Central HP <5.4 tons | BRYANT HEATING AND COOLING SYSTEMS | HRCU-A-CB (Split System: Heat Pump with Remote Outdoor Unit-Air-Source) | 284ANV024*0**B* |  |  | CAP**4221AL*+UI | 88*TB36045C17*** | 23400 | 19.5 | 10 | 26600 | 20000 | 75.19% | 2.4 | 0 | 12.5 |  |  |  | No | R-410A | 1.95 | Residential & Commercial | Ducted CEE Tier 1
213785180 | Central HP <5.4 tons | BRYANT HEATING AND COOLING SYSTEMS | HRCU-A-CB (Split System: Heat Pump with Remote Outdoor Unit-Air-Source) | 284ANV024*0**B* |  |  | CAP**4321AL*+UI | 986TD42060C17*** | 24000 | 20 | 10.5 | 26600 | 19800 | 74.44% | 2.5 | 0 | 13 |  |  |  | No | R-410A | 2 | Residential & Commercial | Ducted CEE Tier 1
213785232 | Central HP <5.4 tons | BRYANT HEATING AND COOLING SYSTEMS | HRCU-A-CB (Split System: Heat Pump with Remote Outdoor Unit-Air-Source) | 284ANV024*0**B* |  |  | CSPH*3612AL*+UI | 987MC42080C17*** | 23600 | 19 | 9 | 26600 | 19900 | 74.81% | 2.46 | 0 | 12.5 |  |  |  | No | R-410A | 1.9667 | Residential & Commercial | Ducted CEE Tier 1
213067287 | Central HP <5.4 tons | ACIQ | HRCU-A-CB (Split System: Heat Pump with Remote Outdoor Unit-Air-Source) | HVH825GKA3* |  |  | EA*4X42L21A*+WALLCON | *97CMN0601714A* | 23600 | 16 | 8.1 | 21600 | 16800 | 77.78% | 1.94 | 0 | 10.5 |  |  |  | No | R-410A | 1.9667 | Residential & Commercial | Ducted CEE Tier 1
213067288 | Central HP <5.4 tons | ACIQ | HRCU-A-CB (Split System: Heat Pump with Remote Outdoor Unit-Air-Source) | HVH825GKA3* |  |  | EA*4X42L21A*+WALLCON | *97CMN0801714A* | 23600 | 16.5 | 8.1 | 21400 | 16700 | 78.04% | 1.96 | 0 | 11 |  |  |  | No | R-410A | 1.9667 | Residential & Commercial | Ducted CEE Tier 1
213067321 | Central HP <5.4 tons | ACIQ | HRCU-A-CB (Split System: Heat Pump with Remote Outdoor Unit-Air-Source) | HVH825GKA3* |  |  | EA*4X48L21A*+WALLCON | *80CSU0601716A* | 24000 | 17 | 8.1 | 21000 | 16600 | 79.05% | 2.02 | 0 | 11 |  |  |  | No | R-410A | 2 | Residential & Commercial | Ducted CEE Tier 1
213067322 | Central HP <5.4 tons | ACIQ | HRCU-A-CB (Split System: Heat Pump with Remote Outdoor Unit-Air-Source) | HVH825GKA3* |  |  | EA*4X48L21A*+WALLCON | *80CSU1002120A* | 24000 | 16.5 | 8.1 | 21000 | 16600 | 79.05% | 2 | 0 | 10.5 |  |  |  | No | R-410A | 2 | Residential & Commercial | Ducted CEE Tier 1
213067338 | Central HP <5.4 tons | ACIQ | HRCU-A-CB (Split System: Heat Pump with Remote Outdoor Unit-Air-Source) | HVH825GKA3* |  |  | EA*4X48L24A*+WALLCON | *97CMN1002122A* | 24200 | 16.5 | 8.1 | 21000 | 16500 | 78.57% | 2.02 | 0 | 11 |  |  |  | No | R-410A | 2.0167 | Residential & Commercial | Ducted CEE Tier 1
213067372 | Central HP <5.4 tons | ACIQ | HRCU-A-CB (Split System: Heat Pump with Remote Outdoor Unit-Air-Source) | HVH825GKA3* |  |  | EN(A,D,W)4X48L21**+WALLCON | *80CSU0401712A* | 24200 | 17 | 8.1 | 21200 | 16500 | 77.83% | 2 | 0 | 11 |  |  |  | No | R-410A | 2.0167 | Residential & Commercial | Ducted CEE Tier 1
213067690 | Central HP <5.4 tons | ACIQ | HRCU-A-CB (Split System: Heat Pump with Remote Outdoor Unit-Air-Source) | HVH837GKA** |  |  | EA*4X60L24A*+WALLCON | *95CSU0802120A* | 32800 | 17.5 | 8.5 | 31800 | 24800 | 77.99% | 2 | 0 | 11.5 |  |  |  | No | R-410A | 2.7333 | Residential & Commercial | Ducted CEE Tier 1
211242279 | Central HP <5.4 tons | HEIL | HRCU-A-CB (Split System: Heat Pump with Remote Outdoor Unit-Air-Source) | DLCURAH24ABK |  |  | EA*4X36L21A* | *96VSN0601714A* | 23600 | 16.5 | 8.5 | 25600 | 23600 | 92.19% | 1.96 | 0 | 10 |  |  |  | No | R-410A | 1.9667 | Residential & Commercial | Ducted CEE Tier 1
211241843 | Central HP <5.4 tons | HEIL | HRCU-A-CB (Split System: Heat Pump with Remote Outdoor Unit-Air-Source) | DLCURAH24ABK |  |  | EA*4X36L17A* | *96VSN0401410A* | 23400 | 16 | 8.5 | 25600 | 23800 | 92.97% | 1.96 | 0 | 10 |  |  |  | No | R-410A | 1.95 | Residential & Commercial | Ducted CEE Tier 1
211240656 | Central HP <5.4 tons | HEIL | HRCU-A-CB (Split System: Heat Pump with Remote Outdoor Unit-Air-Source) | DLCURAH24ABK |  |  | EA*4X24L17A* | *80ES(N,L)0701712A* | 24000 | 16 | 8.5 | 27000 | 23600 | 87.41% | 1.94 | 0 | 10 |  |  |  | No | R-410A | 2 | Residential & Commercial | Ducted CEE Tier 1
212986884 | Central HP <5.4 tons | HEIL | HRCU-A-CB (Split System: Heat Pump with Remote Outdoor Unit-Air-Source) | DLCURAH24ABK |  |  | EA*4X25L17A* | *96MSN0601412A* | 24200 | 17 | 8.5 | 25200 | 21800 | 86.51% | 1.82 | 0 | 10 |  |  |  | No | R-410A | 2.0167 | Residential & Commercial | Ducted CEE Tier 1
212984596 | Central HP <5.4 tons | HEIL | HRCU-A-CB (Split System: Heat Pump with Remote Outdoor Unit-Air-Source) | DLCURAH24ABK |  |  | EA*4X30L17A* | *92MSN0801716A* | 23400 | 17.5 | 8.5 | 26200 | 24800 | 94.66% | 2.08 | 0 | 10 |  |  |  | No | R-410A | 1.95 | Residential & Commercial | Ducted CEE Tier 1
211243534 | Central HP <5.4 tons | HEIL | HRCU-A-CB (Split System: Heat Pump with Remote Outdoor Unit-Air-Source) | DLCURAH24ABK |  |  | EA*4X37L21A* | *80ES(N,L)0901714A* | 25400 | 17 | 8.5 | 25800 | 20600 | 79.84% | 1.76 | 0 | 10.5 |  |  |  | No | R-410A | 2.1167 | Residential & Commercial | Ducted CEE Tier 1
211245471 | Central HP <5.4 tons | AIRQUEST | HRCU-A-CB (Split System: Heat Pump with Remote Outdoor Unit-Air-Source) | DLCURAH24ABK |  |  | EN(A,D)4X36L21** | *80ESU0401712A* | 24000 | 17 | 8.1 | 26000 | 23200 | 89.23% | 1.92 | 0 | 10.5 |  |  |  | No | R-410A | 2 | Residential & Commercial | Ducted CEE Tier 1
213063354 | Central HP <5.4 tons | ACIQ | HRCU-A-CB (Split System: Heat Pump with Remote Outdoor Unit-Air-Source) | HVH837GKA2* |  |  | EHD4X42AAL+WALLCON | *97CMN1002122A* | 32600 | 16.5 | 8.1 | 33000 | 24800 | 75.15% | 1.96 | 12 | 11 |  |  |  | No | R-410A | 2.7167 | Residential & Commercial | Ducted CEE Tier 1
213063368 | Central HP <5.4 tons | ACIQ | HRCU-A-CB (Split System: Heat Pump with Remote Outdoor Unit-Air-Source) | HVH837GKA2* |  |  | EHD4X48AAL+WALLCON | *80CTL0901716A* | 32800 | 17.5 | 8.1 | 33000 | 24800 | 75.15% | 1.98 | 12 | 11.5 |  |  |  | No | R-410A | 2.7333 | Residential & Commercial | Ducted CEE Tier 1
211244218 | Central HP <5.4 tons | HEIL | HRCU-A-CB (Split System: Heat Pump with Remote Outdoor Unit-Air-Source) | DLCURAH24ABK |  |  | EN(A,D)4X24L17** | *92ESN0401712A* | 23200 | 15.5 | 8.5 | 26600 | 24200 | 90.98% | 1.98 | 0 | 10 |  |  |  | No | R-410A | 1.9333 | Residential & Commercial | Ducted CEE Tier 1
211244269 | Central HP <5.4 tons | HEIL | HRCU-A-CB (Split System: Heat Pump with Remote Outdoor Unit-Air-Source) | DLCURAH24ABK |  |  | EN(A,D)4X24L17** | OMV112K14A | 23800 | 15.2 | 8.5 | 27000 | 23200 | 85.93% | 1.9 | 0 | 10 |  |  |  | No | R-410A | 1.9833 | Residential & Commercial | Ducted CEE Tier 1
211240644 | Central HP <5.4 tons | HEIL | HRCU-A-CB (Split System: Heat Pump with Remote Outdoor Unit-Air-Source) | DLCURAH24ABK |  |  | EA*4X24L17A* | *80ES(N,L)0451712A* | 23800 | 16.5 | 8.5 | 26800 | 24200 | 90.3% | 2 | 0 | 10 |  |  |  | No | R-410A | 1.9833 | Residential & Commercial | Ducted CEE Tier 1
211240680 | Central HP <5.4 tons | HEIL | HRCU-A-CB (Split System: Heat Pump with Remote Outdoor Unit-Air-Source) | DLCURAH24ABK |  |  | EA*4X24L17A* | *92ESN0601412A* | 23200 | 16.5 | 8.5 | 26400 | 25800 | 97.73% | 2.18 | 0 | 10 |  |  |  | No | R-410A | 1.9333 | Residential & Commercial | Ducted CEE Tier 1
211240939 | Central HP <5.4 tons | HEIL | HRCU-A-CB (Split System: Heat Pump with Remote Outdoor Unit-Air-Source) | DLCURAH24ABK |  |  | EA*4X25L17A* | *80ESU0401712A* | 24600 | 17.5 | 8.5 | 25400 | 21200 | 83.46% | 1.8 | 0 | 10.5 |  |  |  | No | R-410A | 2.05 | Residential & Commercial | Ducted CEE Tier 1
211240260 | Central HP <5.4 tons | HEIL | HRCU-A-CB (Split System: Heat Pump with Remote Outdoor Unit-Air-Source) | DLCURAH24ABK |  |  | EA*4X24L14A* | *80VTL0451412A* | 23800 | 16.5 | 8.5 | 26800 | 24000 | 89.55% | 1.98 | 0 | 10 |  |  |  | No | R-410A | 1.9833 | Residential & Commercial | Ducted CEE Tier 1
213069287 | Central HP <5.4 tons | ACIQ | HRCU-A-CB (Split System: Heat Pump with Remote Outdoor Unit-Air-Source) | DLCURAH36ABK |  |  | EA*4X37L21A* | *80ESU0802120A | 37400 | 15.5 | 8.5 | 39000 | 35000 | 89.74% | 2.16 | 0 | 10 |  |  |  | No | R-410A | 3.1167 | Residential & Commercial | Ducted CEE Tier 1
213069301 | Central HP <5.4 tons | ACIQ | HRCU-A-CB (Split System: Heat Pump with Remote Outdoor Unit-Air-Source) | DLCURAH36ABK |  |  | EA*4X37L21A* | *96VSN0802120A* | 36400 | 16 | 8.5 | 38500 | 34800 | 90.39% | 2.08 | 0 | 10 |  |  |  | No | R-410A | 3.0333 | Residential & Commercial | Ducted CEE Tier 1
213069321 | Central HP <5.4 tons | ACIQ | HRCU-A-CB (Split System: Heat Pump with Remote Outdoor Unit-Air-Source) | DLCURAH36ABK |  |  | EA*4X42L21A* | *80ES(N,L)1102120A* | 35400 | 16 | 8.1 | 38500 | 35000 | 90.91% | 1.88 | 0 | 10 |  |  |  | No | R-410A | 2.95 | Residential & Commercial | Ducted CEE Tier 1
213069336 | Central HP <5.4 tons | ACIQ | HRCU-A-CB (Split System: Heat Pump with Remote Outdoor Unit-Air-Source) | DLCURAH36ABK |  |  | EA*4X42L21A* | *92ESN1002122A* | 36600 | 15.2 | 8.5 | 40000 | 35200 | 88% | 1.94 | 0 | 10 |  |  |  | No | R-410A | 3.05 | Residential & Commercial | Ducted CEE Tier 1
213082093 | Central HP <5.4 tons | Panasonic | HRCU-A-C (Split System: Heat Pump with Remote Outdoor Unit with No Indoor Fan --Air Source) | CU-HE18YAHK6 |  |  | CS-HE24YAC6 |  | 18000 | 16.1 | 9.5 | 19000 | 15000 | 78.95% | 2.2 | 11.6 | 11.7 |  |  |  | No | R-410A | 1.5 | Residential & Commercial | Ducted CEE Tier 1
214606503 | Central HP <5.4 tons | COLEMAN | HRCU-A-C (Split System: Heat Pump with Remote Outdoor Unit with No Indoor Fan --Air Source) | HH836E2S11 |  |  | CTM48C5CFS1 |  | 31600 | 15.2 | 8.5 | 30800 | 22200 | 72.08% | 2 | 0 | 10 |  |  |  | No | R-454B | 2.6333 | Residential & Commercial | Ducted CEE Tier 1
211391359 | Central HP <5.4 tons | CHAMPION HEATING AND COOLING | HRCU-A-CB (Split System: Heat Pump with Remote Outdoor Unit-Air-Source) | HMH72B341 |  |  | XAFC36DBCN1 | TMLE120C16MP11 | 34000 | 18 | 8.5 | 33600 | 23800 | 70.83% | 2.08 | 0 | 10 |  |  |  | No | R-410A | 2.8333 | Residential & Commercial | Ducted CEE Tier 1
211391434 | Central HP <5.4 tons | CHAMPION HEATING AND COOLING | HRCU-A-CB (Split System: Heat Pump with Remote Outdoor Unit-Air-Source) | HMH72B341 |  |  | XAHC36DBCN1 | TM8E100C16MP11 | 33600 | 17.5 | 8.1 | 33000 | 23200 | 70.3% | 2.04 | 0 | 10 |  |  |  | No | R-410A | 2.8 | Residential & Commercial | Ducted CEE Tier 1
213069385 | Central HP <5.4 tons | ACIQ | HRCU-A-CB (Split System: Heat Pump with Remote Outdoor Unit-Air-Source) | DLCURAH36ABK |  |  | EA*4X42L24A* | *95ESU1002120A* | 35800 | 16 | 8.1 | 38500 | 35000 | 90.91% | 1.9 | 0 | 10 |  |  |  | No | R-410A | 2.9833 | Residential & Commercial | Ducted CEE Tier 1
213069404 | Central HP <5.4 tons | ACIQ | HRCU-A-CB (Split System: Heat Pump with Remote Outdoor Unit-Air-Source) | DLCURAH36ABK |  |  | EA*4X43L21A* | *80VSL0902120A* | 36200 | 16 | 8.5 | 38500 | 34800 | 90.39% | 2.06 | 0 | 10 |  |  |  | No | R-410A | 3.0167 | Residential & Commercial | Ducted CEE Tier 1
213069434 | Central HP <5.4 tons | ACIQ | HRCU-A-CB (Split System: Heat Pump with Remote Outdoor Unit-Air-Source) | DLCURAH36ABK |  |  | EA*4X43L21A* | OMV098J12* | 36200 | 15.2 | 8.5 | 38500 | 35000 | 90.91% | 2.06 | 0 | 10 |  |  |  | No | R-410A | 3.0167 | Residential & Commercial | Ducted CEE Tier 1
214397177 | Central HP <5.4 tons | COLEMAN | HRCU-A-CB (Split System: Heat Pump with Remote Outdoor Unit-Air-Source) | HH860E2S11 |  |  | CTM60D5CHS1 | TM9V120D20MP12 | 54000 | 19 | 9 | 54000 | 39000 | 72.22% | 2 | 0 | 11 |  |  |  | No | R-454B | 4.5 | Residential & Commercial | Ducted CEE Tier 1
215853262 | Central HP <5.4 tons | YORK | HRCU-A-CB (Split System: Heat Pump with Remote Outdoor Unit-Air-Source) | HH860E2S11 |  |  | CTM60D5CJS1 | TMLE130D20MP11 | 53500 | 18 | 9 | 55500 | 39500 | 71.17% | 2 | 0 | 11 |  |  |  | No | R-454B | 4.4583 | Residential & Commercial | Ducted CEE Tier 1
214396577 | Central HP <5.4 tons | COLEMAN | HRCU-A-CB (Split System: Heat Pump with Remote Outdoor Unit-Air-Source) | HH860E2S11 |  |  | CTF60C5CGS1 | CP9C100C16MP13 | 43500 | 18 | 9 | 44000 | 33200 | 75.45% | 2 | 0 | 11.7 |  |  |  | No | R-454B | 3.625 | Residential & Commercial | Ducted CEE Tier 1
214396584 | Central HP <5.4 tons | COLEMAN | HRCU-A-CB (Split System: Heat Pump with Remote Outdoor Unit-Air-Source) | HH860E2S11 |  |  | CTM60D5CGS1+JME18D2SN1 |  | 45000 | 19 | 9 | 44500 | 33000 | 74.16% | 2 | 0 | 12 |  |  |  | No | R-454B | 3.75 | Residential & Commercial | Ducted CEE Tier 1
214396634 | Central HP <5.4 tons | COLEMAN | HRCU-A-CB (Split System: Heat Pump with Remote Outdoor Unit-Air-Source) | HH860E2S11 |  |  | CTM60C5CGS1 | TM8V080C16MP12 | 44000 | 18 | 9 | 44500 | 33600 | 75.51% | 2 | 0 | 11.7 |  |  |  | No | R-454B | 3.6667 | Residential & Commercial | Ducted CEE Tier 1
214397020 | Central HP <5.4 tons | COLEMAN | HRCU-A-CB (Split System: Heat Pump with Remote Outdoor Unit-Air-Source) | HH860E2S11 |  |  | CTF60C5CGS1+JMET16CS2N1 |  | 45500 | 19 | 9 | 45500 | 34200 | 75.16% | 2 | 0 | 11.7 |  |  |  | No | R-454B | 3.7917 | Residential & Commercial | Ducted CEE Tier 1
214609136 | Central HP <5.4 tons | COLEMAN | HRCU-A-CB (Split System: Heat Pump with Remote Outdoor Unit-Air-Source) | HH860E2S11 |  |  | CTF60C5CHS1 | Z9ES100C20SMPS1 | 53000 | 19 | 8.5 | 54000 | 38500 | 71.3% | 2 | 0 | 11 |  |  |  | No | R-454B | 4.4167 | Residential & Commercial | Ducted CEE Tier 1
212396495 | Central HP <5.4 tons | Panasonic | HRCU-A-CB (Split System: Heat Pump with Remote Outdoor Unit-Air-Source) | CU-HE36YAHK6 |  |  | CS-HE36YAHK6 |  | 36000 | 16 | 9.5 | 40000 | 34400 | 86% | 1.97 | 10.5 | 10 |  |  |  | No | R-410A | 3 | Residential & Commercial | Ducted CEE Tier 1
211392002 | Central HP <5.4 tons | CHAMPION HEATING AND COOLING | HRCU-A-CB (Split System: Heat Pump with Remote Outdoor Unit-Air-Source) | HMH72B341 |  |  | XAHC36DBCN1 | TM8E080C16MP11 | 33600 | 17.5 | 8.1 | 32800 | 23200 | 70.73% | 2.04 | 0 | 10 |  |  |  | No | R-410A | 2.8 | Residential & Commercial | Ducted CEE Tier 1
214609092 | Central HP <5.4 tons | COLEMAN | HRCU-A-CB (Split System: Heat Pump with Remote Outdoor Unit-Air-Source) | HH836E2S11 |  |  | CTM48C5CFS1 | Z9ES080C20SMPS1 | 34000 | 19 | 9 | 32000 | 25600 | 80% | 2 | 0 | 11 |  |  |  | No | R-454B | 2.8333 | Residential & Commercial | Ducted CEE Tier 1
213069636 | Central HP <5.4 tons | ACIQ | HRCU-A-CB (Split System: Heat Pump with Remote Outdoor Unit-Air-Source) | DLCURAH24ABK |  |  | EA*4X24L14A* | *96VTN0601412A* | 23200 | 16 | 8.5 | 26400 | 25600 | 96.97% | 2.14 | 0 | 10 |  |  |  | No | R-410A | 1.9333 | Residential & Commercial | Ducted CEE Tier 1
213069668 | Central HP <5.4 tons | ACIQ | HRCU-A-CB (Split System: Heat Pump with Remote Outdoor Unit-Air-Source) | DLCURAH24ABK |  |  | EA*4X24L17A* | *80ES(N,L)0901714A* | 24200 | 16.5 | 8.5 | 27000 | 23400 | 86.67% | 1.94 | 0 | 10 |  |  |  | No | R-410A | 2.0167 | Residential & Commercial | Ducted CEE Tier 1
213069670 | Central HP <5.4 tons | ACIQ | HRCU-A-CB (Split System: Heat Pump with Remote Outdoor Unit-Air-Source) | DLCURAH24ABK |  |  | EA*4X24L17A* | *92ESN0601714A* | 24000 | 16.5 | 8.5 | 26800 | 23800 | 88.81% | 1.96 | 0 | 10 |  |  |  | No | R-410A | 2 | Residential & Commercial | Ducted CEE Tier 1
213069660 | Central HP <5.4 tons | ACIQ | HRCU-A-CB (Split System: Heat Pump with Remote Outdoor Unit-Air-Source) | DLCURAH24ABK |  |  | EA*4X24L17A* | *95ESN0601412A* | 24000 | 15.5 | 8.5 | 27200 | 23600 | 86.76% | 1.92 | 0 | 10 |  |  |  | No | R-410A | 2 | Residential & Commercial | Ducted CEE Tier 1
213069680 | Central HP <5.4 tons | ACIQ | HRCU-A-CB (Split System: Heat Pump with Remote Outdoor Unit-Air-Source) | DLCURAH24ABK |  |  | EA*4X24L17A* | OMV112K14A | 23800 | 15.5 | 8.5 | 27000 | 24000 | 88.89% | 1.96 | 0 | 10 |  |  |  | No | R-410A | 1.9833 | Residential & Commercial | Ducted CEE Tier 1
213070281 | Central HP <5.4 tons | ACIQ | HRCU-A-CB (Split System: Heat Pump with Remote Outdoor Unit-Air-Source) | DLCURAH24ABK |  |  | EA*4X36L21A* | *96VTN0601714A* | 24000 | 16.5 | 8.5 | 26000 | 22800 | 87.69% | 1.88 | 0 | 10 |  |  |  | No | R-410A | 2 | Residential & Commercial | Ducted CEE Tier 1
213070297 | Central HP <5.4 tons | ACIQ | HRCU-A-CB (Split System: Heat Pump with Remote Outdoor Unit-Air-Source) | DLCURAH24ABK |  |  | EA*4X36L21A* | *96VTN1002120A* | 24000 | 17 | 8.5 | 26000 | 22800 | 87.69% | 1.9 | 0 | 10 |  |  |  | No | R-410A | 2 | Residential & Commercial | Ducted CEE Tier 1
213070330 | Central HP <5.4 tons | ACIQ | HRCU-A-CB (Split System: Heat Pump with Remote Outdoor Unit-Air-Source) | DLCURAH24ABK |  |  | EA*4X36L21A* | *80ES(N,L)0702116A* | 24400 | 17 | 8.5 | 26200 | 22400 | 85.5% | 1.86 | 0 | 10 |  |  |  | No | R-410A | 2.0333 | Residential & Commercial | Ducted CEE Tier 1
213070395 | Central HP <5.4 tons | ACIQ | HRCU-A-CB (Split System: Heat Pump with Remote Outdoor Unit-Air-Source) | DLCURAH24ABK |  |  | EA*4X36L21A* | *95ESN0601714A* | 24800 | 16 | 8.5 | 26600 | 22000 | 82.71% | 1.82 | 0 | 10 |  |  |  | No | R-410A | 2.0667 | Residential & Commercial | Ducted CEE Tier 1
213070446 | Central HP <5.4 tons | ACIQ | HRCU-A-CB (Split System: Heat Pump with Remote Outdoor Unit-Air-Source) | DLCURAH24ABK |  |  | EA*4X36L21A* | OLV112A16A | 24400 | 16 | 8.5 | 26400 | 22200 | 84.09% | 1.84 | 0 | 10 |  |  |  | No | R-410A | 2.0333 | Residential & Commercial | Ducted CEE Tier 1
213070481 | Central HP <5.4 tons | ACIQ | HRCU-A-CB (Split System: Heat Pump with Remote Outdoor Unit-Air-Source) | DLCURAH24ABK |  |  | EA*4X37L17A* | *96VSN0801716A* | 24600 | 16.5 | 8.5 | 25600 | 21400 | 83.59% | 1.8 | 0 | 10 |  |  |  | No | R-410A | 2.05 | Residential & Commercial | Ducted CEE Tier 1
213069277 | Central HP <5.4 tons | ACIQ | HRCU-A-CB (Split System: Heat Pump with Remote Outdoor Unit-Air-Source) | DLCURAH36ABK |  |  | EA*4X37L21A* | *80ES(N,L)0901714A* | 36800 | 16 | 8.5 | 38500 | 34800 | 90.39% | 2.1 | 0 | 10 |  |  |  | No | R-410A | 3.0667 | Residential & Commercial | Ducted CEE Tier 1
213069278 | Central HP <5.4 tons | ACIQ | HRCU-A-CB (Split System: Heat Pump with Remote Outdoor Unit-Air-Source) | DLCURAH36ABK |  |  | EA*4X37L21A* | *80ES(N,L)0902116A* | 36600 | 16 | 8.5 | 38500 | 34800 | 90.39% | 2.1 | 0 | 10 |  |  |  | No | R-410A | 3.05 | Residential & Commercial | Ducted CEE Tier 1
212396493 | Central HP <5.4 tons | Panasonic | HRCU-A-CB (Split System: Heat Pump with Remote Outdoor Unit-Air-Source) | CU-HE24YAHK6 |  |  | CS-HE24YAHK6 |  | 24000 | 17.4 | 10 | 24000 | 22600 | 94.17% | 1.91 | 12.5 | 11.7 |  |  |  | No | R-410A | 2 | Residential & Commercial | Ducted CEE Tier 1
213070649 | Central HP <5.4 tons | ACIQ | HRCU-A-CB (Split System: Heat Pump with Remote Outdoor Unit-Air-Source) | DLCURAH24ABK |  |  | EA*4X37L17A* | *80ESU0601716A | 25400 | 16.5 | 8.5 | 26200 | 21000 | 80.15% | 1.76 | 0 | 10.5 |  |  |  | No | R-410A | 2.1167 | Residential & Commercial | Ducted CEE Tier 1
213069719 | Central HP <5.4 tons | ACIQ | HRCU-A-CB (Split System: Heat Pump with Remote Outdoor Unit-Air-Source) | DLCURAH24ABK |  |  | EA*4X25L17A* | OMV112K14A | 24800 | 16 | 8.5 | 25800 | 21200 | 82.17% | 1.76 | 0 | 10 |  |  |  | No | R-410A | 2.0667 | Residential & Commercial | Ducted CEE Tier 1
213069721 | Central HP <5.4 tons | ACIQ | HRCU-A-CB (Split System: Heat Pump with Remote Outdoor Unit-Air-Source) | DLCURAH24ABK |  |  | EA*4X30L14A* | *96VSN0401410A* | 23600 | 15.5 | 8.5 | 26200 | 23600 | 90.08% | 1.94 | 0 | 10 |  |  |  | No | R-410A | 1.9667 | Residential & Commercial | Ducted CEE Tier 1
213069854 | Central HP <5.4 tons | ACIQ | HRCU-A-CB (Split System: Heat Pump with Remote Outdoor Unit-Air-Source) | DLCURAH24ABK |  |  | EA*4X30L17A* | *80ES(N,L)0451712A* | 24000 | 16.5 | 8.5 | 26200 | 23200 | 88.55% | 1.9 | 0 | 10 |  |  |  | No | R-410A | 2 | Residential & Commercial | Ducted CEE Tier 1
211241347 | Central HP <5.4 tons | HEIL | HRCU-A-CB (Split System: Heat Pump with Remote Outdoor Unit-Air-Source) | DLCURAH24ABK |  |  | EA*4X30L14A* | *92ESN0601412A* | 23400 | 16.5 | 8.5 | 25800 | 24400 | 94.57% | 2.02 | 0 | 10 |  |  |  | No | R-410A | 1.95 | Residential & Commercial | Ducted CEE Tier 1
211240691 | Central HP <5.4 tons | HEIL | HRCU-A-CB (Split System: Heat Pump with Remote Outdoor Unit-Air-Source) | DLCURAH24ABK |  |  | EA*4X24L17A* | *92ESN0601714A* | 24000 | 16.5 | 8.5 | 26800 | 23800 | 88.81% | 1.96 | 0 | 10 |  |  |  | No | R-410A | 2 | Residential & Commercial | Ducted CEE Tier 1
211240757 | Central HP <5.4 tons | HEIL | HRCU-A-CB (Split System: Heat Pump with Remote Outdoor Unit-Air-Source) | DLCURAH24ABK |  |  | EA*4X24L17A* | *80ES(N,L)0701412A* | 24000 | 16.5 | 8.5 | 26800 | 23800 | 88.81% | 1.96 | 0 | 10 |  |  |  | No | R-410A | 2 | Residential & Commercial | Ducted CEE Tier 1
213069376 | Central HP <5.4 tons | ACIQ | HRCU-A-CB (Split System: Heat Pump with Remote Outdoor Unit-Air-Source) | DLCURAH36ABK |  |  | EA*4X42L24A* | *95ESN0802120A* | 36200 | 15.5 | 8.1 | 39500 | 35200 | 89.11% | 1.92 | 0 | 10 |  |  |  | No | R-410A | 3.0167 | Residential & Commercial | Ducted CEE Tier 1
213069378 | Central HP <5.4 tons | ACIQ | HRCU-A-CB (Split System: Heat Pump with Remote Outdoor Unit-Air-Source) | DLCURAH36ABK |  |  | EA*4X42L24A* | *95ESN1002122A* | 36800 | 15.5 | 8.5 | 40000 | 35200 | 88% | 1.94 | 0 | 10 |  |  |  | No | R-410A | 3.0667 | Residential & Commercial | Ducted CEE Tier 1
213069429 | Central HP <5.4 tons | ACIQ | HRCU-A-CB (Split System: Heat Pump with Remote Outdoor Unit-Air-Source) | DLCURAH36ABK |  |  | EA*4X43L21A* | *96VTN0802120A* | 37000 | 15.5 | 8.5 | 38500 | 35000 | 90.91% | 2.1 | 0 | 10 |  |  |  | No | R-410A | 3.0833 | Residential & Commercial | Ducted CEE Tier 1
213774606 | Central HP <5.4 tons | BRYANT HEATING AND COOLING SYSTEMS | HRCU-A-CB (Split System: Heat Pump with Remote Outdoor Unit-Air-Source) | 288BNV025*0**C* |  |  | CSPH*4812AL*+UI | 88*TB60110C21*** | 24200 | 16 | 8.1 | 21200 | 16600 | 78.3% | 2.02 | 0 | 10.5 |  |  |  | No | R-410A | 2.0167 | Residential & Commercial | Ducted CEE Tier 1
213774656 | Central HP <5.4 tons | BRYANT HEATING AND COOLING SYSTEMS | HRCU-A-CB (Split System: Heat Pump with Remote Outdoor Unit-Air-Source) | 288BNV025*0**C* |  |  | CSPH*4812AL*+UI | 987MC66100C21*** | 24200 | 16 | 8.1 | 21200 | 16600 | 78.3% | 2.02 | 0 | 11 |  |  |  | No | R-410A | 2.0167 | Residential & Commercial | Ducted CEE Tier 1
213774706 | Central HP <5.4 tons | BRYANT HEATING AND COOLING SYSTEMS | HRCU-A-CB (Split System: Heat Pump with Remote Outdoor Unit-Air-Source) | 288BNV025*0**C* |  |  | CSPH*4812AL*+UI | 986TD66100C21*** | 24200 | 16 | 8.1 | 21200 | 16600 | 78.3% | 2.02 | 0 | 11 |  |  |  | No | R-410A | 2.0167 | Residential & Commercial | Ducted CEE Tier 1
213069446 | Central HP <5.4 tons | ACIQ | HRCU-A-CB (Split System: Heat Pump with Remote Outdoor Unit-Air-Source) | DLCURAH36ABK |  |  | EA*4X48L21A* | *80VSL0902120A* | 35400 | 16 | 8.1 | 37800 | 34600 | 91.53% | 2.02 | 0 | 10 |  |  |  | No | R-410A | 2.95 | Residential & Commercial | Ducted CEE Tier 1
213069461 | Central HP <5.4 tons | ACIQ | HRCU-A-CB (Split System: Heat Pump with Remote Outdoor Unit-Air-Source) | DLCURAH36ABK |  |  | EA*4X48L21A* | *95ESN0802120A* | 36600 | 15.5 | 8.5 | 38500 | 34800 | 90.39% | 2.08 | 0 | 10 |  |  |  | No | R-410A | 3.05 | Residential & Commercial | Ducted CEE Tier 1
213077061 | Central HP <5.4 tons | HEIL | HRCU-A-CB (Split System: Heat Pump with Remote Outdoor Unit-Air-Source) | DLCURAH36ABK |  |  | EA*4X42L21A* | *96VSN0802120B* | 35600 | 16 | 8.1 | 38500 | 35200 | 91.43% | 1.9 | 0 | 10 |  |  |  | No | R-410A | 2.9667 | Residential & Commercial | Ducted CEE Tier 1
213780076 | Central HP <5.4 tons | BRYANT HEATING AND COOLING SYSTEMS | HRCU-A-CB (Split System: Heat Pump with Remote Outdoor Unit-Air-Source) | 288BNV037*0**A* |  |  | CSPH*4212AL*+UI | 987MC66100C21*** | 32600 | 16.5 | 8.1 | 33000 | 24600 | 74.55% | 1.94 | 0 | 11 |  |  |  | No | R-410A | 2.7167 | Residential & Commercial | Ducted CEE Tier 1
213780426 | Central HP <5.4 tons | BRYANT HEATING AND COOLING SYSTEMS | HRCU-A-CB (Split System: Heat Pump with Remote Outdoor Unit-Air-Source) | 288BNV037*0**A* |  |  | CSPH*6012AL*+UI | 986TD42080C17*** | 32800 | 16.5 | 8.1 | 32200 | 25000 | 77.64% | 1.98 | 0 | 11 |  |  |  | No | R-410A | 2.7333 | Residential & Commercial | Ducted CEE Tier 1
213778736 | Central HP <5.4 tons | BRYANT HEATING AND COOLING SYSTEMS | HRCU-A-CB (Split System: Heat Pump with Remote Outdoor Unit-Air-Source) | 288BNV037*0**A* |  |  | CAP**3617AL*+UI | 88*TB36070C14*** | 31400 | 16.5 | 8.1 | 33400 | 24400 | 73.05% | 1.82 | 0 | 10.5 |  |  |  | No | R-410A | 2.6167 | Residential & Commercial | Ducted CEE Tier 1
213778936 | Central HP <5.4 tons | BRYANT HEATING AND COOLING SYSTEMS | HRCU-A-CB (Split System: Heat Pump with Remote Outdoor Unit-Air-Source) | 288BNV037*0**A* |  |  | CAP**3721AL*+UI | 88*TB36045C17*** | 32600 | 16.5 | 8.1 | 33200 | 25400 | 76.51% | 1.94 | 0 | 10.5 |  |  |  | No | R-410A | 2.7167 | Residential & Commercial | Ducted CEE Tier 1
213778786 | Central HP <5.4 tons | BRYANT HEATING AND COOLING SYSTEMS | HRCU-A-CB (Split System: Heat Pump with Remote Outdoor Unit-Air-Source) | 288BNV037*0**A* |  |  | CAP**3617AL*+UI | 987MC42080C17*** | 31400 | 16.5 | 8.1 | 33200 | 24400 | 73.49% | 1.82 | 0 | 10.5 |  |  |  | No | R-410A | 2.6167 | Residential & Commercial | Ducted CEE Tier 1
213779386 | Central HP <5.4 tons | BRYANT HEATING AND COOLING SYSTEMS | HRCU-A-CB (Split System: Heat Pump with Remote Outdoor Unit-Air-Source) | 288BNV037*0**A* |  |  | CAP**4821AL*+UI | 88*TB48090C17*** | 32400 | 17 | 8.1 | 32600 | 25000 | 76.69% | 1.96 | 0 | 11 |  |  |  | No | R-410A | 2.7 | Residential & Commercial | Ducted CEE Tier 1
213779286 | Central HP <5.4 tons | BRYANT HEATING AND COOLING SYSTEMS | HRCU-A-CB (Split System: Heat Pump with Remote Outdoor Unit-Air-Source) | 288BNV037*0**A* |  |  | CAP**4321AL*+UI | 88*TB60110C21*** | 33000 | 17 | 8.5 | 32600 | 25000 | 76.69% | 1.98 | 0 | 11.5 |  |  |  | No | R-410A | 2.75 | Residential & Commercial | Ducted CEE Tier 1
213779736 | Central HP <5.4 tons | BRYANT HEATING AND COOLING SYSTEMS | HRCU-A-CB (Split System: Heat Pump with Remote Outdoor Unit-Air-Source) | 288BNV037*0**A* |  |  | CAP**6121AL*+UI | 986TD66100C21*** | 33200 | 17.5 | 8.5 | 32000 | 24800 | 77.5% | 1.98 | 0 | 11.7 |  |  |  | No | R-410A | 2.7667 | Residential & Commercial | Ducted CEE Tier 1
213067706 | Central HP <5.4 tons | ACIQ | HRCU-A-CB (Split System: Heat Pump with Remote Outdoor Unit-Air-Source) | HVH837GKA** |  |  | EHD4X60AAL+WALLCON | *80CSU0601716A* | 33000 | 16.5 | 8.1 | 32400 | 24800 | 76.54% | 1.98 | 0 | 11 |  |  |  | No | R-410A | 2.75 | Residential & Commercial | Ducted CEE Tier 1
213062477 | Central HP <5.4 tons | ACIQ | HRCU-A-CB (Split System: Heat Pump with Remote Outdoor Unit-Air-Source) | HVH837GKA** |  |  | EA*4X48L21A*+WALLCON | *96CTN0801714A* | 32200 | 17 | 8.1 | 32800 | 25200 | 76.83% | 1.96 | 11.5 | 11 |  |  |  | No | R-410A | 2.6833 | Residential & Commercial | Ducted CEE Tier 1
213062494 | Central HP <5.4 tons | ACIQ | HRCU-A-CB (Split System: Heat Pump with Remote Outdoor Unit-Air-Source) | HVH837GKA** |  |  | EHD4X36AAL+WALLCON | *80CTL0902120A* | 32200 | 16.5 | 8.1 | 33200 | 24800 | 74.7% | 1.92 | 11.5 | 11 |  |  |  | No | R-410A | 2.6833 | Residential & Commercial | Ducted CEE Tier 1
211259973 | Central HP <5.4 tons | HEIL | HRCU-A-CB (Split System: Heat Pump with Remote Outdoor Unit-Air-Source) | DLCURAH18ABK |  |  | EA*4X19L17A* | *92ESN0401410A* | 18400 | 15.5 | 8.5 | 18500 | 17600 | 95.14% | 2.12 | 0 | 10.5 |  |  |  | No | R-410A | 1.5333 | Residential & Commercial | Ducted CEE Tier 1
211240964 | Central HP <5.4 tons | HEIL | HRCU-A-CB (Split System: Heat Pump with Remote Outdoor Unit-Air-Source) | DLCURAH24ABK |  |  | EA*4X25L17A* | *96VTN0401712A* | 23800 | 16 | 8.1 | 25200 | 21800 | 86.51% | 1.82 | 0 | 10 |  |  |  | No | R-410A | 1.9833 | Residential & Commercial | Ducted CEE Tier 1
211241037 | Central HP <5.4 tons | HEIL | HRCU-A-CB (Split System: Heat Pump with Remote Outdoor Unit-Air-Source) | DLCURAH24ABK |  |  | EA*4X25L17A* | *96VTN0601412A* | 24000 | 16.5 | 8.1 | 25200 | 21600 | 85.71% | 1.82 | 0 | 10 |  |  |  | No | R-410A | 2 | Residential & Commercial | Ducted CEE Tier 1
211227344 | Central HP <5.4 tons | AIRQUEST | HRCU-A-CB (Split System: Heat Pump with Remote Outdoor Unit-Air-Source) | DLCURAH36ABK |  |  | EA*4X42L21A* | *80ES(N,L)0902116A* | 35800 | 16 | 8.1 | 38500 | 35000 | 90.91% | 1.9 | 0 | 10 |  |  |  | No | R-410A | 2.9833 | Residential & Commercial | Ducted CEE Tier 1
214398164 | Central HP <5.4 tons | COLEMAN | HRCU-A-CB (Split System: Heat Pump with Remote Outdoor Unit-Air-Source) | HH836E2S11 |  |  | CTM36C5CDS1 | TP9C100C16MP13 | 33800 | 18 | 8.5 | 31400 | 25800 | 82.17% | 2 | 0 | 11 |  |  |  | No | R-454B | 2.8167 | Residential & Commercial | Ducted CEE Tier 1
214396371 | Central HP <5.4 tons | COLEMAN | HRCU-A-CB (Split System: Heat Pump with Remote Outdoor Unit-Air-Source) | HH836E2S11 |  |  | CTF48C5CFS1+JME16C2SN1 |  | 34200 | 19 | 9 | 31600 | 25200 | 79.75% | 2 | 0 | 11.7 |  |  |  | No | R-454B | 2.85 | Residential & Commercial | Ducted CEE Tier 1
214397343 | Central HP <5.4 tons | COLEMAN | HRCU-A-CB (Split System: Heat Pump with Remote Outdoor Unit-Air-Source) | HH836E2S11 |  |  | CTM48C5CFS1+JMC17C2SN1 |  | 34000 | 19 | 9 | 31400 | 25000 | 79.62% | 2 | 0 | 11.7 |  |  |  | No | R-454B | 2.8333 | Residential & Commercial | Ducted CEE Tier 1
214397392 | Central HP <5.4 tons | COLEMAN | HRCU-A-CB (Split System: Heat Pump with Remote Outdoor Unit-Air-Source) | HH836E2S11 |  |  | CTF48C5CFS1 | TL8E100C20UH11 | 33400 | 18 | 9 | 31400 | 25200 | 80.25% | 2 | 0 | 11 |  |  |  | No | R-454B | 2.7833 | Residential & Commercial | Ducted CEE Tier 1
211241455 | Central HP <5.4 tons | HEIL | HRCU-A-CB (Split System: Heat Pump with Remote Outdoor Unit-Air-Source) | DLCURAH24ABK |  |  | EA*4X30L17A* | *80ES(N,L)0701716A* | 24800 | 16 | 8.5 | 26800 | 22200 | 82.84% | 1.82 | 0 | 10 |  |  |  | No | R-410A | 2.0667 | Residential & Commercial | Ducted CEE Tier 1
213071705 | Central HP <5.4 tons | ACIQ | HRCU-A-CB (Split System: Heat Pump with Remote Outdoor Unit-Air-Source) | DLCURAH24ABK |  |  | EN(A,D,W)4X36L17** | OMV098J12* | 23600 | 16.5 | 8.1 | 26000 | 23600 | 90.77% | 1.96 | 0 | 10 |  |  |  | No | R-410A | 1.9667 | Residential & Commercial | Ducted CEE Tier 1
213071930 | Central HP <5.4 tons | ACIQ | HRCU-A-CB (Split System: Heat Pump with Remote Outdoor Unit-Air-Source) | DLCURAH24ABK |  |  | EN(A,D)4X36L21** | *92ESN0401712A* | 23600 | 15.5 | 8.1 | 26200 | 23400 | 89.31% | 1.92 | 0 | 10 |  |  |  | No | R-410A | 1.9667 | Residential & Commercial | Ducted CEE Tier 1
213072048 | Central HP <5.4 tons | ACIQ | HRCU-A-CB (Split System: Heat Pump with Remote Outdoor Unit-Air-Source) | DLCURAH24ABK |  |  | FM(C,U)4Z30**AL* |  | 24200 | 18 | 9 | 26600 | 23000 | 86.47% | 1.92 | 0 | 10.5 |  |  |  | No | R-410A | 2.0167 | Residential & Commercial | Ducted CEE Tier 1
213070881 | Central HP <5.4 tons | ACIQ | HRCU-A-CB (Split System: Heat Pump with Remote Outdoor Unit-Air-Source) | DLCURAH24ABK |  |  | EA*4X37L21A* | *80ESU0802120A | 25000 | 17.5 | 8.5 | 25600 | 20800 | 81.25% | 1.76 | 0 | 10.5 |  |  |  | No | R-410A | 2.0833 | Residential & Commercial | Ducted CEE Tier 1
213070916 | Central HP <5.4 tons | ACIQ | HRCU-A-CB (Split System: Heat Pump with Remote Outdoor Unit-Air-Source) | DLCURAH24ABK |  |  | EN(A,D)4X24L14** | *80VSL0451412A* | 23800 | 16 | 8.5 | 26800 | 23200 | 86.57% | 1.9 | 0 | 10 |  |  |  | No | R-410A | 1.9833 | Residential & Commercial | Ducted CEE Tier 1
214396604 | Central HP <5.4 tons | COLEMAN | HRCU-A-CB (Split System: Heat Pump with Remote Outdoor Unit-Air-Source) | HH860E2S11 |  |  | CTM60C5CGS1 | TMLE120C20MP11 | 44500 | 17 | 9 | 45000 | 33600 | 74.67% | 2 | 0 | 11.7 |  |  |  | No | R-454B | 3.7083 | Residential & Commercial | Ducted CEE Tier 1
216570904 | Central HP <5.4 tons | TRANE | HRCU-A-CB (Split System: Heat Pump with Remote Outdoor Unit-Air-Source) | 5TWV0X24A1 |  |  | 5TXCA002AS3 | L8V1A040U3VSB+LRP | 21600 | 20.6 | 9.4 | 24400 | 18300 | 75% | 2 | 0 | 11.2 |  |  |  | No | R-454B | 1.8 | Residential & Commercial | Ducted CEE Tier 1
216571202 | Central HP <5.4 tons | TRANE | HRCU-A-CB (Split System: Heat Pump with Remote Outdoor Unit-Air-Source) | 5TWV8X24A1 |  |  | 5PX*B006AS3 | S8V2B080M4PCB | 22000 | 18.1 | 8.5 | 23000 | 18600 | 80.87% | 2.2 | 0 | 11.5 |  |  |  | No | R-454B | 1.8333 | Residential & Commercial | Ducted CEE Tier 1
214397187 | Central HP <5.4 tons | COLEMAN | HRCU-A-CB (Split System: Heat Pump with Remote Outdoor Unit-Air-Source) | HH860E2S11 |  |  | CTM60D5CHS1 | CP9C120D20MP13 | 54000 | 19 | 9 | 54000 | 39000 | 72.22% | 2 | 0 | 11 |  |  |  | No | R-454B | 4.5 | Residential & Commercial | Ducted CEE Tier 1
214397439 | Central HP <5.4 tons | COLEMAN | HRCU-A-CB (Split System: Heat Pump with Remote Outdoor Unit-Air-Source) | HH860E2S11 |  |  | CTM60C5CGS1 | TMLE080C16MP11 | 44500 | 18 | 9 | 45500 | 34200 | 75.16% | 2 | 0 | 11 |  |  |  | No | R-454B | 3.7083 | Residential & Commercial | Ducted CEE Tier 1
215912242 | Central HP <5.4 tons | JOHNSON CONTROLS | HRCU-A-CB (Split System: Heat Pump with Remote Outdoor Unit-Air-Source) | HH860E2S11 |  |  | JSE48D5CG2SS1 |  | 45000 | 19 | 9 | 45000 | 33600 | 74.67% | 2 | 0 | 12 |  |  |  | No | R-454B | 3.75 | Residential & Commercial | Ducted CEE Tier 1
214396755 | Central HP <5.4 tons | COLEMAN | HRCU-A-CB (Split System: Heat Pump with Remote Outdoor Unit-Air-Source) | HH860E2S11 |  |  | CTM60C5CHS1 | TM9E100C20MP12 | 53500 | 19 | 8.5 | 55000 | 39000 | 70.91% | 2 | 0 | 11 |  |  |  | No | R-454B | 4.4583 | Residential & Commercial | Ducted CEE Tier 1
213774406 | Central HP <5.4 tons | BRYANT HEATING AND COOLING SYSTEMS | HRCU-A-CB (Split System: Heat Pump with Remote Outdoor Unit-Air-Source) | 288BNV025*0**C* |  |  | CSPH*4212AL*+UI | 88*TB48070C17*** | 24200 | 16 | 8.1 | 21400 | 16600 | 77.57% | 1.98 | 0 | 10.5 |  |  |  | No | R-410A | 2.0167 | Residential & Commercial | Ducted CEE Tier 1
215678254 | Central HP <5.4 tons | BRYANT HEATING AND COOLING SYSTEMS | HRCU-A-CB (Split System: Heat Pump with Remote Outdoor Unit-Air-Source) | 290VAN024**AA* |  |  | CAA**2517AM*+UI | 987TA42080C17*** | 23800 | 17 | 9 | 23400 | 16500 | 70.51% | 2.02 | 0 | 10.5 |  |  |  | No | R-454B | 1.9833 | Residential & Commercial | Ducted CEE Tier 1
211260500 | Central HP <5.4 tons | HEIL | HRCU-A-CB (Split System: Heat Pump with Remote Outdoor Unit-Air-Source) | DLCURAH18ABK |  |  | EA*4X24L17A* | *96VTN0601412A* | 17900 | 16 | 8.5 | 18800 | 19000 | 101.1% | 2.28 | 0 | 10.5 |  |  |  | No | R-410A | 1.4917 | Residential & Commercial | Ducted CEE Tier 1
211260618 | Central HP <5.4 tons | HEIL | HRCU-A-CB (Split System: Heat Pump with Remote Outdoor Unit-Air-Source) | DLCURAH18ABK |  |  | EA*4X24L17A* | *92ESN0401712A* | 17800 | 15.5 | 8.5 | 18800 | 19000 | 101.1% | 2.28 | 0 | 10.5 |  |  |  | No | R-410A | 1.4833 | Residential & Commercial | Ducted CEE Tier 1
211260666 | Central HP <5.4 tons | HEIL | HRCU-A-CB (Split System: Heat Pump with Remote Outdoor Unit-Air-Source) | DLCURAH18ABK |  |  | EA*4X24L17A* | OLV098A12* | 18000 | 15.5 | 8.5 | 19000 | 18900 | 99.47% | 2.26 | 0 | 10.5 |  |  |  | No | R-410A | 1.5 | Residential & Commercial | Ducted CEE Tier 1
211261461 | Central HP <5.4 tons | HEIL | HRCU-A-CB (Split System: Heat Pump with Remote Outdoor Unit-Air-Source) | DLCURAH18ABK |  |  | EA*4X30L14A* | *92ESN0601412A* | 18200 | 16 | 8.5 | 18700 | 18400 | 98.4% | 2.22 | 0 | 10.5 |  |  |  | No | R-410A | 1.5167 | Residential & Commercial | Ducted CEE Tier 1
213780726 | Central HP <5.4 tons | BRYANT HEATING AND COOLING SYSTEMS | HRCU-A-CB (Split System: Heat Pump with Remote Outdoor Unit-Air-Source) | 288BNV037*0**B* |  |  | CAP**3621AL*+UI | 88*TB36045C17*** | 31200 | 16.5 | 8.1 | 33400 | 24600 | 73.65% | 1.82 | 0 | 10.5 |  |  |  | No | R-410A | 2.6 | Residential & Commercial | Ducted CEE Tier 1
214574589 | Central HP <5.4 tons | BRYANT HEATING AND COOLING SYSTEMS | HRCU-A-CB (Split System: Heat Pump with Remote Outdoor Unit-Air-Source) | 288BNV037*0**B* |  |  | CNPV*4821AL*+UI | 935CB66100C21*** | 32400 | 17.5 | 8.5 | 32600 | 24800 | 76.07% | 1.98 | 0 | 11.5 |  |  |  | No | R-410A | 2.7 | Residential & Commercial | Ducted CEE Tier 1
213071148 | Central HP <5.4 tons | ACIQ | HRCU-A-CB (Split System: Heat Pump with Remote Outdoor Unit-Air-Source) | DLCURAH24ABK |  |  | EN(A,D)4X24L17** | *92ESN0601714A* | 23800 | 16.5 | 8.5 | 26800 | 23200 | 86.57% | 1.92 | 0 | 10 |  |  |  | No | R-410A | 1.9833 | Residential & Commercial | Ducted CEE Tier 1
213071182 | Central HP <5.4 tons | ACIQ | HRCU-A-CB (Split System: Heat Pump with Remote Outdoor Unit-Air-Source) | DLCURAH24ABK |  |  | EN(A,D)4X24L17** | *80ES(N,L)0701412A* | 23800 | 16 | 8.5 | 26800 | 23200 | 86.57% | 1.92 | 0 | 10 |  |  |  | No | R-410A | 1.9833 | Residential & Commercial | Ducted CEE Tier 1
213071351 | Central HP <5.4 tons | ACIQ | HRCU-A-CB (Split System: Heat Pump with Remote Outdoor Unit-Air-Source) | DLCURAH24ABK |  |  | EN(A,D)4X30L17** | *96VTN0401712A* | 23400 | 16 | 8.1 | 25800 | 24000 | 93.02% | 1.98 | 0 | 10 |  |  |  | No | R-410A | 1.95 | Residential & Commercial | Ducted CEE Tier 1
213071466 | Central HP <5.4 tons | ACIQ | HRCU-A-CB (Split System: Heat Pump with Remote Outdoor Unit-Air-Source) | DLCURAH24ABK |  |  | EN(A,D)4X30L17** | *92ESN0401712A* | 23600 | 15.5 | 8.1 | 26200 | 23400 | 89.31% | 1.92 | 0 | 10 |  |  |  | No | R-410A | 1.9667 | Residential & Commercial | Ducted CEE Tier 1
213071568 | Central HP <5.4 tons | ACIQ | HRCU-A-CB (Split System: Heat Pump with Remote Outdoor Unit-Air-Source) | DLCURAH24ABK |  |  | EN(A,D,W)4X36L17** | *80VTL0451412A* | 24200 | 16.5 | 8.1 | 26200 | 22800 | 87.02% | 1.88 | 0 | 10.5 |  |  |  | No | R-410A | 2.0167 | Residential & Commercial | Ducted CEE Tier 1
212984680 | Central HP <5.4 tons | HEIL | HRCU-A-CB (Split System: Heat Pump with Remote Outdoor Unit-Air-Source) | DLCURAH24ABK |  |  | EN(A,D,W)4X36L17** | *92MSN0801716A* | 23600 | 17.5 | 8.5 | 26200 | 24600 | 93.89% | 2.04 | 0 | 10.5 |  |  |  | No | R-410A | 1.9667 | Residential & Commercial | Ducted CEE Tier 1
213067189 | Central HP <5.4 tons | ACIQ | HRCU-A-CB (Split System: Heat Pump with Remote Outdoor Unit-Air-Source) | HVH837GKA2* |  |  | EHD4X60AAL+WALLCON | *80CSU1002120A* | 32800 | 16.5 | 8.1 | 32200 | 24800 | 77.02% | 1.98 | 0 | 11 |  |  |  | No | R-410A | 2.7333 | Residential & Commercial | Ducted CEE Tier 1
213069646 | Central HP <5.4 tons | ACIQ | HRCU-A-CB (Split System: Heat Pump with Remote Outdoor Unit-Air-Source) | DLCURAH24ABK |  |  | EA*4X24L17A* | *96VSN0601412A* | 23200 | 16.5 | 8.5 | 26400 | 25600 | 96.97% | 2.14 | 0 | 10 |  |  |  | No | R-410A | 1.9333 | Residential & Commercial | Ducted CEE Tier 1
213785367 | Central HP <5.4 tons | BRYANT HEATING AND COOLING SYSTEMS | HRCU-A-CB (Split System: Heat Pump with Remote Outdoor Unit-Air-Source) | 284ANV036*0**B* |  |  | CAP**3621AL*+UI | 987MC42080C17*** | 32000 | 18.5 | 8.5 | 38500 | 27000 | 70.13% | 1.94 | 0 | 11 |  |  |  | No | R-410A | 2.6667 | Residential & Commercial | Ducted CEE Tier 1
214396458 | Central HP <5.4 tons | COLEMAN | HRCU-A-CB (Split System: Heat Pump with Remote Outdoor Unit-Air-Source) | HH836E2S11 |  |  | CTF36C5CDS1 | TM8Y120C20MP11 | 33600 | 18 | 8.5 | 31000 | 25200 | 81.29% | 2 | 0 | 11.7 |  |  |  | No | R-454B | 2.8 | Residential & Commercial | Ducted CEE Tier 1
212396492 | Central HP <5.4 tons | Panasonic | HRCU-A-CB (Split System: Heat Pump with Remote Outdoor Unit-Air-Source) | CU-HE18YAHK6 |  |  | CS-HE18YAHK6 |  | 18000 | 18 | 9.3 | 19000 | 16500 | 86.84% | 2.04 | 12.5 | 12.4 |  |  |  | No | R-410A | 1.5 | Residential & Commercial | Ducted CEE Tier 1
211245460 | Central HP <5.4 tons | AIRQUEST | HRCU-A-CB (Split System: Heat Pump with Remote Outdoor Unit-Air-Source) | DLCURAH24ABK |  |  | EN(A,D)4X36L21** | *95ESU0601716A* | 24200 | 16.5 | 8.1 | 26200 | 22800 | 87.02% | 1.9 | 0 | 10.5 |  |  |  | No | R-410A | 2.0167 | Residential & Commercial | Ducted CEE Tier 1
211245724 | Central HP <5.4 tons | AIRQUEST | HRCU-A-CB (Split System: Heat Pump with Remote Outdoor Unit-Air-Source) | DLCURAH24ABK |  |  | EN(A,D)4X36L21** | *92ESN0401712A* | 23600 | 15.5 | 8.1 | 26200 | 23400 | 89.31% | 1.92 | 0 | 10 |  |  |  | No | R-410A | 1.9667 | Residential & Commercial | Ducted CEE Tier 1
211245735 | Central HP <5.4 tons | AIRQUEST | HRCU-A-CB (Split System: Heat Pump with Remote Outdoor Unit-Air-Source) | DLCURAH24ABK |  |  | EN(A,D)4X36L21** | *80ESU0802120A | 24400 | 17 | 8.5 | 26200 | 22800 | 87.02% | 1.88 | 0 | 10.5 |  |  |  | No | R-410A | 2.0333 | Residential & Commercial | Ducted CEE Tier 1
213069939 | Central HP <5.4 tons | ACIQ | HRCU-A-CB (Split System: Heat Pump with Remote Outdoor Unit-Air-Source) | DLCURAH24ABK |  |  | EA*4X36L17A* | *80VSL0451412A* | 23400 | 16.5 | 8.5 | 25600 | 23600 | 92.19% | 1.96 | 0 | 10 |  |  |  | No | R-410A | 1.95 | Residential & Commercial | Ducted CEE Tier 1
213070106 | Central HP <5.4 tons | ACIQ | HRCU-A-CB (Split System: Heat Pump with Remote Outdoor Unit-Air-Source) | DLCURAH24ABK |  |  | EA*4X36L17A* | *92ESN0801716A* | 24400 | 17 | 8.5 | 26200 | 22400 | 85.5% | 1.86 | 0 | 10 |  |  |  | No | R-410A | 2.0333 | Residential & Commercial | Ducted CEE Tier 1
213067162 | Central HP <5.4 tons | ACIQ | HRCU-A-CB (Split System: Heat Pump with Remote Outdoor Unit-Air-Source) | HVH837GKA2* |  |  | EA*4X60L24A*+WALLCON | *97CMN0602120A* | 32600 | 17 | 8.1 | 32200 | 25000 | 77.64% | 1.96 | 0 | 11.5 |  |  |  | No | R-410A | 2.7167 | Residential & Commercial | Ducted CEE Tier 1
213067164 | Central HP <5.4 tons | ACIQ | HRCU-A-CB (Split System: Heat Pump with Remote Outdoor Unit-Air-Source) | HVH837GKA2* |  |  | EA*4X61L21A*+WALLCON | *95CSU1002122A* | 33200 | 18 | 8.5 | 32000 | 24800 | 77.5% | 2 | 0 | 11.5 |  |  |  | No | R-410A | 2.7667 | Residential & Commercial | Ducted CEE Tier 1
212981796 | Central HP <5.4 tons | CARRIER | HRCU-A-CB (Split System: Heat Pump with Remote Outdoor Unit-Air-Source) | 38MURAQ24AB3* |  |  | CNPV*3617AL* | 58SU*B040M17**12 | 23800 | 16.5 | 8.5 | 25800 | 23800 | 92.25% | 1.98 | 0 | 10.5 |  |  |  | No | R-410A | 1.9833 | Residential & Commercial | Ducted CEE Tier 1
212982348 | Central HP <5.4 tons | CARRIER | HRCU-A-CB (Split System: Heat Pump with Remote Outdoor Unit-Air-Source) | 38MURAQ24AB3* |  |  | CNPV*3617AL* | 58SU*B060M17**16 | 23600 | 17 | 8.5 | 25600 | 24000 | 93.75% | 2 | 0 | 10.5 |  |  |  | No | R-410A | 1.9667 | Residential & Commercial | Ducted CEE Tier 1
213067282 | Central HP <5.4 tons | ACIQ | HRCU-A-CB (Split System: Heat Pump with Remote Outdoor Unit-Air-Source) | HVH825GKA3* |  |  | EA*4X42L21A*+WALLCON | *80CSU1002120A* | 23800 | 16.5 | 8.1 | 21400 | 16700 | 78.04% | 1.94 | 0 | 10.5 |  |  |  | No | R-410A | 1.9833 | Residential & Commercial | Ducted CEE Tier 1
213067295 | Central HP <5.4 tons | ACIQ | HRCU-A-CB (Split System: Heat Pump with Remote Outdoor Unit-Air-Source) | HVH825GKA3* |  |  | EA*4X42L24A*+WALLCON | *80CSU1002120A* | 23800 | 16.5 | 8.1 | 21400 | 16600 | 77.57% | 1.94 | 0 | 10.5 |  |  |  | No | R-410A | 1.9833 | Residential & Commercial | Ducted CEE Tier 1
213067315 | Central HP <5.4 tons | ACIQ | HRCU-A-CB (Split System: Heat Pump with Remote Outdoor Unit-Air-Source) | HVH825GKA3* |  |  | EA*4X43L21A*+WALLCON | *96CTN1002122A* | 24400 | 16.5 | 8.5 | 21200 | 16600 | 78.3% | 2.04 | 0 | 11 |  |  |  | No | R-410A | 2.0333 | Residential & Commercial | Ducted CEE Tier 1
213778966 | Central HP <5.4 tons | BRYANT HEATING AND COOLING SYSTEMS | HRCU-A-CB (Split System: Heat Pump with Remote Outdoor Unit-Air-Source) | 288BNV037*0**A* |  |  | CAP**3721AL*+UI | 88*TB60090C21*** | 32800 | 17 | 8.5 | 33000 | 25000 | 75.76% | 1.98 | 0 | 11 |  |  |  | No | R-410A | 2.7333 | Residential & Commercial | Ducted CEE Tier 1
213779436 | Central HP <5.4 tons | BRYANT HEATING AND COOLING SYSTEMS | HRCU-A-CB (Split System: Heat Pump with Remote Outdoor Unit-Air-Source) | 288BNV037*0**A* |  |  | CAP**4821AL*+UI | 987MC42080C17*** | 32200 | 17 | 8.1 | 32600 | 25000 | 76.69% | 1.94 | 0 | 11 |  |  |  | No | R-410A | 2.6833 | Residential & Commercial | Ducted CEE Tier 1
213780036 | Central HP <5.4 tons | BRYANT HEATING AND COOLING SYSTEMS | HRCU-A-CB (Split System: Heat Pump with Remote Outdoor Unit-Air-Source) | 288BNV037*0**A* |  |  | CSPH*4212AL*+UI | 88*TB66135C24*** | 32600 | 16.5 | 8.1 | 33000 | 24600 | 74.55% | 1.96 | 0 | 11 |  |  |  | No | R-410A | 2.7167 | Residential & Commercial | Ducted CEE Tier 1
213780086 | Central HP <5.4 tons | BRYANT HEATING AND COOLING SYSTEMS | HRCU-A-CB (Split System: Heat Pump with Remote Outdoor Unit-Air-Source) | 288BNV037*0**A* |  |  | CSPH*4212AL*+UI | 987MC66120C24*** | 32400 | 16.5 | 8.1 | 32800 | 24800 | 75.61% | 1.94 | 0 | 11 |  |  |  | No | R-410A | 2.7 | Residential & Commercial | Ducted CEE Tier 1
213780206 | Central HP <5.4 tons | BRYANT HEATING AND COOLING SYSTEMS | HRCU-A-CB (Split System: Heat Pump with Remote Outdoor Unit-Air-Source) | 288BNV037*0**A* |  |  | CSPH*4812AL*+UI | 935CB48060C17*** | 32400 | 16 | 8.1 | 33000 | 25000 | 75.76% | 1.94 | 0 | 11 |  |  |  | No | R-410A | 2.7 | Residential & Commercial | Ducted CEE Tier 1
213780356 | Central HP <5.4 tons | BRYANT HEATING AND COOLING SYSTEMS | HRCU-A-CB (Split System: Heat Pump with Remote Outdoor Unit-Air-Source) | 288BNV037*0**A* |  |  | CSPH*6012AL*+UI | 88*TB66135C24*** | 33000 | 16.5 | 8.1 | 32200 | 24800 | 77.02% | 2 | 0 | 11.5 |  |  |  | No | R-410A | 2.75 | Residential & Commercial | Ducted CEE Tier 1
213781176 | Central HP <5.4 tons | BRYANT HEATING AND COOLING SYSTEMS | HRCU-A-CB (Split System: Heat Pump with Remote Outdoor Unit-Air-Source) | 288BNV037*0**B* |  |  | CAP**4321AL*+UI | 88*TB48090C17*** | 33000 | 17 | 8.5 | 32800 | 25000 | 76.22% | 1.98 | 0 | 11 |  |  |  | No | R-410A | 2.75 | Residential & Commercial | Ducted CEE Tier 1
213781206 | Central HP <5.4 tons | BRYANT HEATING AND COOLING SYSTEMS | HRCU-A-CB (Split System: Heat Pump with Remote Outdoor Unit-Air-Source) | 288BNV037*0**B* |  |  | CAP**4321AL*+UI | 935CB48060C17*** | 32800 | 17 | 8.5 | 33000 | 25200 | 76.36% | 1.96 | 0 | 11 |  |  |  | No | R-410A | 2.7333 | Residential & Commercial | Ducted CEE Tier 1
213781226 | Central HP <5.4 tons | BRYANT HEATING AND COOLING SYSTEMS | HRCU-A-CB (Split System: Heat Pump with Remote Outdoor Unit-Air-Source) | 288BNV037*0**B* |  |  | CAP**4321AL*+UI | 987MC42080C17*** | 32800 | 17 | 8.1 | 33000 | 25200 | 76.36% | 1.96 | 0 | 11 |  |  |  | No | R-410A | 2.7333 | Residential & Commercial | Ducted CEE Tier 1
214719896 | Central HP <5.4 tons | CHAMPION HEATING AND COOLING | HRCU-A-CB (Split System: Heat Pump with Remote Outdoor Unit-Air-Source) | HH836E2S11 |  |  | CTU48C5XFS1+TXV | TM9V080C16MP12 | 33200 | 18 | 9 | 31600 | 25400 | 80.38% | 2 | 0 | 11 |  |  |  | No | R-454B | 2.7667 | Residential & Commercial | Ducted CEE Tier 1
214395392 | Central HP <5.4 tons | COLEMAN | HRCU-A-CB (Split System: Heat Pump with Remote Outdoor Unit-Air-Source) | HH836E2S11 |  |  | JHC36C5CD2SS1 |  | 34000 | 19 | 9 | 32400 | 25200 | 77.78% | 2.1 | 0 | 11.7 |  |  |  | No | R-454B | 2.8333 | Residential & Commercial | Ducted CEE Tier 1
214396810 | Central HP <5.4 tons | COLEMAN | HRCU-A-CB (Split System: Heat Pump with Remote Outdoor Unit-Air-Source) | HH836E2S11 |  |  | CTF36C5CDS1+JMVT17CC2N1 |  | 34800 | 19 | 9 | 32200 | 25800 | 80.12% | 2 | 0 | 11.7 |  |  |  | No | R-454B | 2.9 | Residential & Commercial | Ducted CEE Tier 1
214719831 | Central HP <5.4 tons | CHAMPION HEATING AND COOLING | HRCU-A-CB (Split System: Heat Pump with Remote Outdoor Unit-Air-Source) | HH836E2S11 |  |  | CTU48C5XFS1+TXV | TM8E080C16MP11 | 33200 | 19 | 9 | 31200 | 25400 | 81.41% | 2 | 0 | 11 |  |  |  | No | R-454B | 2.7667 | Residential & Commercial | Ducted CEE Tier 1
214396916 | Central HP <5.4 tons | COLEMAN | HRCU-A-CB (Split System: Heat Pump with Remote Outdoor Unit-Air-Source) | HH836E2S11 |  |  | CTF36C5CDS1 | TMLE080C20MP11 | 34800 | 17 | 8.5 | 32800 | 27000 | 82.32% | 2 | 0 | 11 |  |  |  | No | R-454B | 2.9 | Residential & Commercial | Ducted CEE Tier 1
213781426 | Central HP <5.4 tons | BRYANT HEATING AND COOLING SYSTEMS | HRCU-A-CB (Split System: Heat Pump with Remote Outdoor Unit-Air-Source) | 288BNV037*0**B* |  |  | CAP**4824AL*+UI | 987MC66100C21*** | 32400 | 17 | 8.5 | 32200 | 24800 | 77.02% | 1.98 | 0 | 11 |  |  |  | No | R-410A | 2.7 | Residential & Commercial | Ducted CEE Tier 1
213782276 | Central HP <5.4 tons | BRYANT HEATING AND COOLING SYSTEMS | HRCU-A-CB (Split System: Heat Pump with Remote Outdoor Unit-Air-Source) | 288BNV037*0**B* |  |  | CSPH*6012AL*+UI | 935CB48060C17*** | 32800 | 16.5 | 8.1 | 32200 | 25000 | 77.64% | 1.96 | 0 | 11 |  |  |  | No | R-410A | 2.7333 | Residential & Commercial | Ducted CEE Tier 1
213062611 | Central HP <5.4 tons | ACIQ | HRCU-A-CB (Split System: Heat Pump with Remote Outdoor Unit-Air-Source) | HVH825GKA2* |  |  | EA*4X36L21A*+WALLCON | *97CMN0601714A* | 23400 | 16 | 8.1 | 21600 | 16800 | 77.78% | 1.92 | 11 | 10.5 |  |  |  | No | R-410A | 1.95 | Residential & Commercial | Ducted CEE Tier 1
213062708 | Central HP <5.4 tons | ACIQ | HRCU-A-CB (Split System: Heat Pump with Remote Outdoor Unit-Air-Source) | HVH825GKA2* |  |  | EA*4X37L21A*+WALLCON | *96CTN0601714A* | 24400 | 16.5 | 8.1 | 21200 | 16700 | 78.77% | 2.02 | 11 | 11 |  |  |  | No | R-410A | 2.0333 | Residential & Commercial | Ducted CEE Tier 1
207436411 | Central HP <5.4 tons | LENNOX | HRCU-A-CB (Split System: Heat Pump with Remote Outdoor Unit-Air-Source) | SL25XPV-036-230A** |  |  | CHX35-48B-**-*+TDR | SL280UH090V48B* | 34000 | 22 | 8.8 | 34400 | 25800 | 75% | 1.84 | 14 | 13.5 |  |  |  | No | R-410A | 2.8333 | Residential & Commercial | Ducted CEE Tier 1
207436504 | Central HP <5.4 tons | LENNOX | HRCU-A-CB (Split System: Heat Pump with Remote Outdoor Unit-Air-Source) | SL25XPV-036-230A** |  |  | CX35-50/60C+TDR | SL280UH110XV60C* | 33800 | 21.2 | 8.6 | 34200 | 26600 | 77.78% | 1.82 | 14 | 13.5 |  |  |  | No | R-410A | 2.8167 | Residential & Commercial | Ducted CEE Tier 1
211240769 | Central HP <5.4 tons | HEIL | HRCU-A-CB (Split System: Heat Pump with Remote Outdoor Unit-Air-Source) | DLCURAH24ABK |  |  | EA*4X24L17A* | *80ESU0601716A | 24600 | 16.5 | 8.5 | 27200 | 23000 | 84.56% | 1.9 | 0 | 10 |  |  |  | No | R-410A | 2.05 | Residential & Commercial | Ducted CEE Tier 1
214396931 | Central HP <5.4 tons | COLEMAN | HRCU-A-CB (Split System: Heat Pump with Remote Outdoor Unit-Air-Source) | HH836E2S11 |  |  | CTF48C5CFS1 | TM8E080C16MP11 | 33200 | 19 | 9 | 31200 | 25400 | 81.41% | 2 | 0 | 11 |  |  |  | No | R-454B | 2.7667 | Residential & Commercial | Ducted CEE Tier 1
215359199 | Central HP <5.4 tons | BLUERIDGE | HRCU-A-C (Split System: Heat Pump with Remote Outdoor Unit with No Indoor Fan --Air Source) | BMAH2420C |  |  | BMAHC24A |  | 24000 | 16.1 | 9.8 | 25000 | 20000 | 80% | 2 | 0 | 10.7 |  |  |  | No | R-410A | 2 | Residential & Commercial | Ducted CEE Tier 1
214396411 | Central HP <5.4 tons | COLEMAN | HRCU-A-CB (Split System: Heat Pump with Remote Outdoor Unit-Air-Source) | HH836E2S11 |  |  | CTF36C5CDS1 | CP9C100C20MP13 | 34600 | 18 | 8.5 | 33000 | 27200 | 82.42% | 2 | 0 | 10 |  |  |  | No | R-454B | 2.8833 | Residential & Commercial | Ducted CEE Tier 1
214396443 | Central HP <5.4 tons | COLEMAN | HRCU-A-CB (Split System: Heat Pump with Remote Outdoor Unit-Air-Source) | HH836E2S11 |  |  | JHE36C5CD2SS1 |  | 33600 | 19 | 9 | 30600 | 25000 | 81.7% | 2 | 0 | 11.7 |  |  |  | No | R-454B | 2.8 | Residential & Commercial | Ducted CEE Tier 1
213780856 | Central HP <5.4 tons | BRYANT HEATING AND COOLING SYSTEMS | HRCU-A-CB (Split System: Heat Pump with Remote Outdoor Unit-Air-Source) | 288BNV037*0**B* |  |  | CAP**3721AL*+UI | 88*TB48070C17*** | 32800 | 17 | 8.5 | 33000 | 25200 | 76.36% | 1.96 | 0 | 11 |  |  |  | No | R-410A | 2.7333 | Residential & Commercial | Ducted CEE Tier 1
213780906 | Central HP <5.4 tons | BRYANT HEATING AND COOLING SYSTEMS | HRCU-A-CB (Split System: Heat Pump with Remote Outdoor Unit-Air-Source) | 288BNV037*0**B* |  |  | CAP**3721AL*+UI | 987MC42060C17*** | 32600 | 16.5 | 8.1 | 33200 | 25400 | 76.51% | 1.94 | 0 | 11 |  |  |  | No | R-410A | 2.7167 | Residential & Commercial | Ducted CEE Tier 1
213067382 | Central HP <5.4 tons | ACIQ | HRCU-A-CB (Split System: Heat Pump with Remote Outdoor Unit-Air-Source) | HVH825GKA3* |  |  | EN(A,D,W)4X48L21**+WALLCON | *96CTN1002122A* | 24200 | 17 | 8.1 | 21400 | 16600 | 77.57% | 2.02 | 0 | 11.5 |  |  |  | No | R-410A | 2.0167 | Residential & Commercial | Ducted CEE Tier 1
211262004 | Central HP <5.4 tons | HEIL | HRCU-A-CB (Split System: Heat Pump with Remote Outdoor Unit-Air-Source) | DLCURAH18ABK |  |  | EA*4X30L17A* | *80ES(N,L)0451412A* | 18200 | 16.5 | 8.5 | 18700 | 18400 | 98.4% | 2.22 | 0 | 11 |  |  |  | No | R-410A | 1.5167 | Residential & Commercial | Ducted CEE Tier 1
211262102 | Central HP <5.4 tons | HEIL | HRCU-A-CB (Split System: Heat Pump with Remote Outdoor Unit-Air-Source) | DLCURAH18ABK |  |  | EA*4X30L17A* | *92ESN0601714A* | 17900 | 16.5 | 8.5 | 18300 | 18500 | 101.1% | 2.22 | 0 | 10.5 |  |  |  | No | R-410A | 1.4917 | Residential & Commercial | Ducted CEE Tier 1
211262145 | Central HP <5.4 tons | HEIL | HRCU-A-CB (Split System: Heat Pump with Remote Outdoor Unit-Air-Source) | DLCURAH18ABK |  |  | EA*4X30L17A* | *92ESN0401712A* | 17900 | 15.5 | 8.5 | 18600 | 18500 | 99.46% | 2.22 | 0 | 10.5 |  |  |  | No | R-410A | 1.4917 | Residential & Commercial | Ducted CEE Tier 1
213062465 | Central HP <5.4 tons | ACIQ | HRCU-A-CB (Split System: Heat Pump with Remote Outdoor Unit-Air-Source) | HVH837GKA** |  |  | EA*4X42L21A*+WALLCON | *96CTN0801714A* | 31600 | 17 | 8.1 | 33400 | 24800 | 74.25% | 1.86 | 11.5 | 11 |  |  |  | No | R-410A | 2.6333 | Residential & Commercial | Ducted CEE Tier 1
213062516 | Central HP <5.4 tons | ACIQ | HRCU-A-CB (Split System: Heat Pump with Remote Outdoor Unit-Air-Source) | HVH837GKA** |  |  | EHD4X48AAL+WALLCON | *97CMN1002122A* | 32600 | 17 | 8.1 | 33000 | 24800 | 75.15% | 1.98 | 12 | 11 |  |  |  | No | R-410A | 2.7167 | Residential & Commercial | Ducted CEE Tier 1
213062726 | Central HP <5.4 tons | ACIQ | HRCU-A-CB (Split System: Heat Pump with Remote Outdoor Unit-Air-Source) | HVH825GKA2* |  |  | EA*4X36L17A*+WALLCON | *80CSU0401712A* | 23600 | 16.5 | 8.1 | 21400 | 16600 | 77.57% | 1.94 | 11 | 10.5 |  |  |  | No | R-410A | 1.9667 | Residential & Commercial | Ducted CEE Tier 1
213062759 | Central HP <5.4 tons | ACIQ | HRCU-A-CB (Split System: Heat Pump with Remote Outdoor Unit-Air-Source) | HVH825GKA2* |  |  | EA*4X37L21A*+WALLCON | *95CSU0802120A* | 24400 | 17 | 8.5 | 21200 | 16600 | 78.3% | 2.04 | 11.5 | 11 |  |  |  | No | R-410A | 2.0333 | Residential & Commercial | Ducted CEE Tier 1
213062582 | Central HP <5.4 tons | ACIQ | HRCU-A-CB (Split System: Heat Pump with Remote Outdoor Unit-Air-Source) | HVH825GKA2* |  |  | EA*4X25L17A*+WALLCON | *80CTL0451712A* | 24200 | 16.5 | 8.1 | 21400 | 16800 | 78.5% | 2 | 11 | 11 |  |  |  | No | R-410A | 2.0167 | Residential & Commercial | Ducted CEE Tier 1
211390245 | Central HP <5.4 tons | CHAMPION HEATING AND COOLING | HRCU-A-CB (Split System: Heat Pump with Remote Outdoor Unit-Air-Source) | HMH72B341 |  |  | XAFC36DBCN1 | TM8V100C16MP12 | 34000 | 17.5 | 8.5 | 33800 | 23800 | 70.41% | 2.08 | 0 | 10 |  |  |  | No | R-410A | 2.8333 | Residential & Commercial | Ducted CEE Tier 1
213062517 | Central HP <5.4 tons | ACIQ | HRCU-A-CB (Split System: Heat Pump with Remote Outdoor Unit-Air-Source) | HVH837GKA** |  |  | EHD4X48AAL+WALLCON | *97CMN1202422A* | 32600 | 16.5 | 8.1 | 33000 | 25000 | 75.76% | 1.96 | 11.5 | 11 |  |  |  | No | R-410A | 2.7167 | Residential & Commercial | Ducted CEE Tier 1
213062518 | Central HP <5.4 tons | ACIQ | HRCU-A-CB (Split System: Heat Pump with Remote Outdoor Unit-Air-Source) | HVH837GKA** |  |  | EHD4X48AAL+WALLCON | *96CTN1002122A* | 32600 | 17 | 8.1 | 33000 | 24800 | 75.15% | 1.98 | 12 | 11 |  |  |  | No | R-410A | 2.7167 | Residential & Commercial | Ducted CEE Tier 1
213062943 | Central HP <5.4 tons | ACIQ | HRCU-A-CB (Split System: Heat Pump with Remote Outdoor Unit-Air-Source) | HVH825GKA3* |  |  | EA*4X36L17A*+WALLCON | *96CTN0601714A* | 23400 | 16 | 8.1 | 21600 | 16800 | 77.78% | 1.92 | 11 | 10.5 |  |  |  | No | R-410A | 1.95 | Residential & Commercial | Ducted CEE Tier 1
213062944 | Central HP <5.4 tons | ACIQ | HRCU-A-CB (Split System: Heat Pump with Remote Outdoor Unit-Air-Source) | HVH825GKA3* |  |  | EA*4X36L17A*+WALLCON | *96CTN0801714A* | 23600 | 16.5 | 8.1 | 21600 | 16700 | 77.31% | 1.92 | 11.5 | 10.5 |  |  |  | No | R-410A | 1.9667 | Residential & Commercial | Ducted CEE Tier 1
213062961 | Central HP <5.4 tons | ACIQ | HRCU-A-CB (Split System: Heat Pump with Remote Outdoor Unit-Air-Source) | HVH825GKA3* |  |  | EA*4X37L17A*+WALLCON | *96CTN0601714A* | 24000 | 16 | 8.1 | 21400 | 16800 | 78.5% | 1.98 | 11 | 11 |  |  |  | No | R-410A | 2 | Residential & Commercial | Ducted CEE Tier 1
213063061 | Central HP <5.4 tons | ACIQ | HRCU-A-CB (Split System: Heat Pump with Remote Outdoor Unit-Air-Source) | HVH825GKA3* |  |  | EA*4X36L17A*+WALLCON | *80CSU0601716A* | 23600 | 16.5 | 8.1 | 21400 | 16700 | 78.04% | 1.92 | 11 | 10.5 |  |  |  | No | R-410A | 1.9667 | Residential & Commercial | Ducted CEE Tier 1
210599196 | Central HP <5.4 tons | AIRQUEST | HRCU-A-CB (Split System: Heat Pump with Remote Outdoor Unit-Air-Source) | HVH837GKA** |  |  | EA*4X60L24A*+WALLCON | *96CTN1002122A* | 32800 | 17.5 | 8.5 | 31800 | 24800 | 77.99% | 2 | 0 | 11.7 |  |  |  | No | R-410A | 2.7333 | Residential & Commercial | Ducted CEE Tier 1
213785351 | Central HP <5.4 tons | BRYANT HEATING AND COOLING SYSTEMS | HRCU-A-CB (Split System: Heat Pump with Remote Outdoor Unit-Air-Source) | 284ANV036*0**B* |  |  | CAP**3617AL*+UI | 986TD42080C17*** | 32000 | 18.5 | 8.5 | 38500 | 27000 | 70.13% | 1.94 | 0 | 11 |  |  |  | No | R-410A | 2.6667 | Residential & Commercial | Ducted CEE Tier 1
213785385 | Central HP <5.4 tons | BRYANT HEATING AND COOLING SYSTEMS | HRCU-A-CB (Split System: Heat Pump with Remote Outdoor Unit-Air-Source) | 284ANV036*0**B* |  |  | CAP**3717AL*+UI | 935CB48060C17*** | 33200 | 18.5 | 9 | 37000 | 26200 | 70.81% | 2 | 0 | 11.5 |  |  |  | No | R-410A | 2.7667 | Residential & Commercial | Ducted CEE Tier 1
213785417 | Central HP <5.4 tons | BRYANT HEATING AND COOLING SYSTEMS | HRCU-A-CB (Split System: Heat Pump with Remote Outdoor Unit-Air-Source) | 284ANV036*0**B* |  |  | CAP**3721AL*+UI | 986TD66100C21*** | 33800 | 19.5 | 9 | 36400 | 25600 | 70.33% | 2.04 | 0 | 12 |  |  |  | No | R-410A | 2.8167 | Residential & Commercial | Ducted CEE Tier 1
213785421 | Central HP <5.4 tons | BRYANT HEATING AND COOLING SYSTEMS | HRCU-A-CB (Split System: Heat Pump with Remote Outdoor Unit-Air-Source) | 284ANV036*0**B* |  |  | CAP**4221AL*+UI | 88*TB48070C17*** | 32400 | 19 | 8.5 | 38000 | 26600 | 70% | 1.96 | 0 | 11.5 |  |  |  | No | R-410A | 2.7 | Residential & Commercial | Ducted CEE Tier 1
213785469 | Central HP <5.4 tons | BRYANT HEATING AND COOLING SYSTEMS | HRCU-A-CB (Split System: Heat Pump with Remote Outdoor Unit-Air-Source) | 284ANV036*0**B* |  |  | CAP**4321AL*+UI | 987MC42060C17*** | 33600 | 18.5 | 9 | 36800 | 26000 | 70.65% | 2.02 | 0 | 11.5 |  |  |  | No | R-410A | 2.8 | Residential & Commercial | Ducted CEE Tier 1
214396406 | Central HP <5.4 tons | COLEMAN | HRCU-A-CB (Split System: Heat Pump with Remote Outdoor Unit-Air-Source) | HH836E2S11 |  |  | CTF36C5CDS1 | TP9C100C20MP13 | 34600 | 18 | 8.5 | 33000 | 27200 | 82.42% | 2 | 0 | 10 |  |  |  | No | R-454B | 2.8833 | Residential & Commercial | Ducted CEE Tier 1
214397375 | Central HP <5.4 tons | COLEMAN | HRCU-A-CB (Split System: Heat Pump with Remote Outdoor Unit-Air-Source) | HH836E2S11 |  |  | CTF48C5CFS1 | TP9C100C20MP13 | 34200 | 18 | 9 | 32600 | 25800 | 79.14% | 2 | 0 | 11 |  |  |  | No | R-454B | 2.85 | Residential & Commercial | Ducted CEE Tier 1
214290145 | Central HP <5.4 tons | YISO | HRCU-A-CB (Split System: Heat Pump with Remote Outdoor Unit-Air-Source) | YOHA2-60AA |  |  | YLCN2-3036BA | MGH96M060B3A | 33000 | 18 | 9 | 35000 | 28000 | 80% | 1.95 | 0 | 12 |  |  |  | No | R-410A | 2.75 | Residential & Commercial | Ducted CEE Tier 1
214290134 | Central HP <5.4 tons | YISO | HRCU-A-C (Split System: Heat Pump with Remote Outdoor Unit with No Indoor Fan --Air Source) | YOHA2-60AA |  |  | YLCN2-4860CA+DK |  | 52000 | 15.2 | 8.6 | 53000 | 37200 | 70.19% | 1.9 | 0 | 10.8 |  |  |  | No | R-410A | 4.3333 | Residential & Commercial | Ducted CEE Tier 1
216439315 | Central HP <5.4 tons | AMERICAN STANDARD | HRCU-A-CB (Split System: Heat Pump with Remote Outdoor Unit-Air-Source) | 5A6V0X24A1 |  |  | 5TEMCB02AV21+TDR |  | 22000 | 20 | 9 | 23200 | 17000 | 73.28% | 2.09 | 0 | 11.7 |  |  |  | No | R-454B | 1.8333 | Residential & Commercial | Ducted CEE Tier 1
216439953 | Central HP <5.4 tons | AMERICAN STANDARD | HRCU-A-CB (Split System: Heat Pump with Remote Outdoor Unit-Air-Source) | 5A6V0X24A1 |  |  | 5PX*B003AS3+P0V0A000M30SD+LRP |  | 20400 | 20 | 9.4 | 23800 | 17600 | 73.95% | 2.1 | 0 | 11.7 |  |  |  | No | R-454B | 1.7 | Residential & Commercial | Ducted CEE Tier 1
214838754 | Central HP <5.4 tons | YISO | HRCU-A-CB (Split System: Heat Pump with Remote Outdoor Unit-Air-Source) | YOHA2-60AA |  |  | YLCN2-3036BA | FG7SA-072C-T24B* | 33000 | 17 | 8.5 | 35000 | 28000 | 80% | 1.95 | 0 | 12 |  |  |  | No | R-410A | 2.75 | Residential & Commercial | Ducted CEE Tier 1
216439967 | Central HP <5.4 tons | AMERICAN STANDARD | HRCU-A-CB (Split System: Heat Pump with Remote Outdoor Unit-Air-Source) | 5A6V0X24A1 |  |  | 5PX*B006AS3 | S9V2B040U3PSC+LRP | 21200 | 20 | 9.4 | 22400 | 16800 | 75% | 2.1 | 0 | 12 |  |  |  | No | R-454B | 1.7667 | Residential & Commercial | Ducted CEE Tier 1
210599228 | Central HP <5.4 tons | AIRQUEST | HRCU-A-CB (Split System: Heat Pump with Remote Outdoor Unit-Air-Source) | HVH837GKA** |  |  | EA*4X61L21A*+WALLCON | *80CSU1002120A* | 33200 | 17 | 8.1 | 32200 | 24800 | 77.02% | 1.98 | 0 | 11.5 |  |  |  | No | R-410A | 2.7667 | Residential & Commercial | Ducted CEE Tier 1
213062783 | Central HP <5.4 tons | ACIQ | HRCU-A-CB (Split System: Heat Pump with Remote Outdoor Unit-Air-Source) | HVH837GKA** |  |  | EA*4X42L24A*+WALLCON | *80CSU1002120A* | 31800 | 17 | 8.1 | 33200 | 24400 | 73.49% | 1.88 | 11.5 | 11 |  |  |  | No | R-410A | 2.65 | Residential & Commercial | Ducted CEE Tier 1
213062785 | Central HP <5.4 tons | ACIQ | HRCU-A-CB (Split System: Heat Pump with Remote Outdoor Unit-Air-Source) | HVH837GKA** |  |  | EA*4X43L21A*+WALLCON | *80CSU0601716A* | 32800 | 17 | 8.5 | 33000 | 25200 | 76.36% | 1.96 | 12 | 11 |  |  |  | No | R-410A | 2.7333 | Residential & Commercial | Ducted CEE Tier 1
213062817 | Central HP <5.4 tons | ACIQ | HRCU-A-CB (Split System: Heat Pump with Remote Outdoor Unit-Air-Source) | HVH837GKA** |  |  | EHD4X48AAL+WALLCON | *95CSU0802120A* | 32600 | 17 | 8.1 | 33000 | 24800 | 75.15% | 1.98 | 11.5 | 11 |  |  |  | No | R-410A | 2.7167 | Residential & Commercial | Ducted CEE Tier 1
213062920 | Central HP <5.4 tons | ACIQ | HRCU-A-CB (Split System: Heat Pump with Remote Outdoor Unit-Air-Source) | HVH825GKA3* |  |  | EA*4X24L17A*+WALLCON | *97CMN0601714A* | 23000 | 16 | 8.1 | 22000 | 17000 | 77.27% | 1.88 | 11 | 10.5 |  |  |  | No | R-410A | 1.9167 | Residential & Commercial | Ducted CEE Tier 1
213067197 | Central HP <5.4 tons | ACIQ | HRCU-A-CB (Split System: Heat Pump with Remote Outdoor Unit-Air-Source) | HVH837GKA2* |  |  | EHD4X60AAL+WALLCON | *97CMN1202422A* | 33000 | 17 | 8.1 | 32200 | 25000 | 77.64% | 2 | 0 | 11 |  |  |  | No | R-410A | 2.75 | Residential & Commercial | Ducted CEE Tier 1
213067198 | Central HP <5.4 tons | ACIQ | HRCU-A-CB (Split System: Heat Pump with Remote Outdoor Unit-Air-Source) | HVH837GKA2* |  |  | EHD4X60AAL+WALLCON | *96CTN1002122A* | 33000 | 17 | 8.1 | 32200 | 24800 | 77.02% | 2.02 | 0 | 11.5 |  |  |  | No | R-410A | 2.75 | Residential & Commercial | Ducted CEE Tier 1
213063321 | Central HP <5.4 tons | ACIQ | HRCU-A-CB (Split System: Heat Pump with Remote Outdoor Unit-Air-Source) | HVH837GKA2* |  |  | EA*4X42L24A*+WALLCON | *97CMN0602120A* | 31600 | 17 | 8.1 | 33400 | 24600 | 73.65% | 1.88 | 11.5 | 11 |  |  |  | No | R-410A | 2.6333 | Residential & Commercial | Ducted CEE Tier 1
213062585 | Central HP <5.4 tons | ACIQ | HRCU-A-CB (Split System: Heat Pump with Remote Outdoor Unit-Air-Source) | HVH825GKA2* |  |  | EA*4X25L17A*+WALLCON | *96CTN0801714A* | 24200 | 16.5 | 8.1 | 21400 | 16700 | 78.04% | 2 | 11 | 11 |  |  |  | No | R-410A | 2.0167 | Residential & Commercial | Ducted CEE Tier 1
213062618 | Central HP <5.4 tons | ACIQ | HRCU-A-CB (Split System: Heat Pump with Remote Outdoor Unit-Air-Source) | HVH825GKA2* |  |  | EA*4X37L17A*+WALLCON | *80CTL0701716A* | 24200 | 16.5 | 8.1 | 21400 | 16700 | 78.04% | 2 | 11 | 11 |  |  |  | No | R-410A | 2.0167 | Residential & Commercial | Ducted CEE Tier 1
213062666 | Central HP <5.4 tons | ACIQ | HRCU-A-CB (Split System: Heat Pump with Remote Outdoor Unit-Air-Source) | HVH825GKA2* |  |  | EHD4X30AAL+WALLCON | *80CTL0901716A* | 23800 | 16 | 8.1 | 21800 | 16700 | 76.61% | 1.98 | 11 | 10.5 |  |  |  | No | R-410A | 1.9833 | Residential & Commercial | Ducted CEE Tier 1
214397095 | Central HP <5.4 tons | COLEMAN | HRCU-A-CB (Split System: Heat Pump with Remote Outdoor Unit-Air-Source) | HH824E2S11 |  |  | CTF36B5ADS1+JMET08BS2N1 |  | 23000 | 19 | 9 | 23000 | 17800 | 77.39% | 2 | 0 | 12 |  |  |  | No | R-454B | 1.9167 | Residential & Commercial | Ducted CEE Tier 1
214609068 | Central HP <5.4 tons | COLEMAN | HRCU-A-CB (Split System: Heat Pump with Remote Outdoor Unit-Air-Source) | HH824E2S11 |  |  | CTF30B5ACS1 | Z9ES080B12SMPS1 | 23000 | 17 | 9.5 | 23000 | 18400 | 80% | 2 | 0 | 12 |  |  |  | No | R-454B | 1.9167 | Residential & Commercial | Ducted CEE Tier 1
210597942 | Central HP <5.4 tons | AIRQUEST | HRCU-A-CB (Split System: Heat Pump with Remote Outdoor Unit-Air-Source) | HVH825GKA2* |  |  | EA*4X43L21A*+WALLCON | *80CSU1002120A* | 24400 | 16.5 | 8.1 | 21200 | 16700 | 78.77% | 2.02 | 0 | 11 |  |  |  | No | R-410A | 2.0333 | Residential & Commercial | Ducted CEE Tier 1
213069493 | Central HP <5.4 tons | ACIQ | HRCU-A-CB (Split System: Heat Pump with Remote Outdoor Unit-Air-Source) | DLCURAH36ABK |  |  | EA*4X48L24A* | *80ESU1002120A* | 36000 | 16 | 8.5 | 38500 | 34600 | 89.87% | 2.06 | 0 | 10 |  |  |  | No | R-410A | 3 | Residential & Commercial | Ducted CEE Tier 1
213069512 | Central HP <5.4 tons | ACIQ | HRCU-A-CB (Split System: Heat Pump with Remote Outdoor Unit-Air-Source) | DLCURAH36ABK |  |  | EA*4X48L24A* | *96VTN1002120A* | 36400 | 15.5 | 8.5 | 38500 | 34800 | 90.39% | 2.08 | 0 | 10 |  |  |  | No | R-410A | 3.0333 | Residential & Commercial | Ducted CEE Tier 1
213069561 | Central HP <5.4 tons | ACIQ | HRCU-A-CB (Split System: Heat Pump with Remote Outdoor Unit-Air-Source) | DLCURAH36ABK |  |  | EN(A,D,W)4X48L21** | *96VSN0801716A* | 35800 | 16 | 8.1 | 38500 | 34800 | 90.39% | 2 | 0 | 10 |  |  |  | No | R-410A | 2.9833 | Residential & Commercial | Ducted CEE Tier 1
212982420 | Central HP <5.4 tons | CARRIER | HRCU-A-CB (Split System: Heat Pump with Remote Outdoor Unit-Air-Source) | 38MURAQ18AB3* |  |  | CNPV*2417AL* | 58SU*B060M17**16 | 17600 | 16 | 8.5 | 18500 | 18900 | 102.2% | 2.28 | 0 | 11 |  |  |  | No | R-410A | 1.4667 | Residential & Commercial | Ducted CEE Tier 1
215674230 | Central HP <5.4 tons | DAY & NIGHT | HRCU-A-CB (Split System: Heat Pump with Remote Outdoor Unit-Air-Source) | C5H0V48*K*AAA* |  |  | EA*5X60M24A*+WALLCON | *95CSU1002122B* | 45000 | 18 | 9 | 47500 | 33400 | 70.32% | 2.08 | 0 | 10 |  |  |  | No | R-454B | 3.75 | Residential & Commercial | Ducted CEE Tier 1
215674260 | Central HP <5.4 tons | DAY & NIGHT | HRCU-A-CB (Split System: Heat Pump with Remote Outdoor Unit-Air-Source) | C5H0V48*K*AAA* |  |  | EA*5X60M24A*+WALLCON | *97CMN1002122B* | 45000 | 18 | 9 | 47500 | 33600 | 70.74% | 2.06 | 0 | 10 |  |  |  | No | R-454B | 3.75 | Residential & Commercial | Ducted CEE Tier 1
213063402 | Central HP <5.4 tons | ACIQ | HRCU-A-CB (Split System: Heat Pump with Remote Outdoor Unit-Air-Source) | HVH837GKA2* |  |  | EA*4X42L24A*+WALLCON | *95CSU1002122A* | 31800 | 17.5 | 8.1 | 33000 | 24400 | 73.94% | 1.9 | 11.5 | 11 |  |  |  | No | R-410A | 2.65 | Residential & Commercial | Ducted CEE Tier 1
211241080 | Central HP <5.4 tons | HEIL | HRCU-A-CB (Split System: Heat Pump with Remote Outdoor Unit-Air-Source) | DLCURAH24ABK |  |  | EA*4X25L17A* | *80ES(N,L)0451712A* | 24800 | 17 | 8.5 | 25600 | 21200 | 82.81% | 1.78 | 0 | 10.5 |  |  |  | No | R-410A | 2.0667 | Residential & Commercial | Ducted CEE Tier 1
211241666 | Central HP <5.4 tons | HEIL | HRCU-A-CB (Split System: Heat Pump with Remote Outdoor Unit-Air-Source) | DLCURAH24ABK |  |  | EA*4X30L17A* | *80ES(N,L)0701712A* | 24400 | 16.5 | 8.5 | 26400 | 22800 | 86.36% | 1.88 | 0 | 10 |  |  |  | No | R-410A | 2.0333 | Residential & Commercial | Ducted CEE Tier 1
211241723 | Central HP <5.4 tons | HEIL | HRCU-A-CB (Split System: Heat Pump with Remote Outdoor Unit-Air-Source) | DLCURAH24ABK |  |  | EA*4X30L17A* | *95ESN0601714A* | 24600 | 16 | 8.5 | 26800 | 22600 | 84.33% | 1.84 | 0 | 10 |  |  |  | No | R-410A | 2.05 | Residential & Commercial | Ducted CEE Tier 1
211241880 | Central HP <5.4 tons | HEIL | HRCU-A-CB (Split System: Heat Pump with Remote Outdoor Unit-Air-Source) | DLCURAH24ABK |  |  | EA*4X36L17A* | *95ESU0401712A* | 23800 | 16.5 | 8.5 | 25800 | 23200 | 89.92% | 1.92 | 0 | 10 |  |  |  | No | R-410A | 1.9833 | Residential & Commercial | Ducted CEE Tier 1
213780946 | Central HP <5.4 tons | BRYANT HEATING AND COOLING SYSTEMS | HRCU-A-CB (Split System: Heat Pump with Remote Outdoor Unit-Air-Source) | 288BNV037*0**B* |  |  | CAP**3721AL*+UI | 986TD42080C17*** | 32800 | 17 | 8.5 | 33000 | 25200 | 76.36% | 1.96 | 0 | 11 |  |  |  | No | R-410A | 2.7333 | Residential & Commercial | Ducted CEE Tier 1
213781446 | Central HP <5.4 tons | BRYANT HEATING AND COOLING SYSTEMS | HRCU-A-CB (Split System: Heat Pump with Remote Outdoor Unit-Air-Source) | 288BNV037*0**B* |  |  | CAP**4824AL*+UI | 986TD66100C21*** | 32400 | 17 | 8.5 | 32200 | 24800 | 77.02% | 1.98 | 0 | 11 |  |  |  | No | R-410A | 2.7 | Residential & Commercial | Ducted CEE Tier 1
213781546 | Central HP <5.4 tons | BRYANT HEATING AND COOLING SYSTEMS | HRCU-A-CB (Split System: Heat Pump with Remote Outdoor Unit-Air-Source) | 288BNV037*0**B* |  |  | CAP**6121AL*+UI | 88*TB48070C17*** | 32800 | 17 | 8.1 | 32200 | 25000 | 77.64% | 1.96 | 0 | 11 |  |  |  | No | R-410A | 2.7333 | Residential & Commercial | Ducted CEE Tier 1
213781926 | Central HP <5.4 tons | BRYANT HEATING AND COOLING SYSTEMS | HRCU-A-CB (Split System: Heat Pump with Remote Outdoor Unit-Air-Source) | 288BNV037*0**B* |  |  | CSPH*4212AL*+UI | 88*TB60090C21*** | 32400 | 16.5 | 8.1 | 32800 | 24600 | 75% | 1.94 | 0 | 11 |  |  |  | No | R-410A | 2.7 | Residential & Commercial | Ducted CEE Tier 1
213782076 | Central HP <5.4 tons | BRYANT HEATING AND COOLING SYSTEMS | HRCU-A-CB (Split System: Heat Pump with Remote Outdoor Unit-Air-Source) | 288BNV037*0**B* |  |  | CSPH*4812AL*+UI | 88*TB48090C17*** | 32400 | 16.5 | 8.1 | 33000 | 24800 | 75.15% | 1.96 | 0 | 11 |  |  |  | No | R-410A | 2.7 | Residential & Commercial | Ducted CEE Tier 1
213782176 | Central HP <5.4 tons | BRYANT HEATING AND COOLING SYSTEMS | HRCU-A-CB (Split System: Heat Pump with Remote Outdoor Unit-Air-Source) | 288BNV037*0**B* |  |  | CSPH*4812AL*+UI | 986TD42080C17*** | 32600 | 16.5 | 8.1 | 33000 | 25000 | 75.76% | 1.94 | 0 | 11 |  |  |  | No | R-410A | 2.7167 | Residential & Commercial | Ducted CEE Tier 1
213079052 | Central HP <5.4 tons | HEIL | HRCU-A-CB (Split System: Heat Pump with Remote Outdoor Unit-Air-Source) | DLCURAH36ABK |  |  | END4X42L17** | *80MSU0401712A* | 35400 | 15.5 | 8.5 | 39000 | 34800 | 89.23% | 1.94 | 0 | 10 |  |  |  | No | R-410A | 2.95 | Residential & Commercial | Ducted CEE Tier 1
213079136 | Central HP <5.4 tons | HEIL | HRCU-A-CB (Split System: Heat Pump with Remote Outdoor Unit-Air-Source) | DLCURAH36ABK |  |  | EA*4X43L21A* | *80MSU0601716A* | 36600 | 16.5 | 8.5 | 38000 | 34800 | 91.58% | 2.08 | 0 | 10 |  |  |  | No | R-410A | 3.05 | Residential & Commercial | Ducted CEE Tier 1
213079220 | Central HP <5.4 tons | HEIL | HRCU-A-CB (Split System: Heat Pump with Remote Outdoor Unit-Air-Source) | DLCURAH36ABK |  |  | EA*4X37L21A* | *80MSU0802120A* | 36600 | 16.5 | 8.5 | 38000 | 34600 | 91.05% | 2.08 | 0 | 10 |  |  |  | No | R-410A | 3.05 | Residential & Commercial | Ducted CEE Tier 1
213079538 | Central HP <5.4 tons | HEIL | HRCU-A-CB (Split System: Heat Pump with Remote Outdoor Unit-Air-Source) | DLCURAH36ABK |  |  | EA*4X37L17A* | *92MSN0801716A* | 36400 | 15.5 | 8.5 | 38500 | 35000 | 90.91% | 2.02 | 0 | 10 |  |  |  | No | R-410A | 3.0333 | Residential & Commercial | Ducted CEE Tier 1
213079772 | Central HP <5.4 tons | HEIL | HRCU-A-CB (Split System: Heat Pump with Remote Outdoor Unit-Air-Source) | DLCURAH36ABK |  |  | EA*4X42L24A* | *92MSN1002120A* | 35400 | 16.5 | 8.1 | 38500 | 35000 | 90.91% | 1.88 | 0 | 10 |  |  |  | No | R-410A | 2.95 | Residential & Commercial | Ducted CEE Tier 1
213079906 | Central HP <5.4 tons | HEIL | HRCU-A-CB (Split System: Heat Pump with Remote Outdoor Unit-Air-Source) | DLCURAH36ABK |  |  | EN(A,D,W)4X48L21** | *92MSN1002122A* | 36000 | 16.5 | 8.1 | 38500 | 35000 | 90.91% | 2 | 0 | 10.5 |  |  |  | No | R-410A | 3 | Residential & Commercial | Ducted CEE Tier 1
213080022 | Central HP <5.4 tons | HEIL | HRCU-A-CB (Split System: Heat Pump with Remote Outdoor Unit-Air-Source) | DLCURAH36ABK |  |  | EA*4X37L17A* | *96MSN0801716A* | 35800 | 15.5 | 8.1 | 38500 | 35000 | 90.91% | 2 | 0 | 10 |  |  |  | No | R-410A | 2.9833 | Residential & Commercial | Ducted CEE Tier 1
214290146 | Central HP <5.4 tons | YISO | HRCU-A-CB (Split System: Heat Pump with Remote Outdoor Unit-Air-Source) | YOHA2-60AA |  |  | YLCN2-4248CA | MGH96M100C5A | 45000 | 18 | 8.8 | 46000 | 32400 | 70.43% | 1.95 | 0 | 11.7 |  |  |  | No | R-410A | 3.75 | Residential & Commercial | Ducted CEE Tier 1
215866718 | Central HP <5.4 tons | AI AIR CONDITIONING | HRCU-A-CB (Split System: Heat Pump with Remote Outdoor Unit-Air-Source) | AUO19-48N2-M3H |  |  | AUH3-48N2-CM3E |  | 48000 | 17.5 | 9.5 | 48000 | 48000 | 100% | 2 | 0 | 12 |  |  |  | No | R-454B | 4 | Residential & Commercial | Ducted CEE Tier 1
215866710 | Central HP <5.4 tons | AI AIR CONDITIONING | HRCU-A-CB (Split System: Heat Pump with Remote Outdoor Unit-Air-Source) | AUO19-48N2-M3H |  |  | AUH2-48N2-DM3E |  | 48000 | 16.5 | 9.5 | 50000 | 46000 | 92% | 1.9 | 0 | 10.5 |  |  |  | No | R-454B | 4 | Residential & Commercial | Ducted CEE Tier 1
216439963 | Central HP <5.4 tons | AMERICAN STANDARD | HRCU-A-CB (Split System: Heat Pump with Remote Outdoor Unit-Air-Source) | 5A6V0X24A1 |  |  | 5PX*B006AS3 | S9V2B040U3VSB+LRP | 21200 | 20 | 9.4 | 22400 | 16800 | 75% | 2.1 | 0 | 12 |  |  |  | No | R-454B | 1.7667 | Residential & Commercial | Ducted CEE Tier 1
216439981 | Central HP <5.4 tons | AMERICAN STANDARD | HRCU-A-CB (Split System: Heat Pump with Remote Outdoor Unit-Air-Source) | 5A6V0X24A1 |  |  | 5TXCB003AS3 | S9V2B060U3VSB+LRP | 20400 | 18.8 | 9.4 | 23800 | 17600 | 73.95% | 2.1 | 0 | 11.7 |  |  |  | No | R-454B | 1.7 | Residential & Commercial | Ducted CEE Tier 1
216439983 | Central HP <5.4 tons | AMERICAN STANDARD | HRCU-A-CB (Split System: Heat Pump with Remote Outdoor Unit-Air-Source) | 5A6V0X24A1 |  |  | 5TXCB003AS3 | S9V2B040D3PSC+LRP | 19200 | 17.1 | 9 | 22800 | 16900 | 74.12% | 2 | 0 | 11 |  |  |  | No | R-454B | 1.6 | Residential & Commercial | Ducted CEE Tier 1
213785042 | Central HP <5.4 tons | BRYANT HEATING AND COOLING SYSTEMS | HRCU-A-CB (Split System: Heat Pump with Remote Outdoor Unit-Air-Source) | 284ANV024*0**B* |  |  | CAP**2517AL*+UI | 986TD42060C17*** | 24000 | 19.5 | 10.5 | 26600 | 19900 | 74.81% | 2.5 | 0 | 13 |  |  |  | No | R-410A | 2 | Residential & Commercial | Ducted CEE Tier 1
213785078 | Central HP <5.4 tons | BRYANT HEATING AND COOLING SYSTEMS | HRCU-A-CB (Split System: Heat Pump with Remote Outdoor Unit-Air-Source) | 284ANV024*0**B* |  |  | CAP**3617AL*+UI | 987MC42080C17*** | 23200 | 19.5 | 10 | 26800 | 20000 | 74.63% | 2.38 | 0 | 12.5 |  |  |  | No | R-410A | 1.9333 | Residential & Commercial | Ducted CEE Tier 1
213785110 | Central HP <5.4 tons | BRYANT HEATING AND COOLING SYSTEMS | HRCU-A-CB (Split System: Heat Pump with Remote Outdoor Unit-Air-Source) | 284ANV024*0**B* |  |  | CAP**3721AL*+UI | 88*TB48070C17*** | 23800 | 20 | 10.5 | 26400 | 19800 | 75% | 2.52 | 0 | 13 |  |  |  | No | R-410A | 1.9833 | Residential & Commercial | Ducted CEE Tier 1
213785126 | Central HP <5.4 tons | BRYANT HEATING AND COOLING SYSTEMS | HRCU-A-CB (Split System: Heat Pump with Remote Outdoor Unit-Air-Source) | 284ANV024*0**B* |  |  | CAP**3721AL*+UI | 986TD42080C17*** | 24000 | 20 | 10.5 | 26400 | 19800 | 75% | 2.52 | 0 | 13 |  |  |  | No | R-410A | 2 | Residential & Commercial | Ducted CEE Tier 1
210596815 | Central HP <5.4 tons | COMFORTMAKER | HRCU-A-CB (Split System: Heat Pump with Remote Outdoor Unit-Air-Source) | CVH825GKA2* |  |  | EA*4X48L21A*+WALLCON | *80CTL0451712A* | 24000 | 16.5 | 8.1 | 21000 | 16700 | 79.52% | 2 | 0 | 11 |  |  |  | No | R-410A | 2 | Residential & Commercial | Ducted CEE Tier 1
214574378 | Central HP <5.4 tons | CARRIER | HRCU-A-CB (Split System: Heat Pump with Remote Outdoor Unit-Air-Source) | 25VNA837A*031* |  |  | CSPH*4812AL*+UI | 59TN6C080C21**20 | 32600 | 17.5 | 8.5 | 32600 | 24800 | 76.07% | 1.98 | 0 | 11 |  |  |  | No | R-410A | 2.7167 | Residential & Commercial | Ducted CEE Tier 1
216505880 | Central HP <5.4 tons | Panasonic | HRCU-A-CB (Split System: Heat Pump with Remote Outdoor Unit-Air-Source) | CU-HM24BAHU |  |  | CS-HM24BAHU |  | 23000 | 18.3 | 10 | 24000 | 21600 | 90% | 1.87 | 0 | 11.7 |  |  |  | No | R-454B | 1.9167 | Residential & Commercial | Ducted CEE Tier 1
213080058 | Central HP <5.4 tons | HEIL | HRCU-A-CB (Split System: Heat Pump with Remote Outdoor Unit-Air-Source) | DLCURAH36ABK |  |  | EA*4X43L21A* | *96MSN0801716A* | 36400 | 15.5 | 8.5 | 38500 | 35000 | 90.91% | 2.06 | 0 | 10 |  |  |  | No | R-410A | 3.0333 | Residential & Commercial | Ducted CEE Tier 1
214567596 | Central HP <5.4 tons | Willis | HRCU-A-C (Split System: Heat Pump with Remote Outdoor Unit with No Indoor Fan --Air Source) | FLEX24/36KUH |  |  | CC24V1 |  | 23000 | 15.2 | 8.5 | 24000 | 21600 | 90% | 1.8 | 0 | 11 |  |  |  | No | R-410A | 1.9167 | Residential & Commercial | Ducted CEE Tier 1
213077536 | Central HP <5.4 tons | HEIL | HRCU-A-CB (Split System: Heat Pump with Remote Outdoor Unit-Air-Source) | DLCURAH36ABK |  |  | EA*4X48L21A* | *96VTN0802120B* | 36200 | 16 | 8.5 | 38000 | 34800 | 91.58% | 2.04 | 0 | 10 |  |  |  | No | R-410A | 3.0167 | Residential & Commercial | Ducted CEE Tier 1
213078029 | Central HP <5.4 tons | HEIL | HRCU-A-CB (Split System: Heat Pump with Remote Outdoor Unit-Air-Source) | DLCURAH36ABK |  |  | EN(A,D,W)4X48L21** | *80MS(N,L)0701712A* | 35600 | 16.5 | 8.1 | 38500 | 34800 | 90.39% | 1.98 | 0 | 10 |  |  |  | No | R-410A | 2.9667 | Residential & Commercial | Ducted CEE Tier 1
214397363 | Central HP <5.4 tons | COLEMAN | HRCU-A-CB (Split System: Heat Pump with Remote Outdoor Unit-Air-Source) | HH836E2S11 |  |  | CTM48C5CFS1 | TP9C080C16MP13 | 32800 | 19 | 9 | 31200 | 25200 | 80.77% | 2 | 0 | 11 |  |  |  | No | R-454B | 2.7333 | Residential & Commercial | Ducted CEE Tier 1
214397761 | Central HP <5.4 tons | COLEMAN | HRCU-A-CB (Split System: Heat Pump with Remote Outdoor Unit-Air-Source) | HH836E2S11 |  |  | CTF36C5CDS1 | TPLC100C16MP13 | 34000 | 18 | 8.5 | 31600 | 26000 | 82.28% | 2 | 0 | 11 |  |  |  | No | R-454B | 2.8333 | Residential & Commercial | Ducted CEE Tier 1
214609121 | Central HP <5.4 tons | COLEMAN | HRCU-A-CB (Split System: Heat Pump with Remote Outdoor Unit-Air-Source) | HH836E2S11 |  |  | CTF48C5CFS1 | Z9ES080C20SMPS1 | 34200 | 18 | 9 | 32000 | 25600 | 80% | 2 | 0 | 11 |  |  |  | No | R-454B | 2.85 | Residential & Commercial | Ducted CEE Tier 1
214397224 | Central HP <5.4 tons | COLEMAN | HRCU-A-CB (Split System: Heat Pump with Remote Outdoor Unit-Air-Source) | HH836E2S11 |  |  | CTM36C5CDS1 | TM8Y120C20MP11 | 33400 | 17 | 8.5 | 30800 | 25200 | 81.82% | 2 | 0 | 11.7 |  |  |  | No | R-454B | 2.7833 | Residential & Commercial | Ducted CEE Tier 1
214396518 | Central HP <5.4 tons | COLEMAN | HRCU-A-CB (Split System: Heat Pump with Remote Outdoor Unit-Air-Source) | HH836E2S11 |  |  | CTM48C5CFS1 | TM8V100C16MP12 | 33000 | 19 | 9 | 31200 | 25200 | 80.77% | 2 | 0 | 11 |  |  |  | No | R-454B | 2.75 | Residential & Commercial | Ducted CEE Tier 1
214838767 | Central HP <5.4 tons | YISO | HRCU-A-CB (Split System: Heat Pump with Remote Outdoor Unit-Air-Source) | YOHA2-60AA |  |  | YLCN2-4860DA | FG7TE-115D-V45D* | 52000 | 18 | 8.7 | 54000 | 37800 | 70% | 1.9 | 0 | 11.7 |  |  |  | No | R-410A | 4.3333 | Residential & Commercial | Ducted CEE Tier 1
214838753 | Central HP <5.4 tons | YISO | HRCU-A-CB (Split System: Heat Pump with Remote Outdoor Unit-Air-Source) | YOHA2-60AA |  |  | YLCN2-3036BA | FG7SA-090C-T24B* | 33000 | 17 | 8.5 | 35000 | 28000 | 80% | 1.95 | 0 | 12 |  |  |  | No | R-410A | 2.75 | Residential & Commercial | Ducted CEE Tier 1
215447621 | Central HP <5.4 tons | YISO | HRCU-A-CB (Split System: Heat Pump with Remote Outdoor Unit-Air-Source) | YOHA2-60AA |  |  | YLCN2-3036BA | FG7TC-060D-V24B* | 33000 | 18 | 9 | 35000 | 28000 | 80% | 1.95 | 0 | 12 |  |  |  | No | R-410A | 2.75 | Residential & Commercial | Ducted CEE Tier 1
215447622 | Central HP <5.4 tons | YISO | HRCU-A-CB (Split System: Heat Pump with Remote Outdoor Unit-Air-Source) | YOHA2-60AA |  |  | YLCN2-4248CA | FG7TC-100D-V35C* | 45000 | 18 | 8.8 | 46000 | 32400 | 70.43% | 1.95 | 0 | 11.7 |  |  |  | No | R-410A | 3.75 | Residential & Commercial | Ducted CEE Tier 1
213780406 | Central HP <5.4 tons | BRYANT HEATING AND COOLING SYSTEMS | HRCU-A-CB (Split System: Heat Pump with Remote Outdoor Unit-Air-Source) | 288BNV037*0**A* |  |  | CSPH*6012AL*+UI | 987MC66120C24*** | 33000 | 16.5 | 8.1 | 32200 | 24800 | 77.02% | 2 | 0 | 11 |  |  |  | No | R-410A | 2.75 | Residential & Commercial | Ducted CEE Tier 1
213782226 | Central HP <5.4 tons | BRYANT HEATING AND COOLING SYSTEMS | HRCU-A-CB (Split System: Heat Pump with Remote Outdoor Unit-Air-Source) | 288BNV037*0**B* |  |  | CSPH*6012AL*+UI | 88*TB48070C17*** | 32800 | 16.5 | 8.1 | 32400 | 25000 | 77.16% | 1.98 | 0 | 11 |  |  |  | No | R-410A | 2.7333 | Residential & Commercial | Ducted CEE Tier 1
213782066 | Central HP <5.4 tons | BRYANT HEATING AND COOLING SYSTEMS | HRCU-A-CB (Split System: Heat Pump with Remote Outdoor Unit-Air-Source) | 288BNV037*0**B* |  |  | CSPH*4812AL*+UI | 88*TB48070C17*** | 32600 | 16.5 | 8.1 | 33200 | 25000 | 75.3% | 1.94 | 0 | 11 |  |  |  | No | R-410A | 2.7167 | Residential & Commercial | Ducted CEE Tier 1
213781696 | Central HP <5.4 tons | BRYANT HEATING AND COOLING SYSTEMS | HRCU-A-CB (Split System: Heat Pump with Remote Outdoor Unit-Air-Source) | 288BNV037*0**B* |  |  | CAP**6124AL*+UI | 987MC66120C24*** | 33200 | 17.5 | 8.5 | 32000 | 24800 | 77.5% | 1.98 | 0 | 11.7 |  |  |  | No | R-410A | 2.7667 | Residential & Commercial | Ducted CEE Tier 1
213076525 | Central HP <5.4 tons | HEIL | HRCU-A-CB (Split System: Heat Pump with Remote Outdoor Unit-Air-Source) | DLCURAH36ABK |  |  | EA*4X43L21A* | *80VTL0701716B* | 36200 | 16 | 8.5 | 38000 | 34800 | 91.58% | 2.04 | 0 | 10 |  |  |  | No | R-410A | 3.0167 | Residential & Commercial | Ducted CEE Tier 1
211227068 | Central HP <5.4 tons | AIRQUEST | HRCU-A-CB (Split System: Heat Pump with Remote Outdoor Unit-Air-Source) | DLCURAH36ABK |  |  | EA*4X37L21A* | *95ESN1002120A* | 37000 | 15.5 | 8.5 | 38500 | 34800 | 90.39% | 2.1 | 0 | 10 |  |  |  | No | R-410A | 3.0833 | Residential & Commercial | Ducted CEE Tier 1
211227584 | Central HP <5.4 tons | AIRQUEST | HRCU-A-CB (Split System: Heat Pump with Remote Outdoor Unit-Air-Source) | DLCURAH36ABK |  |  | EA*4X42L21A* | *95ESN1002122A* | 36600 | 15.2 | 8.5 | 40000 | 35200 | 88% | 1.94 | 0 | 10 |  |  |  | No | R-410A | 3.05 | Residential & Commercial | Ducted CEE Tier 1
213080190 | Central HP <5.4 tons | HEIL | HRCU-A-CB (Split System: Heat Pump with Remote Outdoor Unit-Air-Source) | DLCURAH36ABK |  |  | EA*4X43L21A* | *96MSN0802120A* | 36400 | 16 | 8.5 | 38000 | 34800 | 91.58% | 2.06 | 0 | 10 |  |  |  | No | R-410A | 3.0333 | Residential & Commercial | Ducted CEE Tier 1
213080475 | Central HP <5.4 tons | HEIL | HRCU-A-CB (Split System: Heat Pump with Remote Outdoor Unit-Air-Source) | DLCURAH36ABK |  |  | EN(A,D)4X48L24** | *96MSN1202422A* | 35800 | 16.5 | 8.1 | 38500 | 35000 | 90.91% | 2 | 0 | 10 |  |  |  | No | R-410A | 2.9833 | Residential & Commercial | Ducted CEE Tier 1
214574179 | Central HP <5.4 tons | BRYANT HEATING AND COOLING SYSTEMS | HRCU-A-CB (Split System: Heat Pump with Remote Outdoor Unit-Air-Source) | 288BNV037*0**B* |  |  | CAP**6124AL*+UI | 987MC60060C21*** | 33000 | 18 | 8.5 | 32000 | 25000 | 78.12% | 1.98 | 0 | 11.5 |  |  |  | No | R-410A | 2.75 | Residential & Commercial | Ducted CEE Tier 1
215668688 | Central HP <5.4 tons | DAY & NIGHT | HRCU-A-CB (Split System: Heat Pump with Remote Outdoor Unit-Air-Source) | C5H0V36*K*AAA* |  |  | EA*5X37M21A*+WALLCON | *80CTL0902120B* | 34600 | 18 | 9 | 35200 | 25000 | 71.02% | 1.9 | 0 | 10 |  |  |  | No | R-454B | 2.8833 | Residential & Commercial | Ducted CEE Tier 1
214574148 | Central HP <5.4 tons | CARRIER | HRCU-A-CB (Split System: Heat Pump with Remote Outdoor Unit-Air-Source) | 25VNA837A*031* |  |  | CAP**6124AL*+UI | 58TN*B070C21**20 | 33200 | 18 | 8.5 | 32000 | 24800 | 77.5% | 2 | 0 | 11.5 |  |  |  | No | R-410A | 2.7667 | Residential & Commercial | Ducted CEE Tier 1
211241984 | Central HP <5.4 tons | HEIL | HRCU-A-CB (Split System: Heat Pump with Remote Outdoor Unit-Air-Source) | DLCURAH24ABK |  |  | EA*4X36L17A* | *96VTN0801716A* | 24200 | 16.5 | 8.5 | 26200 | 22600 | 86.26% | 1.86 | 0 | 10 |  |  |  | No | R-410A | 2.0167 | Residential & Commercial | Ducted CEE Tier 1
211242159 | Central HP <5.4 tons | HEIL | HRCU-A-CB (Split System: Heat Pump with Remote Outdoor Unit-Air-Source) | DLCURAH24ABK |  |  | EA*4X36L17A* | *95ESN0601714A* | 24600 | 16 | 8.5 | 26600 | 22200 | 83.46% | 1.82 | 0 | 10 |  |  |  | No | R-410A | 2.05 | Residential & Commercial | Ducted CEE Tier 1
213076366 | Central HP <5.4 tons | HEIL | HRCU-A-CB (Split System: Heat Pump with Remote Outdoor Unit-Air-Source) | DLCURAH24ABK |  |  | EN(A,D)4X36L21** | *95MSU1002122A* | 23400 | 17 | 8.5 | 26200 | 24600 | 93.89% | 2.06 | 0 | 10.5 |  |  |  | No | R-410A | 1.95 | Residential & Commercial | Ducted CEE Tier 1
211245961 | Central HP <5.4 tons | AIRQUEST | HRCU-A-CB (Split System: Heat Pump with Remote Outdoor Unit-Air-Source) | DLCURAH24ABK |  |  | FM(C,U)4Z36**AL* |  | 24200 | 18 | 9 | 26600 | 23000 | 86.47% | 1.92 | 0 | 10.5 |  |  |  | No | R-410A | 2.0167 | Residential & Commercial | Ducted CEE Tier 1
215667100 | Central HP <5.4 tons | DAY & NIGHT | HRCU-A-CB (Split System: Heat Pump with Remote Outdoor Unit-Air-Source) | C5H0V24*K*AAA* |  |  | EA*5X24M17A*+WALLCON | *97CMN0801714B* | 22800 | 16.5 | 9 | 24000 | 16900 | 70.42% | 1.94 | 0 | 10 |  |  |  | No | R-454B | 1.9 | Residential & Commercial | Ducted CEE Tier 1
215667370 | Central HP <5.4 tons | DAY & NIGHT | HRCU-A-CB (Split System: Heat Pump with Remote Outdoor Unit-Air-Source) | C5H0V24*K*AAA* |  |  | EA*5X30M17A*+WALLCON | *80CSU0401712A* | 23000 | 17 | 9 | 23600 | 16600 | 70.34% | 1.98 | 0 | 10 |  |  |  | No | R-454B | 1.9167 | Residential & Commercial | Ducted CEE Tier 1
215667768 | Central HP <5.4 tons | DAY & NIGHT | HRCU-A-CB (Split System: Heat Pump with Remote Outdoor Unit-Air-Source) | C5H0V24*K*AAA* |  |  | EA*5X37M17A*+WALLCON | *80CTL0901716B* | 23800 | 17 | 9 | 23400 | 16500 | 70.51% | 2 | 0 | 10.5 |  |  |  | No | R-454B | 1.9833 | Residential & Commercial | Ducted CEE Tier 1
213080543 | Central HP <5.4 tons | HEIL | HRCU-A-CB (Split System: Heat Pump with Remote Outdoor Unit-Air-Source) | DLCURAH36ABK |  |  | EA*4X37L21A* | *95MSU0401712A* | 36200 | 15.2 | 8.5 | 38000 | 35000 | 92.11% | 2.04 | 0 | 10 |  |  |  | No | R-410A | 3.0167 | Residential & Commercial | Ducted CEE Tier 1
212985517 | Central HP <5.4 tons | AIRQUEST | HRCU-A-CB (Split System: Heat Pump with Remote Outdoor Unit-Air-Source) | DLCURAH36ABK |  |  | EA*4X48L24A* | *92MSN1002122A* | 36000 | 16.5 | 8.5 | 37800 | 34600 | 91.53% | 2.04 | 0 | 10 |  |  |  | No | R-410A | 3 | Residential & Commercial | Ducted CEE Tier 1
214396552 | Central HP <5.4 tons | COLEMAN | HRCU-A-CB (Split System: Heat Pump with Remote Outdoor Unit-Air-Source) | HH836E2S11 |  |  | CTM48C5CFS1 | TL8E080C16UH11 | 33800 | 19 | 9 | 32000 | 25600 | 80% | 2 | 0 | 11 |  |  |  | No | R-454B | 2.8167 | Residential & Commercial | Ducted CEE Tier 1
214396961 | Central HP <5.4 tons | COLEMAN | HRCU-A-CB (Split System: Heat Pump with Remote Outdoor Unit-Air-Source) | HH836E2S11 |  |  | CTM48C5CFS1 | TMLE120C16MP11 | 33600 | 19 | 9 | 31400 | 25400 | 80.89% | 2 | 0 | 11 |  |  |  | No | R-454B | 2.8 | Residential & Commercial | Ducted CEE Tier 1
214396995 | Central HP <5.4 tons | COLEMAN | HRCU-A-CB (Split System: Heat Pump with Remote Outdoor Unit-Air-Source) | HH836E2S11 |  |  | CTM48C5CFS1 | TL9E100C20UH11 | 34000 | 18 | 9 | 32000 | 25600 | 80% | 2 | 0 | 11 |  |  |  | No | R-454B | 2.8333 | Residential & Commercial | Ducted CEE Tier 1
211391449 | Central HP <5.4 tons | CHAMPION HEATING AND COOLING | HRCU-A-CB (Split System: Heat Pump with Remote Outdoor Unit-Air-Source) | HMH72B341 |  |  | XAHC36DBCN1 | TMLE100C16MP11 | 33600 | 17.5 | 8.1 | 33000 | 23200 | 70.3% | 2.04 | 0 | 10 |  |  |  | No | R-410A | 2.8 | Residential & Commercial | Ducted CEE Tier 1
211392669 | Central HP <5.4 tons | CHAMPION HEATING AND COOLING | HRCU-A-CB (Split System: Heat Pump with Remote Outdoor Unit-Air-Source) | HMH72B341 |  |  | XAFB36DBCN1 | TMLE060A12MP11 | 34000 | 18 | 8.1 | 33800 | 23800 | 70.41% | 2.06 | 0 | 10 |  |  |  | No | R-410A | 2.8333 | Residential & Commercial | Ducted CEE Tier 1
213080889 | Central HP <5.4 tons | ACIQ | HRCU-A-CB (Split System: Heat Pump with Remote Outdoor Unit-Air-Source) | HVH837GKA** |  |  | EA*4X42L21A*+WALLCON | *80CTL0901716A* | 31800 | 17.5 | 8.5 | 33000 | 24400 | 73.94% | 1.9 | 12 | 11.7 |  |  |  | No | R-410A | 2.65 | Residential & Commercial | Ducted CEE Tier 1
213080905 | Central HP <5.4 tons | ACIQ | HRCU-A-CB (Split System: Heat Pump with Remote Outdoor Unit-Air-Source) | HVH837GKA** |  |  | EN(A,D)4X48L24**+WALLCON | *80CTL0902120A* | 32400 | 17.5 | 8.1 | 33000 | 24800 | 75.15% | 1.96 | 12 | 11.7 |  |  |  | No | R-410A | 2.7 | Residential & Commercial | Ducted CEE Tier 1
213081014 | Central HP <5.4 tons | ACIQ | HRCU-A-CB (Split System: Heat Pump with Remote Outdoor Unit-Air-Source) | HVH837GKA** |  |  | EA*4X60L24A*+WALLCON | *97CMN1202422A* | 32800 | 17.5 | 8.5 | 32000 | 24800 | 77.5% | 1.98 | 0 | 11.7 |  |  |  | No | R-410A | 2.7333 | Residential & Commercial | Ducted CEE Tier 1
213081032 | Central HP <5.4 tons | ACIQ | HRCU-A-CB (Split System: Heat Pump with Remote Outdoor Unit-Air-Source) | HVH837GKA** |  |  | EN(A,D,W)4X60L24**+WALLCON | *80CTL0902120A* | 32800 | 18 | 8.1 | 32200 | 24800 | 77.02% | 1.98 | 0 | 12 |  |  |  | No | R-410A | 2.7333 | Residential & Commercial | Ducted CEE Tier 1
213785487 | Central HP <5.4 tons | BRYANT HEATING AND COOLING SYSTEMS | HRCU-A-CB (Split System: Heat Pump with Remote Outdoor Unit-Air-Source) | 284ANV036*0**B* |  |  | CAP**4821AL*+UI | 88*TB60090C21*** | 33200 | 19.5 | 9 | 36400 | 25800 | 70.88% | 2.04 | 0 | 12 |  |  |  | No | R-410A | 2.7667 | Residential & Commercial | Ducted CEE Tier 1
213785437 | Central HP <5.4 tons | BRYANT HEATING AND COOLING SYSTEMS | HRCU-A-CB (Split System: Heat Pump with Remote Outdoor Unit-Air-Source) | 284ANV036*0**B* |  |  | CAP**4221AL*+UI | 986TD42060C17*** | 32400 | 18.5 | 9 | 38000 | 26800 | 70.53% | 1.96 | 0 | 11 |  |  |  | No | R-410A | 2.7 | Residential & Commercial | Ducted CEE Tier 1
213785453 | Central HP <5.4 tons | BRYANT HEATING AND COOLING SYSTEMS | HRCU-A-CB (Split System: Heat Pump with Remote Outdoor Unit-Air-Source) | 284ANV036*0**B* |  |  | CAP**4224AL*+UI | 986TD66100C21*** | 32600 | 19 | 9 | 37800 | 26600 | 70.37% | 1.98 | 0 | 11.7 |  |  |  | No | R-410A | 2.7167 | Residential & Commercial | Ducted CEE Tier 1
213785519 | Central HP <5.4 tons | BRYANT HEATING AND COOLING SYSTEMS | HRCU-A-CB (Split System: Heat Pump with Remote Outdoor Unit-Air-Source) | 284ANV036*0**B* |  |  | CAP**6024AL*+UI | 88*TB60090C21*** | 33800 | 19.5 | 9 | 35800 | 25200 | 70.39% | 2 | 0 | 12 |  |  |  | No | R-410A | 2.8167 | Residential & Commercial | Ducted CEE Tier 1
213785735 | Central HP <5.4 tons | BRYANT HEATING AND COOLING SYSTEMS | HRCU-A-CB (Split System: Heat Pump with Remote Outdoor Unit-Air-Source) | 284ANV036*0**B* |  |  | CSPH*6012AL*+UI | 88*TB48070C17*** | 33800 | 18.5 | 8.5 | 36200 | 25400 | 70.17% | 2.02 | 0 | 11.7 |  |  |  | No | R-410A | 2.8167 | Residential & Commercial | Ducted CEE Tier 1
213785431 | Central HP <5.4 tons | BRYANT HEATING AND COOLING SYSTEMS | HRCU-A-CB (Split System: Heat Pump with Remote Outdoor Unit-Air-Source) | 284ANV036*0**B* |  |  | CAP**4221AL*+UI | 987MC42060C17*** | 32200 | 18.5 | 9 | 38000 | 26800 | 70.53% | 1.96 | 0 | 11 |  |  |  | No | R-410A | 2.6833 | Residential & Commercial | Ducted CEE Tier 1
213785433 | Central HP <5.4 tons | BRYANT HEATING AND COOLING SYSTEMS | HRCU-A-CB (Split System: Heat Pump with Remote Outdoor Unit-Air-Source) | 284ANV036*0**B* |  |  | CAP**4221AL*+UI | 987MC42080C17*** | 32400 | 18.5 | 9 | 38000 | 26800 | 70.53% | 1.96 | 0 | 11.5 |  |  |  | No | R-410A | 2.7 | Residential & Commercial | Ducted CEE Tier 1
213785026 | Central HP <5.4 tons | BRYANT HEATING AND COOLING SYSTEMS | HRCU-A-CB (Split System: Heat Pump with Remote Outdoor Unit-Air-Source) | 284ANV024*0**B* |  |  | CAP**2417AL*+UI | 986TD42080C17*** | 23000 | 19.5 | 10 | 27000 | 20200 | 74.81% | 2.28 | 0 | 12.5 |  |  |  | No | R-410A | 1.9167 | Residential & Commercial | Ducted CEE Tier 1
213785076 | Central HP <5.4 tons | BRYANT HEATING AND COOLING SYSTEMS | HRCU-A-CB (Split System: Heat Pump with Remote Outdoor Unit-Air-Source) | 284ANV024*0**B* |  |  | CAP**3617AL*+UI | 987MC42060C17*** | 23200 | 19.5 | 10 | 26800 | 20000 | 74.63% | 2.38 | 0 | 12.5 |  |  |  | No | R-410A | 1.9333 | Residential & Commercial | Ducted CEE Tier 1
213785092 | Central HP <5.4 tons | BRYANT HEATING AND COOLING SYSTEMS | HRCU-A-CB (Split System: Heat Pump with Remote Outdoor Unit-Air-Source) | 284ANV024*0**B* |  |  | CAP**3621AL*+UI | 88*TB60090C21*** | 23400 | 20 | 10 | 26600 | 19800 | 74.44% | 2.42 | 0 | 13 |  |  |  | No | R-410A | 1.95 | Residential & Commercial | Ducted CEE Tier 1
214397323 | Central HP <5.4 tons | COLEMAN | HRCU-A-CB (Split System: Heat Pump with Remote Outdoor Unit-Air-Source) | HH836E2S11 |  |  | CTF48C5CFS1 | TM9E100C16MP12 | 33400 | 19 | 9 | 31400 | 25400 | 80.89% | 2 | 0 | 11 |  |  |  | No | R-454B | 2.7833 | Residential & Commercial | Ducted CEE Tier 1
214397358 | Central HP <5.4 tons | COLEMAN | HRCU-A-CB (Split System: Heat Pump with Remote Outdoor Unit-Air-Source) | HH836E2S11 |  |  | CTM48C5CFS1 | TM9V080C16MP12 | 32800 | 19 | 9 | 31200 | 25200 | 80.77% | 2 | 0 | 11 |  |  |  | No | R-454B | 2.7333 | Residential & Commercial | Ducted CEE Tier 1
213785046 | Central HP <5.4 tons | BRYANT HEATING AND COOLING SYSTEMS | HRCU-A-CB (Split System: Heat Pump with Remote Outdoor Unit-Air-Source) | 284ANV024*0**B* |  |  | CAP**3014AL*+UI | 88*TB36070C14*** | 23200 | 19.5 | 10 | 26600 | 20000 | 75.19% | 2.36 | 0 | 12.5 |  |  |  | No | R-410A | 1.9333 | Residential & Commercial | Ducted CEE Tier 1
213080928 | Central HP <5.4 tons | ACIQ | HRCU-A-CB (Split System: Heat Pump with Remote Outdoor Unit-Air-Source) | HVH837GKA2* |  |  | EA*4X37L21A*+WALLCON | *80CTL0901716A* | 33000 | 18 | 8.5 | 32800 | 25000 | 76.22% | 2 | 12 | 11.7 |  |  |  | No | R-410A | 2.75 | Residential & Commercial | Ducted CEE Tier 1
213785098 | Central HP <5.4 tons | BRYANT HEATING AND COOLING SYSTEMS | HRCU-A-CB (Split System: Heat Pump with Remote Outdoor Unit-Air-Source) | 284ANV024*0**B* |  |  | CAP**3621AL*+UI | 987MC42080C17*** | 23200 | 20 | 10 | 26600 | 19900 | 74.81% | 2.4 | 0 | 12.5 |  |  |  | No | R-410A | 1.9333 | Residential & Commercial | Ducted CEE Tier 1
211391308 | Central HP <5.4 tons | LUXAIRE | HRCU-A-CB (Split System: Heat Pump with Remote Outdoor Unit-Air-Source) | HMH72B341 |  |  | XAFC36DXXN1+TXV | TM8E120C16MP11 | 34000 | 18 | 8.5 | 33600 | 23800 | 70.83% | 2.08 | 0 | 10 |  |  |  | No | R-410A | 2.8333 | Residential & Commercial | Ducted CEE Tier 1
211391383 | Central HP <5.4 tons | LUXAIRE | HRCU-A-CB (Split System: Heat Pump with Remote Outdoor Unit-Air-Source) | HMH72B341 |  |  | XAFC30CXXN1+TXV | TMLE120C16MP11 | 33200 | 18 | 8.5 | 33000 | 23200 | 70.3% | 2.06 | 0 | 10 |  |  |  | No | R-410A | 2.7667 | Residential & Commercial | Ducted CEE Tier 1
214575803 | Central HP <5.4 tons | CARRIER | HRCU-A-CB (Split System: Heat Pump with Remote Outdoor Unit-Air-Source) | 25VNA436A*031* |  |  | CNPV*4221AL*+UI | 59MN7C060C21**20 | 33000 | 18.5 | 9 | 38000 | 26800 | 70.53% | 1.98 | 0 | 11.5 |  |  |  | No | R-410A | 2.75 | Residential & Commercial | Ducted CEE Tier 1
215853869 | Central HP <5.4 tons | BLUERIDGE | HRCU-A-CB (Split System: Heat Pump with Remote Outdoor Unit-Air-Source) | BMSAH18HHC |  |  | BMS2AH18I |  | 18000 | 19 | 9.7 | 19000 | 18000 | 94.74% | 2 | 0 | 12.5 |  |  |  | No | R-454B | 1.5 | Residential & Commercial | Ducted CEE Tier 1
215674270 | Central HP <5.4 tons | DAY & NIGHT | HRCU-A-CB (Split System: Heat Pump with Remote Outdoor Unit-Air-Source) | C5H0V48*K*AAA* |  |  | EA*5X60M24A*+WALLCON | *97CMN1202422B* | 45000 | 18 | 9 | 47500 | 33600 | 70.74% | 2.06 | 0 | 10 |  |  |  | No | R-454B | 3.75 | Residential & Commercial | Ducted CEE Tier 1
215674586 | Central HP <5.4 tons | DAY & NIGHT | HRCU-A-CB (Split System: Heat Pump with Remote Outdoor Unit-Air-Source) | C5H0V48*K*AAA* |  |  | EA*5X61M24A*+WALLCON | *97CMN0802120B* | 46000 | 18 | 9 | 48000 | 33800 | 70.42% | 2.08 | 0 | 10 |  |  |  | No | R-454B | 3.8333 | Residential & Commercial | Ducted CEE Tier 1
213785142 | Central HP <5.4 tons | BRYANT HEATING AND COOLING SYSTEMS | HRCU-A-CB (Split System: Heat Pump with Remote Outdoor Unit-Air-Source) | 284ANV024*0**B* |  |  | CAP**4221AL*+UI | 987MC42080C17*** | 23400 | 20 | 10 | 26600 | 19900 | 74.81% | 2.44 | 0 | 12.5 |  |  |  | No | R-410A | 1.95 | Residential & Commercial | Ducted CEE Tier 1
213785178 | Central HP <5.4 tons | BRYANT HEATING AND COOLING SYSTEMS | HRCU-A-CB (Split System: Heat Pump with Remote Outdoor Unit-Air-Source) | 284ANV024*0**B* |  |  | CAP**4321AL*+UI | 987MC66100C21*** | 24200 | 20 | 10.5 | 26400 | 19700 | 74.62% | 2.54 | 0 | 13 |  |  |  | No | R-410A | 2.0167 | Residential & Commercial | Ducted CEE Tier 1
213785210 | Central HP <5.4 tons | BRYANT HEATING AND COOLING SYSTEMS | HRCU-A-CB (Split System: Heat Pump with Remote Outdoor Unit-Air-Source) | 284ANV024*0**B* |  |  | CSPH*3012AL*+UI | 986TD42080C17*** | 23400 | 19 | 9 | 27000 | 20000 | 74.07% | 2.42 | 0 | 12.5 |  |  |  | No | R-410A | 1.95 | Residential & Commercial | Ducted CEE Tier 1
214396545 | Central HP <5.4 tons | COLEMAN | HRCU-A-CB (Split System: Heat Pump with Remote Outdoor Unit-Air-Source) | HH836E2S11 |  |  | CTM48C5CFS1 | CPLC100C16MP13 | 33000 | 19 | 9 | 31200 | 25200 | 80.77% | 2 | 0 | 11 |  |  |  | No | R-454B | 2.75 | Residential & Commercial | Ducted CEE Tier 1
213785094 | Central HP <5.4 tons | BRYANT HEATING AND COOLING SYSTEMS | HRCU-A-CB (Split System: Heat Pump with Remote Outdoor Unit-Air-Source) | 284ANV024*0**B* |  |  | CAP**3621AL*+UI | 88*TB60110C21*** | 23400 | 20 | 10 | 26600 | 19800 | 74.44% | 2.42 | 0 | 13 |  |  |  | No | R-410A | 1.95 | Residential & Commercial | Ducted CEE Tier 1
213785108 | Central HP <5.4 tons | BRYANT HEATING AND COOLING SYSTEMS | HRCU-A-CB (Split System: Heat Pump with Remote Outdoor Unit-Air-Source) | 284ANV024*0**B* |  |  | CAP**3721AL*+UI | 88*TB36045C17*** | 24000 | 19.5 | 10.5 | 26600 | 19900 | 74.81% | 2.5 | 0 | 12.5 |  |  |  | No | R-410A | 2 | Residential & Commercial | Ducted CEE Tier 1
213785465 | Central HP <5.4 tons | BRYANT HEATING AND COOLING SYSTEMS | HRCU-A-CB (Split System: Heat Pump with Remote Outdoor Unit-Air-Source) | 284ANV036*0**B* |  |  | CAP**4321AL*+UI | 88*TB60110C21*** | 33800 | 19.5 | 9 | 36400 | 25600 | 70.33% | 2.04 | 0 | 12 |  |  |  | No | R-410A | 2.8167 | Residential & Commercial | Ducted CEE Tier 1
213785481 | Central HP <5.4 tons | BRYANT HEATING AND COOLING SYSTEMS | HRCU-A-CB (Split System: Heat Pump with Remote Outdoor Unit-Air-Source) | 284ANV036*0**B* |  |  | CAP**4821AL*+UI | 88*TB36045C17*** | 32800 | 18.5 | 9 | 36800 | 26000 | 70.65% | 2 | 0 | 11 |  |  |  | No | R-410A | 2.7333 | Residential & Commercial | Ducted CEE Tier 1
212396499 | Central HP <5.4 tons | Panasonic | HRCU-A-C (Split System: Heat Pump with Remote Outdoor Unit with No Indoor Fan --Air Source) | CU-E24YAHK6 |  |  | CS-HE24YAC6 |  | 24000 | 15.7 | 9.8 | 25600 | 18500 | 72.27% | 2.2 | 10.3 | 10 |  |  |  | No | R-410A | 2 | Residential & Commercial | Ducted CEE Tier 1
213785423 | Central HP <5.4 tons | BRYANT HEATING AND COOLING SYSTEMS | HRCU-A-CB (Split System: Heat Pump with Remote Outdoor Unit-Air-Source) | 284ANV036*0**B* |  |  | CAP**4221AL*+UI | 88*TB48090C17*** | 32600 | 19 | 8.5 | 37800 | 26600 | 70.37% | 1.98 | 0 | 11.7 |  |  |  | No | R-410A | 2.7167 | Residential & Commercial | Ducted CEE Tier 1
213785439 | Central HP <5.4 tons | BRYANT HEATING AND COOLING SYSTEMS | HRCU-A-CB (Split System: Heat Pump with Remote Outdoor Unit-Air-Source) | 284ANV036*0**B* |  |  | CAP**4221AL*+UI | 986TD42080C17*** | 32400 | 19 | 9 | 38000 | 26800 | 70.53% | 1.96 | 0 | 11.5 |  |  |  | No | R-410A | 2.7 | Residential & Commercial | Ducted CEE Tier 1
213785507 | Central HP <5.4 tons | BRYANT HEATING AND COOLING SYSTEMS | HRCU-A-CB (Split System: Heat Pump with Remote Outdoor Unit-Air-Source) | 284ANV036*0**B* |  |  | CAP**4824AL*+UI | 88*TB60110C21*** | 33200 | 19.5 | 9 | 36400 | 25800 | 70.88% | 2.04 | 0 | 12 |  |  |  | No | R-410A | 2.7667 | Residential & Commercial | Ducted CEE Tier 1
213785144 | Central HP <5.4 tons | BRYANT HEATING AND COOLING SYSTEMS | HRCU-A-CB (Split System: Heat Pump with Remote Outdoor Unit-Air-Source) | 284ANV024*0**B* |  |  | CAP**4221AL*+UI | 987MC66100C21*** | 23200 | 20 | 10 | 26600 | 19700 | 74.06% | 2.46 | 0 | 13 |  |  |  | No | R-410A | 1.9333 | Residential & Commercial | Ducted CEE Tier 1
213785160 | Central HP <5.4 tons | BRYANT HEATING AND COOLING SYSTEMS | HRCU-A-CB (Split System: Heat Pump with Remote Outdoor Unit-Air-Source) | 284ANV024*0**B* |  |  | CAP**4224AL*+UI | 986TD66100C21*** | 23200 | 20 | 10 | 26600 | 19700 | 74.06% | 2.46 | 0 | 13 |  |  |  | No | R-410A | 1.9333 | Residential & Commercial | Ducted CEE Tier 1
214396901 | Central HP <5.4 tons | COLEMAN | HRCU-A-CB (Split System: Heat Pump with Remote Outdoor Unit-Air-Source) | HH836E2S11 |  |  | CTM36C5CDS1 | TM9E080C20MP12 | 34400 | 17 | 8.5 | 32600 | 26600 | 81.6% | 2 | 0 | 11 |  |  |  | No | R-454B | 2.8667 | Residential & Commercial | Ducted CEE Tier 1
214397214 | Central HP <5.4 tons | COLEMAN | HRCU-A-CB (Split System: Heat Pump with Remote Outdoor Unit-Air-Source) | HH836E2S11 |  |  | CTF48C5CFS1+JME12C2SN1 |  | 34000 | 19 | 9 | 31400 | 25200 | 80.25% | 2 | 0 | 11.7 |  |  |  | No | R-454B | 2.8333 | Residential & Commercial | Ducted CEE Tier 1
213785659 | Central HP <5.4 tons | BRYANT HEATING AND COOLING SYSTEMS | HRCU-A-CB (Split System: Heat Pump with Remote Outdoor Unit-Air-Source) | 284ANV036*0**B* |  |  | CSPH*3612AL*+UI | 986TD42060C17*** | 32800 | 18 | 8.5 | 37400 | 26400 | 70.59% | 1.98 | 0 | 11 |  |  |  | No | R-410A | 2.7333 | Residential & Commercial | Ducted CEE Tier 1
213785673 | Central HP <5.4 tons | BRYANT HEATING AND COOLING SYSTEMS | HRCU-A-CB (Split System: Heat Pump with Remote Outdoor Unit-Air-Source) | 284ANV036*0**B* |  |  | CSPH*4212AL*+UI | 88*TB48090C17*** | 33400 | 18.5 | 8.5 | 36600 | 26000 | 71.04% | 2.02 | 0 | 11.7 |  |  |  | No | R-410A | 2.7833 | Residential & Commercial | Ducted CEE Tier 1
213785691 | Central HP <5.4 tons | BRYANT HEATING AND COOLING SYSTEMS | HRCU-A-CB (Split System: Heat Pump with Remote Outdoor Unit-Air-Source) | 284ANV036*0**B* |  |  | CSPH*4212AL*+UI | 986TD42060C17*** | 33200 | 18 | 8.5 | 37000 | 26200 | 70.81% | 2 | 0 | 11 |  |  |  | No | R-410A | 2.7667 | Residential & Commercial | Ducted CEE Tier 1
213785723 | Central HP <5.4 tons | BRYANT HEATING AND COOLING SYSTEMS | HRCU-A-CB (Split System: Heat Pump with Remote Outdoor Unit-Air-Source) | 284ANV036*0**B* |  |  | CSPH*4812AL*+UI | 986TD42060C17*** | 33200 | 18 | 8.5 | 36800 | 26000 | 70.65% | 2 | 0 | 11.5 |  |  |  | No | R-410A | 2.7667 | Residential & Commercial | Ducted CEE Tier 1
213785759 | Central HP <5.4 tons | BRYANT HEATING AND COOLING SYSTEMS | HRCU-A-CB (Split System: Heat Pump with Remote Outdoor Unit-Air-Source) | 284ANV036*0**B* |  |  | CSPH*6012AL*+UI | 986TD66100C21*** | 34000 | 19 | 8.5 | 36000 | 25200 | 70% | 2.02 | 0 | 12 |  |  |  | No | R-410A | 2.8333 | Residential & Commercial | Ducted CEE Tier 1
214396428 | Central HP <5.4 tons | COLEMAN | HRCU-A-CB (Split System: Heat Pump with Remote Outdoor Unit-Air-Source) | HH836E2S11 |  |  | CTM36C5CDS1 | TM9E100C20MP12 | 34400 | 17 | 8.5 | 32400 | 26600 | 82.1% | 2 | 0 | 11 |  |  |  | No | R-454B | 2.8667 | Residential & Commercial | Ducted CEE Tier 1
214396790 | Central HP <5.4 tons | COLEMAN | HRCU-A-CB (Split System: Heat Pump with Remote Outdoor Unit-Air-Source) | HH836E2S11 |  |  | CTM36C5CDS1 | TM8Y080C16MP11 | 33600 | 18 | 8.5 | 31400 | 25200 | 80.25% | 2 | 0 | 11 |  |  |  | No | R-454B | 2.8 | Residential & Commercial | Ducted CEE Tier 1
214396891 | Central HP <5.4 tons | COLEMAN | HRCU-A-CB (Split System: Heat Pump with Remote Outdoor Unit-Air-Source) | HH836E2S11 |  |  | CTM36C5CDS1 | TM8E100C20MP11 | 34600 | 17 | 8.5 | 32600 | 26800 | 82.21% | 2 | 0 | 11 |  |  |  | No | R-454B | 2.8833 | Residential & Commercial | Ducted CEE Tier 1
214396991 | Central HP <5.4 tons | COLEMAN | HRCU-A-CB (Split System: Heat Pump with Remote Outdoor Unit-Air-Source) | HH836E2S11 |  |  | CTF48C5CFS1 | CPLC080C16MP13 | 33400 | 18 | 9 | 31600 | 25400 | 80.38% | 2 | 0 | 11 |  |  |  | No | R-454B | 2.7833 | Residential & Commercial | Ducted CEE Tier 1
213782116 | Central HP <5.4 tons | BRYANT HEATING AND COOLING SYSTEMS | HRCU-A-CB (Split System: Heat Pump with Remote Outdoor Unit-Air-Source) | 288BNV037*0**B* |  |  | CSPH*4812AL*+UI | 935CB48060C17*** | 32400 | 16 | 8.1 | 33000 | 25000 | 75.76% | 1.94 | 0 | 11 |  |  |  | No | R-410A | 2.7 | Residential & Commercial | Ducted CEE Tier 1
213782146 | Central HP <5.4 tons | BRYANT HEATING AND COOLING SYSTEMS | HRCU-A-CB (Split System: Heat Pump with Remote Outdoor Unit-Air-Source) | 288BNV037*0**B* |  |  | CSPH*4812AL*+UI | 987MC66100C21*** | 32600 | 16.5 | 8.1 | 33000 | 24800 | 75.15% | 1.96 | 0 | 11 |  |  |  | No | R-410A | 2.7167 | Residential & Commercial | Ducted CEE Tier 1
213782216 | Central HP <5.4 tons | BRYANT HEATING AND COOLING SYSTEMS | HRCU-A-CB (Split System: Heat Pump with Remote Outdoor Unit-Air-Source) | 288BNV037*0**B* |  |  | CSPH*6012AL*+UI | 88*TB36070C14*** | 32800 | 16.5 | 8.1 | 32400 | 25600 | 79.01% | 2 | 0 | 11 |  |  |  | No | R-410A | 2.7333 | Residential & Commercial | Ducted CEE Tier 1
211230793 | Central HP <5.4 tons | HEIL | HRCU-A-CB (Split System: Heat Pump with Remote Outdoor Unit-Air-Source) | DLCURAH36ABK |  |  | EN(A,D)4X48L24** | OLV112A16A | 36000 | 15.5 | 8.1 | 38500 | 35000 | 90.91% | 2.02 | 0 | 10 |  |  |  | No | R-410A | 3 | Residential & Commercial | Ducted CEE Tier 1
213353861 | Central HP <5.4 tons | HEIL | HRCU-A-CB (Split System: Heat Pump with Remote Outdoor Unit-Air-Source) | DLCURAH36ABK |  |  | F5MA4*42L*C* |  | 37200 | 16 | 9 | 38500 | 35000 | 90.91% | 2.04 | 0 | 10 |  |  |  | No | R-410A | 3.1 | Residential & Commercial | Ducted CEE Tier 1
213077151 | Central HP <5.4 tons | HEIL | HRCU-A-CB (Split System: Heat Pump with Remote Outdoor Unit-Air-Source) | DLCURAH36ABK |  |  | EA*4X37L21A* | *96VSN1002120B* | 36200 | 16 | 8.5 | 38000 | 34800 | 91.58% | 2.04 | 0 | 10 |  |  |  | No | R-410A | 3.0167 | Residential & Commercial | Ducted CEE Tier 1
215667655 | Central HP <5.4 tons | DAY & NIGHT | HRCU-A-CB (Split System: Heat Pump with Remote Outdoor Unit-Air-Source) | C5H0V24*K*AAA* |  |  | EA*5X36M17A*+WALLCON | *80CTL0901716B* | 23200 | 17 | 9 | 23600 | 16600 | 70.34% | 1.98 | 0 | 10.5 |  |  |  | No | R-454B | 1.9333 | Residential & Commercial | Ducted CEE Tier 1
215667688 | Central HP <5.4 tons | DAY & NIGHT | HRCU-A-CB (Split System: Heat Pump with Remote Outdoor Unit-Air-Source) | C5H0V24*K*AAA* |  |  | EA*5X36M17A*+WALLCON | *97CMN0801714B* | 23000 | 17 | 9 | 23800 | 16700 | 70.17% | 1.98 | 0 | 10 |  |  |  | No | R-454B | 1.9167 | Residential & Commercial | Ducted CEE Tier 1
215667062 | Central HP <5.4 tons | DAY & NIGHT | HRCU-A-CB (Split System: Heat Pump with Remote Outdoor Unit-Air-Source) | C5H0V24*K*AAA* |  |  | EA*5X24M17A*+WALLCON | *80CTL0901716B* | 22800 | 17 | 9 | 24000 | 16800 | 70% | 1.96 | 0 | 10 |  |  |  | No | R-454B | 1.9 | Residential & Commercial | Ducted CEE Tier 1
215667081 | Central HP <5.4 tons | DAY & NIGHT | HRCU-A-CB (Split System: Heat Pump with Remote Outdoor Unit-Air-Source) | C5H0V24*K*AAA* |  |  | EA*5X24M17A*+WALLCON | *97CMN0601714B* | 22800 | 16.5 | 9 | 24000 | 16900 | 70.42% | 1.94 | 0 | 10 |  |  |  | No | R-454B | 1.9 | Residential & Commercial | Ducted CEE Tier 1
215667816 | Central HP <5.4 tons | DAY & NIGHT | HRCU-A-CB (Split System: Heat Pump with Remote Outdoor Unit-Air-Source) | C5H0V24*K*AAA* |  |  | EA*5X37M21A*+WALLCON | *80CSU0401712A* | 24000 | 18 | 9 | 23200 | 16300 | 70.26% | 2.02 | 0 | 10.5 |  |  |  | No | R-454B | 2 | Residential & Commercial | Ducted CEE Tier 1
213076961 | Central HP <5.4 tons | HEIL | HRCU-A-CB (Split System: Heat Pump with Remote Outdoor Unit-Air-Source) | DLCURAH36ABK |  |  | EA*4X37L21A* | *96VSN0801716B* | 36400 | 15.5 | 8.5 | 38500 | 35000 | 90.91% | 2.06 | 0 | 10 |  |  |  | No | R-410A | 3.0333 | Residential & Commercial | Ducted CEE Tier 1
213077261 | Central HP <5.4 tons | HEIL | HRCU-A-CB (Split System: Heat Pump with Remote Outdoor Unit-Air-Source) | DLCURAH36ABK |  |  | EN(A,D)4X48L24** | *96VSN1202422B* | 36000 | 16.5 | 8.1 | 38500 | 35000 | 90.91% | 2 | 0 | 10 |  |  |  | No | R-410A | 3 | Residential & Commercial | Ducted CEE Tier 1
213077747 | Central HP <5.4 tons | HEIL | HRCU-A-CB (Split System: Heat Pump with Remote Outdoor Unit-Air-Source) | DLCURAH36ABK |  |  | EA*4X43L21A* | *96VTN1002122B* | 36800 | 16.5 | 8.5 | 38000 | 34800 | 91.58% | 2.08 | 0 | 10 |  |  |  | No | R-410A | 3.0667 | Residential & Commercial | Ducted CEE Tier 1
214397387 | Central HP <5.4 tons | COLEMAN | HRCU-A-CB (Split System: Heat Pump with Remote Outdoor Unit-Air-Source) | HH836E2S11 |  |  | CTF48C5CFS1 | TM9E100C20MP12 | 34400 | 17 | 9 | 32400 | 25800 | 79.63% | 2 | 0 | 11 |  |  |  | No | R-454B | 2.8667 | Residential & Commercial | Ducted CEE Tier 1
213063403 | Central HP <5.4 tons | ACIQ | HRCU-A-CB (Split System: Heat Pump with Remote Outdoor Unit-Air-Source) | HVH837GKA2* |  |  | EA*4X43L21A*+WALLCON | *95CSU0802120A* | 33000 | 17.5 | 8.5 | 32800 | 25000 | 76.22% | 2 | 12 | 11.5 |  |  |  | No | R-410A | 2.75 | Residential & Commercial | Ducted CEE Tier 1
213070306 | Central HP <5.4 tons | ACIQ | HRCU-A-CB (Split System: Heat Pump with Remote Outdoor Unit-Air-Source) | DLCURAH24ABK |  |  | EA*4X36L21A* | *80VTL1102122A* | 24000 | 17 | 8.5 | 25800 | 23000 | 89.15% | 1.9 | 0 | 10 |  |  |  | No | R-410A | 2 | Residential & Commercial | Ducted CEE Tier 1
213070555 | Central HP <5.4 tons | ACIQ | HRCU-A-CB (Split System: Heat Pump with Remote Outdoor Unit-Air-Source) | DLCURAH24ABK |  |  | EA*4X37L17A* | *95ESN0601412A* | 25000 | 16 | 8.5 | 26000 | 21200 | 81.54% | 1.76 | 0 | 10 |  |  |  | No | R-410A | 2.0833 | Residential & Commercial | Ducted CEE Tier 1
213070723 | Central HP <5.4 tons | ACIQ | HRCU-A-CB (Split System: Heat Pump with Remote Outdoor Unit-Air-Source) | DLCURAH24ABK |  |  | EA*4X37L21A* | *80VSL0701716A* | 24600 | 17 | 8.5 | 25400 | 21200 | 83.46% | 1.78 | 0 | 10.5 |  |  |  | No | R-410A | 2.05 | Residential & Commercial | Ducted CEE Tier 1
213070756 | Central HP <5.4 tons | ACIQ | HRCU-A-CB (Split System: Heat Pump with Remote Outdoor Unit-Air-Source) | DLCURAH24ABK |  |  | EA*4X37L21A* | *96VTN0401712A* | 24000 | 16 | 8.1 | 25000 | 21600 | 86.4% | 1.8 | 0 | 10 |  |  |  | No | R-410A | 2 | Residential & Commercial | Ducted CEE Tier 1
213070922 | Central HP <5.4 tons | ACIQ | HRCU-A-CB (Split System: Heat Pump with Remote Outdoor Unit-Air-Source) | DLCURAH24ABK |  |  | EN(A,D)4X24L14** | *96VSN0401410A* | 23400 | 15.5 | 8.5 | 26600 | 24000 | 90.23% | 1.96 | 0 | 10 |  |  |  | No | R-410A | 1.95 | Residential & Commercial | Ducted CEE Tier 1
215674160 | Central HP <5.4 tons | DAY & NIGHT | HRCU-A-CB (Split System: Heat Pump with Remote Outdoor Unit-Air-Source) | C5H0V48*K*AAA* |  |  | EA*5X60M24A*+WALLCON | *80CSU0802120A* | 45000 | 18 | 9 | 47000 | 33400 | 71.06% | 2.08 | 0 | 10 |  |  |  | No | R-454B | 3.75 | Residential & Commercial | Ducted CEE Tier 1
211261616 | Central HP <5.4 tons | HEIL | HRCU-A-CB (Split System: Heat Pump with Remote Outdoor Unit-Air-Source) | DLCURAH18ABK |  |  | EA*4X30L17A* | *96VSN0601412A* | 18000 | 16 | 8.5 | 18600 | 18500 | 99.46% | 2.22 | 0 | 10.5 |  |  |  | No | R-410A | 1.5 | Residential & Commercial | Ducted CEE Tier 1
214595719 | Central HP <5.4 tons | CARRIER | HRCU-A-CB (Split System: Heat Pump with Remote Outdoor Unit-Air-Source) | 38MURAQ24AB3* |  |  | CAP**3017AL* | GG96VTAB48060B** | 23600 | 16.5 | 9 | 26000 | 24000 | 92.31% | 2 | 0 | 10 |  |  |  | No | R-410A | 1.9667 | Residential & Commercial | Ducted CEE Tier 1
211227004 | Central HP <5.4 tons | AIRQUEST | HRCU-A-CB (Split System: Heat Pump with Remote Outdoor Unit-Air-Source) | DLCURAH36ABK |  |  | EA*4X37L21A* | *92ESN0801716A* | 36200 | 16 | 8.5 | 38500 | 34800 | 90.39% | 2.08 | 0 | 10 |  |  |  | No | R-410A | 3.0167 | Residential & Commercial | Ducted CEE Tier 1
213077171 | Central HP <5.4 tons | HEIL | HRCU-A-CB (Split System: Heat Pump with Remote Outdoor Unit-Air-Source) | DLCURAH36ABK |  |  | EA*4X42L24A* | *96VSN1002120B* | 35400 | 16 | 8.1 | 38500 | 35200 | 91.43% | 1.88 | 0 | 10 |  |  |  | No | R-410A | 2.95 | Residential & Commercial | Ducted CEE Tier 1
213077503 | Central HP <5.4 tons | HEIL | HRCU-A-CB (Split System: Heat Pump with Remote Outdoor Unit-Air-Source) | DLCURAH36ABK |  |  | EA*4X42L21A* | *96VTN0802120B* | 35600 | 16 | 8.1 | 38500 | 35200 | 91.43% | 1.9 | 0 | 10 |  |  |  | No | R-410A | 2.9667 | Residential & Commercial | Ducted CEE Tier 1
213077514 | Central HP <5.4 tons | HEIL | HRCU-A-CB (Split System: Heat Pump with Remote Outdoor Unit-Air-Source) | DLCURAH36ABK |  |  | EA*4X42L24A* | *96VTN0802120B* | 35000 | 16 | 8.1 | 38500 | 35000 | 90.91% | 1.88 | 0 | 10 |  |  |  | No | R-410A | 2.9167 | Residential & Commercial | Ducted CEE Tier 1
213077605 | Central HP <5.4 tons | HEIL | HRCU-A-CB (Split System: Heat Pump with Remote Outdoor Unit-Air-Source) | DLCURAH36ABK |  |  | EA*4X37L21A* | *96VTN1002120B* | 36200 | 16.5 | 8.5 | 38000 | 34800 | 91.58% | 2.04 | 0 | 10 |  |  |  | No | R-410A | 3.0167 | Residential & Commercial | Ducted CEE Tier 1
213071290 | Central HP <5.4 tons | ACIQ | HRCU-A-CB (Split System: Heat Pump with Remote Outdoor Unit-Air-Source) | DLCURAH24ABK |  |  | EN(A,D)4X30L17** | *96VSN0601714A* | 23400 | 16.5 | 8.1 | 25800 | 24000 | 93.02% | 2 | 0 | 10 |  |  |  | No | R-410A | 1.95 | Residential & Commercial | Ducted CEE Tier 1
211245556 | Central HP <5.4 tons | AIRQUEST | HRCU-A-CB (Split System: Heat Pump with Remote Outdoor Unit-Air-Source) | DLCURAH24ABK |  |  | EN(A,D)4X36L21** | *96VTN0802120A* | 23600 | 17 | 8.1 | 25800 | 23800 | 92.25% | 1.98 | 0 | 10.5 |  |  |  | No | R-410A | 1.9667 | Residential & Commercial | Ducted CEE Tier 1
211245756 | Central HP <5.4 tons | AIRQUEST | HRCU-A-CB (Split System: Heat Pump with Remote Outdoor Unit-Air-Source) | DLCURAH24ABK |  |  | EN(A,D)4X36L21** | OMV098J12* | 23600 | 16.5 | 8.1 | 26000 | 23600 | 90.77% | 1.96 | 0 | 10 |  |  |  | No | R-410A | 1.9667 | Residential & Commercial | Ducted CEE Tier 1
211245873 | Central HP <5.4 tons | AIRQUEST | HRCU-A-CB (Split System: Heat Pump with Remote Outdoor Unit-Air-Source) | DLCURAH24ABK |  |  | FMA4P30**AL* |  | 25200 | 15.2 | 9 | 27800 | 21600 | 77.7% | 1.78 | 0 | 10 |  |  |  | No | R-410A | 2.1 | Residential & Commercial | Ducted CEE Tier 1
213071308 | Central HP <5.4 tons | ACIQ | HRCU-A-CB (Split System: Heat Pump with Remote Outdoor Unit-Air-Source) | DLCURAH24ABK |  |  | EN(A,D)4X30L17** | *96VSN0601412A* | 23600 | 16.5 | 8.1 | 25800 | 23800 | 92.25% | 1.98 | 0 | 10 |  |  |  | No | R-410A | 1.9667 | Residential & Commercial | Ducted CEE Tier 1
213071323 | Central HP <5.4 tons | ACIQ | HRCU-A-CB (Split System: Heat Pump with Remote Outdoor Unit-Air-Source) | DLCURAH24ABK |  |  | EN(A,D)4X30L17** | *80VSL0451716A* | 24200 | 16 | 8.1 | 26400 | 22800 | 86.36% | 1.88 | 0 | 10.5 |  |  |  | No | R-410A | 2.0167 | Residential & Commercial | Ducted CEE Tier 1
213071340 | Central HP <5.4 tons | ACIQ | HRCU-A-CB (Split System: Heat Pump with Remote Outdoor Unit-Air-Source) | DLCURAH24ABK |  |  | EN(A,D)4X30L17** | *80ESU0401712A* | 24000 | 17 | 8.1 | 26000 | 23200 | 89.23% | 1.94 | 0 | 10.5 |  |  |  | No | R-410A | 2 | Residential & Commercial | Ducted CEE Tier 1
213062950 | Central HP <5.4 tons | ACIQ | HRCU-A-CB (Split System: Heat Pump with Remote Outdoor Unit-Air-Source) | HVH825GKA3* |  |  | EA*4X36L21A*+WALLCON | *80CTL0701716A* | 23600 | 16.5 | 8.1 | 21400 | 16600 | 77.57% | 1.94 | 11 | 11 |  |  |  | No | R-410A | 1.9667 | Residential & Commercial | Ducted CEE Tier 1
213062967 | Central HP <5.4 tons | ACIQ | HRCU-A-CB (Split System: Heat Pump with Remote Outdoor Unit-Air-Source) | HVH825GKA3* |  |  | EA*4X37L21A*+WALLCON | *80CTL0451712A* | 24200 | 16.5 | 8.1 | 21200 | 16700 | 78.77% | 2 | 11 | 11 |  |  |  | No | R-410A | 2.0167 | Residential & Commercial | Ducted CEE Tier 1
213062970 | Central HP <5.4 tons | ACIQ | HRCU-A-CB (Split System: Heat Pump with Remote Outdoor Unit-Air-Source) | HVH825GKA3* |  |  | EA*4X37L21A*+WALLCON | *96CTN0801714A* | 24400 | 16.5 | 8.1 | 21200 | 16700 | 78.77% | 2.02 | 11 | 11 |  |  |  | No | R-410A | 2.0333 | Residential & Commercial | Ducted CEE Tier 1
213072076 | Central HP <5.4 tons | ACIQ | HRCU-A-CB (Split System: Heat Pump with Remote Outdoor Unit-Air-Source) | DLCURAH18ABK |  |  | EA*4X19L17A* | *80VSL0451412A* | 18200 | 16.5 | 8.5 | 18200 | 17600 | 96.7% | 2.14 | 0 | 11 |  |  |  | No | R-410A | 1.5167 | Residential & Commercial | Ducted CEE Tier 1
211259924 | Central HP <5.4 tons | HEIL | HRCU-A-CB (Split System: Heat Pump with Remote Outdoor Unit-Air-Source) | DLCURAH18ABK |  |  | EA*4X19L17A* | *80ES(N,L)0701712A* | 18600 | 16.5 | 8.5 | 18400 | 17500 | 95.11% | 2.14 | 0 | 11 |  |  |  | No | R-410A | 1.55 | Residential & Commercial | Ducted CEE Tier 1
213078007 | Central HP <5.4 tons | HEIL | HRCU-A-CB (Split System: Heat Pump with Remote Outdoor Unit-Air-Source) | DLCURAH36ABK |  |  | END4X42L17** | *80MS(N,L)0701712A* | 35600 | 16 | 8.1 | 38500 | 35000 | 90.91% | 1.94 | 0 | 10 |  |  |  | No | R-410A | 2.9667 | Residential & Commercial | Ducted CEE Tier 1
213078405 | Central HP <5.4 tons | HEIL | HRCU-A-CB (Split System: Heat Pump with Remote Outdoor Unit-Air-Source) | DLCURAH36ABK |  |  | EA*4X37L21A* | *80MS(N,L)0902116A* | 36400 | 16.5 | 8.5 | 38000 | 34800 | 91.58% | 2.06 | 0 | 10 |  |  |  | No | R-410A | 3.0333 | Residential & Commercial | Ducted CEE Tier 1
213078416 | Central HP <5.4 tons | HEIL | HRCU-A-CB (Split System: Heat Pump with Remote Outdoor Unit-Air-Source) | DLCURAH36ABK |  |  | EA*4X42L21A* | *80MS(N,L)0902116A* | 35200 | 16.5 | 8.1 | 38500 | 35000 | 90.91% | 1.88 | 0 | 10 |  |  |  | No | R-410A | 2.9333 | Residential & Commercial | Ducted CEE Tier 1
213077696 | Central HP <5.4 tons | HEIL | HRCU-A-CB (Split System: Heat Pump with Remote Outdoor Unit-Air-Source) | DLCURAH36ABK |  |  | EN(A,D)4X48L24** | *96VTN1002120B* | 36000 | 16.5 | 8.1 | 38500 | 35000 | 90.91% | 2 | 0 | 10 |  |  |  | No | R-410A | 3 | Residential & Commercial | Ducted CEE Tier 1
213077907 | Central HP <5.4 tons | HEIL | HRCU-A-CB (Split System: Heat Pump with Remote Outdoor Unit-Air-Source) | DLCURAH36ABK |  |  | END4X42L17** | *80MS(N,L)0701412A* | 35400 | 16 | 8.1 | 38500 | 35000 | 90.91% | 1.94 | 0 | 10 |  |  |  | No | R-410A | 2.95 | Residential & Commercial | Ducted CEE Tier 1
213078064 | Central HP <5.4 tons | HEIL | HRCU-A-CB (Split System: Heat Pump with Remote Outdoor Unit-Air-Source) | DLCURAH36ABK |  |  | EA*4X37L17A* | *80MS(N,L)0701716A* | 36000 | 15.5 | 8.5 | 38500 | 35000 | 90.91% | 2 | 0 | 10 |  |  |  | No | R-410A | 3 | Residential & Commercial | Ducted CEE Tier 1
213078848 | Central HP <5.4 tons | HEIL | HRCU-A-CB (Split System: Heat Pump with Remote Outdoor Unit-Air-Source) | DLCURAH36ABK |  |  | EA*4X37L17A* | *80MSU1002120A* | 36000 | 15.5 | 8.5 | 38500 | 35000 | 90.91% | 2 | 0 | 10 |  |  |  | No | R-410A | 3 | Residential & Commercial | Ducted CEE Tier 1
213078682 | Central HP <5.4 tons | HEIL | HRCU-A-CB (Split System: Heat Pump with Remote Outdoor Unit-Air-Source) | DLCURAH36ABK |  |  | EA*4X48L24A* | *80MS(N,L)1102120A* | 36200 | 16.5 | 8.5 | 38000 | 34800 | 91.58% | 2.06 | 0 | 10 |  |  |  | No | R-410A | 3.0167 | Residential & Commercial | Ducted CEE Tier 1
215667824 | Central HP <5.4 tons | DAY & NIGHT | HRCU-A-CB (Split System: Heat Pump with Remote Outdoor Unit-Air-Source) | C5H0V24*K*AAA* |  |  | EA*5X37M21A*+WALLCON | *80CSU0601716A* | 24000 | 17.5 | 9 | 23200 | 16300 | 70.26% | 2.02 | 0 | 10.5 |  |  |  | No | R-454B | 2 | Residential & Commercial | Ducted CEE Tier 1
215666989 | Central HP <5.4 tons | DAY & NIGHT | HRCU-A-CB (Split System: Heat Pump with Remote Outdoor Unit-Air-Source) | C5H0V24*K*AAA* |  |  | EA*5X24M17A*+WALLCON | *80CSU0601716A* | 22800 | 16.5 | 9 | 24000 | 16800 | 70% | 1.96 | 0 | 10 |  |  |  | No | R-454B | 1.9 | Residential & Commercial | Ducted CEE Tier 1
215667170 | Central HP <5.4 tons | DAY & NIGHT | HRCU-A-CB (Split System: Heat Pump with Remote Outdoor Unit-Air-Source) | C5H0V24*K*AAA* |  |  | EA*5X25M17A*+WALLCON | *80CTL0451712B* | 23800 | 17 | 9 | 23400 | 16500 | 70.51% | 2 | 0 | 10 |  |  |  | No | R-454B | 1.9833 | Residential & Commercial | Ducted CEE Tier 1
215674544 | Central HP <5.4 tons | DAY & NIGHT | HRCU-A-CB (Split System: Heat Pump with Remote Outdoor Unit-Air-Source) | C5H0V48*K*AAA* |  |  | EA*5X61M24A*+WALLCON | *95CSU1002122B* | 46000 | 18 | 9 | 47500 | 33600 | 70.74% | 2.08 | 0 | 10 |  |  |  | No | R-454B | 3.8333 | Residential & Commercial | Ducted CEE Tier 1
215675449 | Central HP <5.4 tons | DAY & NIGHT | HRCU-A-CB (Split System: Heat Pump with Remote Outdoor Unit-Air-Source) | C5H0V48*K*AAA* |  |  | EVM5X48M21A*+WALLCON | *97CMN0802120B* | 47000 | 18.5 | 9 | 50000 | 36600 | 73.2% | 2 | 0 | 10 |  |  |  | No | R-454B | 3.9167 | Residential & Commercial | Ducted CEE Tier 1
215675499 | Central HP <5.4 tons | DAY & NIGHT | HRCU-A-CB (Split System: Heat Pump with Remote Outdoor Unit-Air-Source) | C5H0V48*K*AAA* |  |  | EVM5X49M21A*+WALLCON | *80CSU0601716A* | 48000 | 19 | 9 | 50000 | 36800 | 73.6% | 2 | 0 | 10 |  |  |  | No | R-454B | 4 | Residential & Commercial | Ducted CEE Tier 1
215675999 | Central HP <5.4 tons | DAY & NIGHT | HRCU-A-CB (Split System: Heat Pump with Remote Outdoor Unit-Air-Source) | C5H0V48*K*AAA* |  |  | EVM5X61M24A*+WALLCON | *80CTL1102120B* | 48500 | 19.5 | 9.5 | 50000 | 36600 | 73.2% | 2.1 | 0 | 10.5 |  |  |  | No | R-454B | 4.0417 | Residential & Commercial | Ducted CEE Tier 1
211260115 | Central HP <5.4 tons | HEIL | HRCU-A-CB (Split System: Heat Pump with Remote Outdoor Unit-Air-Source) | DLCURAH18ABK |  |  | EA*4X24L14A* | *80VTL0451412A* | 17600 | 16 | 8.5 | 18400 | 19100 | 103.8% | 2.3 | 0 | 10.5 |  |  |  | No | R-410A | 1.4667 | Residential & Commercial | Ducted CEE Tier 1
211260208 | Central HP <5.4 tons | HEIL | HRCU-A-CB (Split System: Heat Pump with Remote Outdoor Unit-Air-Source) | DLCURAH18ABK |  |  | EA*4X24L14A* | *92ESN0601412A* | 18100 | 16 | 9 | 18900 | 18900 | 100% | 2.28 | 0 | 10.5 |  |  |  | No | R-410A | 1.5083 | Residential & Commercial | Ducted CEE Tier 1
212986290 | Central HP <5.4 tons | HEIL | HRCU-A-CB (Split System: Heat Pump with Remote Outdoor Unit-Air-Source) | DLCURAH18ABK |  |  | EA*4X24L14A* | *96MSN0401410A* | 17400 | 16 | 8.5 | 18500 | 19500 | 105.4% | 2.34 | 0 | 10.5 |  |  |  | No | R-410A | 1.45 | Residential & Commercial | Ducted CEE Tier 1
212986374 | Central HP <5.4 tons | HEIL | HRCU-A-CB (Split System: Heat Pump with Remote Outdoor Unit-Air-Source) | DLCURAH18ABK |  |  | EN(A,D)4X30L14** | *96MSN0401410A* | 17600 | 16 | 8.1 | 18200 | 18600 | 102.2% | 2.24 | 0 | 10.5 |  |  |  | No | R-410A | 1.4667 | Residential & Commercial | Ducted CEE Tier 1
213072126 | Central HP <5.4 tons | ACIQ | HRCU-A-CB (Split System: Heat Pump with Remote Outdoor Unit-Air-Source) | DLCURAH18ABK |  |  | EA*4X19L17A* | *96VTN0601412A* | 18400 | 16 | 8.5 | 18400 | 17600 | 95.65% | 2.12 | 0 | 11 |  |  |  | No | R-410A | 1.5333 | Residential & Commercial | Ducted CEE Tier 1
213072143 | Central HP <5.4 tons | ACIQ | HRCU-A-CB (Split System: Heat Pump with Remote Outdoor Unit-Air-Source) | DLCURAH18ABK |  |  | EA*4X24L14A* | *96VSN0601412A* | 17800 | 16 | 8.5 | 18800 | 19000 | 101.1% | 2.28 | 0 | 10.5 |  |  |  | No | R-410A | 1.4833 | Residential & Commercial | Ducted CEE Tier 1
211389377 | Central HP <5.4 tons | LUXAIRE | HRCU-A-CB (Split System: Heat Pump with Remote Outdoor Unit-Air-Source) | HMH72B341 |  |  | XAFC36DXXN1+TXV | TM8Y100C20MP11 | 34000 | 17.5 | 8.5 | 33800 | 23800 | 70.41% | 2.1 | 0 | 10 |  |  |  | No | R-410A | 2.8333 | Residential & Commercial | Ducted CEE Tier 1
213079016 | Central HP <5.4 tons | HEIL | HRCU-A-CB (Split System: Heat Pump with Remote Outdoor Unit-Air-Source) | DLCURAH36ABK |  |  | EA*4X43L21A* | *80MSU0401712A* | 36600 | 16 | 8.5 | 38500 | 34800 | 90.39% | 2.08 | 0 | 10 |  |  |  | No | R-410A | 3.05 | Residential & Commercial | Ducted CEE Tier 1
213079268 | Central HP <5.4 tons | HEIL | HRCU-A-CB (Split System: Heat Pump with Remote Outdoor Unit-Air-Source) | DLCURAH36ABK |  |  | EA*4X48L21A* | *80MSU0802120A* | 36200 | 16.5 | 8.5 | 38000 | 34600 | 91.05% | 2.06 | 0 | 10 |  |  |  | No | R-410A | 3.0167 | Residential & Commercial | Ducted CEE Tier 1
213079852 | Central HP <5.4 tons | HEIL | HRCU-A-CB (Split System: Heat Pump with Remote Outdoor Unit-Air-Source) | DLCURAH36ABK |  |  | EA*4X37L21A* | *92MSN1002122A* | 36200 | 16.5 | 8.5 | 38000 | 34800 | 91.58% | 2.04 | 0 | 10 |  |  |  | No | R-410A | 3.0167 | Residential & Commercial | Ducted CEE Tier 1
211227105 | Central HP <5.4 tons | AIRQUEST | HRCU-A-CB (Split System: Heat Pump with Remote Outdoor Unit-Air-Source) | DLCURAH36ABK |  |  | EA*4X37L21A* | *96VSN0801716A* | 36800 | 15.2 | 8.5 | 38500 | 35000 | 90.91% | 2.1 | 0 | 10 |  |  |  | No | R-410A | 3.0667 | Residential & Commercial | Ducted CEE Tier 1
211227239 | Central HP <5.4 tons | AIRQUEST | HRCU-A-CB (Split System: Heat Pump with Remote Outdoor Unit-Air-Source) | DLCURAH36ABK |  |  | EA*4X37L21A* | OMV112K14A | 36200 | 15.5 | 8.5 | 38500 | 34800 | 90.39% | 2.06 | 0 | 10 |  |  |  | No | R-410A | 3.0167 | Residential & Commercial | Ducted CEE Tier 1
212988230 | Central HP <5.4 tons | HEIL | HRCU-A-CB (Split System: Heat Pump with Remote Outdoor Unit-Air-Source) | DLCURAH36ABK |  |  | EA*4X48L24A* | *96MSN1002122A* | 35800 | 16.5 | 8.5 | 37800 | 34600 | 91.53% | 2.06 | 0 | 10 |  |  |  | No | R-410A | 2.9833 | Residential & Commercial | Ducted CEE Tier 1
211227356 | Central HP <5.4 tons | AIRQUEST | HRCU-A-CB (Split System: Heat Pump with Remote Outdoor Unit-Air-Source) | DLCURAH36ABK |  |  | EA*4X42L21A* | *80ES(N,L)0902120A* | 36000 | 16 | 8.1 | 39500 | 35000 | 88.61% | 1.9 | 0 | 10 |  |  |  | No | R-410A | 3 | Residential & Commercial | Ducted CEE Tier 1
211229962 | Central HP <5.4 tons | HEIL | HRCU-A-CB (Split System: Heat Pump with Remote Outdoor Unit-Air-Source) | DLCURAH36ABK |  |  | EN(A,D,W)4X48L21** | *80ES(N,L)0902120A* | 36600 | 16 | 8.1 | 39500 | 34800 | 88.1% | 2.04 | 0 | 10.5 |  |  |  | No | R-410A | 3.05 | Residential & Commercial | Ducted CEE Tier 1
213071443 | Central HP <5.4 tons | ACIQ | HRCU-A-CB (Split System: Heat Pump with Remote Outdoor Unit-Air-Source) | DLCURAH24ABK |  |  | EN(A,D)4X30L17** | *92ESN0801716A* | 24200 | 17 | 8.1 | 26200 | 22800 | 87.02% | 1.88 | 0 | 10.5 |  |  |  | No | R-410A | 2.0167 | Residential & Commercial | Ducted CEE Tier 1
213071557 | Central HP <5.4 tons | ACIQ | HRCU-A-CB (Split System: Heat Pump with Remote Outdoor Unit-Air-Source) | DLCURAH24ABK |  |  | EN(A,D,W)4X36L17** | *95ESU0601716A* | 24200 | 16.5 | 8.1 | 26200 | 22800 | 87.02% | 1.9 | 0 | 10.5 |  |  |  | No | R-410A | 2.0167 | Residential & Commercial | Ducted CEE Tier 1
213071625 | Central HP <5.4 tons | ACIQ | HRCU-A-CB (Split System: Heat Pump with Remote Outdoor Unit-Air-Source) | DLCURAH24ABK |  |  | EN(A,D,W)4X36L17** | *96VTN0601714A* | 24000 | 16.5 | 8.1 | 26200 | 23200 | 88.55% | 1.92 | 0 | 10 |  |  |  | No | R-410A | 2 | Residential & Commercial | Ducted CEE Tier 1
213071808 | Central HP <5.4 tons | ACIQ | HRCU-A-CB (Split System: Heat Pump with Remote Outdoor Unit-Air-Source) | DLCURAH24ABK |  |  | EN(A,D)4X36L21** | *96VTN0401712A* | 23400 | 16 | 8.1 | 25800 | 24000 | 93.02% | 1.98 | 0 | 10 |  |  |  | No | R-410A | 1.95 | Residential & Commercial | Ducted CEE Tier 1
213070136 | Central HP <5.4 tons | ACIQ | HRCU-A-CB (Split System: Heat Pump with Remote Outdoor Unit-Air-Source) | DLCURAH24ABK |  |  | EA*4X36L17A* | *80ES(N,L)0701412A* | 24400 | 17 | 8.5 | 26200 | 22400 | 85.5% | 1.86 | 0 | 10 |  |  |  | No | R-410A | 2.0333 | Residential & Commercial | Ducted CEE Tier 1
212988716 | Central HP <5.4 tons | HEIL | HRCU-A-CB (Split System: Heat Pump with Remote Outdoor Unit-Air-Source) | DLCURAH24ABK |  |  | EA*4X37L21A* | *95MSU0401712A* | 24200 | 17 | 8.5 | 25200 | 21400 | 84.92% | 1.8 | 0 | 10 |  |  |  | No | R-410A | 2.0167 | Residential & Commercial | Ducted CEE Tier 1
212987430 | Central HP <5.4 tons | HEIL | HRCU-A-CB (Split System: Heat Pump with Remote Outdoor Unit-Air-Source) | DLCURAH24ABK |  |  | EA*4X37L17A* | *96MSN0801716A* | 24200 | 17 | 8.5 | 25200 | 22000 | 87.3% | 1.84 | 0 | 10 |  |  |  | No | R-410A | 2.0167 | Residential & Commercial | Ducted CEE Tier 1
212989148 | Central HP <5.4 tons | HEIL | HRCU-A-CB (Split System: Heat Pump with Remote Outdoor Unit-Air-Source) | DLCURAH24ABK |  |  | EA*4X25L17A* | *95MSU0601716A* | 24200 | 17 | 8.5 | 25200 | 21800 | 86.51% | 1.82 | 0 | 10 |  |  |  | No | R-410A | 2.0167 | Residential & Commercial | Ducted CEE Tier 1
212983727 | Central HP <5.4 tons | CARRIER | HRCU-A-CB (Split System: Heat Pump with Remote Outdoor Unit-Air-Source) | 38MURAQ18AB3* |  |  | CNPV*3017AL* | 59SC2E060M14**12 | 17400 | 16.5 | 8.1 | 18000 | 18700 | 103.9% | 2.24 | 0 | 11 |  |  |  | No | R-410A | 1.45 | Residential & Commercial | Ducted CEE Tier 1
216505875 | Central HP <5.4 tons | Panasonic | HRCU-A-CB (Split System: Heat Pump with Remote Outdoor Unit-Air-Source) | CU-M24BAHU |  |  | CS-HM24BAHU |  | 24000 | 18.1 | 9.7 | 26000 | 21600 | 83.08% | 1.87 | 0 | 11 |  |  |  | No | R-454B | 2 | Residential & Commercial | Ducted CEE Tier 1
215674420 | Central HP <5.4 tons | DAY & NIGHT | HRCU-A-CB (Split System: Heat Pump with Remote Outdoor Unit-Air-Source) | C5H0V48*K*AAA* |  |  | EA*5X61M21A*+WALLCON | *97CMN0802120B* | 46000 | 18 | 9 | 48000 | 33800 | 70.42% | 2.08 | 0 | 10 |  |  |  | No | R-454B | 3.8333 | Residential & Commercial | Ducted CEE Tier 1
213072145 | Central HP <5.4 tons | ACIQ | HRCU-A-CB (Split System: Heat Pump with Remote Outdoor Unit-Air-Source) | DLCURAH18ABK |  |  | EA*4X24L14A* | *95ESN0401410A* | 17700 | 15.5 | 8.5 | 18700 | 19000 | 101.6% | 2.28 | 0 | 10.5 |  |  |  | No | R-410A | 1.475 | Residential & Commercial | Ducted CEE Tier 1
213072193 | Central HP <5.4 tons | ACIQ | HRCU-A-CB (Split System: Heat Pump with Remote Outdoor Unit-Air-Source) | DLCURAH18ABK |  |  | EA*4X25L17A* | *95ESU0401712A* | 18200 | 16.5 | 8.5 | 18000 | 17600 | 97.78% | 2.12 | 0 | 11 |  |  |  | No | R-410A | 1.5167 | Residential & Commercial | Ducted CEE Tier 1
213072212 | Central HP <5.4 tons | ACIQ | HRCU-A-CB (Split System: Heat Pump with Remote Outdoor Unit-Air-Source) | DLCURAH18ABK |  |  | EA*4X25L17A* | *92ESN0601714A* | 18300 | 16.5 | 8.5 | 18000 | 17500 | 97.22% | 2.12 | 0 | 11 |  |  |  | No | R-410A | 1.525 | Residential & Commercial | Ducted CEE Tier 1
213072259 | Central HP <5.4 tons | ACIQ | HRCU-A-CB (Split System: Heat Pump with Remote Outdoor Unit-Air-Source) | DLCURAH18ABK |  |  | EA*4X30L17A* | *92ESN0401410A* | 18000 | 15.5 | 8.5 | 18700 | 18500 | 98.93% | 2.22 | 0 | 10.5 |  |  |  | No | R-410A | 1.5 | Residential & Commercial | Ducted CEE Tier 1
213072294 | Central HP <5.4 tons | ACIQ | HRCU-A-CB (Split System: Heat Pump with Remote Outdoor Unit-Air-Source) | DLCURAH18ABK |  |  | EN(A,D)4X24L17** | *96VSN0401712A* | 17700 | 15.5 | 8.5 | 18700 | 18800 | 100.5% | 2.26 | 0 | 10.5 |  |  |  | No | R-410A | 1.475 | Residential & Commercial | Ducted CEE Tier 1
213072377 | Central HP <5.4 tons | ACIQ | HRCU-A-CB (Split System: Heat Pump with Remote Outdoor Unit-Air-Source) | DLCURAH18ABK |  |  | FXM4X18**AL |  | 17800 | 16.5 | 8.5 | 18300 | 18500 | 101.1% | 2.22 | 0 | 10.5 |  |  |  | No | R-410A | 1.4833 | Residential & Commercial | Ducted CEE Tier 1
211260247 | Central HP <5.4 tons | HEIL | HRCU-A-CB (Split System: Heat Pump with Remote Outdoor Unit-Air-Source) | DLCURAH18ABK |  |  | EA*4X24L17A* | *80VSL0451412A* | 17700 | 16 | 8.5 | 18600 | 19100 | 102.7% | 2.28 | 0 | 10.5 |  |  |  | No | R-410A | 1.475 | Residential & Commercial | Ducted CEE Tier 1
211260740 | Central HP <5.4 tons | HEIL | HRCU-A-CB (Split System: Heat Pump with Remote Outdoor Unit-Air-Source) | DLCURAH18ABK |  |  | EA*4X25L17A* | *96VSN0601412A* | 18500 | 16 | 8.5 | 18300 | 17400 | 95.08% | 2.12 | 0 | 11 |  |  |  | No | R-410A | 1.5417 | Residential & Commercial | Ducted CEE Tier 1
213785343 | Central HP <5.4 tons | BRYANT HEATING AND COOLING SYSTEMS | HRCU-A-CB (Split System: Heat Pump with Remote Outdoor Unit-Air-Source) | 284ANV036*0**B* |  |  | CAP**3617AL*+UI | 935CB48060C17*** | 32000 | 18.5 | 8.5 | 38500 | 27000 | 70.13% | 1.92 | 0 | 11 |  |  |  | No | R-410A | 2.6667 | Residential & Commercial | Ducted CEE Tier 1
213785379 | Central HP <5.4 tons | BRYANT HEATING AND COOLING SYSTEMS | HRCU-A-CB (Split System: Heat Pump with Remote Outdoor Unit-Air-Source) | 284ANV036*0**B* |  |  | CAP**3717AL*+UI | 88*TB36070C14*** | 33200 | 18.5 | 9 | 37000 | 26200 | 70.81% | 2 | 0 | 11.5 |  |  |  | No | R-410A | 2.7667 | Residential & Commercial | Ducted CEE Tier 1
213785397 | Central HP <5.4 tons | BRYANT HEATING AND COOLING SYSTEMS | HRCU-A-CB (Split System: Heat Pump with Remote Outdoor Unit-Air-Source) | 284ANV036*0**B* |  |  | CAP**3721AL*+UI | 88*TB48070C17*** | 33800 | 19 | 9 | 36600 | 25800 | 70.49% | 2.02 | 0 | 11.7 |  |  |  | No | R-410A | 2.8167 | Residential & Commercial | Ducted CEE Tier 1
214574398 | Central HP <5.4 tons | CARRIER | HRCU-A-CB (Split System: Heat Pump with Remote Outdoor Unit-Air-Source) | 25VNA837A*031* |  |  | CSPH*6012AL*+UI | 59CU5B080C21**20 | 33000 | 17 | 8.5 | 32200 | 25000 | 77.64% | 2 | 0 | 11 |  |  |  | No | R-410A | 2.75 | Residential & Commercial | Ducted CEE Tier 1
214574498 | Central HP <5.4 tons | CARRIER | HRCU-A-CB (Split System: Heat Pump with Remote Outdoor Unit-Air-Source) | 25VNA837A*031* |  |  | CNPV*3621AL*+UI | 59TN6C080C21**20 | 31400 | 17 | 8.1 | 33000 | 24000 | 72.73% | 1.84 | 0 | 11 |  |  |  | No | R-410A | 2.6167 | Residential & Commercial | Ducted CEE Tier 1
214574648 | Central HP <5.4 tons | CARRIER | HRCU-A-CB (Split System: Heat Pump with Remote Outdoor Unit-Air-Source) | 25VNA837A*031* |  |  | CNPV*4824AL*+UI | 59CU5B100C21**22 | 32400 | 17.5 | 8.5 | 32600 | 24800 | 76.07% | 1.98 | 0 | 11.5 |  |  |  | No | R-410A | 2.7 | Residential & Commercial | Ducted CEE Tier 1
215667207 | Central HP <5.4 tons | DAY & NIGHT | HRCU-A-CB (Split System: Heat Pump with Remote Outdoor Unit-Air-Source) | C5H0V24*K*AAA* |  |  | EA*5X25M17A*+WALLCON | *80CTL0701716B* | 24000 | 17.5 | 9 | 23200 | 16400 | 70.69% | 2 | 0 | 10.5 |  |  |  | No | R-454B | 2 | Residential & Commercial | Ducted CEE Tier 1
215667387 | Central HP <5.4 tons | DAY & NIGHT | HRCU-A-CB (Split System: Heat Pump with Remote Outdoor Unit-Air-Source) | C5H0V24*K*AAA* |  |  | EA*5X30M17A*+WALLCON | *80CSU0601716A* | 23000 | 17 | 9 | 23800 | 16700 | 70.17% | 1.98 | 0 | 10 |  |  |  | No | R-454B | 1.9167 | Residential & Commercial | Ducted CEE Tier 1
215667440 | Central HP <5.4 tons | DAY & NIGHT | HRCU-A-CB (Split System: Heat Pump with Remote Outdoor Unit-Air-Source) | C5H0V24*K*AAA* |  |  | EA*5X30M17A*+WALLCON | *80CTL0701716B* | 23000 | 17 | 9 | 23800 | 16700 | 70.17% | 1.96 | 0 | 10 |  |  |  | No | R-454B | 1.9167 | Residential & Commercial | Ducted CEE Tier 1
215667808 | Central HP <5.4 tons | DAY & NIGHT | HRCU-A-CB (Split System: Heat Pump with Remote Outdoor Unit-Air-Source) | C5H0V24*K*AAA* |  |  | EA*5X37M17A*+WALLCON | *96CTN0801714B* | 23800 | 17 | 9 | 23400 | 16500 | 70.51% | 2 | 0 | 10.5 |  |  |  | No | R-454B | 1.9833 | Residential & Commercial | Ducted CEE Tier 1
213785499 | Central HP <5.4 tons | BRYANT HEATING AND COOLING SYSTEMS | HRCU-A-CB (Split System: Heat Pump with Remote Outdoor Unit-Air-Source) | 284ANV036*0**B* |  |  | CAP**4821AL*+UI | 986TD42060C17*** | 33000 | 19 | 9 | 36800 | 26000 | 70.65% | 2 | 0 | 11.5 |  |  |  | No | R-410A | 2.75 | Residential & Commercial | Ducted CEE Tier 1
213785517 | Central HP <5.4 tons | BRYANT HEATING AND COOLING SYSTEMS | HRCU-A-CB (Split System: Heat Pump with Remote Outdoor Unit-Air-Source) | 284ANV036*0**B* |  |  | CAP**4824AL*+UI | 986TD66120C24*** | 33200 | 19.5 | 9 | 36400 | 25800 | 70.88% | 2.04 | 0 | 12 |  |  |  | No | R-410A | 2.7667 | Residential & Commercial | Ducted CEE Tier 1
213785683 | Central HP <5.4 tons | BRYANT HEATING AND COOLING SYSTEMS | HRCU-A-CB (Split System: Heat Pump with Remote Outdoor Unit-Air-Source) | 284ANV036*0**B* |  |  | CSPH*4212AL*+UI | 987MC42060C17*** | 33000 | 18 | 8.5 | 37000 | 26200 | 70.81% | 2 | 0 | 11 |  |  |  | No | R-410A | 2.75 | Residential & Commercial | Ducted CEE Tier 1
213785697 | Central HP <5.4 tons | BRYANT HEATING AND COOLING SYSTEMS | HRCU-A-CB (Split System: Heat Pump with Remote Outdoor Unit-Air-Source) | 284ANV036*0**B* |  |  | CSPH*4212AL*+UI | 986TD66120C24*** | 33400 | 18.5 | 8.5 | 36600 | 26000 | 71.04% | 2.02 | 0 | 11.7 |  |  |  | No | R-410A | 2.7833 | Residential & Commercial | Ducted CEE Tier 1
213785699 | Central HP <5.4 tons | BRYANT HEATING AND COOLING SYSTEMS | HRCU-A-CB (Split System: Heat Pump with Remote Outdoor Unit-Air-Source) | 284ANV036*0**B* |  |  | CSPH*4812AL*+UI | 88*TB36045C17*** | 33200 | 18 | 8.5 | 37000 | 26200 | 70.81% | 2 | 0 | 11 |  |  |  | No | R-410A | 2.7667 | Residential & Commercial | Ducted CEE Tier 1
215681836 | Central HP <5.4 tons | AIRQUEST | HRCU-A-CB (Split System: Heat Pump with Remote Outdoor Unit-Air-Source) | H5H0V48*K*AAA* |  |  | EVM5X49M21A*+WALLCON | *80CSU0601716B* | 48000 | 18.5 | 9 | 50000 | 36800 | 73.6% | 2 | 0 | 10 |  |  |  | No | R-454B | 4 | Residential & Commercial | Ducted CEE Tier 1
215681936 | Central HP <5.4 tons | AIRQUEST | HRCU-A-CB (Split System: Heat Pump with Remote Outdoor Unit-Air-Source) | H5H0V48*K*AAA* |  |  | EVM5X60M21A*+WALLCON | *80CSU1002120B* | 48000 | 18.5 | 9 | 50000 | 36600 | 73.2% | 2 | 0 | 10 |  |  |  | No | R-454B | 4 | Residential & Commercial | Ducted CEE Tier 1
214396284 | Central HP <5.4 tons | COLEMAN | HRCU-A-CB (Split System: Heat Pump with Remote Outdoor Unit-Air-Source) | HH824E2S11 |  |  | CTM30B5ACS1 | TMLE100B12MP11 | 23000 | 17 | 9.5 | 23000 | 18300 | 79.57% | 2 | 0 | 12 |  |  |  | No | R-454B | 1.9167 | Residential & Commercial | Ducted CEE Tier 1
214671749 | Central HP <5.4 tons | TRANE | HRCU-A-CB (Split System: Heat Pump with Remote Outdoor Unit-Air-Source) | 4TWV7X60A1 |  |  | TEM8A0C48V41+TDR+LRP |  | 54000 | 17.1 | 8.5 | 52000 | 38000 | 73.08% | 1.8 | 0 | 12 |  |  |  | No | R-410A | 4.5 | Residential & Commercial | Ducted CEE Tier 1
214671756 | Central HP <5.4 tons | TRANE | HRCU-A-CB (Split System: Heat Pump with Remote Outdoor Unit-Air-Source) | 4TWV7X60A1 |  |  | TEM8B0C60V51+TDR+LRP |  | 54000 | 17.1 | 8.5 | 52000 | 38000 | 73.08% | 1.8 | 0 | 12 |  |  |  | No | R-410A | 4.5 | Residential & Commercial | Ducted CEE Tier 1
215668720 | Central HP <5.4 tons | DAY & NIGHT | HRCU-A-CB (Split System: Heat Pump with Remote Outdoor Unit-Air-Source) | C5H0V36*K*AAA* |  |  | EA*5X37M21A*+WALLCON | *95CSU1002122B* | 34600 | 18 | 9 | 35200 | 25000 | 71.02% | 1.9 | 0 | 10 |  |  |  | No | R-454B | 2.8833 | Residential & Commercial | Ducted CEE Tier 1
215668840 | Central HP <5.4 tons | DAY & NIGHT | HRCU-A-CB (Split System: Heat Pump with Remote Outdoor Unit-Air-Source) | C5H0V36*K*AAA* |  |  | EA*5X42M21A*+WALLCON | *80CTL0901716B* | 33200 | 18 | 9 | 35800 | 25600 | 71.51% | 1.86 | 0 | 10 |  |  |  | No | R-454B | 2.7667 | Residential & Commercial | Ducted CEE Tier 1
211230044 | Central HP <5.4 tons | HEIL | HRCU-A-CB (Split System: Heat Pump with Remote Outdoor Unit-Air-Source) | DLCURAH36ABK |  |  | EN(A,D,W)4X48L21** | *80ESU0802120A | 37400 | 15.5 | 8.5 | 39500 | 35000 | 88.61% | 2.1 | 0 | 10.5 |  |  |  | No | R-410A | 3.1167 | Residential & Commercial | Ducted CEE Tier 1
211230665 | Central HP <5.4 tons | HEIL | HRCU-A-CB (Split System: Heat Pump with Remote Outdoor Unit-Air-Source) | DLCURAH36ABK |  |  | EN(A,D)4X48L24** | *95ESN1002122A* | 37600 | 15.5 | 8.5 | 39500 | 35000 | 88.61% | 2.08 | 0 | 10.5 |  |  |  | No | R-410A | 3.1333 | Residential & Commercial | Ducted CEE Tier 1
211230696 | Central HP <5.4 tons | HEIL | HRCU-A-CB (Split System: Heat Pump with Remote Outdoor Unit-Air-Source) | DLCURAH36ABK |  |  | EN(A,D)4X48L24** | *96VSN0802120A* | 36200 | 16 | 8.1 | 38500 | 34800 | 90.39% | 2.02 | 0 | 10 |  |  |  | No | R-410A | 3.0167 | Residential & Commercial | Ducted CEE Tier 1
211230765 | Central HP <5.4 tons | HEIL | HRCU-A-CB (Split System: Heat Pump with Remote Outdoor Unit-Air-Source) | DLCURAH36ABK |  |  | EN(A,D)4X48L24** | *96VTN1002120A* | 36600 | 15.5 | 8.1 | 39500 | 35000 | 88.61% | 2.04 | 0 | 10 |  |  |  | No | R-410A | 3.05 | Residential & Commercial | Ducted CEE Tier 1
211230346 | Central HP <5.4 tons | HEIL | HRCU-A-CB (Split System: Heat Pump with Remote Outdoor Unit-Air-Source) | DLCURAH36ABK |  |  | EN(A,D,W)4X48L21** | *96VTN1002122A* | 36000 | 16.5 | 8.1 | 38500 | 34800 | 90.39% | 2.02 | 0 | 10.5 |  |  |  | No | R-410A | 3 | Residential & Commercial | Ducted CEE Tier 1
211230530 | Central HP <5.4 tons | HEIL | HRCU-A-CB (Split System: Heat Pump with Remote Outdoor Unit-Air-Source) | DLCURAH36ABK |  |  | EN(A,D)4X48L24** | *80VSL1102422A* | 36000 | 16.5 | 8.1 | 38500 | 34800 | 90.39% | 2.02 | 0 | 10 |  |  |  | No | R-410A | 3 | Residential & Commercial | Ducted CEE Tier 1
211228525 | Central HP <5.4 tons | HEIL | HRCU-A-CB (Split System: Heat Pump with Remote Outdoor Unit-Air-Source) | DLCURAH36ABK |  |  | EA*4X43L21A* | *95ESN1002122A* | 37400 | 15.5 | 8.5 | 39000 | 35000 | 89.74% | 2.16 | 0 | 10 |  |  |  | No | R-410A | 3.1167 | Residential & Commercial | Ducted CEE Tier 1
211261269 | Central HP <5.4 tons | HEIL | HRCU-A-CB (Split System: Heat Pump with Remote Outdoor Unit-Air-Source) | DLCURAH18ABK |  |  | EA*4X30L14A* | *96VSN0401410A* | 17500 | 16 | 8.5 | 18100 | 18600 | 102.8% | 2.24 | 0 | 10.5 |  |  |  | No | R-410A | 1.4583 | Residential & Commercial | Ducted CEE Tier 1
211261308 | Central HP <5.4 tons | HEIL | HRCU-A-CB (Split System: Heat Pump with Remote Outdoor Unit-Air-Source) | DLCURAH18ABK |  |  | EA*4X30L14A* | *80VTL0451412A* | 17800 | 16.5 | 8.5 | 18200 | 18500 | 101.6% | 2.22 | 0 | 10.5 |  |  |  | No | R-410A | 1.4833 | Residential & Commercial | Ducted CEE Tier 1
213072379 | Central HP <5.4 tons | ACIQ | HRCU-A-CB (Split System: Heat Pump with Remote Outdoor Unit-Air-Source) | DLCURAH18ABK |  |  | FXM4X30**AL |  | 18100 | 16 | 8.5 | 18400 | 18200 | 98.91% | 2.18 | 0 | 10.5 |  |  |  | No | R-410A | 1.5083 | Residential & Commercial | Ducted CEE Tier 1
211260527 | Central HP <5.4 tons | HEIL | HRCU-A-CB (Split System: Heat Pump with Remote Outdoor Unit-Air-Source) | DLCURAH18ABK |  |  | EA*4X24L17A* | *96VTN0601714A* | 17600 | 15.5 | 8.5 | 18600 | 19100 | 102.7% | 2.3 | 0 | 10.5 |  |  |  | No | R-410A | 1.4667 | Residential & Commercial | Ducted CEE Tier 1
211260644 | Central HP <5.4 tons | HEIL | HRCU-A-CB (Split System: Heat Pump with Remote Outdoor Unit-Air-Source) | DLCURAH18ABK |  |  | EA*4X24L17A* | *80ESU0601716A | 18500 | 16 | 9 | 19400 | 18600 | 95.88% | 2.26 | 0 | 10.5 |  |  |  | No | R-410A | 1.5417 | Residential & Commercial | Ducted CEE Tier 1
211260797 | Central HP <5.4 tons | HEIL | HRCU-A-CB (Split System: Heat Pump with Remote Outdoor Unit-Air-Source) | DLCURAH18ABK |  |  | EA*4X25L17A* | *80VSL0451716A* | 18100 | 16 | 8.5 | 18000 | 17500 | 97.22% | 2.12 | 0 | 10.5 |  |  |  | No | R-410A | 1.5083 | Residential & Commercial | Ducted CEE Tier 1
211261580 | Central HP <5.4 tons | HEIL | HRCU-A-CB (Split System: Heat Pump with Remote Outdoor Unit-Air-Source) | DLCURAH18ABK |  |  | EA*4X30L17A* | *96VSN0401410A* | 17500 | 16 | 8.5 | 18100 | 18600 | 102.8% | 2.24 | 0 | 10.5 |  |  |  | No | R-410A | 1.4583 | Residential & Commercial | Ducted CEE Tier 1
212989232 | Central HP <5.4 tons | HEIL | HRCU-A-CB (Split System: Heat Pump with Remote Outdoor Unit-Air-Source) | DLCURAH24ABK |  |  | EN(A,D)4X30L17** | *95MSU0601716A* | 23600 | 17 | 8.5 | 26400 | 24400 | 92.42% | 2.02 | 0 | 10.5 |  |  |  | No | R-410A | 1.9667 | Residential & Commercial | Ducted CEE Tier 1
213070187 | Central HP <5.4 tons | ACIQ | HRCU-A-CB (Split System: Heat Pump with Remote Outdoor Unit-Air-Source) | DLCURAH24ABK |  |  | EA*4X36L21A* | *96VSN0801716A* | 24400 | 16.5 | 8.5 | 26200 | 22400 | 85.5% | 1.86 | 0 | 10 |  |  |  | No | R-410A | 2.0333 | Residential & Commercial | Ducted CEE Tier 1
212988764 | Central HP <5.4 tons | HEIL | HRCU-A-CB (Split System: Heat Pump with Remote Outdoor Unit-Air-Source) | DLCURAH24ABK |  |  | EN(A,D)4X36L21** | *95MSU0401712A* | 23600 | 16.5 | 8.5 | 26400 | 24200 | 91.67% | 2 | 0 | 10 |  |  |  | No | R-410A | 1.9667 | Residential & Commercial | Ducted CEE Tier 1
212984104 | Central HP <5.4 tons | HEIL | HRCU-A-CB (Split System: Heat Pump with Remote Outdoor Unit-Air-Source) | DLCURAH24ABK |  |  | EA*4X37L21A* | *92MSN0601714A* | 24200 | 17.5 | 8.5 | 25200 | 21600 | 85.71% | 1.82 | 0 | 10 |  |  |  | No | R-410A | 2.0167 | Residential & Commercial | Ducted CEE Tier 1
212985354 | Central HP <5.4 tons | HEIL | HRCU-A-CB (Split System: Heat Pump with Remote Outdoor Unit-Air-Source) | DLCURAH24ABK |  |  | EA*4X37L21A* | *92MSN1002120A* | 24200 | 17.5 | 8.5 | 25200 | 21600 | 85.71% | 1.82 | 0 | 10.5 |  |  |  | No | R-410A | 2.0167 | Residential & Commercial | Ducted CEE Tier 1
212985790 | Central HP <5.4 tons | HEIL | HRCU-A-CB (Split System: Heat Pump with Remote Outdoor Unit-Air-Source) | DLCURAH24ABK |  |  | EA*4X30L14A* | *96MSN0261410A* | 23400 | 16.5 | 8.5 | 26400 | 24600 | 93.18% | 2.04 | 0 | 10 |  |  |  | No | R-410A | 1.95 | Residential & Commercial | Ducted CEE Tier 1
211390287 | Central HP <5.4 tons | CHAMPION HEATING AND COOLING | HRCU-A-CB (Split System: Heat Pump with Remote Outdoor Unit-Air-Source) | HMH72B341 |  |  | XAFC36DBCN1 | TPLC080C16MP13 | 34000 | 17.5 | 8.5 | 33800 | 23800 | 70.41% | 2.08 | 0 | 10 |  |  |  | No | R-410A | 2.8333 | Residential & Commercial | Ducted CEE Tier 1
214575799 | Central HP <5.4 tons | CARRIER | HRCU-A-CB (Split System: Heat Pump with Remote Outdoor Unit-Air-Source) | 25VNA436A*031* |  |  | CNPV*4221AL*+UI | 58TN*B070C21**20 | 33200 | 19 | 9 | 38000 | 26600 | 70% | 1.98 | 0 | 12 |  |  |  | No | R-410A | 2.7667 | Residential & Commercial | Ducted CEE Tier 1
214396911 | Central HP <5.4 tons | COLEMAN | HRCU-A-CB (Split System: Heat Pump with Remote Outdoor Unit-Air-Source) | HH836E2S11 |  |  | CTF36C5CDS1 | TM8E080C20MP11 | 34800 | 17 | 8.5 | 32800 | 27000 | 82.32% | 2 | 0 | 11 |  |  |  | No | R-454B | 2.9 | Residential & Commercial | Ducted CEE Tier 1
214396936 | Central HP <5.4 tons | COLEMAN | HRCU-A-CB (Split System: Heat Pump with Remote Outdoor Unit-Air-Source) | HH836E2S11 |  |  | CTF48C5CFS1 | TMLE080C16MP11 | 33200 | 19 | 9 | 31200 | 25400 | 81.41% | 2 | 0 | 11 |  |  |  | No | R-454B | 2.7667 | Residential & Commercial | Ducted CEE Tier 1
214397229 | Central HP <5.4 tons | COLEMAN | HRCU-A-CB (Split System: Heat Pump with Remote Outdoor Unit-Air-Source) | HH836E2S11 |  |  | CTM36C5CDS1 | TM8Y100C20MP11 | 33400 | 17 | 8.5 | 30800 | 25200 | 81.82% | 2 | 0 | 11.7 |  |  |  | No | R-454B | 2.7833 | Residential & Commercial | Ducted CEE Tier 1
214397338 | Central HP <5.4 tons | COLEMAN | HRCU-A-CB (Split System: Heat Pump with Remote Outdoor Unit-Air-Source) | HH836E2S11 |  |  | CTM48C5CFS1 | TMLE080C20MP11 | 34600 | 18 | 8.5 | 32800 | 25800 | 78.66% | 2 | 0 | 11 |  |  |  | No | R-454B | 2.8833 | Residential & Commercial | Ducted CEE Tier 1
211392881 | Central HP <5.4 tons | CHAMPION HEATING AND COOLING | HRCU-A-CB (Split System: Heat Pump with Remote Outdoor Unit-Air-Source) | HMH72B341 |  |  | XAUB36DXXN1+TXV | TM8E040A12MP11 | 34000 | 18 | 8.1 | 33600 | 23800 | 70.83% | 2.06 | 0 | 10 |  |  |  | No | R-410A | 2.8333 | Residential & Commercial | Ducted CEE Tier 1
211392902 | Central HP <5.4 tons | CHAMPION HEATING AND COOLING | HRCU-A-CB (Split System: Heat Pump with Remote Outdoor Unit-Air-Source) | HMH72B341 |  |  | XAUB36DXXN1+TXV | TMLE040A12MP11 | 34000 | 18 | 8.1 | 33600 | 23800 | 70.83% | 2.06 | 0 | 10 |  |  |  | No | R-410A | 2.8333 | Residential & Commercial | Ducted CEE Tier 1
211393390 | Central HP <5.4 tons | CHAMPION HEATING AND COOLING | HRCU-A-CB (Split System: Heat Pump with Remote Outdoor Unit-Air-Source) | HMH72B341 |  |  | XAFC30CXXN1+TXV | TL8E100C20UH11 | 33400 | 17.5 | 8.5 | 33000 | 23200 | 70.3% | 2.06 | 0 | 10 |  |  |  | No | R-410A | 2.7833 | Residential & Commercial | Ducted CEE Tier 1
213785016 | Central HP <5.4 tons | BRYANT HEATING AND COOLING SYSTEMS | HRCU-A-CB (Split System: Heat Pump with Remote Outdoor Unit-Air-Source) | 284ANV024*0**B* |  |  | CAP**2417AL*+UI | 88*TB48090C17*** | 23000 | 19.5 | 10 | 27000 | 20200 | 74.81% | 2.3 | 0 | 12.5 |  |  |  | No | R-410A | 1.9167 | Residential & Commercial | Ducted CEE Tier 1
213785018 | Central HP <5.4 tons | BRYANT HEATING AND COOLING SYSTEMS | HRCU-A-CB (Split System: Heat Pump with Remote Outdoor Unit-Air-Source) | 284ANV024*0**B* |  |  | CAP**2417AL*+UI | 987MC42060C17*** | 22800 | 19 | 10 | 27200 | 20200 | 74.26% | 2.26 | 0 | 12 |  |  |  | No | R-410A | 1.9 | Residential & Commercial | Ducted CEE Tier 1
213785084 | Central HP <5.4 tons | BRYANT HEATING AND COOLING SYSTEMS | HRCU-A-CB (Split System: Heat Pump with Remote Outdoor Unit-Air-Source) | 284ANV024*0**B* |  |  | CAP**3617AL*+UI | 986TD42080C17*** | 23200 | 20 | 10 | 26600 | 19900 | 74.81% | 2.4 | 0 | 12.5 |  |  |  | No | R-410A | 1.9333 | Residential & Commercial | Ducted CEE Tier 1
213785102 | Central HP <5.4 tons | BRYANT HEATING AND COOLING SYSTEMS | HRCU-A-CB (Split System: Heat Pump with Remote Outdoor Unit-Air-Source) | 284ANV024*0**B* |  |  | CAP**3621AL*+UI | 986TD42060C17*** | 23200 | 20 | 10 | 26600 | 20000 | 75.19% | 2.38 | 0 | 12.5 |  |  |  | No | R-410A | 1.9333 | Residential & Commercial | Ducted CEE Tier 1
213078358 | Central HP <5.4 tons | HEIL | HRCU-A-CB (Split System: Heat Pump with Remote Outdoor Unit-Air-Source) | DLCURAH36ABK |  |  | END4X42L17** | *80MS(N,L)0901714A* | 35600 | 16 | 8.1 | 38500 | 35000 | 90.91% | 1.94 | 0 | 10 |  |  |  | No | R-410A | 2.9667 | Residential & Commercial | Ducted CEE Tier 1
215674510 | Central HP <5.4 tons | DAY & NIGHT | HRCU-A-CB (Split System: Heat Pump with Remote Outdoor Unit-Air-Source) | C5H0V48*K*AAA* |  |  | EA*5X61M24A*+WALLCON | *80CTL1352422B* | 46000 | 18.5 | 9 | 47500 | 33600 | 70.74% | 2.08 | 0 | 10 |  |  |  | No | R-454B | 3.8333 | Residential & Commercial | Ducted CEE Tier 1
215675429 | Central HP <5.4 tons | DAY & NIGHT | HRCU-A-CB (Split System: Heat Pump with Remote Outdoor Unit-Air-Source) | C5H0V48*K*AAA* |  |  | EVM5X48M21A*+WALLCON | *95CSU1002122B* | 47000 | 18 | 9 | 50000 | 36400 | 72.8% | 2.02 | 0 | 10 |  |  |  | No | R-454B | 3.9167 | Residential & Commercial | Ducted CEE Tier 1
215675679 | Central HP <5.4 tons | DAY & NIGHT | HRCU-A-CB (Split System: Heat Pump with Remote Outdoor Unit-Air-Source) | C5H0V48*K*AAA* |  |  | EVM5X60M21A*+WALLCON | *80CSU0802120A* | 48000 | 19 | 9 | 50000 | 36600 | 73.2% | 2.12 | 0 | 10 |  |  |  | No | R-454B | 4 | Residential & Commercial | Ducted CEE Tier 1
215675729 | Central HP <5.4 tons | DAY & NIGHT | HRCU-A-CB (Split System: Heat Pump with Remote Outdoor Unit-Air-Source) | C5H0V48*K*AAA* |  |  | EVM5X60M21A*+WALLCON | *80CTL0901716B* | 48000 | 19 | 9 | 50000 | 37000 | 74% | 1.98 | 0 | 10 |  |  |  | No | R-454B | 4 | Residential & Commercial | Ducted CEE Tier 1
215675929 | Central HP <5.4 tons | DAY & NIGHT | HRCU-A-CB (Split System: Heat Pump with Remote Outdoor Unit-Air-Source) | C5H0V48*K*AAA* |  |  | EVM5X60M24A*+WALLCON | *97CMN1002122B* | 48000 | 19 | 9 | 50000 | 36600 | 73.2% | 2 | 0 | 10.5 |  |  |  | No | R-454B | 4 | Residential & Commercial | Ducted CEE Tier 1
215682006 | Central HP <5.4 tons | AIRQUEST | HRCU-A-CB (Split System: Heat Pump with Remote Outdoor Unit-Air-Source) | H5H0V48*K*AAA* |  |  | EVM5X60M24A*+WALLCON | *97CTN0802120A* | 48000 | 19 | 9 | 50000 | 36600 | 73.2% | 2 | 0 | 10 |  |  |  | No | R-454B | 4 | Residential & Commercial | Ducted CEE Tier 1
215682086 | Central HP <5.4 tons | AIRQUEST | HRCU-A-CB (Split System: Heat Pump with Remote Outdoor Unit-Air-Source) | H5H0V48*K*AAA* |  |  | EVM5X61M24A*+WALLCON | *97CTN1202422A* | 48500 | 19.5 | 9.5 | 50000 | 36600 | 73.2% | 2.12 | 0 | 10.5 |  |  |  | No | R-454B | 4.0417 | Residential & Commercial | Ducted CEE Tier 1
213785637 | Central HP <5.4 tons | BRYANT HEATING AND COOLING SYSTEMS | HRCU-A-CB (Split System: Heat Pump with Remote Outdoor Unit-Air-Source) | 284ANV036*0**B* |  |  | CSPH*3612AL*+UI | 88*TB36070C14*** | 33000 | 18 | 8.5 | 37200 | 26400 | 70.97% | 2 | 0 | 11 |  |  |  | No | R-410A | 2.75 | Residential & Commercial | Ducted CEE Tier 1
215675456 | Central HP <5.4 tons | AIRQUEST | HRCU-A-CB (Split System: Heat Pump with Remote Outdoor Unit-Air-Source) | H5H0V48*K*AAA* |  |  | EVM5X48M21A*+WALLCON | *97CMN1002122B* | 47000 | 18.5 | 9 | 50000 | 36400 | 72.8% | 2 | 0 | 10 |  |  |  | No | R-454B | 3.9167 | Residential & Commercial | Ducted CEE Tier 1
215675606 | Central HP <5.4 tons | AIRQUEST | HRCU-A-CB (Split System: Heat Pump with Remote Outdoor Unit-Air-Source) | H5H0V48*K*AAA* |  |  | EVM5X49M21A*+WALLCON | *97CMN0602120B* | 47500 | 18.5 | 9 | 50000 | 37200 | 74.4% | 1.98 | 0 | 10 |  |  |  | No | R-454B | 3.9583 | Residential & Commercial | Ducted CEE Tier 1
215675626 | Central HP <5.4 tons | AIRQUEST | HRCU-A-CB (Split System: Heat Pump with Remote Outdoor Unit-Air-Source) | H5H0V48*K*AAA* |  |  | EVM5X49M21A*+WALLCON | *97CMN0802120B* | 48000 | 19 | 9 | 50000 | 36800 | 73.6% | 2 | 0 | 10 |  |  |  | No | R-454B | 4 | Residential & Commercial | Ducted CEE Tier 1
211393449 | Central HP <5.4 tons | CHAMPION HEATING AND COOLING | HRCU-A-CB (Split System: Heat Pump with Remote Outdoor Unit-Air-Source) | HMH72B341 |  |  | XAFC36DXXN1+TXV | TL8E080C16UH11 | 34000 | 17.5 | 8.1 | 34000 | 24200 | 71.18% | 2.1 | 0 | 10 |  |  |  | No | R-410A | 2.8333 | Residential & Commercial | Ducted CEE Tier 1
213785365 | Central HP <5.4 tons | BRYANT HEATING AND COOLING SYSTEMS | HRCU-A-CB (Split System: Heat Pump with Remote Outdoor Unit-Air-Source) | 284ANV036*0**B* |  |  | CAP**3621AL*+UI | 987MC42060C17*** | 32000 | 18.5 | 8.5 | 38500 | 27200 | 70.65% | 1.92 | 0 | 11 |  |  |  | No | R-410A | 2.6667 | Residential & Commercial | Ducted CEE Tier 1
213785381 | Central HP <5.4 tons | BRYANT HEATING AND COOLING SYSTEMS | HRCU-A-CB (Split System: Heat Pump with Remote Outdoor Unit-Air-Source) | 284ANV036*0**B* |  |  | CAP**3717AL*+UI | 88*TB48070C17*** | 33400 | 18.5 | 9 | 37000 | 26200 | 70.81% | 2 | 0 | 11.5 |  |  |  | No | R-410A | 2.7833 | Residential & Commercial | Ducted CEE Tier 1
213785383 | Central HP <5.4 tons | BRYANT HEATING AND COOLING SYSTEMS | HRCU-A-CB (Split System: Heat Pump with Remote Outdoor Unit-Air-Source) | 284ANV036*0**B* |  |  | CAP**3717AL*+UI | 88*TB48090C17*** | 33400 | 19 | 9 | 36800 | 26000 | 70.65% | 2.02 | 0 | 11.7 |  |  |  | No | R-410A | 2.7833 | Residential & Commercial | Ducted CEE Tier 1
213785399 | Central HP <5.4 tons | BRYANT HEATING AND COOLING SYSTEMS | HRCU-A-CB (Split System: Heat Pump with Remote Outdoor Unit-Air-Source) | 284ANV036*0**B* |  |  | CAP**3721AL*+UI | 88*TB48090C17*** | 33800 | 19 | 9 | 36400 | 25800 | 70.88% | 2.04 | 0 | 12 |  |  |  | No | R-410A | 2.8167 | Residential & Commercial | Ducted CEE Tier 1
213785413 | Central HP <5.4 tons | BRYANT HEATING AND COOLING SYSTEMS | HRCU-A-CB (Split System: Heat Pump with Remote Outdoor Unit-Air-Source) | 284ANV036*0**B* |  |  | CAP**3721AL*+UI | 986TD42060C17*** | 33600 | 19 | 9 | 36800 | 25800 | 70.11% | 2.02 | 0 | 11.7 |  |  |  | No | R-410A | 2.8 | Residential & Commercial | Ducted CEE Tier 1
213785415 | Central HP <5.4 tons | BRYANT HEATING AND COOLING SYSTEMS | HRCU-A-CB (Split System: Heat Pump with Remote Outdoor Unit-Air-Source) | 284ANV036*0**B* |  |  | CAP**3721AL*+UI | 986TD42080C17*** | 33800 | 19 | 9 | 36600 | 25800 | 70.49% | 2.02 | 0 | 11.7 |  |  |  | No | R-410A | 2.8167 | Residential & Commercial | Ducted CEE Tier 1
213785447 | Central HP <5.4 tons | BRYANT HEATING AND COOLING SYSTEMS | HRCU-A-CB (Split System: Heat Pump with Remote Outdoor Unit-Air-Source) | 284ANV036*0**B* |  |  | CAP**4224AL*+UI | 88*TB66135C24*** | 32600 | 19 | 9 | 37800 | 26600 | 70.37% | 1.98 | 0 | 11.7 |  |  |  | No | R-410A | 2.7167 | Residential & Commercial | Ducted CEE Tier 1
215674200 | Central HP <5.4 tons | DAY & NIGHT | HRCU-A-CB (Split System: Heat Pump with Remote Outdoor Unit-Air-Source) | C5H0V48*K*AAA* |  |  | EA*5X60M24A*+WALLCON | *80CTL1102120B* | 45000 | 18 | 9 | 47500 | 33400 | 70.32% | 2.08 | 0 | 10 |  |  |  | No | R-454B | 3.75 | Residential & Commercial | Ducted CEE Tier 1
215674350 | Central HP <5.4 tons | DAY & NIGHT | HRCU-A-CB (Split System: Heat Pump with Remote Outdoor Unit-Air-Source) | C5H0V48*K*AAA* |  |  | EA*5X61M21A*+WALLCON | *80CTL0702120B* | 46000 | 18 | 9 | 48000 | 33800 | 70.42% | 2.06 | 0 | 10 |  |  |  | No | R-454B | 3.8333 | Residential & Commercial | Ducted CEE Tier 1
212983295 | Central HP <5.4 tons | BRYANT HEATING AND COOLING SYSTEMS | HRCU-A-CB (Split System: Heat Pump with Remote Outdoor Unit-Air-Source) | 38MURAQ18AB3* |  |  | CNPV*2417AL* | 912SE36040M17*** | 17200 | 15.5 | 8.1 | 18300 | 19300 | 105.5% | 2.3 | 0 | 10.5 |  |  |  | No | R-410A | 1.4333 | Residential & Commercial | Ducted CEE Tier 1
212978774 | Central HP <5.4 tons | CARRIER | HRCU-A-CB (Split System: Heat Pump with Remote Outdoor Unit-Air-Source) | 38MURAQ18AB3* |  |  | CAP**3017AL* | 58S(B,C)*B070M17**12 | 17600 | 16.5 | 8.5 | 18200 | 18800 | 103.3% | 2.26 | 0 | 10.5 |  |  |  | No | R-410A | 1.4667 | Residential & Commercial | Ducted CEE Tier 1
215674210 | Central HP <5.4 tons | DAY & NIGHT | HRCU-A-CB (Split System: Heat Pump with Remote Outdoor Unit-Air-Source) | C5H0V48*K*AAA* |  |  | EA*5X60M24A*+WALLCON | *80CTL1352422B* | 45000 | 18 | 9 | 47500 | 33400 | 70.32% | 2.08 | 0 | 10 |  |  |  | No | R-454B | 3.75 | Residential & Commercial | Ducted CEE Tier 1
215662848 | Central HP <5.4 tons | DAY & NIGHT | HRCU-A-CB (Split System: Heat Pump with Remote Outdoor Unit-Air-Source) | C5H0V36*K*AAA* |  |  | FCMA5B48L0C*+WALLCON |  | 34800 | 19 | 9 | 34600 | 24600 | 71.1% | 1.96 | 0 | 11 |  |  |  | No | R-454B | 2.9 | Residential & Commercial | Ducted CEE Tier 1
215669528 | Central HP <5.4 tons | DAY & NIGHT | HRCU-A-CB (Split System: Heat Pump with Remote Outdoor Unit-Air-Source) | C5H0V36*K*AAA* |  |  | EA*5X61M21A*+WALLCON | *95CSU1002122B* | 35000 | 18 | 9 | 34400 | 24800 | 72.09% | 1.92 | 0 | 10 |  |  |  | No | R-454B | 2.9167 | Residential & Commercial | Ducted CEE Tier 1
215669578 | Central HP <5.4 tons | DAY & NIGHT | HRCU-A-CB (Split System: Heat Pump with Remote Outdoor Unit-Air-Source) | C5H0V36*K*AAA* |  |  | EA*5X61M21A*+WALLCON | *97CMN1002122B* | 34800 | 18.5 | 9 | 34400 | 24800 | 72.09% | 1.92 | 0 | 10.5 |  |  |  | No | R-454B | 2.9 | Residential & Commercial | Ducted CEE Tier 1
215669628 | Central HP <5.4 tons | DAY & NIGHT | HRCU-A-CB (Split System: Heat Pump with Remote Outdoor Unit-Air-Source) | C5H0V36*K*AAA* |  |  | EA*5X61M24A*+WALLCON | *80CTL0702120B* | 34800 | 18.5 | 9 | 34400 | 24800 | 72.09% | 1.92 | 0 | 10 |  |  |  | No | R-454B | 2.9 | Residential & Commercial | Ducted CEE Tier 1
213785050 | Central HP <5.4 tons | BRYANT HEATING AND COOLING SYSTEMS | HRCU-A-CB (Split System: Heat Pump with Remote Outdoor Unit-Air-Source) | 284ANV024*0**B* |  |  | CAP**3017AL*+UI | 88*TB36045C17*** | 23000 | 19 | 10 | 26800 | 20200 | 75.37% | 2.34 | 0 | 12.5 |  |  |  | No | R-410A | 1.9167 | Residential & Commercial | Ducted CEE Tier 1
213785052 | Central HP <5.4 tons | BRYANT HEATING AND COOLING SYSTEMS | HRCU-A-CB (Split System: Heat Pump with Remote Outdoor Unit-Air-Source) | 284ANV024*0**B* |  |  | CAP**3017AL*+UI | 88*TB36070C14*** | 23200 | 20 | 10 | 26600 | 20000 | 75.19% | 2.36 | 0 | 12.5 |  |  |  | No | R-410A | 1.9333 | Residential & Commercial | Ducted CEE Tier 1
213785086 | Central HP <5.4 tons | BRYANT HEATING AND COOLING SYSTEMS | HRCU-A-CB (Split System: Heat Pump with Remote Outdoor Unit-Air-Source) | 284ANV024*0**B* |  |  | CAP**3621AL*+UI | 88*TB36045C17*** | 23200 | 19.5 | 10 | 26800 | 20000 | 74.63% | 2.38 | 0 | 12.5 |  |  |  | No | R-410A | 1.9333 | Residential & Commercial | Ducted CEE Tier 1
215674280 | Central HP <5.4 tons | DAY & NIGHT | HRCU-A-CB (Split System: Heat Pump with Remote Outdoor Unit-Air-Source) | C5H0V48*K*AAA* |  |  | EA*5X60M24A*+WALLCON | *96CTN1002122B* | 45000 | 18 | 9 | 47500 | 33600 | 70.74% | 2.06 | 0 | 10 |  |  |  | No | R-454B | 3.75 | Residential & Commercial | Ducted CEE Tier 1
215676069 | Central HP <5.4 tons | DAY & NIGHT | HRCU-A-CB (Split System: Heat Pump with Remote Outdoor Unit-Air-Source) | C5H0V48*K*AAA* |  |  | EVM5X61M24A*+WALLCON | *97CMN1202422B* | 48500 | 19.5 | 9.5 | 50000 | 36800 | 73.6% | 2.12 | 0 | 10.5 |  |  |  | No | R-454B | 4.0417 | Residential & Commercial | Ducted CEE Tier 1
215676249 | Central HP <5.4 tons | DAY & NIGHT | HRCU-A-CB (Split System: Heat Pump with Remote Outdoor Unit-Air-Source) | C5H0V48*K*AAA* |  |  | EVD5X48M24A*+WALLCON | *95CSU1002122B* | 47000 | 18.5 | 9 | 50000 | 36200 | 72.4% | 2.02 | 0 | 10 |  |  |  | No | R-454B | 3.9167 | Residential & Commercial | Ducted CEE Tier 1
215676469 | Central HP <5.4 tons | DAY & NIGHT | HRCU-A-CB (Split System: Heat Pump with Remote Outdoor Unit-Air-Source) | C5H0V48*K*AAA* |  |  | EVD5X60M21A*+WALLCON | *80CTL0901716B* | 48000 | 19 | 9 | 50000 | 36800 | 73.6% | 1.98 | 0 | 10 |  |  |  | No | R-454B | 4 | Residential & Commercial | Ducted CEE Tier 1
215676029 | Central HP <5.4 tons | DAY & NIGHT | HRCU-A-CB (Split System: Heat Pump with Remote Outdoor Unit-Air-Source) | C5H0V48*K*AAA* |  |  | EVM5X61M24A*+WALLCON | *95CSU1002122B* | 48500 | 19 | 9 | 50000 | 36600 | 73.2% | 2.1 | 0 | 10.5 |  |  |  | No | R-454B | 4.0417 | Residential & Commercial | Ducted CEE Tier 1
215676229 | Central HP <5.4 tons | DAY & NIGHT | HRCU-A-CB (Split System: Heat Pump with Remote Outdoor Unit-Air-Source) | C5H0V48*K*AAA* |  |  | EVD5X48M24A*+WALLCON | *80CTL1352422B* | 47000 | 19 | 9 | 50000 | 36200 | 72.4% | 2 | 0 | 10 |  |  |  | No | R-454B | 3.9167 | Residential & Commercial | Ducted CEE Tier 1
213785054 | Central HP <5.4 tons | BRYANT HEATING AND COOLING SYSTEMS | HRCU-A-CB (Split System: Heat Pump with Remote Outdoor Unit-Air-Source) | 284ANV024*0**B* |  |  | CAP**3017AL*+UI | 88*TB48070C17*** | 23200 | 19.5 | 10 | 26800 | 20000 | 74.63% | 2.36 | 0 | 12.5 |  |  |  | No | R-410A | 1.9333 | Residential & Commercial | Ducted CEE Tier 1
216505877 | Central HP <5.4 tons | Panasonic | HRCU-A-CB (Split System: Heat Pump with Remote Outdoor Unit-Air-Source) | CU-M48BAHU |  |  | CS-HM48BAHU |  | 48000 | 16 | 8.5 | 48000 | 38000 | 79.17% | 1.85 | 0 | 10 |  |  |  | No | R-454B | 4 | Residential & Commercial | Ducted CEE Tier 1
207436146 | Central HP <5.4 tons | LENNOX | HRCU-A-CB (Split System: Heat Pump with Remote Outdoor Unit-Air-Source) | SL25XPV-024-230A** |  |  | C35-36A+TDR+TXV | SL280UH060NV36A* | 22400 | 22.2 | 9.2 | 21400 | 20400 | 95.33% | 1.84 | 15.5 | 14.5 |  |  |  | No | R-410A | 1.8667 | Residential & Commercial | Ducted CEE Tier 1
207436147 | Central HP <5.4 tons | LENNOX | HRCU-A-CB (Split System: Heat Pump with Remote Outdoor Unit-Air-Source) | SL25XPV-024-230A** |  |  | C35-36A+TDR+TXV | SL280UH070XV36A* | 22200 | 21.8 | 9.2 | 21600 | 20400 | 94.44% | 1.84 | 15 | 14.3 |  |  |  | No | R-410A | 1.85 | Residential & Commercial | Ducted CEE Tier 1
207436214 | Central HP <5.4 tons | LENNOX | HRCU-A-CB (Split System: Heat Pump with Remote Outdoor Unit-Air-Source) | SL25XPV-024-230A** |  |  | CHX35-42C-**-*+TDR | SL297UH080NV48C* | 22200 | 21.4 | 9.3 | 21400 | 20200 | 94.39% | 1.9 | 15 | 14.4 |  |  |  | No | R-410A | 1.85 | Residential & Commercial | Ducted CEE Tier 1
212989268 | Central HP <5.4 tons | HEIL | HRCU-A-CB (Split System: Heat Pump with Remote Outdoor Unit-Air-Source) | DLCURAH18ABK |  |  | EA*4X19L17A* | *95MSU0601716A* | 17800 | 16.5 | 8.1 | 17800 | 17900 | 100.6% | 2.16 | 0 | 10.5 |  |  |  | No | R-410A | 1.4833 | Residential & Commercial | Ducted CEE Tier 1
212988800 | Central HP <5.4 tons | HEIL | HRCU-A-CB (Split System: Heat Pump with Remote Outdoor Unit-Air-Source) | DLCURAH18ABK |  |  | EA*4X25L17A* | *95MSU0401712A* | 17700 | 16.5 | 8.1 | 17700 | 17800 | 100.6% | 2.14 | 0 | 10.5 |  |  |  | No | R-410A | 1.475 | Residential & Commercial | Ducted CEE Tier 1
212983184 | Central HP <5.4 tons | CARRIER | HRCU-A-CB (Split System: Heat Pump with Remote Outdoor Unit-Air-Source) | 38MURAQ24AB3* |  |  | CAP**3717AL* | 59SC2E040M17**12 | 23800 | 16 | 8.5 | 25800 | 22600 | 87.6% | 1.86 | 0 | 10 |  |  |  | No | R-410A | 1.9833 | Residential & Commercial | Ducted CEE Tier 1
212983217 | Central HP <5.4 tons | CARRIER | HRCU-A-CB (Split System: Heat Pump with Remote Outdoor Unit-Air-Source) | 38MURAQ24AB3* |  |  | CNPV*3017AL* | 59SC2E040M17**12 | 23400 | 15.5 | 8.1 | 26200 | 24200 | 92.37% | 1.98 | 0 | 10 |  |  |  | No | R-410A | 1.95 | Residential & Commercial | Ducted CEE Tier 1
212983536 | Central HP <5.4 tons | CARRIER | HRCU-A-CB (Split System: Heat Pump with Remote Outdoor Unit-Air-Source) | 38MURAQ24AB3* |  |  | CAP**3014AL* | 59SC2E060M14**12 | 23800 | 16.5 | 8.5 | 26400 | 24200 | 91.67% | 2 | 0 | 10 |  |  |  | No | R-410A | 1.9833 | Residential & Commercial | Ducted CEE Tier 1
212985840 | Central HP <5.4 tons | HEIL | HRCU-A-CB (Split System: Heat Pump with Remote Outdoor Unit-Air-Source) | DLCURAH24ABK |  |  | EN(A,D)4X24L17** | *96MSN0261410A* | 23200 | 16 | 8.5 | 27000 | 25200 | 93.33% | 2.08 | 0 | 10 |  |  |  | No | R-410A | 1.9333 | Residential & Commercial | Ducted CEE Tier 1
211245504 | Central HP <5.4 tons | AIRQUEST | HRCU-A-CB (Split System: Heat Pump with Remote Outdoor Unit-Air-Source) | DLCURAH24ABK |  |  | EN(A,D)4X36L21** | *95ESN0802120A* | 24600 | 16.5 | 8.5 | 26600 | 22400 | 84.21% | 1.84 | 0 | 10.5 |  |  |  | No | R-410A | 2.05 | Residential & Commercial | Ducted CEE Tier 1
211245806 | Central HP <5.4 tons | AIRQUEST | HRCU-A-CB (Split System: Heat Pump with Remote Outdoor Unit-Air-Source) | DLCURAH24ABK |  |  | FEM4X24**CL |  | 23800 | 17.5 | 8.5 | 26000 | 23800 | 91.54% | 2 | 0 | 10 |  |  |  | No | R-410A | 1.9833 | Residential & Commercial | Ducted CEE Tier 1
211245939 | Central HP <5.4 tons | AIRQUEST | HRCU-A-CB (Split System: Heat Pump with Remote Outdoor Unit-Air-Source) | DLCURAH24ABK |  |  | FM(C,U)4Z24**AL* |  | 23800 | 17.5 | 9 | 27200 | 25800 | 94.85% | 2.18 | 0 | 10 |  |  |  | No | R-410A | 1.9833 | Residential & Commercial | Ducted CEE Tier 1
214397249 | Central HP <5.4 tons | COLEMAN | HRCU-A-CB (Split System: Heat Pump with Remote Outdoor Unit-Air-Source) | HH836E2S11 |  |  | CTF36C5CDS1+JME16C2SN1 |  | 34600 | 19 | 9 | 31600 | 26000 | 82.28% | 2 | 0 | 12 |  |  |  | No | R-454B | 2.8833 | Residential & Commercial | Ducted CEE Tier 1
214397254 | Central HP <5.4 tons | COLEMAN | HRCU-A-CB (Split System: Heat Pump with Remote Outdoor Unit-Air-Source) | HH836E2S11 |  |  | CTF36B5CDS1 | TM9Y080B12MP11 | 33400 | 18 | 8.5 | 31400 | 25600 | 81.53% | 2 | 0 | 11 |  |  |  | No | R-454B | 2.7833 | Residential & Commercial | Ducted CEE Tier 1
214397279 | Central HP <5.4 tons | COLEMAN | HRCU-A-CB (Split System: Heat Pump with Remote Outdoor Unit-Air-Source) | HH836E2S11 |  |  | CTF36C5CDS1 | CP9C080C16MP13 | 33800 | 18 | 8.5 | 31800 | 26000 | 81.76% | 2 | 0 | 11 |  |  |  | No | R-454B | 2.8167 | Residential & Commercial | Ducted CEE Tier 1
214397306 | Central HP <5.4 tons | COLEMAN | HRCU-A-CB (Split System: Heat Pump with Remote Outdoor Unit-Air-Source) | HH836E2S11 |  |  | CTF36B5CDS1 | TM8V080B12MP12 | 33000 | 17 | 8.5 | 31000 | 25200 | 81.29% | 2 | 0 | 11 |  |  |  | No | R-454B | 2.75 | Residential & Commercial | Ducted CEE Tier 1
211389369 | Central HP <5.4 tons | CHAMPION HEATING AND COOLING | HRCU-A-CB (Split System: Heat Pump with Remote Outdoor Unit-Air-Source) | HMH72B341 |  |  | XAFC36DXXN1+TXV | TM8Y120C20MP11 | 34000 | 17.5 | 8.5 | 33800 | 23800 | 70.41% | 2.1 | 0 | 10 |  |  |  | No | R-410A | 2.8333 | Residential & Commercial | Ducted CEE Tier 1
213785136 | Central HP <5.4 tons | BRYANT HEATING AND COOLING SYSTEMS | HRCU-A-CB (Split System: Heat Pump with Remote Outdoor Unit-Air-Source) | 284ANV024*0**B* |  |  | CAP**4221AL*+UI | 88*TB60090C21*** | 23400 | 20 | 10 | 26600 | 19700 | 74.06% | 2.46 | 0 | 13 |  |  |  | No | R-410A | 1.95 | Residential & Commercial | Ducted CEE Tier 1
213785152 | Central HP <5.4 tons | BRYANT HEATING AND COOLING SYSTEMS | HRCU-A-CB (Split System: Heat Pump with Remote Outdoor Unit-Air-Source) | 284ANV024*0**B* |  |  | CAP**4224AL*+UI | 88*TB60090C21*** | 23200 | 20 | 10 | 26600 | 19700 | 74.06% | 2.46 | 0 | 13 |  |  |  | No | R-410A | 1.9333 | Residential & Commercial | Ducted CEE Tier 1
213062600 | Central HP <5.4 tons | ACIQ | HRCU-A-CB (Split System: Heat Pump with Remote Outdoor Unit-Air-Source) | HVH825GKA2* |  |  | EA*4X36L17A*+WALLCON | *80CTL0701716A* | 23600 | 16.5 | 8.1 | 21400 | 16700 | 78.04% | 1.94 | 11.5 | 11 |  |  |  | No | R-410A | 1.9667 | Residential & Commercial | Ducted CEE Tier 1
213062602 | Central HP <5.4 tons | ACIQ | HRCU-A-CB (Split System: Heat Pump with Remote Outdoor Unit-Air-Source) | HVH825GKA2* |  |  | EA*4X36L17A*+WALLCON | *96CTN0801714A* | 23600 | 16.5 | 8.1 | 21600 | 16700 | 77.31% | 1.92 | 11.5 | 10.5 |  |  |  | No | R-410A | 1.9667 | Residential & Commercial | Ducted CEE Tier 1
215676279 | Central HP <5.4 tons | DAY & NIGHT | HRCU-A-CB (Split System: Heat Pump with Remote Outdoor Unit-Air-Source) | C5H0V48*K*AAA* |  |  | EVD5X48M24A*+WALLCON | *96CTN1202422B* | 47000 | 18.5 | 9 | 50000 | 36400 | 72.8% | 2 | 0 | 10 |  |  |  | No | R-454B | 3.9167 | Residential & Commercial | Ducted CEE Tier 1
215676529 | Central HP <5.4 tons | DAY & NIGHT | HRCU-A-CB (Split System: Heat Pump with Remote Outdoor Unit-Air-Source) | C5H0V48*K*AAA* |  |  | EVD5X60M21A*+WALLCON | *97CMN0602120B* | 47500 | 18.5 | 9 | 50000 | 37200 | 74.4% | 1.98 | 0 | 10 |  |  |  | No | R-454B | 3.9583 | Residential & Commercial | Ducted CEE Tier 1
215662871 | Central HP <5.4 tons | DAY & NIGHT | HRCU-A-CB (Split System: Heat Pump with Remote Outdoor Unit-Air-Source) | C5H0V48*K*AAA* |  |  | FCMA5B48L0C*+WALLCON |  | 45500 | 19 | 9 | 48000 | 33600 | 70% | 2.1 | 0 | 10.5 |  |  |  | No | R-454B | 3.7917 | Residential & Commercial | Ducted CEE Tier 1
212983686 | Central HP <5.4 tons | CARRIER | HRCU-A-CB (Split System: Heat Pump with Remote Outdoor Unit-Air-Source) | 38MURAQ18AB3* |  |  | CNPV*1814AL* | 59SC2E060M14**12 | 17300 | 16 | 8.5 | 18500 | 19800 | 107% | 2.38 | 0 | 10.5 |  |  |  | No | R-410A | 1.4417 | Residential & Commercial | Ducted CEE Tier 1
213080900 | Central HP <5.4 tons | ACIQ | HRCU-A-CB (Split System: Heat Pump with Remote Outdoor Unit-Air-Source) | HVH837GKA** |  |  | END4X42L17**+WALLCON | *80CTL0901716A* | 32200 | 17.5 | 8.1 | 33000 | 24600 | 74.55% | 1.92 | 11 | 11.7 |  |  |  | No | R-410A | 2.6833 | Residential & Commercial | Ducted CEE Tier 1
213080901 | Central HP <5.4 tons | ACIQ | HRCU-A-CB (Split System: Heat Pump with Remote Outdoor Unit-Air-Source) | HVH837GKA** |  |  | EN(A,D,W)4X48L21**+WALLCON | *80CTL0902120A* | 32400 | 17.5 | 8.1 | 33000 | 24800 | 75.15% | 1.96 | 12 | 11.7 |  |  |  | No | R-410A | 2.7 | Residential & Commercial | Ducted CEE Tier 1
213081034 | Central HP <5.4 tons | ACIQ | HRCU-A-CB (Split System: Heat Pump with Remote Outdoor Unit-Air-Source) | HVH837GKA** |  |  | EN(A,D,W)4X60L24**+WALLCON | *95CSU0802120A* | 32800 | 18 | 8.1 | 32200 | 24600 | 76.4% | 1.98 | 0 | 12 |  |  |  | No | R-410A | 2.7333 | Residential & Commercial | Ducted CEE Tier 1
213076580 | Central HP <5.4 tons | HEIL | HRCU-A-CB (Split System: Heat Pump with Remote Outdoor Unit-Air-Source) | DLCURAH36ABK |  |  | EN(A,D,W)4X48L21** | *80VTL0701716B* | 35600 | 16 | 8.1 | 38500 | 35000 | 90.91% | 1.98 | 0 | 10 |  |  |  | No | R-410A | 2.9667 | Residential & Commercial | Ducted CEE Tier 1
213076646 | Central HP <5.4 tons | HEIL | HRCU-A-CB (Split System: Heat Pump with Remote Outdoor Unit-Air-Source) | DLCURAH36ABK |  |  | EA*4X37L21A* | *80VTL0902120B* | 36600 | 16 | 8.5 | 38500 | 35000 | 90.91% | 2.08 | 0 | 10 |  |  |  | No | R-410A | 3.05 | Residential & Commercial | Ducted CEE Tier 1
213076679 | Central HP <5.4 tons | HEIL | HRCU-A-CB (Split System: Heat Pump with Remote Outdoor Unit-Air-Source) | DLCURAH36ABK |  |  | EA*4X43L21A* | *80VTL0902120B* | 36800 | 16 | 8.5 | 38500 | 35000 | 90.91% | 2.08 | 0 | 10 |  |  |  | No | R-410A | 3.0667 | Residential & Commercial | Ducted CEE Tier 1
213078884 | Central HP <5.4 tons | HEIL | HRCU-A-CB (Split System: Heat Pump with Remote Outdoor Unit-Air-Source) | DLCURAH36ABK |  |  | EA*4X43L21A* | *80MSU1002120A* | 36400 | 16 | 8.5 | 38000 | 34800 | 91.58% | 2.1 | 0 | 10 |  |  |  | No | R-410A | 3.0333 | Residential & Commercial | Ducted CEE Tier 1
213078932 | Central HP <5.4 tons | HEIL | HRCU-A-CB (Split System: Heat Pump with Remote Outdoor Unit-Air-Source) | DLCURAH36ABK |  |  | EN(A,D,W)4X42L21** | *80MSU1002120A* | 35400 | 15.5 | 8.5 | 38500 | 35200 | 91.43% | 1.88 | 0 | 10 |  |  |  | No | R-410A | 2.95 | Residential & Commercial | Ducted CEE Tier 1
213079350 | Central HP <5.4 tons | HEIL | HRCU-A-CB (Split System: Heat Pump with Remote Outdoor Unit-Air-Source) | DLCURAH36ABK |  |  | EA*4X37L17A* | *92MSN0601412A* | 36200 | 15.2 | 8.5 | 38500 | 35200 | 91.43% | 2 | 0 | 10 |  |  |  | No | R-410A | 3.0167 | Residential & Commercial | Ducted CEE Tier 1
213079502 | Central HP <5.4 tons | HEIL | HRCU-A-CB (Split System: Heat Pump with Remote Outdoor Unit-Air-Source) | DLCURAH36ABK |  |  | EN(A,D,W)4X48L21** | *92MSN0601714A* | 35800 | 16 | 8.1 | 38500 | 35000 | 90.91% | 2 | 0 | 10 |  |  |  | No | R-410A | 2.9833 | Residential & Commercial | Ducted CEE Tier 1
213080936 | Central HP <5.4 tons | ACIQ | HRCU-A-CB (Split System: Heat Pump with Remote Outdoor Unit-Air-Source) | HVH837GKA2* |  |  | EA*4X48L21A*+WALLCON | *97CMN1002122A* | 32400 | 17.5 | 8.5 | 32600 | 25000 | 76.69% | 1.98 | 12 | 11.7 |  |  |  | No | R-410A | 2.7 | Residential & Commercial | Ducted CEE Tier 1
213081001 | Central HP <5.4 tons | ACIQ | HRCU-A-CB (Split System: Heat Pump with Remote Outdoor Unit-Air-Source) | HVH837GKA2* |  |  | EN(A,D,W)4X60L24**+WALLCON | *96CTN1202422A* | 32800 | 18 | 8.1 | 32200 | 24600 | 76.4% | 1.98 | 0 | 12 |  |  |  | No | R-410A | 2.7333 | Residential & Commercial | Ducted CEE Tier 1
213063304 | Central HP <5.4 tons | ACIQ | HRCU-A-CB (Split System: Heat Pump with Remote Outdoor Unit-Air-Source) | HVH837GKA2* |  |  | EA*4X36L21A*+WALLCON | *96CTN1002122A* | 31600 | 17 | 8.1 | 33200 | 24200 | 72.89% | 1.86 | 11 | 11 |  |  |  | No | R-410A | 2.6333 | Residential & Commercial | Ducted CEE Tier 1
213063319 | Central HP <5.4 tons | ACIQ | HRCU-A-CB (Split System: Heat Pump with Remote Outdoor Unit-Air-Source) | HVH837GKA2* |  |  | EA*4X42L24A*+WALLCON | *97CMN1202422A* | 31800 | 17 | 8.1 | 33200 | 24400 | 73.49% | 1.88 | 11.5 | 11 |  |  |  | No | R-410A | 2.65 | Residential & Commercial | Ducted CEE Tier 1
213063335 | Central HP <5.4 tons | ACIQ | HRCU-A-CB (Split System: Heat Pump with Remote Outdoor Unit-Air-Source) | HVH837GKA2* |  |  | EN(A,D,W)4X48L21**+WALLCON | *80CTL0701716A* | 32400 | 17.5 | 8.1 | 33000 | 25000 | 75.76% | 1.94 | 12 | 11.5 |  |  |  | No | R-410A | 2.7 | Residential & Commercial | Ducted CEE Tier 1
212986158 | Central HP <5.4 tons | HEIL | HRCU-A-CB (Split System: Heat Pump with Remote Outdoor Unit-Air-Source) | DLCURAH24ABK |  |  | EA*4X25L17A* | *96MSN0401410A* | 24000 | 16.5 | 8.5 | 25400 | 21800 | 85.83% | 1.82 | 0 | 10 |  |  |  | No | R-410A | 2 | Residential & Commercial | Ducted CEE Tier 1
212986242 | Central HP <5.4 tons | HEIL | HRCU-A-CB (Split System: Heat Pump with Remote Outdoor Unit-Air-Source) | DLCURAH24ABK |  |  | EN(A,D)4X30L14** | *96MSN0401410A* | 23400 | 16 | 8.1 | 26400 | 24600 | 93.18% | 2.02 | 0 | 10 |  |  |  | No | R-410A | 1.95 | Residential & Commercial | Ducted CEE Tier 1
212969562 | Central HP <5.4 tons | HEIL | HRCU-A-CB (Split System: Heat Pump with Remote Outdoor Unit-Air-Source) | DLCURAH18ABK |  |  | EN(A,D)4X18L14** | *80VSL0451412B* | 17400 | 16 | 8.5 | 18600 | 19700 | 105.9% | 2.38 | 0 | 10.5 |  |  |  | No | R-410A | 1.45 | Residential & Commercial | Ducted CEE Tier 1
213062466 | Central HP <5.4 tons | ACIQ | HRCU-A-CB (Split System: Heat Pump with Remote Outdoor Unit-Air-Source) | HVH837GKA** |  |  | EA*4X42L21A*+WALLCON | *97CMN0801714A* | 31600 | 17 | 8.1 | 33400 | 24800 | 74.25% | 1.86 | 11.5 | 11 |  |  |  | No | R-410A | 2.6333 | Residential & Commercial | Ducted CEE Tier 1
213062502 | Central HP <5.4 tons | ACIQ | HRCU-A-CB (Split System: Heat Pump with Remote Outdoor Unit-Air-Source) | HVH837GKA** |  |  | EHD4X42AAL+WALLCON | *80CTL0701716A* | 32400 | 16.5 | 8.1 | 33200 | 25000 | 75.3% | 1.94 | 11.5 | 11 |  |  |  | No | R-410A | 2.7 | Residential & Commercial | Ducted CEE Tier 1
213062784 | Central HP <5.4 tons | ACIQ | HRCU-A-CB (Split System: Heat Pump with Remote Outdoor Unit-Air-Source) | HVH837GKA** |  |  | EA*4X43L21A*+WALLCON | *80CSU0401712A* | 33000 | 17.5 | 8.5 | 33000 | 25000 | 75.76% | 1.98 | 12 | 11 |  |  |  | No | R-410A | 2.75 | Residential & Commercial | Ducted CEE Tier 1
213062786 | Central HP <5.4 tons | ACIQ | HRCU-A-CB (Split System: Heat Pump with Remote Outdoor Unit-Air-Source) | HVH837GKA** |  |  | EA*4X43L21A*+WALLCON | *80CSU1002120A* | 32800 | 17 | 8.5 | 33000 | 25200 | 76.36% | 1.98 | 12 | 11 |  |  |  | No | R-410A | 2.7333 | Residential & Commercial | Ducted CEE Tier 1
213062800 | Central HP <5.4 tons | ACIQ | HRCU-A-CB (Split System: Heat Pump with Remote Outdoor Unit-Air-Source) | HVH837GKA** |  |  | EHD4X48AAL+WALLCON | *80CSU1002120A* | 32600 | 16.5 | 8.1 | 33000 | 25000 | 75.76% | 1.96 | 11.5 | 11 |  |  |  | No | R-410A | 2.7167 | Residential & Commercial | Ducted CEE Tier 1
213062801 | Central HP <5.4 tons | ACIQ | HRCU-A-CB (Split System: Heat Pump with Remote Outdoor Unit-Air-Source) | HVH837GKA** |  |  | EA*4X37L21A*+WALLCON | *95CSU0802120A* | 33000 | 17.5 | 8.5 | 32800 | 25000 | 76.22% | 2 | 12 | 11.5 |  |  |  | No | R-410A | 2.75 | Residential & Commercial | Ducted CEE Tier 1
211389561 | Central HP <5.4 tons | CHAMPION HEATING AND COOLING | HRCU-A-CB (Split System: Heat Pump with Remote Outdoor Unit-Air-Source) | HMH72B341 |  |  | XAFC36DBCN1 | TM8Y100C16MP11 | 34000 | 18.5 | 8.5 | 34000 | 24000 | 70.59% | 2.1 | 0 | 10 |  |  |  | No | R-410A | 2.8333 | Residential & Commercial | Ducted CEE Tier 1
213785114 | Central HP <5.4 tons | BRYANT HEATING AND COOLING SYSTEMS | HRCU-A-CB (Split System: Heat Pump with Remote Outdoor Unit-Air-Source) | 284ANV024*0**B* |  |  | CAP**3721AL*+UI | 88*TB60090C21*** | 24200 | 20 | 10.5 | 26400 | 19700 | 74.62% | 2.54 | 0 | 13 |  |  |  | No | R-410A | 2.0167 | Residential & Commercial | Ducted CEE Tier 1
213785182 | Central HP <5.4 tons | BRYANT HEATING AND COOLING SYSTEMS | HRCU-A-CB (Split System: Heat Pump with Remote Outdoor Unit-Air-Source) | 284ANV024*0**B* |  |  | CAP**4321AL*+UI | 986TD42080C17*** | 24000 | 20 | 10.5 | 26400 | 19800 | 75% | 2.52 | 0 | 13 |  |  |  | No | R-410A | 2 | Residential & Commercial | Ducted CEE Tier 1
213785198 | Central HP <5.4 tons | BRYANT HEATING AND COOLING SYSTEMS | HRCU-A-CB (Split System: Heat Pump with Remote Outdoor Unit-Air-Source) | 284ANV024*0**B* |  |  | CSPH*3012AL*+UI | 88*TB66135C24*** | 23400 | 18.5 | 10 | 26800 | 19900 | 74.25% | 2.44 | 0 | 12.5 |  |  |  | No | R-410A | 1.95 | Residential & Commercial | Ducted CEE Tier 1
213785216 | Central HP <5.4 tons | BRYANT HEATING AND COOLING SYSTEMS | HRCU-A-CB (Split System: Heat Pump with Remote Outdoor Unit-Air-Source) | 284ANV024*0**B* |  |  | CSPH*3612AL*+UI | 88*TB36045C17*** | 23600 | 18.5 | 9 | 26800 | 20000 | 74.63% | 2.44 | 0 | 12.5 |  |  |  | No | R-410A | 1.9667 | Residential & Commercial | Ducted CEE Tier 1
213785056 | Central HP <5.4 tons | BRYANT HEATING AND COOLING SYSTEMS | HRCU-A-CB (Split System: Heat Pump with Remote Outdoor Unit-Air-Source) | 284ANV024*0**B* |  |  | CAP**3017AL*+UI | 88*TB48090C17*** | 23200 | 20 | 10 | 26600 | 19900 | 74.81% | 2.36 | 0 | 12.5 |  |  |  | No | R-410A | 1.9333 | Residential & Commercial | Ducted CEE Tier 1
213062919 | Central HP <5.4 tons | ACIQ | HRCU-A-CB (Split System: Heat Pump with Remote Outdoor Unit-Air-Source) | HVH825GKA3* |  |  | EA*4X24L17A*+WALLCON | *96CTN0601714A* | 23200 | 16 | 8.1 | 22000 | 16900 | 76.82% | 1.88 | 11 | 10.5 |  |  |  | No | R-410A | 1.9333 | Residential & Commercial | Ducted CEE Tier 1
213062934 | Central HP <5.4 tons | ACIQ | HRCU-A-CB (Split System: Heat Pump with Remote Outdoor Unit-Air-Source) | HVH825GKA3* |  |  | EA*4X30L17A*+WALLCON | *80CTL0701716A* | 23400 | 16.5 | 8.1 | 21600 | 16700 | 77.31% | 1.92 | 11 | 11 |  |  |  | No | R-410A | 1.95 | Residential & Commercial | Ducted CEE Tier 1
213062969 | Central HP <5.4 tons | ACIQ | HRCU-A-CB (Split System: Heat Pump with Remote Outdoor Unit-Air-Source) | HVH825GKA3* |  |  | EA*4X37L21A*+WALLCON | *96CTN0601714A* | 24400 | 16.5 | 8.1 | 21200 | 16700 | 78.77% | 2.02 | 11 | 11 |  |  |  | No | R-410A | 2.0333 | Residential & Commercial | Ducted CEE Tier 1
213063052 | Central HP <5.4 tons | ACIQ | HRCU-A-CB (Split System: Heat Pump with Remote Outdoor Unit-Air-Source) | HVH825GKA3* |  |  | EHD4X36AAL+WALLCON | *80CTL0901716A* | 24200 | 16.5 | 8.1 | 21400 | 16600 | 77.57% | 2 | 11 | 11 |  |  |  | No | R-410A | 2.0167 | Residential & Commercial | Ducted CEE Tier 1
213072382 | Central HP <5.4 tons | ACIQ | HRCU-A-CB (Split System: Heat Pump with Remote Outdoor Unit-Air-Source) | DLCURAH18ABK |  |  | FM(C,U)4Z18**AL* |  | 17800 | 17 | 9 | 18700 | 19800 | 105.9% | 2.4 | 0 | 11 |  |  |  | No | R-410A | 1.4833 | Residential & Commercial | Ducted CEE Tier 1
213353743 | Central HP <5.4 tons | HEIL | HRCU-A-CB (Split System: Heat Pump with Remote Outdoor Unit-Air-Source) | DLCURAH18ABK |  |  | F5MA4*24L*B* |  | 18100 | 16 | 8.5 | 18600 | 18600 | 100% | 2.24 | 0 | 10.5 |  |  |  | No | R-410A | 1.5083 | Residential & Commercial | Ducted CEE Tier 1
213773841 | Central HP <5.4 tons | DAY & NIGHT | HRCU-A-CB (Split System: Heat Pump with Remote Outdoor Unit-Air-Source) | CVH825GKA3* |  |  | EA*4X48L24A*+WALLCON | *97CMN1002122B* | 24200 | 16.5 | 8.1 | 21000 | 16500 | 78.57% | 2.02 | 0 | 11 |  |  |  | No | R-410A | 2.0167 | Residential & Commercial | Ducted CEE Tier 1
213774561 | Central HP <5.4 tons | DAY & NIGHT | HRCU-A-CB (Split System: Heat Pump with Remote Outdoor Unit-Air-Source) | CVH825GKA3* |  |  | EHD4X48AAL+WALLCON | *80CTL0451712B* | 24200 | 16 | 8.1 | 21400 | 16700 | 78.04% | 2 | 0 | 10.5 |  |  |  | No | R-410A | 2.0167 | Residential & Commercial | Ducted CEE Tier 1
213774611 | Central HP <5.4 tons | DAY & NIGHT | HRCU-A-CB (Split System: Heat Pump with Remote Outdoor Unit-Air-Source) | CVH825GKA3* |  |  | EHD4X48AAL+WALLCON | *80CTL1102120B* | 24200 | 16 | 8.1 | 21200 | 16600 | 78.3% | 2.02 | 0 | 10.5 |  |  |  | No | R-410A | 2.0167 | Residential & Commercial | Ducted CEE Tier 1
213785124 | Central HP <5.4 tons | BRYANT HEATING AND COOLING SYSTEMS | HRCU-A-CB (Split System: Heat Pump with Remote Outdoor Unit-Air-Source) | 284ANV024*0**B* |  |  | CAP**3721AL*+UI | 986TD42060C17*** | 24000 | 19.5 | 10.5 | 26600 | 19800 | 74.44% | 2.5 | 0 | 13 |  |  |  | No | R-410A | 2 | Residential & Commercial | Ducted CEE Tier 1
213785156 | Central HP <5.4 tons | BRYANT HEATING AND COOLING SYSTEMS | HRCU-A-CB (Split System: Heat Pump with Remote Outdoor Unit-Air-Source) | 284ANV024*0**B* |  |  | CAP**4224AL*+UI | 88*TB66135C24*** | 23400 | 20 | 10 | 26600 | 19700 | 74.06% | 2.46 | 0 | 13 |  |  |  | No | R-410A | 1.95 | Residential & Commercial | Ducted CEE Tier 1
213785204 | Central HP <5.4 tons | BRYANT HEATING AND COOLING SYSTEMS | HRCU-A-CB (Split System: Heat Pump with Remote Outdoor Unit-Air-Source) | 284ANV024*0**B* |  |  | CSPH*3012AL*+UI | 987MC66100C21*** | 23400 | 19 | 10 | 26800 | 19900 | 74.25% | 2.44 | 0 | 12.5 |  |  |  | No | R-410A | 1.95 | Residential & Commercial | Ducted CEE Tier 1
213785134 | Central HP <5.4 tons | BRYANT HEATING AND COOLING SYSTEMS | HRCU-A-CB (Split System: Heat Pump with Remote Outdoor Unit-Air-Source) | 284ANV024*0**B* |  |  | CAP**4221AL*+UI | 88*TB48090C17*** | 23200 | 20 | 10 | 26400 | 19800 | 75% | 2.44 | 0 | 13 |  |  |  | No | R-410A | 1.9333 | Residential & Commercial | Ducted CEE Tier 1
213785250 | Central HP <5.4 tons | BRYANT HEATING AND COOLING SYSTEMS | HRCU-A-CB (Split System: Heat Pump with Remote Outdoor Unit-Air-Source) | 284ANV024*0**B* |  |  | CSPH*4212AL*+UI | 88*TB48070C17*** | 23800 | 19 | 9.5 | 26600 | 19800 | 74.44% | 2.5 | 0 | 12.5 |  |  |  | No | R-410A | 1.9833 | Residential & Commercial | Ducted CEE Tier 1
213785268 | Central HP <5.4 tons | BRYANT HEATING AND COOLING SYSTEMS | HRCU-A-CB (Split System: Heat Pump with Remote Outdoor Unit-Air-Source) | 284ANV024*0**B* |  |  | CSPH*4212AL*+UI | 986TD42060C17*** | 23800 | 19 | 9 | 26600 | 19800 | 74.44% | 2.48 | 0 | 12.5 |  |  |  | No | R-410A | 1.9833 | Residential & Commercial | Ducted CEE Tier 1
211389867 | Central HP <5.4 tons | CHAMPION HEATING AND COOLING | HRCU-A-CB (Split System: Heat Pump with Remote Outdoor Unit-Air-Source) | HMH72B341 |  |  | XAFB36DBCN1 | TM8Y060A12MP11 | 33800 | 18 | 8.1 | 33400 | 23400 | 70.06% | 2.04 | 0 | 10 |  |  |  | No | R-410A | 2.8167 | Residential & Commercial | Ducted CEE Tier 1
213077081 | Central HP <5.4 tons | HEIL | HRCU-A-CB (Split System: Heat Pump with Remote Outdoor Unit-Air-Source) | DLCURAH36ABK |  |  | EA*4X43L21A* | *96VSN0802120B* | 36600 | 16 | 8.5 | 38500 | 35000 | 90.91% | 2.06 | 0 | 10 |  |  |  | No | R-410A | 3.05 | Residential & Commercial | Ducted CEE Tier 1
213077883 | Central HP <5.4 tons | HEIL | HRCU-A-CB (Split System: Heat Pump with Remote Outdoor Unit-Air-Source) | DLCURAH36ABK |  |  | EA*4X37L17A* | *80MS(N,L)0701412A* | 36000 | 15.5 | 8.5 | 38500 | 35000 | 90.91% | 2 | 0 | 10 |  |  |  | No | R-410A | 3 | Residential & Commercial | Ducted CEE Tier 1
213077952 | Central HP <5.4 tons | HEIL | HRCU-A-CB (Split System: Heat Pump with Remote Outdoor Unit-Air-Source) | DLCURAH36ABK |  |  | EA*4X37L21A* | *80MS(N,L)0701712A* | 36200 | 16 | 8.5 | 38000 | 34800 | 91.58% | 2.04 | 0 | 10 |  |  |  | No | R-410A | 3.0167 | Residential & Commercial | Ducted CEE Tier 1
213079870 | Central HP <5.4 tons | HEIL | HRCU-A-CB (Split System: Heat Pump with Remote Outdoor Unit-Air-Source) | DLCURAH36ABK |  |  | EA*4X42L24A* | *92MSN1002122A* | 35400 | 16.5 | 8.1 | 38500 | 35000 | 90.91% | 1.9 | 0 | 10 |  |  |  | No | R-410A | 2.95 | Residential & Commercial | Ducted CEE Tier 1
213080034 | Central HP <5.4 tons | HEIL | HRCU-A-CB (Split System: Heat Pump with Remote Outdoor Unit-Air-Source) | DLCURAH36ABK |  |  | EA*4X37L21A* | *96MSN0801716A* | 36400 | 15.5 | 8.5 | 38000 | 35000 | 92.11% | 2.06 | 0 | 10 |  |  |  | No | R-410A | 3.0333 | Residential & Commercial | Ducted CEE Tier 1
213080497 | Central HP <5.4 tons | HEIL | HRCU-A-CB (Split System: Heat Pump with Remote Outdoor Unit-Air-Source) | DLCURAH36ABK |  |  | EN(A,D)4X48L24** | *96MSN1402422A* | 35800 | 16.5 | 8.1 | 38500 | 35000 | 90.91% | 2 | 0 | 10 |  |  |  | No | R-410A | 2.9833 | Residential & Commercial | Ducted CEE Tier 1
213785208 | Central HP <5.4 tons | BRYANT HEATING AND COOLING SYSTEMS | HRCU-A-CB (Split System: Heat Pump with Remote Outdoor Unit-Air-Source) | 284ANV024*0**B* |  |  | CSPH*3012AL*+UI | 986TD42060C17*** | 23400 | 18.5 | 10 | 27200 | 20000 | 73.53% | 2.42 | 0 | 12 |  |  |  | No | R-410A | 1.95 | Residential & Commercial | Ducted CEE Tier 1
213785228 | Central HP <5.4 tons | BRYANT HEATING AND COOLING SYSTEMS | HRCU-A-CB (Split System: Heat Pump with Remote Outdoor Unit-Air-Source) | 284ANV024*0**B* |  |  | CSPH*3612AL*+UI | 88*TB66135C24*** | 23800 | 19 | 10 | 26600 | 19700 | 74.06% | 2.48 | 0 | 13 |  |  |  | No | R-410A | 1.9833 | Residential & Commercial | Ducted CEE Tier 1
213785260 | Central HP <5.4 tons | BRYANT HEATING AND COOLING SYSTEMS | HRCU-A-CB (Split System: Heat Pump with Remote Outdoor Unit-Air-Source) | 284ANV024*0**B* |  |  | CSPH*4212AL*+UI | 987MC42060C17*** | 23800 | 19 | 10 | 26600 | 19900 | 74.81% | 2.48 | 0 | 12.5 |  |  |  | No | R-410A | 1.9833 | Residential & Commercial | Ducted CEE Tier 1
214397274 | Central HP <5.4 tons | COLEMAN | HRCU-A-CB (Split System: Heat Pump with Remote Outdoor Unit-Air-Source) | HH836E2S11 |  |  | CTF36C5CDS1 | TP9C080C16MP13 | 33800 | 18 | 8.5 | 31800 | 26000 | 81.76% | 2 | 0 | 11 |  |  |  | No | R-454B | 2.8167 | Residential & Commercial | Ducted CEE Tier 1
213785014 | Central HP <5.4 tons | BRYANT HEATING AND COOLING SYSTEMS | HRCU-A-CB (Split System: Heat Pump with Remote Outdoor Unit-Air-Source) | 284ANV024*0**B* |  |  | CAP**2417AL*+UI | 88*TB48070C17*** | 23000 | 19.5 | 10 | 27000 | 20200 | 74.81% | 2.28 | 0 | 12.5 |  |  |  | No | R-410A | 1.9167 | Residential & Commercial | Ducted CEE Tier 1
213785132 | Central HP <5.4 tons | BRYANT HEATING AND COOLING SYSTEMS | HRCU-A-CB (Split System: Heat Pump with Remote Outdoor Unit-Air-Source) | 284ANV024*0**B* |  |  | CAP**4221AL*+UI | 88*TB48070C17*** | 23400 | 20 | 10 | 26600 | 19800 | 74.44% | 2.44 | 0 | 13 |  |  |  | No | R-410A | 1.95 | Residential & Commercial | Ducted CEE Tier 1
213785148 | Central HP <5.4 tons | BRYANT HEATING AND COOLING SYSTEMS | HRCU-A-CB (Split System: Heat Pump with Remote Outdoor Unit-Air-Source) | 284ANV024*0**B* |  |  | CAP**4221AL*+UI | 986TD42080C17*** | 23400 | 20 | 10 | 26600 | 19800 | 74.44% | 2.44 | 0 | 13 |  |  |  | No | R-410A | 1.95 | Residential & Commercial | Ducted CEE Tier 1
213785032 | Central HP <5.4 tons | BRYANT HEATING AND COOLING SYSTEMS | HRCU-A-CB (Split System: Heat Pump with Remote Outdoor Unit-Air-Source) | 284ANV024*0**B* |  |  | CAP**2517AL*+UI | 88*TB48070C17*** | 24000 | 20 | 10.5 | 26400 | 19800 | 75% | 2.5 | 0 | 13 |  |  |  | No | R-410A | 2 | Residential & Commercial | Ducted CEE Tier 1
213785064 | Central HP <5.4 tons | BRYANT HEATING AND COOLING SYSTEMS | HRCU-A-CB (Split System: Heat Pump with Remote Outdoor Unit-Air-Source) | 284ANV024*0**B* |  |  | CAP**3017AL*+UI | 986TD42060C17*** | 23000 | 19.5 | 10 | 26800 | 20000 | 74.63% | 2.34 | 0 | 12.5 |  |  |  | No | R-410A | 1.9167 | Residential & Commercial | Ducted CEE Tier 1
213785096 | Central HP <5.4 tons | BRYANT HEATING AND COOLING SYSTEMS | HRCU-A-CB (Split System: Heat Pump with Remote Outdoor Unit-Air-Source) | 284ANV024*0**B* |  |  | CAP**3621AL*+UI | 987MC42060C17*** | 23200 | 19.5 | 10 | 26800 | 20000 | 74.63% | 2.38 | 0 | 12.5 |  |  |  | No | R-410A | 1.9333 | Residential & Commercial | Ducted CEE Tier 1
213785164 | Central HP <5.4 tons | BRYANT HEATING AND COOLING SYSTEMS | HRCU-A-CB (Split System: Heat Pump with Remote Outdoor Unit-Air-Source) | 284ANV024*0**B* |  |  | CAP**4321AL*+UI | 88*TB36045C17*** | 24000 | 19.5 | 10.5 | 26600 | 19900 | 74.81% | 2.5 | 0 | 13 |  |  |  | No | R-410A | 2 | Residential & Commercial | Ducted CEE Tier 1
213785248 | Central HP <5.4 tons | BRYANT HEATING AND COOLING SYSTEMS | HRCU-A-CB (Split System: Heat Pump with Remote Outdoor Unit-Air-Source) | 284ANV024*0**B* |  |  | CSPH*4212AL*+UI | 88*TB36070C14*** | 23600 | 19.5 | 9.5 | 26400 | 19800 | 75% | 2.5 | 0 | 13 |  |  |  | No | R-410A | 1.9667 | Residential & Commercial | Ducted CEE Tier 1
211230754 | Central HP <5.4 tons | DAY & NIGHT | HRCU-A-CB (Split System: Heat Pump with Remote Outdoor Unit-Air-Source) | DLCURAH36ABK |  |  | EN(A,D)4X48L24** | *96VTN0802120A* | 35600 | 16 | 8.1 | 38500 | 34800 | 90.39% | 2 | 0 | 10 |  |  |  | No | R-410A | 2.9667 | Residential & Commercial | Ducted CEE Tier 1
211226843 | Central HP <5.4 tons | DAY & NIGHT | HRCU-A-CB (Split System: Heat Pump with Remote Outdoor Unit-Air-Source) | DLCURAH36ABK |  |  | EA*4X37L21A* | *80ES(N,L)0902120A* | 36800 | 16 | 8.5 | 38500 | 34800 | 90.39% | 2.1 | 0 | 10 |  |  |  | No | R-410A | 3.0667 | Residential & Commercial | Ducted CEE Tier 1
212984945 | Central HP <5.4 tons | DAY & NIGHT | HRCU-A-CB (Split System: Heat Pump with Remote Outdoor Unit-Air-Source) | DLCURAH36ABK |  |  | EA*4X48L21A* | *92MSN0802120A* | 35600 | 16.5 | 8.5 | 37800 | 34600 | 91.53% | 2.02 | 0 | 10 |  |  |  | No | R-410A | 2.9667 | Residential & Commercial | Ducted CEE Tier 1
212985245 | Central HP <5.4 tons | DAY & NIGHT | HRCU-A-CB (Split System: Heat Pump with Remote Outdoor Unit-Air-Source) | DLCURAH36ABK |  |  | EA*4X48L24A* | *92MSN1002120A* | 35800 | 16.5 | 8.5 | 37800 | 34600 | 91.53% | 2.02 | 0 | 10 |  |  |  | No | R-410A | 2.9833 | Residential & Commercial | Ducted CEE Tier 1
212982720 | Central HP <5.4 tons | CARRIER | HRCU-A-CB (Split System: Heat Pump with Remote Outdoor Unit-Air-Source) | 38MURAQ24AB3* |  |  | CNPV*3621AL* | 58SU*B080M21**20 | 23400 | 17 | 8.5 | 25800 | 23800 | 92.25% | 2 | 0 | 10.5 |  |  |  | No | R-410A | 1.95 | Residential & Commercial | Ducted CEE Tier 1
212984704 | Central HP <5.4 tons | HEIL | HRCU-A-CB (Split System: Heat Pump with Remote Outdoor Unit-Air-Source) | DLCURAH18ABK |  |  | EA*4X19L17A* | *92MSN0801716A* | 18300 | 16.5 | 8.5 | 18200 | 17700 | 97.25% | 2.14 | 0 | 11 |  |  |  | No | R-410A | 1.525 | Residential & Commercial | Ducted CEE Tier 1
212985890 | Central HP <5.4 tons | HEIL | HRCU-A-CB (Split System: Heat Pump with Remote Outdoor Unit-Air-Source) | DLCURAH18ABK |  |  | EA*4X24L14A* | *96MSN0261410A* | 17300 | 16 | 8.5 | 18200 | 19400 | 106.6% | 2.34 | 0 | 10.5 |  |  |  | No | R-410A | 1.4417 | Residential & Commercial | Ducted CEE Tier 1
212986326 | Central HP <5.4 tons | HEIL | HRCU-A-CB (Split System: Heat Pump with Remote Outdoor Unit-Air-Source) | DLCURAH18ABK |  |  | EA*4X30L17A* | *96MSN0401410A* | 17600 | 16 | 8.5 | 18300 | 18800 | 102.7% | 2.26 | 0 | 10.5 |  |  |  | No | R-410A | 1.4667 | Residential & Commercial | Ducted CEE Tier 1
212986674 | Central HP <5.4 tons | HEIL | HRCU-A-CB (Split System: Heat Pump with Remote Outdoor Unit-Air-Source) | DLCURAH18ABK |  |  | EA*4X24L17A* | *96MSN0401712A* | 17200 | 15.5 | 8.5 | 18300 | 19400 | 106% | 2.32 | 0 | 10 |  |  |  | No | R-410A | 1.4333 | Residential & Commercial | Ducted CEE Tier 1
211260168 | Central HP <5.4 tons | DAY & NIGHT | HRCU-A-CB (Split System: Heat Pump with Remote Outdoor Unit-Air-Source) | DLCURAH18ABK |  |  | EA*4X24L14A* | *96VTN0601412A* | 17800 | 16 | 8.5 | 18800 | 19000 | 101.1% | 2.28 | 0 | 10.5 |  |  |  | No | R-410A | 1.4833 | Residential & Commercial | Ducted CEE Tier 1
211261038 | Central HP <5.4 tons | DAY & NIGHT | HRCU-A-CB (Split System: Heat Pump with Remote Outdoor Unit-Air-Source) | DLCURAH18ABK |  |  | EA*4X25L17A* | *92ESN0601714A* | 18300 | 16.5 | 8.5 | 18000 | 17500 | 97.22% | 2.12 | 0 | 11 |  |  |  | No | R-410A | 1.525 | Residential & Commercial | Ducted CEE Tier 1
212984727 | Central HP <5.4 tons | DAY & NIGHT | HRCU-A-CB (Split System: Heat Pump with Remote Outdoor Unit-Air-Source) | DLCURAH18ABK |  |  | EA*4X25L17A* | *92MSN0801716A* | 18300 | 16.5 | 8.5 | 18100 | 17600 | 97.24% | 2.14 | 0 | 11 |  |  |  | No | R-410A | 1.525 | Residential & Commercial | Ducted CEE Tier 1
215679606 | Central HP <5.4 tons | AIRQUEST | HRCU-A-CB (Split System: Heat Pump with Remote Outdoor Unit-Air-Source) | H5H0V36*K*AAA* |  |  | EA*5X61M21A*+WALLCON | *80CSU0401712B* | 35000 | 18 | 9 | 34400 | 24800 | 72.09% | 1.92 | 0 | 10 |  |  |  | No | R-454B | 2.9167 | Residential & Commercial | Ducted CEE Tier 1
215679656 | Central HP <5.4 tons | AIRQUEST | HRCU-A-CB (Split System: Heat Pump with Remote Outdoor Unit-Air-Source) | H5H0V36*K*AAA* |  |  | EA*5X61M21A*+WALLCON | *97CTN1002122A* | 34800 | 18.5 | 9 | 34400 | 24800 | 72.09% | 1.92 | 0 | 10.5 |  |  |  | No | R-454B | 2.9 | Residential & Commercial | Ducted CEE Tier 1
212986894 | Central HP <5.4 tons | HEIL | HRCU-A-CB (Split System: Heat Pump with Remote Outdoor Unit-Air-Source) | DLCURAH24ABK |  |  | EA*4X30L14A* | *96MSN0601412A* | 23400 | 16.5 | 8.5 | 26400 | 24600 | 93.18% | 2.04 | 0 | 10 |  |  |  | No | R-410A | 1.95 | Residential & Commercial | Ducted CEE Tier 1
212986944 | Central HP <5.4 tons | HEIL | HRCU-A-CB (Split System: Heat Pump with Remote Outdoor Unit-Air-Source) | DLCURAH24ABK |  |  | EN(A,D)4X24L17** | *96MSN0601412A* | 23200 | 16.5 | 8.5 | 27000 | 25200 | 93.33% | 2.1 | 0 | 10 |  |  |  | No | R-410A | 1.9333 | Residential & Commercial | Ducted CEE Tier 1
211245441 | Central HP <5.4 tons | AIRQUEST | HRCU-A-CB (Split System: Heat Pump with Remote Outdoor Unit-Air-Source) | DLCURAH24ABK |  |  | EN(A,D)4X36L21** | *80VSL0702120A* | 24600 | 16 | 8.1 | 26600 | 22400 | 84.21% | 1.84 | 0 | 10.5 |  |  |  | No | R-410A | 2.05 | Residential & Commercial | Ducted CEE Tier 1
211245691 | Central HP <5.4 tons | AIRQUEST | HRCU-A-CB (Split System: Heat Pump with Remote Outdoor Unit-Air-Source) | DLCURAH24ABK |  |  | EN(A,D)4X36L21** | *92ESN1002120A* | 24800 | 16.5 | 8.5 | 26800 | 22200 | 82.84% | 1.84 | 0 | 10.5 |  |  |  | No | R-410A | 2.0667 | Residential & Commercial | Ducted CEE Tier 1
214573840 | Central HP <5.4 tons | HEIL | HRCU-A-CB (Split System: Heat Pump with Remote Outdoor Unit-Air-Source) | HVH837GKA2* |  |  | EA*4X42L24A*+WALLCON | *96CTN0802120B* | 31800 | 17.5 | 8.5 | 32800 | 24400 | 74.39% | 1.9 | 0 | 11 |  |  |  | No | R-410A | 2.65 | Residential & Commercial | Ducted CEE Tier 1
214573870 | Central HP <5.4 tons | HEIL | HRCU-A-CB (Split System: Heat Pump with Remote Outdoor Unit-Air-Source) | HVH837GKA2* |  |  | EA*4X43L21A*+WALLCON | *95CSU1002122B* | 33000 | 17.5 | 8.5 | 32600 | 25000 | 76.69% | 2 | 0 | 11.5 |  |  |  | No | R-410A | 2.75 | Residential & Commercial | Ducted CEE Tier 1
211245113 | Central HP <5.4 tons | DAY & NIGHT | HRCU-A-CB (Split System: Heat Pump with Remote Outdoor Unit-Air-Source) | DLCURAH24ABK |  |  | EN(A,D,W)4X36L17** | *80ES(N,L)0451412A* | 24600 | 16 | 8.1 | 26600 | 22400 | 84.21% | 1.84 | 0 | 10.5 |  |  |  | No | R-410A | 2.05 | Residential & Commercial | Ducted CEE Tier 1
212986349 | Central HP <5.4 tons | DAY & NIGHT | HRCU-A-CB (Split System: Heat Pump with Remote Outdoor Unit-Air-Source) | DLCURAH18ABK |  |  | EN(A,D)4X24L14** | *96MSN0401410A* | 17400 | 15.5 | 8.5 | 18500 | 19200 | 103.8% | 2.3 | 0 | 10.5 |  |  |  | No | R-410A | 1.45 | Residential & Commercial | Ducted CEE Tier 1
212986685 | Central HP <5.4 tons | DAY & NIGHT | HRCU-A-CB (Split System: Heat Pump with Remote Outdoor Unit-Air-Source) | DLCURAH18ABK |  |  | EA*4X25L17A* | *96MSN0401712A* | 17700 | 15.5 | 8.1 | 17700 | 17800 | 100.6% | 2.14 | 0 | 10.5 |  |  |  | No | R-410A | 1.475 | Residential & Commercial | Ducted CEE Tier 1
204299108 | Central HP <5.4 tons | AIRQUEST | HRCU-A-CB (Split System: Heat Pump with Remote Outdoor Unit-Air-Source) | HVH837GKA** |  |  | EA*4X42L24A*+WALLCON | *97CMN1002122A* | 31800 | 17.5 | 8.1 | 33000 | 24400 | 73.94% | 1.9 | 12 | 11.5 |  |  |  | No | R-410A | 2.65 | Residential & Commercial | Ducted CEE Tier 1
204299228 | Central HP <5.4 tons | AIRQUEST | HRCU-A-CB (Split System: Heat Pump with Remote Outdoor Unit-Air-Source) | HVH837GKA** |  |  | EA*4X48L21A*+WALLCON | *80CTL0902120A* | 32200 | 17.5 | 8.5 | 32600 | 25000 | 76.69% | 1.98 | 12 | 11.7 |  |  |  | No | R-410A | 2.6833 | Residential & Commercial | Ducted CEE Tier 1
204299428 | Central HP <5.4 tons | AIRQUEST | HRCU-A-CB (Split System: Heat Pump with Remote Outdoor Unit-Air-Source) | HVH837GKA** |  |  | EA*4X48L24A*+WALLCON | *96CTN1002122A* | 32400 | 17.5 | 8.5 | 32600 | 24800 | 76.07% | 2 | 12 | 11.7 |  |  |  | No | R-410A | 2.7 | Residential & Commercial | Ducted CEE Tier 1
204299728 | Central HP <5.4 tons | AIRQUEST | HRCU-A-CB (Split System: Heat Pump with Remote Outdoor Unit-Air-Source) | HVH837GKA** |  |  | EN(A,D,W)4X48L21**+WALLCON | *80CTL0701716A* | 32400 | 17.5 | 8.1 | 33000 | 25000 | 75.76% | 1.94 | 12 | 11.5 |  |  |  | No | R-410A | 2.7 | Residential & Commercial | Ducted CEE Tier 1
204299928 | Central HP <5.4 tons | AIRQUEST | HRCU-A-CB (Split System: Heat Pump with Remote Outdoor Unit-Air-Source) | HVH837GKA** |  |  | EN(A,D)4X48L24**+WALLCON | *97CMN1202422A* | 32400 | 17.5 | 8.1 | 33000 | 24800 | 75.15% | 1.96 | 12 | 11.5 |  |  |  | No | R-410A | 2.7 | Residential & Commercial | Ducted CEE Tier 1
214574108 | Central HP <5.4 tons | CARRIER | HRCU-A-CB (Split System: Heat Pump with Remote Outdoor Unit-Air-Source) | 25VNA837A*031* |  |  | CAP**6121AL*+UI | 59CU5B100C21**22 | 33200 | 18.5 | 8.5 | 31800 | 24800 | 77.99% | 2 | 0 | 11.5 |  |  |  | No | R-410A | 2.7667 | Residential & Commercial | Ducted CEE Tier 1
214574528 | Central HP <5.4 tons | CARRIER | HRCU-A-CB (Split System: Heat Pump with Remote Outdoor Unit-Air-Source) | 25VNA837A*031* |  |  | CNPV*4221AL*+UI | 59CU5B100C21**22 | 31800 | 17 | 8.1 | 33000 | 24400 | 73.94% | 1.9 | 0 | 11.5 |  |  |  | No | R-410A | 2.65 | Residential & Commercial | Ducted CEE Tier 1
213773825 | Central HP <5.4 tons | CARRIER | HRCU-A-CB (Split System: Heat Pump with Remote Outdoor Unit-Air-Source) | 25VNA825A*032* |  |  | CAP**4824AL*+UI | 58TN*B135C24**22 | 24200 | 17 | 8.1 | 21000 | 16500 | 78.57% | 2.02 | 0 | 11 |  |  |  | No | R-410A | 2.0167 | Residential & Commercial | Ducted CEE Tier 1
213774395 | Central HP <5.4 tons | CARRIER | HRCU-A-CB (Split System: Heat Pump with Remote Outdoor Unit-Air-Source) | 25VNA825A*032* |  |  | CSPH*4212AL*+UI | 58TN*B070C14**12 | 24200 | 16 | 8.1 | 21200 | 16600 | 78.3% | 2 | 0 | 10.5 |  |  |  | No | R-410A | 2.0167 | Residential & Commercial | Ducted CEE Tier 1
214650796 | Central HP <5.4 tons | CHAMPION HEATING AND COOLING | HRCU-A-CB (Split System: Heat Pump with Remote Outdoor Unit-Air-Source) | HH824E2S11 |  |  | CTU30B5XCS1+TXV | TM9V060B12MP12 | 23000 | 17 | 9.5 | 23000 | 18300 | 79.57% | 2 | 0 | 12 |  |  |  | No | R-454B | 1.9167 | Residential & Commercial | Ducted CEE Tier 1
206133769 | Central HP <5.4 tons | AIRQUEST | HRCU-A-CB (Split System: Heat Pump with Remote Outdoor Unit-Air-Source) | HVH825GKA2* |  |  | EA*4X36L21A*+WALLCON | *95CSU0601716A* | 23600 | 16.5 | 8.1 | 21600 | 16700 | 77.31% | 1.92 | 11 | 10.5 |  |  |  | No | R-410A | 1.9667 | Residential & Commercial | Ducted CEE Tier 1
206133819 | Central HP <5.4 tons | AIRQUEST | HRCU-A-CB (Split System: Heat Pump with Remote Outdoor Unit-Air-Source) | HVH825GKA2* |  |  | EA*4X37L21A*+WALLCON | *95CSU0802120A* | 24400 | 17 | 8.5 | 21200 | 16600 | 78.3% | 2.04 | 11.5 | 11 |  |  |  | No | R-410A | 2.0333 | Residential & Commercial | Ducted CEE Tier 1
205750688 | Central HP <5.4 tons | AIRQUEST | HRCU-A-CB (Split System: Heat Pump with Remote Outdoor Unit-Air-Source) | HVH825GKA2* |  |  | EA*4X37L21A*+WALLCON | *97CMN0801714A* | 24400 | 16.5 | 8.1 | 21200 | 16700 | 78.77% | 2.02 | 11 | 11 |  |  |  | No | R-410A | 2.0333 | Residential & Commercial | Ducted CEE Tier 1
205750720 | Central HP <5.4 tons | AIRQUEST | HRCU-A-CB (Split System: Heat Pump with Remote Outdoor Unit-Air-Source) | HVH825GKA2* |  |  | EA*4X37L21A*+WALLCON | *96CTN1002122A* | 24400 | 16.5 | 8.5 | 21200 | 16600 | 78.3% | 2.04 | 11 | 11 |  |  |  | No | R-410A | 2.0333 | Residential & Commercial | Ducted CEE Tier 1
214584696 | Central HP <5.4 tons | COLEMAN | HRCU-A-CB (Split System: Heat Pump with Remote Outdoor Unit-Air-Source) | HH824E2S11 |  |  | CTF30B5ACS1 | Z8ET080B12LMPS1 | 23000 | 18 | 9.5 | 23000 | 18400 | 80% | 2 | 0 | 12 |  |  |  | No | R-454B | 1.9167 | Residential & Commercial | Ducted CEE Tier 1
204300462 | Central HP <5.4 tons | AIRQUEST | HRCU-A-CB (Split System: Heat Pump with Remote Outdoor Unit-Air-Source) | HVH837GKA** |  |  | EHD4X48AAL+WALLCON | *80CTL1352422A* | 32600 | 17 | 8.1 | 33000 | 24800 | 75.15% | 1.98 | 11 | 11 |  |  |  | No | R-410A | 2.7167 | Residential & Commercial | Ducted CEE Tier 1
204300532 | Central HP <5.4 tons | AIRQUEST | HRCU-A-CB (Split System: Heat Pump with Remote Outdoor Unit-Air-Source) | HVH837GKA** |  |  | EHD4X48AAL+WALLCON | *97CMN1002122A* | 32600 | 17 | 8.1 | 33000 | 24800 | 75.15% | 1.98 | 12 | 11 |  |  |  | No | R-410A | 2.7167 | Residential & Commercial | Ducted CEE Tier 1
206135675 | Central HP <5.4 tons | AIRQUEST | HRCU-A-CB (Split System: Heat Pump with Remote Outdoor Unit-Air-Source) | HVH837GKA** |  |  | EA*4X37L21A*+WALLCON | *80CSU1002120A* | 32800 | 17 | 8.5 | 33000 | 25200 | 76.36% | 1.96 | 12 | 11 |  |  |  | No | R-410A | 2.7333 | Residential & Commercial | Ducted CEE Tier 1
206135977 | Central HP <5.4 tons | AIRQUEST | HRCU-A-CB (Split System: Heat Pump with Remote Outdoor Unit-Air-Source) | HVH837GKA** |  |  | EHD4X42AAL+WALLCON | *80CSU0601716A* | 32400 | 16.5 | 8.1 | 33200 | 24800 | 74.7% | 1.94 | 11.5 | 11 |  |  |  | No | R-410A | 2.7 | Residential & Commercial | Ducted CEE Tier 1
206136343 | Central HP <5.4 tons | AIRQUEST | HRCU-A-CB (Split System: Heat Pump with Remote Outdoor Unit-Air-Source) | HVH837GKA** |  |  | EHD4X42AAL+WALLCON | *95CSU1002122A* | 32600 | 17 | 8.1 | 33000 | 24800 | 75.15% | 1.96 | 11.5 | 11 |  |  |  | No | R-410A | 2.7167 | Residential & Commercial | Ducted CEE Tier 1
205751138 | Central HP <5.4 tons | AIRQUEST | HRCU-A-CB (Split System: Heat Pump with Remote Outdoor Unit-Air-Source) | HVH837GKA** |  |  | EA*4X43L21A*+WALLCON | *80CTL0902120A* | 32800 | 17.5 | 8.5 | 33000 | 25200 | 76.36% | 2 | 12 | 11.7 |  |  |  | No | R-410A | 2.7333 | Residential & Commercial | Ducted CEE Tier 1
214290129 | Central HP <5.4 tons | YISO | HRCU-A-CB (Split System: Heat Pump with Remote Outdoor Unit-Air-Source) | YOHA2-60AA |  |  | YAHA1-60BA |  | 54000 | 18.5 | 9.5 | 55000 | 38500 | 70% | 1.9 | 0 | 11.7 |  |  |  | No | R-410A | 4.5 | Residential & Commercial | Ducted CEE Tier 1
216439951 | Central HP <5.4 tons | AMERICAN STANDARD | HRCU-A-CB (Split System: Heat Pump with Remote Outdoor Unit-Air-Source) | 5A6V0X24A1 |  |  | 5PX*B003AS3 | S9V2B040D3VSB+LRP | 19200 | 17.1 | 9 | 22800 | 16900 | 74.12% | 2 | 0 | 11 |  |  |  | No | R-454B | 1.6 | Residential & Commercial | Ducted CEE Tier 1
215213673 | Central HP <5.4 tons | YISO | HRCU-A-CB (Split System: Heat Pump with Remote Outdoor Unit-Air-Source) | YOHA2-60AA |  |  | YLCN2-4860CA | FG7SA-090C-T35C* | 52000 | 16.5 | 8.3 | 54000 | 37800 | 70% | 1.85 | 0 | 11.2 |  |  |  | No | R-410A | 4.3333 | Residential & Commercial | Ducted CEE Tier 1
216019255 | Central HP <5.4 tons | YISO | HRCU-A-CB (Split System: Heat Pump with Remote Outdoor Unit-Air-Source) | YOHA2-60AA |  |  | YAHA2-60AA |  | 53000 | 17 | 9.2 | 55000 | 38500 | 70% | 1.9 | 0 | 11 |  |  |  | No | R-410A | 4.4167 | Residential & Commercial | Ducted CEE Tier 1
214290135 | Central HP <5.4 tons | YISO | HRCU-A-C (Split System: Heat Pump with Remote Outdoor Unit with No Indoor Fan --Air Source) | YOHA2-60AA |  |  | YLCN2-4860DA+DK |  | 52000 | 15.2 | 8.6 | 53000 | 37200 | 70.19% | 1.9 | 0 | 10.8 |  |  |  | No | R-410A | 4.3333 | Residential & Commercial | Ducted CEE Tier 1
211393464 | Central HP <5.4 tons | CHAMPION HEATING AND COOLING | HRCU-A-CB (Split System: Heat Pump with Remote Outdoor Unit-Air-Source) | HMH72B341 |  |  | XAFC36DBCN1 | TL8E080C16UH11 | 34000 | 17.5 | 8.1 | 34000 | 24200 | 71.18% | 2.1 | 0 | 10 |  |  |  | No | R-410A | 2.8333 | Residential & Commercial | Ducted CEE Tier 1
210599210 | Central HP <5.4 tons | HEIL | HRCU-A-CB (Split System: Heat Pump with Remote Outdoor Unit-Air-Source) | HVH837GKA** |  |  | EA*4X60L24A*+WALLCON | *97CMN1002122A* | 32800 | 17.5 | 8.5 | 31800 | 24800 | 77.99% | 2 | 0 | 11.7 |  |  |  | No | R-410A | 2.7333 | Residential & Commercial | Ducted CEE Tier 1
210599290 | Central HP <5.4 tons | HEIL | HRCU-A-CB (Split System: Heat Pump with Remote Outdoor Unit-Air-Source) | HVH837GKA** |  |  | EA*4X61L24A*+WALLCON | *95CSU1002122A* | 33200 | 18 | 8.5 | 32000 | 24800 | 77.5% | 2.02 | 0 | 11.5 |  |  |  | No | R-410A | 2.7667 | Residential & Commercial | Ducted CEE Tier 1
212982252 | Central HP <5.4 tons | CARRIER | HRCU-A-CB (Split System: Heat Pump with Remote Outdoor Unit-Air-Source) | 38MURAQ24AB3* |  |  | CAP**2517AL* | 58SU*B060M17**16 | 24200 | 17.5 | 8.5 | 25200 | 21200 | 84.13% | 1.8 | 0 | 10 |  |  |  | No | R-410A | 2.0167 | Residential & Commercial | Ducted CEE Tier 1
212983195 | Central HP <5.4 tons | CARRIER | HRCU-A-CB (Split System: Heat Pump with Remote Outdoor Unit-Air-Source) | 38MURAQ24AB3* |  |  | CAP**3721AL* | 59SC2E040M17**12 | 24000 | 16 | 8.1 | 25400 | 21800 | 85.83% | 1.8 | 0 | 10 |  |  |  | No | R-410A | 2 | Residential & Commercial | Ducted CEE Tier 1
216439971 | Central HP <5.4 tons | AMERICAN STANDARD | HRCU-A-CB (Split System: Heat Pump with Remote Outdoor Unit-Air-Source) | 5A6V0X24A1 |  |  | 5PX*BD06AS3 | S9V2B040D3VSB+LRP | 21000 | 19.6 | 9.4 | 23200 | 17300 | 74.57% | 2.1 | 0 | 12 |  |  |  | No | R-454B | 1.75 | Residential & Commercial | Ducted CEE Tier 1
216439973 | Central HP <5.4 tons | AMERICAN STANDARD | HRCU-A-CB (Split System: Heat Pump with Remote Outdoor Unit-Air-Source) | 5A6V0X24A1 |  |  | 5TAMXC03AV31 |  | 21800 | 22 | 9.7 | 22800 | 17900 | 78.51% | 2.2 | 0 | 12 |  |  |  | No | R-454B | 1.8167 | Residential & Commercial | Ducted CEE Tier 1
215682186 | Central HP <5.4 tons | AIRQUEST | HRCU-A-CB (Split System: Heat Pump with Remote Outdoor Unit-Air-Source) | H5H0V48*K*AAA* |  |  | EVD5X48M24A*+WALLCON | *80CSU0802120B* | 47500 | 18.5 | 9 | 50000 | 36000 | 72% | 2.02 | 0 | 10 |  |  |  | No | R-454B | 3.9583 | Residential & Commercial | Ducted CEE Tier 1
215682206 | Central HP <5.4 tons | AIRQUEST | HRCU-A-CB (Split System: Heat Pump with Remote Outdoor Unit-Air-Source) | H5H0V48*K*AAA* |  |  | EVD5X48M24A*+WALLCON | *97CTN0802120A* | 47000 | 18.5 | 9 | 50000 | 36400 | 72.8% | 2 | 0 | 10 |  |  |  | No | R-454B | 3.9167 | Residential & Commercial | Ducted CEE Tier 1
215682236 | Central HP <5.4 tons | AIRQUEST | HRCU-A-CB (Split System: Heat Pump with Remote Outdoor Unit-Air-Source) | H5H0V48*K*AAA* |  |  | EVD5X49M24A*+WALLCON | *96CTN0802120B* | 48000 | 19 | 9 | 50000 | 36600 | 73.2% | 2 | 0 | 10 |  |  |  | No | R-454B | 4 | Residential & Commercial | Ducted CEE Tier 1
213785377 | Central HP <5.4 tons | BRYANT HEATING AND COOLING SYSTEMS | HRCU-A-CB (Split System: Heat Pump with Remote Outdoor Unit-Air-Source) | 284ANV036*0**B* |  |  | CAP**3717AL*+UI | 88*TB36045C17*** | 33000 | 18 | 9 | 37200 | 26400 | 70.97% | 1.98 | 0 | 11 |  |  |  | No | R-410A | 2.75 | Residential & Commercial | Ducted CEE Tier 1
213785034 | Central HP <5.4 tons | BRYANT HEATING AND COOLING SYSTEMS | HRCU-A-CB (Split System: Heat Pump with Remote Outdoor Unit-Air-Source) | 284ANV024*0**B* |  |  | CAP**2517AL*+UI | 88*TB48090C17*** | 23800 | 20 | 10.5 | 26400 | 19800 | 75% | 2.52 | 0 | 13 |  |  |  | No | R-410A | 1.9833 | Residential & Commercial | Ducted CEE Tier 1
213785036 | Central HP <5.4 tons | BRYANT HEATING AND COOLING SYSTEMS | HRCU-A-CB (Split System: Heat Pump with Remote Outdoor Unit-Air-Source) | 284ANV024*0**B* |  |  | CAP**2517AL*+UI | 987MC42060C17*** | 24000 | 19.5 | 10.5 | 26600 | 19900 | 74.81% | 2.48 | 0 | 12.5 |  |  |  | No | R-410A | 2 | Residential & Commercial | Ducted CEE Tier 1
213785066 | Central HP <5.4 tons | BRYANT HEATING AND COOLING SYSTEMS | HRCU-A-CB (Split System: Heat Pump with Remote Outdoor Unit-Air-Source) | 284ANV024*0**B* |  |  | CAP**3017AL*+UI | 986TD42080C17*** | 23200 | 20 | 10 | 26800 | 20000 | 74.63% | 2.36 | 0 | 12.5 |  |  |  | No | R-410A | 1.9333 | Residential & Commercial | Ducted CEE Tier 1
213785118 | Central HP <5.4 tons | BRYANT HEATING AND COOLING SYSTEMS | HRCU-A-CB (Split System: Heat Pump with Remote Outdoor Unit-Air-Source) | 284ANV024*0**B* |  |  | CAP**3721AL*+UI | 987MC42060C17*** | 24000 | 19.5 | 10.5 | 26600 | 19900 | 74.81% | 2.5 | 0 | 13 |  |  |  | No | R-410A | 2 | Residential & Commercial | Ducted CEE Tier 1
213785202 | Central HP <5.4 tons | BRYANT HEATING AND COOLING SYSTEMS | HRCU-A-CB (Split System: Heat Pump with Remote Outdoor Unit-Air-Source) | 284ANV024*0**B* |  |  | CSPH*3012AL*+UI | 987MC42080C17*** | 23400 | 18.5 | 10 | 27200 | 20000 | 73.53% | 2.42 | 0 | 12.5 |  |  |  | No | R-410A | 1.95 | Residential & Commercial | Ducted CEE Tier 1
213785068 | Central HP <5.4 tons | BRYANT HEATING AND COOLING SYSTEMS | HRCU-A-CB (Split System: Heat Pump with Remote Outdoor Unit-Air-Source) | 284ANV024*0**B* |  |  | CAP**3617AL*+UI | 88*TB36045C17*** | 23200 | 19.5 | 10 | 26800 | 20000 | 74.63% | 2.36 | 0 | 12.5 |  |  |  | No | R-410A | 1.9333 | Residential & Commercial | Ducted CEE Tier 1
213785070 | Central HP <5.4 tons | BRYANT HEATING AND COOLING SYSTEMS | HRCU-A-CB (Split System: Heat Pump with Remote Outdoor Unit-Air-Source) | 284ANV024*0**B* |  |  | CAP**3617AL*+UI | 88*TB36070C14*** | 23000 | 20 | 10 | 26600 | 19900 | 74.81% | 2.4 | 0 | 12.5 |  |  |  | No | R-410A | 1.9167 | Residential & Commercial | Ducted CEE Tier 1
214290128 | Central HP <5.4 tons | YISO | HRCU-A-CB (Split System: Heat Pump with Remote Outdoor Unit-Air-Source) | YOHA2-60AA |  |  | YAHA1-48BA |  | 47000 | 19 | 9.5 | 48000 | 34400 | 71.67% | 2.1 | 0 | 12.5 |  |  |  | No | R-410A | 3.9167 | Residential & Commercial | Ducted CEE Tier 1
216439945 | Central HP <5.4 tons | AMERICAN STANDARD | HRCU-A-CB (Split System: Heat Pump with Remote Outdoor Unit-Air-Source) | 5A6V0X24A1 |  |  | 5PX*B003AS3 | S9V2B040U3VSB+LRP | 20600 | 19 | 9.4 | 23800 | 17600 | 73.95% | 2.1 | 0 | 11.7 |  |  |  | No | R-454B | 1.7167 | Residential & Commercial | Ducted CEE Tier 1
212984942 | Central HP <5.4 tons | AIRQUEST | HRCU-A-CB (Split System: Heat Pump with Remote Outdoor Unit-Air-Source) | DLCURAH36ABK |  |  | EA*4X48L21A* | *92MSN0802120A* | 35600 | 16.5 | 8.5 | 37800 | 34600 | 91.53% | 2.02 | 0 | 10 |  |  |  | No | R-410A | 2.9667 | Residential & Commercial | Ducted CEE Tier 1
213785393 | Central HP <5.4 tons | BRYANT HEATING AND COOLING SYSTEMS | HRCU-A-CB (Split System: Heat Pump with Remote Outdoor Unit-Air-Source) | 284ANV036*0**B* |  |  | CAP**3717AL*+UI | 986TD42080C17*** | 33200 | 18.5 | 9 | 37000 | 26200 | 70.81% | 2 | 0 | 11.5 |  |  |  | No | R-410A | 2.7667 | Residential & Commercial | Ducted CEE Tier 1
213785411 | Central HP <5.4 tons | BRYANT HEATING AND COOLING SYSTEMS | HRCU-A-CB (Split System: Heat Pump with Remote Outdoor Unit-Air-Source) | 284ANV036*0**B* |  |  | CAP**3721AL*+UI | 987MC66100C21*** | 33800 | 19.5 | 9 | 36400 | 25600 | 70.33% | 2.04 | 0 | 12 |  |  |  | No | R-410A | 2.8167 | Residential & Commercial | Ducted CEE Tier 1
213785479 | Central HP <5.4 tons | BRYANT HEATING AND COOLING SYSTEMS | HRCU-A-CB (Split System: Heat Pump with Remote Outdoor Unit-Air-Source) | 284ANV036*0**B* |  |  | CAP**4321AL*+UI | 986TD66100C21*** | 33800 | 19.5 | 9 | 36400 | 25600 | 70.33% | 2.04 | 0 | 12 |  |  |  | No | R-410A | 2.8167 | Residential & Commercial | Ducted CEE Tier 1
213785495 | Central HP <5.4 tons | BRYANT HEATING AND COOLING SYSTEMS | HRCU-A-CB (Split System: Heat Pump with Remote Outdoor Unit-Air-Source) | 284ANV036*0**B* |  |  | CAP**4821AL*+UI | 987MC42080C17*** | 33000 | 19 | 9 | 36800 | 26000 | 70.65% | 2 | 0 | 11.7 |  |  |  | No | R-410A | 2.75 | Residential & Commercial | Ducted CEE Tier 1
213785509 | Central HP <5.4 tons | BRYANT HEATING AND COOLING SYSTEMS | HRCU-A-CB (Split System: Heat Pump with Remote Outdoor Unit-Air-Source) | 284ANV036*0**B* |  |  | CAP**4824AL*+UI | 88*TB66135C24*** | 33200 | 19.5 | 9 | 36400 | 25800 | 70.88% | 2.04 | 0 | 12 |  |  |  | No | R-410A | 2.7667 | Residential & Commercial | Ducted CEE Tier 1
213785100 | Central HP <5.4 tons | BRYANT HEATING AND COOLING SYSTEMS | HRCU-A-CB (Split System: Heat Pump with Remote Outdoor Unit-Air-Source) | 284ANV024*0**B* |  |  | CAP**3621AL*+UI | 987MC66100C21*** | 23400 | 20 | 10 | 26600 | 19800 | 74.44% | 2.42 | 0 | 13 |  |  |  | No | R-410A | 1.95 | Residential & Commercial | Ducted CEE Tier 1
213785150 | Central HP <5.4 tons | BRYANT HEATING AND COOLING SYSTEMS | HRCU-A-CB (Split System: Heat Pump with Remote Outdoor Unit-Air-Source) | 284ANV024*0**B* |  |  | CAP**4221AL*+UI | 986TD66100C21*** | 23200 | 20 | 10 | 26600 | 19700 | 74.06% | 2.46 | 0 | 13 |  |  |  | No | R-410A | 1.9333 | Residential & Commercial | Ducted CEE Tier 1
213160450 | Central HP <5.4 tons | Panasonic | HRCU-A-C (Split System: Heat Pump with Remote Outdoor Unit with No Indoor Fan --Air Source) | CU-HE18YAHK6 |  |  | CS-HE24YAC6* |  | 18000 | 16.1 | 9.5 | 19000 | 15000 | 78.95% | 2.2 | 11.6 | 11.7 |  |  |  | No | R-410A | 1.5 | Residential & Commercial | Ducted CEE Tier 1
214397286 | Central HP <5.4 tons | COLEMAN | HRCU-A-CB (Split System: Heat Pump with Remote Outdoor Unit-Air-Source) | HH836E2S11 |  |  | CTF36B5CDS1 | TM9E080B12MP12 | 33600 | 18 | 8.5 | 31800 | 26000 | 81.76% | 2 | 0 | 11 |  |  |  | No | R-454B | 2.8 | Residential & Commercial | Ducted CEE Tier 1
214397370 | Central HP <5.4 tons | COLEMAN | HRCU-A-CB (Split System: Heat Pump with Remote Outdoor Unit-Air-Source) | HH836E2S11 |  |  | CTF48C5CFS1 | TM9V100C20MP12 | 34200 | 18 | 9 | 32600 | 25800 | 79.14% | 2 | 0 | 11 |  |  |  | No | R-454B | 2.85 | Residential & Commercial | Ducted CEE Tier 1
213785010 | Central HP <5.4 tons | BRYANT HEATING AND COOLING SYSTEMS | HRCU-A-CB (Split System: Heat Pump with Remote Outdoor Unit-Air-Source) | 284ANV024*0**B* |  |  | CAP**2417AL*+UI | 88*TB36045C17*** | 22800 | 19 | 9.5 | 27200 | 20400 | 75% | 2.26 | 0 | 12 |  |  |  | No | R-410A | 1.9 | Residential & Commercial | Ducted CEE Tier 1
213785252 | Central HP <5.4 tons | BRYANT HEATING AND COOLING SYSTEMS | HRCU-A-CB (Split System: Heat Pump with Remote Outdoor Unit-Air-Source) | 284ANV024*0**B* |  |  | CSPH*4212AL*+UI | 88*TB48090C17*** | 23600 | 19.5 | 10 | 26400 | 19700 | 74.62% | 2.5 | 0 | 13 |  |  |  | No | R-410A | 1.9667 | Residential & Commercial | Ducted CEE Tier 1
214931604 | Central HP <5.4 tons | YISO | HRCU-A-CB (Split System: Heat Pump with Remote Outdoor Unit-Air-Source) | YOHA2-60AA |  |  | YLCN2-4860CA | FG7TE-080D-V35C* | 52000 | 18 | 8.7 | 54000 | 37800 | 70% | 1.9 | 0 | 11.4 |  |  |  | No | R-410A | 4.3333 | Residential & Commercial | Ducted CEE Tier 1
216439991 | Central HP <5.4 tons | AMERICAN STANDARD | HRCU-A-CB (Split System: Heat Pump with Remote Outdoor Unit-Air-Source) | 5A6V0X24A1 |  |  | 5TXCB003AS3 | S9V2B040U3PSC+LRP | 20600 | 19 | 9.4 | 23800 | 17600 | 73.95% | 2.1 | 0 | 11.7 |  |  |  | No | R-454B | 1.7167 | Residential & Commercial | Ducted CEE Tier 1
212984208 | Central HP <5.4 tons | AIRQUEST | HRCU-A-CB (Split System: Heat Pump with Remote Outdoor Unit-Air-Source) | DLCURAH18ABK |  |  | EN(A,D)4X24L17** | *92MSN0601714A* | 17500 | 16 | 8.5 | 18500 | 19200 | 103.8% | 2.3 | 0 | 10.5 |  |  |  | No | R-410A | 1.4583 | Residential & Commercial | Ducted CEE Tier 1
212984760 | Central HP <5.4 tons | AIRQUEST | HRCU-A-CB (Split System: Heat Pump with Remote Outdoor Unit-Air-Source) | DLCURAH18ABK |  |  | EN(A,D)4X30L17** | *92MSN0801716A* | 17400 | 16.5 | 8.1 | 17900 | 18600 | 103.9% | 2.24 | 0 | 11 |  |  |  | No | R-410A | 1.45 | Residential & Commercial | Ducted CEE Tier 1
212985896 | Central HP <5.4 tons | AIRQUEST | HRCU-A-CB (Split System: Heat Pump with Remote Outdoor Unit-Air-Source) | DLCURAH18ABK |  |  | EA*4X24L17A* | *96MSN0261410A* | 17300 | 16 | 8.5 | 18200 | 19400 | 106.6% | 2.34 | 0 | 10.5 |  |  |  | No | R-410A | 1.4417 | Residential & Commercial | Ducted CEE Tier 1
211391742 | Central HP <5.4 tons | CHAMPION HEATING AND COOLING | HRCU-A-CB (Split System: Heat Pump with Remote Outdoor Unit-Air-Source) | HMH72B341 |  |  | XAFC36DXXN1+TXV | TM8E100B12MP11 | 34000 | 18 | 8.1 | 33800 | 23800 | 70.41% | 2.06 | 0 | 10 |  |  |  | No | R-410A | 2.8333 | Residential & Commercial | Ducted CEE Tier 1
213785028 | Central HP <5.4 tons | BRYANT HEATING AND COOLING SYSTEMS | HRCU-A-CB (Split System: Heat Pump with Remote Outdoor Unit-Air-Source) | 284ANV024*0**B* |  |  | CAP**2517AL*+UI | 88*TB36045C17*** | 23600 | 19.5 | 10.5 | 26600 | 20000 | 75.19% | 2.48 | 0 | 12.5 |  |  |  | No | R-410A | 1.9667 | Residential & Commercial | Ducted CEE Tier 1
213785044 | Central HP <5.4 tons | BRYANT HEATING AND COOLING SYSTEMS | HRCU-A-CB (Split System: Heat Pump with Remote Outdoor Unit-Air-Source) | 284ANV024*0**B* |  |  | CAP**2517AL*+UI | 986TD42080C17*** | 24000 | 20 | 10.5 | 26600 | 19800 | 74.44% | 2.5 | 0 | 13 |  |  |  | No | R-410A | 2 | Residential & Commercial | Ducted CEE Tier 1
213785060 | Central HP <5.4 tons | BRYANT HEATING AND COOLING SYSTEMS | HRCU-A-CB (Split System: Heat Pump with Remote Outdoor Unit-Air-Source) | 284ANV024*0**B* |  |  | CAP**3017AL*+UI | 987MC42080C17*** | 22800 | 19.5 | 10 | 26800 | 20000 | 74.63% | 2.36 | 0 | 12.5 |  |  |  | No | R-410A | 1.9 | Residential & Commercial | Ducted CEE Tier 1
213785162 | Central HP <5.4 tons | BRYANT HEATING AND COOLING SYSTEMS | HRCU-A-CB (Split System: Heat Pump with Remote Outdoor Unit-Air-Source) | 284ANV024*0**B* |  |  | CAP**4224AL*+UI | 986TD66120C24*** | 23400 | 20 | 10 | 26600 | 19700 | 74.06% | 2.46 | 0 | 13 |  |  |  | No | R-410A | 1.95 | Residential & Commercial | Ducted CEE Tier 1
213785429 | Central HP <5.4 tons | BRYANT HEATING AND COOLING SYSTEMS | HRCU-A-CB (Split System: Heat Pump with Remote Outdoor Unit-Air-Source) | 284ANV036*0**B* |  |  | CAP**4221AL*+UI | 935CB48060C17*** | 32400 | 18.5 | 9 | 38000 | 26800 | 70.53% | 1.96 | 0 | 11.5 |  |  |  | No | R-410A | 2.7 | Residential & Commercial | Ducted CEE Tier 1
213785445 | Central HP <5.4 tons | BRYANT HEATING AND COOLING SYSTEMS | HRCU-A-CB (Split System: Heat Pump with Remote Outdoor Unit-Air-Source) | 284ANV036*0**B* |  |  | CAP**4224AL*+UI | 88*TB60110C21*** | 32600 | 19 | 9 | 37800 | 26600 | 70.37% | 1.98 | 0 | 11.7 |  |  |  | No | R-410A | 2.7167 | Residential & Commercial | Ducted CEE Tier 1
213785477 | Central HP <5.4 tons | BRYANT HEATING AND COOLING SYSTEMS | HRCU-A-CB (Split System: Heat Pump with Remote Outdoor Unit-Air-Source) | 284ANV036*0**B* |  |  | CAP**4321AL*+UI | 986TD42080C17*** | 33800 | 19 | 9 | 36600 | 25800 | 70.49% | 2.02 | 0 | 11.7 |  |  |  | No | R-410A | 2.8167 | Residential & Commercial | Ducted CEE Tier 1
213785527 | Central HP <5.4 tons | BRYANT HEATING AND COOLING SYSTEMS | HRCU-A-CB (Split System: Heat Pump with Remote Outdoor Unit-Air-Source) | 284ANV036*0**B* |  |  | CAP**6024AL*+UI | 987MC66120C24*** | 33800 | 19.5 | 9 | 35800 | 25200 | 70.39% | 2 | 0 | 12 |  |  |  | No | R-410A | 2.8167 | Residential & Commercial | Ducted CEE Tier 1
213785545 | Central HP <5.4 tons | BRYANT HEATING AND COOLING SYSTEMS | HRCU-A-CB (Split System: Heat Pump with Remote Outdoor Unit-Air-Source) | 284ANV036*0**B* |  |  | CAP**6121AL*+UI | 987MC42060C17*** | 33800 | 19 | 9 | 36200 | 25400 | 70.17% | 1.98 | 0 | 11.7 |  |  |  | No | R-410A | 2.8167 | Residential & Commercial | Ducted CEE Tier 1
211207015 | Central HP <5.4 tons | YORK | HRCU-A-CB (Split System: Heat Pump with Remote Outdoor Unit-Air-Source) | YZV36B21 |  |  | XAMC36DE2N1+CC | YP9C100C16MP13 | 33000 | 18 | 8.5 | 34000 | 29200 | 85.88% | 1.96 | 0 | 12 |  |  |  | No | R-410A | 2.75 | Residential & Commercial | Ducted CEE Tier 1
214838755 | Central HP <5.4 tons | YISO | HRCU-A-CB (Split System: Heat Pump with Remote Outdoor Unit-Air-Source) | YOHA2-60AA |  |  | YLCN2-4248CA | FG7SA-108C-T35C* | 44000 | 17 | 8.3 | 46000 | 32400 | 70.43% | 1.95 | 0 | 11.7 |  |  |  | No | R-410A | 3.6667 | Residential & Commercial | Ducted CEE Tier 1
216439975 | Central HP <5.4 tons | AMERICAN STANDARD | HRCU-A-CB (Split System: Heat Pump with Remote Outdoor Unit-Air-Source) | 5A6V0X24A1 |  |  | 5TAMXD04AV31 |  | 21800 | 21 | 9.7 | 22600 | 17700 | 78.32% | 2.2 | 0 | 12 |  |  |  | No | R-454B | 1.8167 | Residential & Commercial | Ducted CEE Tier 1
216453076 | Central HP <5.4 tons | AMERICAN STANDARD | HRCU-A-CB (Split System: Heat Pump with Remote Outdoor Unit-Air-Source) | 5A6V0X24A1 |  |  | 5PX*B003AS3 | S8V2B080M4PCB | 21600 | 20.6 | 10 | 24200 | 18300 | 75.62% | 2.1 | 0 | 11.5 |  |  |  | No | R-454B | 1.8 | Residential & Commercial | Ducted CEE Tier 1
215667226 | Central HP <5.4 tons | DAY & NIGHT | HRCU-A-CB (Split System: Heat Pump with Remote Outdoor Unit-Air-Source) | C5H0V24*K*AAA* |  |  | EA*5X25M17A*+WALLCON | *80CTL0901716B* | 24000 | 17.5 | 9 | 23200 | 16400 | 70.69% | 2 | 0 | 10.5 |  |  |  | No | R-454B | 2 | Residential & Commercial | Ducted CEE Tier 1
215667476 | Central HP <5.4 tons | DAY & NIGHT | HRCU-A-CB (Split System: Heat Pump with Remote Outdoor Unit-Air-Source) | C5H0V24*K*AAA* |  |  | EA*5X30M17A*+WALLCON | *97CMN0601714B* | 23000 | 16.5 | 8.5 | 24000 | 16800 | 70% | 1.86 | 0 | 10 |  |  |  | No | R-454B | 1.9167 | Residential & Commercial | Ducted CEE Tier 1
215667896 | Central HP <5.4 tons | DAY & NIGHT | HRCU-A-CB (Split System: Heat Pump with Remote Outdoor Unit-Air-Source) | C5H0V24*K*AAA* |  |  | EA*5X37M21A*+WALLCON | *97CMN0602120B* | 24000 | 17 | 9 | 23400 | 16400 | 70.09% | 2.02 | 0 | 10.5 |  |  |  | No | R-454B | 2 | Residential & Commercial | Ducted CEE Tier 1
213080390 | Central HP <5.4 tons | HEIL | HRCU-A-CB (Split System: Heat Pump with Remote Outdoor Unit-Air-Source) | DLCURAH36ABK |  |  | EA*4X37L21A* | *96MSN1002122A* | 36800 | 16 | 8.5 | 38500 | 34800 | 90.39% | 2.1 | 0 | 10 |  |  |  | No | R-410A | 3.0667 | Residential & Commercial | Ducted CEE Tier 1
213080408 | Central HP <5.4 tons | HEIL | HRCU-A-CB (Split System: Heat Pump with Remote Outdoor Unit-Air-Source) | DLCURAH36ABK |  |  | EA*4X42L24A* | *96MSN1002122A* | 35400 | 16 | 8.5 | 38500 | 35000 | 90.91% | 1.88 | 0 | 10 |  |  |  | No | R-410A | 2.95 | Residential & Commercial | Ducted CEE Tier 1
211227078 | Central HP <5.4 tons | AIRQUEST | HRCU-A-CB (Split System: Heat Pump with Remote Outdoor Unit-Air-Source) | DLCURAH36ABK |  |  | EA*4X37L21A* | *95ESN1002122A* | 37400 | 15.5 | 8.5 | 39000 | 35000 | 89.74% | 2.16 | 0 | 10 |  |  |  | No | R-410A | 3.1167 | Residential & Commercial | Ducted CEE Tier 1
213353856 | Central HP <5.4 tons | BRYANT HEATING AND COOLING SYSTEMS | HRCU-A-CB (Split System: Heat Pump with Remote Outdoor Unit-Air-Source) | 38MURAQ36AB3* |  |  | F54AA*C42L* |  | 37200 | 16 | 9 | 38500 | 35000 | 90.91% | 2.04 | 0 | 10 |  |  |  | No | R-410A | 3.1 | Residential & Commercial | Ducted CEE Tier 1
213785337 | Central HP <5.4 tons | BRYANT HEATING AND COOLING SYSTEMS | HRCU-A-CB (Split System: Heat Pump with Remote Outdoor Unit-Air-Source) | 284ANV036*0**B* |  |  | CAP**3617AL*+UI | 88*TB36070C14*** | 32000 | 18.5 | 8.5 | 38500 | 27000 | 70.13% | 1.92 | 0 | 11 |  |  |  | No | R-410A | 2.6667 | Residential & Commercial | Ducted CEE Tier 1
213785403 | Central HP <5.4 tons | BRYANT HEATING AND COOLING SYSTEMS | HRCU-A-CB (Split System: Heat Pump with Remote Outdoor Unit-Air-Source) | 284ANV036*0**B* |  |  | CAP**3721AL*+UI | 88*TB60110C21*** | 33800 | 19.5 | 9 | 36400 | 25600 | 70.33% | 2.04 | 0 | 12 |  |  |  | No | R-410A | 2.8167 | Residential & Commercial | Ducted CEE Tier 1
213785435 | Central HP <5.4 tons | BRYANT HEATING AND COOLING SYSTEMS | HRCU-A-CB (Split System: Heat Pump with Remote Outdoor Unit-Air-Source) | 284ANV036*0**B* |  |  | CAP**4221AL*+UI | 987MC66100C21*** | 32600 | 19 | 9 | 37800 | 26600 | 70.37% | 1.98 | 0 | 11.7 |  |  |  | No | R-410A | 2.7167 | Residential & Commercial | Ducted CEE Tier 1
213785485 | Central HP <5.4 tons | BRYANT HEATING AND COOLING SYSTEMS | HRCU-A-CB (Split System: Heat Pump with Remote Outdoor Unit-Air-Source) | 284ANV036*0**B* |  |  | CAP**4821AL*+UI | 88*TB48090C17*** | 33200 | 19.5 | 9 | 36600 | 25800 | 70.49% | 2.02 | 0 | 12 |  |  |  | No | R-410A | 2.7667 | Residential & Commercial | Ducted CEE Tier 1
213785501 | Central HP <5.4 tons | BRYANT HEATING AND COOLING SYSTEMS | HRCU-A-CB (Split System: Heat Pump with Remote Outdoor Unit-Air-Source) | 284ANV036*0**B* |  |  | CAP**4821AL*+UI | 986TD42080C17*** | 33000 | 19 | 9 | 36600 | 26000 | 71.04% | 2.02 | 0 | 11.7 |  |  |  | No | R-410A | 2.75 | Residential & Commercial | Ducted CEE Tier 1
211389409 | Central HP <5.4 tons | CHAMPION HEATING AND COOLING | HRCU-A-CB (Split System: Heat Pump with Remote Outdoor Unit-Air-Source) | HMH72B341 |  |  | XAFC36DBCN1 | TM8Y100C20MP11 | 34000 | 17.5 | 8.5 | 33800 | 23800 | 70.41% | 2.1 | 0 | 10 |  |  |  | No | R-410A | 2.8333 | Residential & Commercial | Ducted CEE Tier 1
211390177 | Central HP <5.4 tons | CHAMPION HEATING AND COOLING | HRCU-A-CB (Split System: Heat Pump with Remote Outdoor Unit-Air-Source) | HMH72B341 |  |  | XAFC36DXXN1+TXV | TM8V080C16MP12 | 34000 | 17.5 | 8.5 | 33800 | 23800 | 70.41% | 2.08 | 0 | 10 |  |  |  | No | R-410A | 2.8333 | Residential & Commercial | Ducted CEE Tier 1
213781306 | Central HP <5.4 tons | BRYANT HEATING AND COOLING SYSTEMS | HRCU-A-CB (Split System: Heat Pump with Remote Outdoor Unit-Air-Source) | 288BNV037*0**B* |  |  | CAP**4821AL*+UI | 88*TB60090C21*** | 32200 | 17 | 8.1 | 32600 | 24800 | 76.07% | 1.98 | 0 | 11 |  |  |  | No | R-410A | 2.6833 | Residential & Commercial | Ducted CEE Tier 1
213782326 | Central HP <5.4 tons | BRYANT HEATING AND COOLING SYSTEMS | HRCU-A-CB (Split System: Heat Pump with Remote Outdoor Unit-Air-Source) | 288BNV037*0**B* |  |  | CSPH*6012AL*+UI | 986TD42060C17*** | 32800 | 16.5 | 8.1 | 32400 | 25000 | 77.16% | 1.96 | 0 | 11 |  |  |  | No | R-410A | 2.7333 | Residential & Commercial | Ducted CEE Tier 1
212983656 | Central HP <5.4 tons | CARRIER | HRCU-A-CB (Split System: Heat Pump with Remote Outdoor Unit-Air-Source) | 38MURAQ18AB3* |  |  | CAP**2517AL* | 59SC2E060M14**12 | 17700 | 16.5 | 8.1 | 17700 | 17800 | 100.6% | 2.14 | 0 | 10.5 |  |  |  | No | R-410A | 1.475 | Residential & Commercial | Ducted CEE Tier 1
215675659 | Central HP <5.4 tons | DAY & NIGHT | HRCU-A-CB (Split System: Heat Pump with Remote Outdoor Unit-Air-Source) | C5H0V48*K*AAA* |  |  | EVM5X49M21A*+WALLCON | *96CTN1002122B* | 48000 | 19 | 9 | 50000 | 36800 | 73.6% | 2 | 0 | 10.5 |  |  |  | No | R-454B | 4 | Residential & Commercial | Ducted CEE Tier 1
215676059 | Central HP <5.4 tons | DAY & NIGHT | HRCU-A-CB (Split System: Heat Pump with Remote Outdoor Unit-Air-Source) | C5H0V48*K*AAA* |  |  | EVM5X61M24A*+WALLCON | *97CMN1002122B* | 48500 | 19.5 | 9.5 | 50000 | 36600 | 73.2% | 2.12 | 0 | 10.5 |  |  |  | No | R-454B | 4.0417 | Residential & Commercial | Ducted CEE Tier 1
214397040 | Central HP <5.4 tons | COLEMAN | HRCU-A-CB (Split System: Heat Pump with Remote Outdoor Unit-Air-Source) | HH860E2S11 |  |  | CTM60C5CGS1 | TM8Y080C16MP11 | 44000 | 18 | 9 | 44000 | 33400 | 75.91% | 2 | 0 | 11.7 |  |  |  | No | R-454B | 3.6667 | Residential & Commercial | Ducted CEE Tier 1
214397172 | Central HP <5.4 tons | COLEMAN | HRCU-A-CB (Split System: Heat Pump with Remote Outdoor Unit-Air-Source) | HH860E2S11 |  |  | CTM60D5CHS1+JME18D2SN1 |  | 54000 | 19 | 9 | 53500 | 38500 | 71.96% | 2 | 0 | 12 |  |  |  | No | R-454B | 4.5 | Residential & Commercial | Ducted CEE Tier 1
214397204 | Central HP <5.4 tons | COLEMAN | HRCU-A-CB (Split System: Heat Pump with Remote Outdoor Unit-Air-Source) | HH860E2S11 |  |  | CTF60D5CJS1+JMET18DS2N1 |  | 53000 | 19 | 9 | 54000 | 39000 | 72.22% | 2 | 0 | 11 |  |  |  | No | R-454B | 4.4167 | Residential & Commercial | Ducted CEE Tier 1
214609200 | Central HP <5.4 tons | COLEMAN | HRCU-A-CB (Split System: Heat Pump with Remote Outdoor Unit-Air-Source) | HH860E2S11 |  |  | CTF60D5CGS1 | Z9ES120D20SMPS1 | 46000 | 18 | 9 | 47000 | 34200 | 72.77% | 2 | 0 | 11.7 |  |  |  | No | R-454B | 3.8333 | Residential & Commercial | Ducted CEE Tier 1
214396745 | Central HP <5.4 tons | COLEMAN | HRCU-A-CB (Split System: Heat Pump with Remote Outdoor Unit-Air-Source) | HH860E2S11 |  |  | CTF60D5CHS1 | TM8E130D20MP11 | 54000 | 19 | 8.5 | 55000 | 38500 | 70% | 2 | 0 | 11.7 |  |  |  | No | R-454B | 4.5 | Residential & Commercial | Ducted CEE Tier 1
215675349 | Central HP <5.4 tons | DAY & NIGHT | HRCU-A-CB (Split System: Heat Pump with Remote Outdoor Unit-Air-Source) | C5H0V48*K*AAA* |  |  | FCMA5B60L0D*+WALLCON |  | 46500 | 19.5 | 9.5 | 47000 | 33000 | 70.21% | 2.2 | 0 | 10.5 |  |  |  | No | R-454B | 3.875 | Residential & Commercial | Ducted CEE Tier 1
215675549 | Central HP <5.4 tons | DAY & NIGHT | HRCU-A-CB (Split System: Heat Pump with Remote Outdoor Unit-Air-Source) | C5H0V48*K*AAA* |  |  | EVM5X49M21A*+WALLCON | *80CTL0702120B* | 48000 | 19 | 9 | 50000 | 36800 | 73.6% | 2 | 0 | 10 |  |  |  | No | R-454B | 4 | Residential & Commercial | Ducted CEE Tier 1
215675649 | Central HP <5.4 tons | DAY & NIGHT | HRCU-A-CB (Split System: Heat Pump with Remote Outdoor Unit-Air-Source) | C5H0V48*K*AAA* |  |  | EVM5X49M21A*+WALLCON | *96CTN0801714B* | 48000 | 18.5 | 9 | 50000 | 36200 | 72.4% | 2.02 | 0 | 10 |  |  |  | No | R-454B | 4 | Residential & Commercial | Ducted CEE Tier 1
215676079 | Central HP <5.4 tons | DAY & NIGHT | HRCU-A-CB (Split System: Heat Pump with Remote Outdoor Unit-Air-Source) | C5H0V48*K*AAA* |  |  | EVM5X61M24A*+WALLCON | *96CTN1002122B* | 48500 | 19.5 | 9.5 | 50000 | 36600 | 73.2% | 2.12 | 0 | 10.5 |  |  |  | No | R-454B | 4.0417 | Residential & Commercial | Ducted CEE Tier 1
215676329 | Central HP <5.4 tons | DAY & NIGHT | HRCU-A-CB (Split System: Heat Pump with Remote Outdoor Unit-Air-Source) | C5H0V48*K*AAA* |  |  | EVD5X49M24A*+WALLCON | *80CTL1352422B* | 48000 | 19 | 9 | 50000 | 36400 | 72.8% | 2 | 0 | 10.5 |  |  |  | No | R-454B | 4 | Residential & Commercial | Ducted CEE Tier 1
215668712 | Central HP <5.4 tons | DAY & NIGHT | HRCU-A-CB (Split System: Heat Pump with Remote Outdoor Unit-Air-Source) | C5H0V36*K*AAA* |  |  | EA*5X37M21A*+WALLCON | *95CSU0802120B* | 34400 | 17.5 | 9 | 35400 | 25200 | 71.19% | 1.9 | 0 | 10 |  |  |  | No | R-454B | 2.8667 | Residential & Commercial | Ducted CEE Tier 1
213780646 | Central HP <5.4 tons | BRYANT HEATING AND COOLING SYSTEMS | HRCU-A-CB (Split System: Heat Pump with Remote Outdoor Unit-Air-Source) | 288BNV037*0**B* |  |  | CAP**3617AL*+UI | 88*TB36070C14*** | 31400 | 16.5 | 8.1 | 33400 | 24400 | 73.05% | 1.82 | 0 | 10.5 |  |  |  | No | R-410A | 2.6167 | Residential & Commercial | Ducted CEE Tier 1
213780666 | Central HP <5.4 tons | BRYANT HEATING AND COOLING SYSTEMS | HRCU-A-CB (Split System: Heat Pump with Remote Outdoor Unit-Air-Source) | 288BNV037*0**B* |  |  | CAP**3617AL*+UI | 88*TB48090C17*** | 31200 | 16.5 | 8.1 | 33200 | 24200 | 72.89% | 1.84 | 0 | 10.5 |  |  |  | No | R-410A | 2.6 | Residential & Commercial | Ducted CEE Tier 1
213780816 | Central HP <5.4 tons | BRYANT HEATING AND COOLING SYSTEMS | HRCU-A-CB (Split System: Heat Pump with Remote Outdoor Unit-Air-Source) | 288BNV037*0**B* |  |  | CAP**3621AL*+UI | 986TD42060C17*** | 31400 | 16.5 | 8.1 | 33200 | 24400 | 73.49% | 1.82 | 0 | 10.5 |  |  |  | No | R-410A | 2.6167 | Residential & Commercial | Ducted CEE Tier 1
215934826 | Central HP <5.4 tons | HEIL | HRCU-A-CB (Split System: Heat Pump with Remote Outdoor Unit-Air-Source) | H5H3V36*K*AAA* |  |  | EVM5X44M21A*+WALLCON | *80CTL0702120B* | 35600 | 21.5 | 8.5 | 38000 | 28600 | 75.26% | 2.02 | 0 | 12 |  |  |  | No | R-454B | 2.9667 | Residential & Commercial | Ducted CEE Tier 1
212985045 | Central HP <5.4 tons | DAY & NIGHT | HRCU-A-CB (Split System: Heat Pump with Remote Outdoor Unit-Air-Source) | DLCURAH24ABK |  |  | EA*4X37L21A* | *92MSN0802120A* | 24800 | 17.5 | 8.5 | 25600 | 21400 | 83.59% | 1.8 | 0 | 10.5 |  |  |  | No | R-410A | 2.0667 | Residential & Commercial | Ducted CEE Tier 1
212986903 | Central HP <5.4 tons | DAY & NIGHT | HRCU-A-CB (Split System: Heat Pump with Remote Outdoor Unit-Air-Source) | DLCURAH24ABK |  |  | EA*4X30L17A* | *96MSN0601412A* | 23600 | 16.5 | 8.5 | 26200 | 24200 | 92.37% | 2 | 0 | 10 |  |  |  | No | R-410A | 1.9667 | Residential & Commercial | Ducted CEE Tier 1
206772723 | Central HP <5.4 tons | AIRQUEST | HRCU-A-CB (Split System: Heat Pump with Remote Outdoor Unit-Air-Source) | HVH837GKA2* |  |  | EHD4X42AAL+WALLCON | *80CTL1352422A* | 32600 | 17 | 8.1 | 33000 | 24800 | 75.15% | 1.96 | 11 | 11 |  |  |  | No | R-410A | 2.7167 | Residential & Commercial | Ducted CEE Tier 1
212969752 | Central HP <5.4 tons | HEIL | HRCU-A-CB (Split System: Heat Pump with Remote Outdoor Unit-Air-Source) | DLCURAH24ABK |  |  | EA*4X25L17A* | *80VSL0451412B* | 24000 | 17.5 | 8.5 | 25000 | 21800 | 87.2% | 1.82 | 0 | 10 |  |  |  | No | R-410A | 2 | Residential & Commercial | Ducted CEE Tier 1
212969782 | Central HP <5.4 tons | HEIL | HRCU-A-CB (Split System: Heat Pump with Remote Outdoor Unit-Air-Source) | DLCURAH24ABK |  |  | EA*4X36L17A* | *80VSL0451412B* | 23600 | 17 | 8.5 | 26000 | 24200 | 93.08% | 2 | 0 | 10 |  |  |  | No | R-410A | 1.9667 | Residential & Commercial | Ducted CEE Tier 1
211242225 | Central HP <5.4 tons | HEIL | HRCU-A-CB (Split System: Heat Pump with Remote Outdoor Unit-Air-Source) | DLCURAH24ABK |  |  | EA*4X36L17A* | OMV098J12* | 23600 | 16.5 | 8.5 | 25800 | 23400 | 90.7% | 1.94 | 0 | 10 |  |  |  | No | R-410A | 1.9667 | Residential & Commercial | Ducted CEE Tier 1
212983162 | Central HP <5.4 tons | CARRIER | HRCU-A-CB (Split System: Heat Pump with Remote Outdoor Unit-Air-Source) | 38MURAQ24AB3* |  |  | CAP**3617AL* | 59SC2E040M17**12 | 23400 | 16 | 8.5 | 26400 | 24000 | 90.91% | 1.98 | 0 | 10 |  |  |  | No | R-410A | 1.95 | Residential & Commercial | Ducted CEE Tier 1
215667603 | Central HP <5.4 tons | DAY & NIGHT | HRCU-A-CB (Split System: Heat Pump with Remote Outdoor Unit-Air-Source) | C5H0V24*K*AAA* |  |  | EA*5X36M17A*+WALLCON | *80CTL0451712B* | 23000 | 16.5 | 9 | 23800 | 16700 | 70.17% | 1.98 | 0 | 10 |  |  |  | No | R-454B | 1.9167 | Residential & Commercial | Ducted CEE Tier 1
215667728 | Central HP <5.4 tons | DAY & NIGHT | HRCU-A-CB (Split System: Heat Pump with Remote Outdoor Unit-Air-Source) | C5H0V24*K*AAA* |  |  | EA*5X37M17A*+WALLCON | *80CSU0401712A* | 23800 | 17 | 9 | 23400 | 16500 | 70.51% | 2 | 0 | 10.5 |  |  |  | No | R-454B | 1.9833 | Residential & Commercial | Ducted CEE Tier 1
213062798 | Central HP <5.4 tons | ACIQ | HRCU-A-CB (Split System: Heat Pump with Remote Outdoor Unit-Air-Source) | HVH837GKA** |  |  | EHD4X48AAL+WALLCON | *80CSU0401712A* | 32600 | 16.5 | 8.1 | 33000 | 24800 | 75.15% | 1.96 | 11.5 | 11 |  |  |  | No | R-410A | 2.7167 | Residential & Commercial | Ducted CEE Tier 1
213062921 | Central HP <5.4 tons | ACIQ | HRCU-A-CB (Split System: Heat Pump with Remote Outdoor Unit-Air-Source) | HVH825GKA3* |  |  | EA*4X24L17A*+WALLCON | *97CMN0801714A* | 23200 | 16 | 8.1 | 22000 | 16900 | 76.82% | 1.88 | 11 | 10.5 |  |  |  | No | R-410A | 1.9333 | Residential & Commercial | Ducted CEE Tier 1
211226909 | Central HP <5.4 tons | BRYANT HEATING AND COOLING SYSTEMS | HRCU-A-CB (Split System: Heat Pump with Remote Outdoor Unit-Air-Source) | 38MURAQ36AB3* |  |  | CAP**3721AL* | 83*SA48060E17*** | 37000 | 16 | 8.5 | 38500 | 34800 | 90.39% | 2.12 | 0 | 10 |  |  |  | No | R-410A | 3.0833 | Residential & Commercial | Ducted CEE Tier 1
210597904 | Central HP <5.4 tons | HEIL | HRCU-A-CB (Split System: Heat Pump with Remote Outdoor Unit-Air-Source) | HVH825GKA2* |  |  | EA*4X42L24A*+WALLCON | *95CSU0802120A* | 23800 | 17 | 8.1 | 21400 | 16600 | 77.57% | 1.96 | 0 | 11 |  |  |  | No | R-410A | 1.9833 | Residential & Commercial | Ducted CEE Tier 1
210598088 | Central HP <5.4 tons | HEIL | HRCU-A-CB (Split System: Heat Pump with Remote Outdoor Unit-Air-Source) | HVH825GKA2* |  |  | EA*4X48L24A*+WALLCON | *97CMN1002122A* | 24200 | 16.5 | 8.1 | 21000 | 16500 | 78.57% | 2.02 | 0 | 11 |  |  |  | No | R-410A | 2.0167 | Residential & Commercial | Ducted CEE Tier 1
210598156 | Central HP <5.4 tons | HEIL | HRCU-A-CB (Split System: Heat Pump with Remote Outdoor Unit-Air-Source) | HVH825GKA2* |  |  | EHD4X42AAL+WALLCON | *80CSU0401712A* | 24200 | 16.5 | 8.1 | 21400 | 16600 | 77.57% | 2 | 0 | 11 |  |  |  | No | R-410A | 2.0167 | Residential & Commercial | Ducted CEE Tier 1
215935026 | Central HP <5.4 tons | HEIL | HRCU-A-CB (Split System: Heat Pump with Remote Outdoor Unit-Air-Source) | H5H3V36*K*AAA* |  |  | EVM5X49M21A*+WALLCON | *80CTL0901716B* | 35600 | 22 | 8.5 | 38000 | 28600 | 75.26% | 2.02 | 0 | 12 |  |  |  | No | R-454B | 2.9667 | Residential & Commercial | Ducted CEE Tier 1
215932586 | Central HP <5.4 tons | HEIL | HRCU-A-CB (Split System: Heat Pump with Remote Outdoor Unit-Air-Source) | H5H3V36*K*AAA* |  |  | EA*5X60M24A*+WALLCON | *95CSU1002122B* | 34000 | 20.5 | 9.5 | 34000 | 25800 | 75.88% | 2.04 | 0 | 12 |  |  |  | No | R-454B | 2.8333 | Residential & Commercial | Ducted CEE Tier 1
215667038 | Central HP <5.4 tons | AIRQUEST | HRCU-A-CB (Split System: Heat Pump with Remote Outdoor Unit-Air-Source) | H5H0V24*K*AAA* |  |  | EA*5X24M17A*+WALLCON | *80CTL0701716B* | 22800 | 16.5 | 9 | 24000 | 16900 | 70.42% | 1.96 | 0 | 10 |  |  |  | No | R-454B | 1.9 | Residential & Commercial | Ducted CEE Tier 1
215676549 | Central HP <5.4 tons | DAY & NIGHT | HRCU-A-CB (Split System: Heat Pump with Remote Outdoor Unit-Air-Source) | C5H0V48*K*AAA* |  |  | EVD5X60M21A*+WALLCON | *97CMN0802120B* | 48000 | 19 | 9 | 50000 | 36800 | 73.6% | 2 | 0 | 10 |  |  |  | No | R-454B | 4 | Residential & Commercial | Ducted CEE Tier 1
215674430 | Central HP <5.4 tons | DAY & NIGHT | HRCU-A-CB (Split System: Heat Pump with Remote Outdoor Unit-Air-Source) | C5H0V48*K*AAA* |  |  | EA*5X61M21A*+WALLCON | *97CMN1002122B* | 46000 | 18 | 9 | 47500 | 33800 | 71.16% | 2.08 | 0 | 10 |  |  |  | No | R-454B | 3.8333 | Residential & Commercial | Ducted CEE Tier 1
215674523 | Central HP <5.4 tons | DAY & NIGHT | HRCU-A-CB (Split System: Heat Pump with Remote Outdoor Unit-Air-Source) | C5H0V48*K*AAA* |  |  | EA*5X61M24A*+WALLCON | *95CSU0802120B* | 46000 | 17.5 | 9 | 48000 | 33800 | 70.42% | 2.08 | 0 | 10 |  |  |  | No | R-454B | 3.8333 | Residential & Commercial | Ducted CEE Tier 1
215675459 | Central HP <5.4 tons | DAY & NIGHT | HRCU-A-CB (Split System: Heat Pump with Remote Outdoor Unit-Air-Source) | C5H0V48*K*AAA* |  |  | EVM5X48M21A*+WALLCON | *97CMN1002122B* | 47000 | 18.5 | 9 | 50000 | 36400 | 72.8% | 2 | 0 | 10 |  |  |  | No | R-454B | 3.9167 | Residential & Commercial | Ducted CEE Tier 1
211245713 | Central HP <5.4 tons | AIRQUEST | HRCU-A-CB (Split System: Heat Pump with Remote Outdoor Unit-Air-Source) | DLCURAH24ABK |  |  | EN(A,D)4X36L21** | *95ESN0801716A* | 24600 | 15.5 | 8.1 | 26800 | 22200 | 82.84% | 1.82 | 0 | 10 |  |  |  | No | R-410A | 2.05 | Residential & Commercial | Ducted CEE Tier 1
212985042 | Central HP <5.4 tons | AIRQUEST | HRCU-A-CB (Split System: Heat Pump with Remote Outdoor Unit-Air-Source) | DLCURAH24ABK |  |  | EA*4X37L21A* | *92MSN0802120A* | 24800 | 17.5 | 8.5 | 25600 | 21400 | 83.59% | 1.8 | 0 | 10.5 |  |  |  | No | R-410A | 2.0667 | Residential & Commercial | Ducted CEE Tier 1
213062587 | Central HP <5.4 tons | ACIQ | HRCU-A-CB (Split System: Heat Pump with Remote Outdoor Unit-Air-Source) | HVH825GKA2* |  |  | EA*4X25L17A*+WALLCON | *97CMN0801714A* | 24200 | 16.5 | 8.1 | 21400 | 16700 | 78.04% | 2 | 11 | 11 |  |  |  | No | R-410A | 2.0167 | Residential & Commercial | Ducted CEE Tier 1
213062596 | Central HP <5.4 tons | ACIQ | HRCU-A-CB (Split System: Heat Pump with Remote Outdoor Unit-Air-Source) | HVH825GKA2* |  |  | EA*4X30L17A*+WALLCON | *97CMN0801714A* | 23400 | 16 | 8.1 | 21600 | 16800 | 77.78% | 1.9 | 11 | 10.5 |  |  |  | No | R-410A | 1.95 | Residential & Commercial | Ducted CEE Tier 1
213062623 | Central HP <5.4 tons | ACIQ | HRCU-A-CB (Split System: Heat Pump with Remote Outdoor Unit-Air-Source) | HVH825GKA2* |  |  | EA*4X37L17A*+WALLCON | *80CTL0701412A* | 24200 | 17 | 8.1 | 21400 | 16600 | 77.57% | 2 | 11 | 11 |  |  |  | No | R-410A | 2.0167 | Residential & Commercial | Ducted CEE Tier 1
213062721 | Central HP <5.4 tons | ACIQ | HRCU-A-CB (Split System: Heat Pump with Remote Outdoor Unit-Air-Source) | HVH825GKA2* |  |  | EA*4X24L17A*+WALLCON | *80CSU0601716A* | 23200 | 16.5 | 8.1 | 22000 | 16800 | 76.36% | 1.9 | 11 | 10.5 |  |  |  | No | R-410A | 1.9333 | Residential & Commercial | Ducted CEE Tier 1
213062755 | Central HP <5.4 tons | ACIQ | HRCU-A-CB (Split System: Heat Pump with Remote Outdoor Unit-Air-Source) | HVH825GKA2* |  |  | EA*4X36L21A*+WALLCON | *95CSU0802120A* | 23600 | 16.5 | 8.1 | 21400 | 16600 | 77.57% | 1.94 | 11 | 11 |  |  |  | No | R-410A | 1.9667 | Residential & Commercial | Ducted CEE Tier 1
214397140 | Central HP <5.4 tons | COLEMAN | HRCU-A-CB (Split System: Heat Pump with Remote Outdoor Unit-Air-Source) | HH824E2S11 |  |  | CTF30B5ACS1 | TM8E080B12MP11 | 23000 | 17 | 9.5 | 23000 | 18400 | 80% | 2 | 0 | 12 |  |  |  | No | R-454B | 1.9167 | Residential & Commercial | Ducted CEE Tier 1
214397424 | Central HP <5.4 tons | COLEMAN | HRCU-A-CB (Split System: Heat Pump with Remote Outdoor Unit-Air-Source) | HH860E2S11 |  |  | CTF60C5CGS1 | TMLE100C16MP11 | 44500 | 18 | 9 | 45500 | 34200 | 75.16% | 2 | 0 | 11 |  |  |  | No | R-454B | 3.7083 | Residential & Commercial | Ducted CEE Tier 1
214397407 | Central HP <5.4 tons | COLEMAN | HRCU-A-CB (Split System: Heat Pump with Remote Outdoor Unit-Air-Source) | HH860E2S11 |  |  | CTF60D5CGS1 | TM9V120D20MP12 | 44000 | 18 | 9 | 44500 | 33400 | 75.06% | 2 | 0 | 11.7 |  |  |  | No | R-454B | 3.6667 | Residential & Commercial | Ducted CEE Tier 1
214396624 | Central HP <5.4 tons | COLEMAN | HRCU-A-CB (Split System: Heat Pump with Remote Outdoor Unit-Air-Source) | HH860E2S11 |  |  | CTF60D5CGS1 | TMLE130D20MP11 | 46000 | 18 | 9 | 47500 | 35200 | 74.11% | 2 | 0 | 11 |  |  |  | No | R-454B | 3.8333 | Residential & Commercial | Ducted CEE Tier 1
214397025 | Central HP <5.4 tons | COLEMAN | HRCU-A-CB (Split System: Heat Pump with Remote Outdoor Unit-Air-Source) | HH860E2S11 |  |  | CTF60C5CGS1+JMVT16CC2N1 |  | 45000 | 19 | 9 | 45000 | 33600 | 74.67% | 2 | 0 | 12 |  |  |  | No | R-454B | 3.75 | Residential & Commercial | Ducted CEE Tier 1
212986178 | Central HP <5.4 tons | AIRQUEST | HRCU-A-CB (Split System: Heat Pump with Remote Outdoor Unit-Air-Source) | DLCURAH24ABK |  |  | EA*4X30L17A* | *96MSN0401410A* | 23400 | 16 | 8.5 | 26400 | 24600 | 93.18% | 2.04 | 0 | 10 |  |  |  | No | R-410A | 1.95 | Residential & Commercial | Ducted CEE Tier 1
213063314 | Central HP <5.4 tons | ACIQ | HRCU-A-CB (Split System: Heat Pump with Remote Outdoor Unit-Air-Source) | HVH837GKA2* |  |  | EA*4X42L21A*+WALLCON | *97CMN0602120A* | 31600 | 17 | 8.1 | 33400 | 24800 | 74.25% | 1.86 | 11 | 11 |  |  |  | No | R-410A | 2.6333 | Residential & Commercial | Ducted CEE Tier 1
213063323 | Central HP <5.4 tons | ACIQ | HRCU-A-CB (Split System: Heat Pump with Remote Outdoor Unit-Air-Source) | HVH837GKA2* |  |  | EA*4X48L21A*+WALLCON | *96CTN0801714A* | 32200 | 17 | 8.1 | 32800 | 25200 | 76.83% | 1.96 | 11.5 | 11 |  |  |  | No | R-410A | 2.6833 | Residential & Commercial | Ducted CEE Tier 1
213063325 | Central HP <5.4 tons | ACIQ | HRCU-A-CB (Split System: Heat Pump with Remote Outdoor Unit-Air-Source) | HVH837GKA2* |  |  | EA*4X48L24A*+WALLCON | *97CMN0602120A* | 32200 | 17 | 8.1 | 32800 | 25200 | 76.83% | 1.96 | 11.5 | 11 |  |  |  | No | R-410A | 2.6833 | Residential & Commercial | Ducted CEE Tier 1
213063339 | Central HP <5.4 tons | ACIQ | HRCU-A-CB (Split System: Heat Pump with Remote Outdoor Unit-Air-Source) | HVH837GKA2* |  |  | EN(A,D)4X48L24**+WALLCON | *97CMN1202422A* | 32400 | 17.5 | 8.1 | 33000 | 24800 | 75.15% | 1.96 | 12 | 11.5 |  |  |  | No | R-410A | 2.7 | Residential & Commercial | Ducted CEE Tier 1
213063373 | Central HP <5.4 tons | ACIQ | HRCU-A-CB (Split System: Heat Pump with Remote Outdoor Unit-Air-Source) | HVH837GKA2* |  |  | EA*4X37L21A*+WALLCON | *80CSU1002120A* | 32800 | 17 | 8.5 | 33000 | 25200 | 76.36% | 1.96 | 12 | 11 |  |  |  | No | R-410A | 2.7333 | Residential & Commercial | Ducted CEE Tier 1
211391344 | Central HP <5.4 tons | CHAMPION HEATING AND COOLING | HRCU-A-CB (Split System: Heat Pump with Remote Outdoor Unit-Air-Source) | HMH72B341 |  |  | XAFC36DBCN1 | TM8E120C16MP11 | 34000 | 18 | 8.5 | 33600 | 23800 | 70.83% | 2.08 | 0 | 10 |  |  |  | No | R-410A | 2.8333 | Residential & Commercial | Ducted CEE Tier 1
211391882 | Central HP <5.4 tons | CHAMPION HEATING AND COOLING | HRCU-A-CB (Split System: Heat Pump with Remote Outdoor Unit-Air-Source) | HMH72B341 |  |  | XAFB36DBCN1 | TMLE100B12MP11 | 34000 | 18 | 8.1 | 33800 | 23800 | 70.41% | 2.06 | 0 | 10 |  |  |  | No | R-410A | 2.8333 | Residential & Commercial | Ducted CEE Tier 1
211227532 | Central HP <5.4 tons | AIRQUEST | HRCU-A-CB (Split System: Heat Pump with Remote Outdoor Unit-Air-Source) | DLCURAH36ABK |  |  | EA*4X42L21A* | *92ESN0802120A* | 35200 | 16.5 | 8.1 | 38500 | 35000 | 90.91% | 1.88 | 0 | 10 |  |  |  | No | R-410A | 2.9333 | Residential & Commercial | Ducted CEE Tier 1
211227766 | Central HP <5.4 tons | AIRQUEST | HRCU-A-CB (Split System: Heat Pump with Remote Outdoor Unit-Air-Source) | DLCURAH36ABK |  |  | EA*4X42L24A* | *80ES(N,L)0702116A* | 35200 | 16 | 8.1 | 38500 | 35000 | 90.91% | 1.88 | 0 | 10 |  |  |  | No | R-410A | 2.9333 | Residential & Commercial | Ducted CEE Tier 1
216082179 | Central HP <5.4 tons | Stelpro | HRCU-A-CB (Split System: Heat Pump with Remote Outdoor Unit-Air-Source) | SDB1-H60A-O |  |  | SAHB1-H60A-I |  | 54000 | 16 | 9 | 56000 | 52000 | 92.86% | 1.8 | 0 | 10 |  |  |  | No | R-454B | 4.5 | Residential & Commercial | Ducted CEE Tier 1
213076335 | Central HP <5.4 tons | AIRQUEST | HRCU-A-CB (Split System: Heat Pump with Remote Outdoor Unit-Air-Source) | DLCURAH36ABK |  |  | EN(A,D)4X48L24** | *95MSU1002122A* | 36200 | 16.5 | 8.1 | 38500 | 35000 | 90.91% | 2.02 | 0 | 10.5 |  |  |  | No | R-410A | 3.0167 | Residential & Commercial | Ducted CEE Tier 1
213063391 | Central HP <5.4 tons | ACIQ | HRCU-A-CB (Split System: Heat Pump with Remote Outdoor Unit-Air-Source) | HVH837GKA2* |  |  | EN(A,D,W)4X48L21**+WALLCON | *80CSU1002120A* | 32400 | 17 | 8.1 | 33000 | 24800 | 75.15% | 1.94 | 12.2 | 11.5 |  |  |  | No | R-410A | 2.7 | Residential & Commercial | Ducted CEE Tier 1
213069714 | Central HP <5.4 tons | ACIQ | HRCU-A-CB (Split System: Heat Pump with Remote Outdoor Unit-Air-Source) | DLCURAH24ABK |  |  | EA*4X25L17A* | *92ESN0401712A* | 24200 | 16 | 8.1 | 25400 | 21600 | 85.04% | 1.78 | 0 | 10 |  |  |  | No | R-410A | 2.0167 | Residential & Commercial | Ducted CEE Tier 1
213069723 | Central HP <5.4 tons | ACIQ | HRCU-A-CB (Split System: Heat Pump with Remote Outdoor Unit-Air-Source) | DLCURAH24ABK |  |  | EA*4X30L14A* | *80VTL0451412A* | 24000 | 16.5 | 8.5 | 26200 | 23000 | 87.79% | 1.9 | 0 | 10 |  |  |  | No | R-410A | 2 | Residential & Commercial | Ducted CEE Tier 1
213069791 | Central HP <5.4 tons | ACIQ | HRCU-A-CB (Split System: Heat Pump with Remote Outdoor Unit-Air-Source) | DLCURAH24ABK |  |  | EA*4X30L17A* | *96VTN0401712A* | 23200 | 16 | 8.5 | 25800 | 24200 | 93.8% | 2 | 0 | 10 |  |  |  | No | R-410A | 1.9333 | Residential & Commercial | Ducted CEE Tier 1
213069848 | Central HP <5.4 tons | ACIQ | HRCU-A-CB (Split System: Heat Pump with Remote Outdoor Unit-Air-Source) | DLCURAH24ABK |  |  | EA*4X30L17A* | *80ES(N,L)0451412A* | 24600 | 16 | 8.5 | 26600 | 22600 | 84.96% | 1.84 | 0 | 10 |  |  |  | No | R-410A | 2.05 | Residential & Commercial | Ducted CEE Tier 1
213069859 | Central HP <5.4 tons | ACIQ | HRCU-A-CB (Split System: Heat Pump with Remote Outdoor Unit-Air-Source) | DLCURAH24ABK |  |  | EA*4X30L17A* | *80ES(N,L)0701712A* | 24400 | 16.5 | 8.5 | 26400 | 22800 | 86.36% | 1.88 | 0 | 10 |  |  |  | No | R-410A | 2.0333 | Residential & Commercial | Ducted CEE Tier 1
213069893 | Central HP <5.4 tons | ACIQ | HRCU-A-CB (Split System: Heat Pump with Remote Outdoor Unit-Air-Source) | DLCURAH24ABK |  |  | EA*4X30L17A* | *95ESN0801716A* | 24600 | 15.5 | 8.5 | 27000 | 22400 | 82.96% | 1.82 | 0 | 10 |  |  |  | No | R-410A | 2.05 | Residential & Commercial | Ducted CEE Tier 1
213785503 | Central HP <5.4 tons | BRYANT HEATING AND COOLING SYSTEMS | HRCU-A-CB (Split System: Heat Pump with Remote Outdoor Unit-Air-Source) | 284ANV036*0**B* |  |  | CAP**4821AL*+UI | 986TD66100C21*** | 33200 | 19.5 | 9 | 36400 | 25800 | 70.88% | 2.02 | 0 | 12 |  |  |  | No | R-410A | 2.7667 | Residential & Commercial | Ducted CEE Tier 1
213785551 | Central HP <5.4 tons | BRYANT HEATING AND COOLING SYSTEMS | HRCU-A-CB (Split System: Heat Pump with Remote Outdoor Unit-Air-Source) | 284ANV036*0**B* |  |  | CAP**6121AL*+UI | 986TD42060C17*** | 34000 | 19 | 9 | 36000 | 25400 | 70.56% | 1.98 | 0 | 11.7 |  |  |  | No | R-410A | 2.8333 | Residential & Commercial | Ducted CEE Tier 1
213785651 | Central HP <5.4 tons | BRYANT HEATING AND COOLING SYSTEMS | HRCU-A-CB (Split System: Heat Pump with Remote Outdoor Unit-Air-Source) | 284ANV036*0**B* |  |  | CSPH*3612AL*+UI | 987MC42060C17*** | 32800 | 17.5 | 8.5 | 37400 | 26400 | 70.59% | 1.98 | 0 | 11 |  |  |  | No | R-410A | 2.7333 | Residential & Commercial | Ducted CEE Tier 1
213785687 | Central HP <5.4 tons | BRYANT HEATING AND COOLING SYSTEMS | HRCU-A-CB (Split System: Heat Pump with Remote Outdoor Unit-Air-Source) | 284ANV036*0**B* |  |  | CSPH*4212AL*+UI | 987MC66100C21*** | 33400 | 18.5 | 8.5 | 36600 | 26000 | 71.04% | 2.02 | 0 | 11.7 |  |  |  | No | R-410A | 2.7833 | Residential & Commercial | Ducted CEE Tier 1
215675706 | Central HP <5.4 tons | AIRQUEST | HRCU-A-CB (Split System: Heat Pump with Remote Outdoor Unit-Air-Source) | H5H0V48*K*AAA* |  |  | EVM5X60M21A*+WALLCON | *80CTL0701716B* | 48000 | 18.5 | 9 | 50000 | 37200 | 74.4% | 2 | 0 | 10 |  |  |  | No | R-454B | 4 | Residential & Commercial | Ducted CEE Tier 1
215675776 | Central HP <5.4 tons | AIRQUEST | HRCU-A-CB (Split System: Heat Pump with Remote Outdoor Unit-Air-Source) | H5H0V48*K*AAA* |  |  | EVM5X60M21A*+WALLCON | *95CSU1002122B* | 48000 | 19 | 9 | 50000 | 36600 | 73.2% | 2.12 | 0 | 10 |  |  |  | No | R-454B | 4 | Residential & Commercial | Ducted CEE Tier 1
215676376 | Central HP <5.4 tons | AIRQUEST | HRCU-A-CB (Split System: Heat Pump with Remote Outdoor Unit-Air-Source) | H5H0V48*K*AAA* |  |  | EVD5X49M24A*+WALLCON | *97CMN1202422B* | 48000 | 19 | 9 | 50000 | 36600 | 73.2% | 2 | 0 | 10 |  |  |  | No | R-454B | 4 | Residential & Commercial | Ducted CEE Tier 1
213781016 | Central HP <5.4 tons | BRYANT HEATING AND COOLING SYSTEMS | HRCU-A-CB (Split System: Heat Pump with Remote Outdoor Unit-Air-Source) | 288BNV037*0**B* |  |  | CAP**4221AL*+UI | 935CB48060C17*** | 31600 | 16.5 | 8.1 | 33000 | 24600 | 74.55% | 1.86 | 0 | 10.5 |  |  |  | No | R-410A | 2.6333 | Residential & Commercial | Ducted CEE Tier 1
213781266 | Central HP <5.4 tons | BRYANT HEATING AND COOLING SYSTEMS | HRCU-A-CB (Split System: Heat Pump with Remote Outdoor Unit-Air-Source) | 288BNV037*0**B* |  |  | CAP**4321AL*+UI | 986TD66100C21*** | 33000 | 17 | 8.5 | 32600 | 25000 | 76.69% | 1.98 | 0 | 11.5 |  |  |  | No | R-410A | 2.75 | Residential & Commercial | Ducted CEE Tier 1
213781616 | Central HP <5.4 tons | BRYANT HEATING AND COOLING SYSTEMS | HRCU-A-CB (Split System: Heat Pump with Remote Outdoor Unit-Air-Source) | 288BNV037*0**B* |  |  | CAP**6121AL*+UI | 987MC66100C21*** | 33200 | 17.5 | 8.5 | 32000 | 24800 | 77.5% | 1.98 | 0 | 11.7 |  |  |  | No | R-410A | 2.7667 | Residential & Commercial | Ducted CEE Tier 1
213070025 | Central HP <5.4 tons | ACIQ | HRCU-A-CB (Split System: Heat Pump with Remote Outdoor Unit-Air-Source) | DLCURAH24ABK |  |  | EA*4X36L17A* | *80VTL0701716A* | 24200 | 17 | 8.5 | 26000 | 22600 | 86.92% | 1.88 | 0 | 10 |  |  |  | No | R-410A | 2.0167 | Residential & Commercial | Ducted CEE Tier 1
213070125 | Central HP <5.4 tons | ACIQ | HRCU-A-CB (Split System: Heat Pump with Remote Outdoor Unit-Air-Source) | DLCURAH24ABK |  |  | EA*4X36L17A* | *92ESN0401410A* | 24200 | 15.2 | 8.5 | 26400 | 22600 | 85.61% | 1.84 | 0 | 10 |  |  |  | No | R-410A | 2.0167 | Residential & Commercial | Ducted CEE Tier 1
213070175 | Central HP <5.4 tons | ACIQ | HRCU-A-CB (Split System: Heat Pump with Remote Outdoor Unit-Air-Source) | DLCURAH24ABK |  |  | EA*4X36L21A* | *96VSN1002120A* | 24000 | 17 | 8.5 | 26000 | 22800 | 87.69% | 1.9 | 0 | 10 |  |  |  | No | R-410A | 2 | Residential & Commercial | Ducted CEE Tier 1
213070670 | Central HP <5.4 tons | ACIQ | HRCU-A-CB (Split System: Heat Pump with Remote Outdoor Unit-Air-Source) | DLCURAH24ABK |  |  | EA*4X37L21A* | *96VSN0601714A* | 24800 | 16.5 | 8.5 | 25600 | 21000 | 82.03% | 1.76 | 0 | 10 |  |  |  | No | R-410A | 2.0667 | Residential & Commercial | Ducted CEE Tier 1
213070711 | Central HP <5.4 tons | ACIQ | HRCU-A-CB (Split System: Heat Pump with Remote Outdoor Unit-Air-Source) | DLCURAH24ABK |  |  | EA*4X37L21A* | *96VTN1002122A* | 24200 | 17 | 8.1 | 25000 | 21400 | 85.6% | 1.8 | 0 | 10 |  |  |  | No | R-410A | 2.0167 | Residential & Commercial | Ducted CEE Tier 1
213070734 | Central HP <5.4 tons | ACIQ | HRCU-A-CB (Split System: Heat Pump with Remote Outdoor Unit-Air-Source) | DLCURAH24ABK |  |  | EA*4X37L21A* | *80VSL0902120A* | 24600 | 17 | 8.5 | 25400 | 21200 | 83.46% | 1.78 | 0 | 10.5 |  |  |  | No | R-410A | 2.05 | Residential & Commercial | Ducted CEE Tier 1
213070934 | Central HP <5.4 tons | ACIQ | HRCU-A-CB (Split System: Heat Pump with Remote Outdoor Unit-Air-Source) | DLCURAH24ABK |  |  | EN(A,D)4X24L14** | *80VTL0451412A* | 23800 | 16 | 8.5 | 26800 | 23200 | 86.57% | 1.92 | 0 | 10 |  |  |  | No | R-410A | 1.9833 | Residential & Commercial | Ducted CEE Tier 1
213070995 | Central HP <5.4 tons | ACIQ | HRCU-A-CB (Split System: Heat Pump with Remote Outdoor Unit-Air-Source) | DLCURAH24ABK |  |  | EN(A,D)4X24L17** | *96VSN0601714A* | 23600 | 16 | 8.5 | 26800 | 23400 | 87.31% | 1.92 | 0 | 10 |  |  |  | No | R-410A | 1.9667 | Residential & Commercial | Ducted CEE Tier 1
211392096 | Central HP <5.4 tons | CHAMPION HEATING AND COOLING | HRCU-A-CB (Split System: Heat Pump with Remote Outdoor Unit-Air-Source) | HMH72B341 |  |  | XAFC36DBCN1 | TMLE080C16MP11 | 34000 | 17 | 8.5 | 33600 | 23600 | 70.24% | 2.08 | 0 | 10 |  |  |  | No | R-410A | 2.8333 | Residential & Commercial | Ducted CEE Tier 1
211392851 | Central HP <5.4 tons | CHAMPION HEATING AND COOLING | HRCU-A-CB (Split System: Heat Pump with Remote Outdoor Unit-Air-Source) | HMH72B341 |  |  | XAFB36DXXN1+TXV | TMLE040A12MP11 | 34000 | 18 | 8.1 | 33600 | 23800 | 70.83% | 2.06 | 0 | 10 |  |  |  | No | R-410A | 2.8333 | Residential & Commercial | Ducted CEE Tier 1
211392866 | Central HP <5.4 tons | CHAMPION HEATING AND COOLING | HRCU-A-CB (Split System: Heat Pump with Remote Outdoor Unit-Air-Source) | HMH72B341 |  |  | XAFB36DBCN1 | TM8E040A12MP11 | 34000 | 18 | 8.1 | 33600 | 23800 | 70.83% | 2.06 | 0 | 10 |  |  |  | No | R-410A | 2.8333 | Residential & Commercial | Ducted CEE Tier 1
211393051 | Central HP <5.4 tons | CHAMPION HEATING AND COOLING | HRCU-A-CB (Split System: Heat Pump with Remote Outdoor Unit-Air-Source) | HMH72B341 |  |  | XAFC30CXXN1+TXV | TL9E100C20UH11 | 33400 | 17 | 8.5 | 33400 | 23400 | 70.06% | 2.06 | 0 | 10 |  |  |  | No | R-410A | 2.7833 | Residential & Commercial | Ducted CEE Tier 1
213078100 | Central HP <5.4 tons | HEIL | HRCU-A-CB (Split System: Heat Pump with Remote Outdoor Unit-Air-Source) | DLCURAH36ABK |  |  | EA*4X43L21A* | *80MS(N,L)0701716A* | 36600 | 16 | 8.5 | 38500 | 35000 | 90.91% | 2.06 | 0 | 10 |  |  |  | No | R-410A | 3.05 | Residential & Commercial | Ducted CEE Tier 1
213078252 | Central HP <5.4 tons | HEIL | HRCU-A-CB (Split System: Heat Pump with Remote Outdoor Unit-Air-Source) | DLCURAH36ABK |  |  | EN(A,D)4X48L24** | *80MS(N,L)0702116A* | 35800 | 16.5 | 8.1 | 38500 | 34800 | 90.39% | 1.98 | 0 | 10 |  |  |  | No | R-410A | 2.9833 | Residential & Commercial | Ducted CEE Tier 1
213078772 | Central HP <5.4 tons | HEIL | HRCU-A-CB (Split System: Heat Pump with Remote Outdoor Unit-Air-Source) | DLCURAH36ABK |  |  | EA*4X42L24A* | *80MS(N,L)1352420A* | 35400 | 16.5 | 8.1 | 38500 | 35000 | 90.91% | 1.88 | 0 | 10 |  |  |  | No | R-410A | 2.95 | Residential & Commercial | Ducted CEE Tier 1
214574198 | Central HP <5.4 tons | CARRIER | HRCU-A-CB (Split System: Heat Pump with Remote Outdoor Unit-Air-Source) | 25VNA837A*031* |  |  | CAP**6124AL*+UI | 59TN6C080C21**20 | 33200 | 18.5 | 8.5 | 31800 | 24800 | 77.99% | 2.02 | 0 | 11.5 |  |  |  | No | R-410A | 2.7667 | Residential & Commercial | Ducted CEE Tier 1
214574288 | Central HP <5.4 tons | CARRIER | HRCU-A-CB (Split System: Heat Pump with Remote Outdoor Unit-Air-Source) | 25VNA837A*031* |  |  | CSPH*4212AL*+UI | 59CU5B100C21**22 | 32600 | 17 | 8.5 | 32800 | 24800 | 75.61% | 1.96 | 0 | 11 |  |  |  | No | R-410A | 2.7167 | Residential & Commercial | Ducted CEE Tier 1
214574388 | Central HP <5.4 tons | CARRIER | HRCU-A-CB (Split System: Heat Pump with Remote Outdoor Unit-Air-Source) | 25VNA837A*031* |  |  | CSPH*6012AL*+UI | 58TN*B070C21**20 | 33000 | 17 | 8.5 | 32200 | 25000 | 77.64% | 2 | 0 | 11 |  |  |  | No | R-410A | 2.75 | Residential & Commercial | Ducted CEE Tier 1
214396820 | Central HP <5.4 tons | COLEMAN | HRCU-A-CB (Split System: Heat Pump with Remote Outdoor Unit-Air-Source) | HH836E2S11 |  |  | CTM36B5CDS1 | TM8E100B12MP11 | 33200 | 18 | 8.5 | 31200 | 25000 | 80.13% | 2 | 0 | 11 |  |  |  | No | R-454B | 2.7667 | Residential & Commercial | Ducted CEE Tier 1
214397281 | Central HP <5.4 tons | COLEMAN | HRCU-A-CB (Split System: Heat Pump with Remote Outdoor Unit-Air-Source) | HH836E2S11 |  |  | CTM36C5CDS1 | TL8E100C20UH11 | 33600 | 17 | 8.5 | 31000 | 25400 | 81.94% | 2 | 0 | 11.7 |  |  |  | No | R-454B | 2.8 | Residential & Commercial | Ducted CEE Tier 1
211393568 | Central HP <5.4 tons | CHAMPION HEATING AND COOLING | HRCU-A-CB (Split System: Heat Pump with Remote Outdoor Unit-Air-Source) | HMH72B341 |  |  | XAUB36DXXN1+TXV | TL8E060A12UH11 | 34000 | 18 | 8.1 | 33800 | 23800 | 70.41% | 2.06 | 0 | 10 |  |  |  | No | R-410A | 2.8333 | Residential & Commercial | Ducted CEE Tier 1
214575791 | Central HP <5.4 tons | CARRIER | HRCU-A-CB (Split System: Heat Pump with Remote Outdoor Unit-Air-Source) | 25VNA436A*031* |  |  | CNPV*3621AL*+UI | 59CU5B100C21**22 | 32800 | 18.5 | 9 | 38500 | 27000 | 70.13% | 1.94 | 0 | 12 |  |  |  | No | R-410A | 2.7333 | Residential & Commercial | Ducted CEE Tier 1
213078804 | Central HP <5.4 tons | HEIL | HRCU-A-CB (Split System: Heat Pump with Remote Outdoor Unit-Air-Source) | DLCURAH36ABK |  |  | EA*4X48L24A* | *80MS(N,L)1552420A* | 36200 | 16.5 | 8.5 | 38000 | 34800 | 91.58% | 2.04 | 0 | 10 |  |  |  | No | R-410A | 3.0167 | Residential & Commercial | Ducted CEE Tier 1
213071018 | Central HP <5.4 tons | ACIQ | HRCU-A-CB (Split System: Heat Pump with Remote Outdoor Unit-Air-Source) | DLCURAH24ABK |  |  | EN(A,D)4X24L17** | *96VSN0801716A* | 23800 | 16 | 8.5 | 26800 | 23400 | 87.31% | 1.92 | 0 | 10 |  |  |  | No | R-410A | 1.9833 | Residential & Commercial | Ducted CEE Tier 1
213071154 | Central HP <5.4 tons | ACIQ | HRCU-A-CB (Split System: Heat Pump with Remote Outdoor Unit-Air-Source) | DLCURAH24ABK |  |  | EN(A,D)4X24L17** | *92ESN0801716A* | 23800 | 16.5 | 8.5 | 26800 | 23200 | 86.57% | 1.92 | 0 | 10 |  |  |  | No | R-410A | 1.9833 | Residential & Commercial | Ducted CEE Tier 1
213071420 | Central HP <5.4 tons | ACIQ | HRCU-A-CB (Split System: Heat Pump with Remote Outdoor Unit-Air-Source) | DLCURAH24ABK |  |  | EN(A,D)4X30L17** | *80ES(N,L)0701712A* | 24400 | 16.5 | 8.1 | 26400 | 22600 | 85.61% | 1.88 | 0 | 10.5 |  |  |  | No | R-410A | 2.0333 | Residential & Commercial | Ducted CEE Tier 1
213071472 | Central HP <5.4 tons | ACIQ | HRCU-A-CB (Split System: Heat Pump with Remote Outdoor Unit-Air-Source) | DLCURAH24ABK |  |  | EN(A,D)4X30L17** | *80ES(N,L)0701412A* | 24200 | 16.5 | 8.1 | 26400 | 22800 | 86.36% | 1.88 | 0 | 10.5 |  |  |  | No | R-410A | 2.0167 | Residential & Commercial | Ducted CEE Tier 1
213071665 | Central HP <5.4 tons | ACIQ | HRCU-A-CB (Split System: Heat Pump with Remote Outdoor Unit-Air-Source) | DLCURAH24ABK |  |  | EN(A,D,W)4X36L17** | *92ESN0801716A* | 24200 | 17 | 8.1 | 26200 | 22800 | 87.02% | 1.88 | 0 | 10.5 |  |  |  | No | R-410A | 2.0167 | Residential & Commercial | Ducted CEE Tier 1
213071688 | Central HP <5.4 tons | ACIQ | HRCU-A-CB (Split System: Heat Pump with Remote Outdoor Unit-Air-Source) | DLCURAH24ABK |  |  | EN(A,D,W)4X36L17** | *92ESN0401712A* | 23600 | 15.5 | 8.1 | 26200 | 23400 | 89.31% | 1.92 | 0 | 10 |  |  |  | No | R-410A | 1.9667 | Residential & Commercial | Ducted CEE Tier 1
213071745 | Central HP <5.4 tons | ACIQ | HRCU-A-CB (Split System: Heat Pump with Remote Outdoor Unit-Air-Source) | DLCURAH24ABK |  |  | EN(A,D)4X36L21** | *96VSN0801716A* | 24200 | 16.5 | 8.1 | 26200 | 23000 | 87.79% | 1.9 | 0 | 10.5 |  |  |  | No | R-410A | 2.0167 | Residential & Commercial | Ducted CEE Tier 1
215675709 | Central HP <5.4 tons | DAY & NIGHT | HRCU-A-CB (Split System: Heat Pump with Remote Outdoor Unit-Air-Source) | C5H0V48*K*AAA* |  |  | EVM5X60M21A*+WALLCON | *80CTL0701716B* | 48000 | 18.5 | 9 | 50000 | 37200 | 74.4% | 2 | 0 | 10 |  |  |  | No | R-454B | 4 | Residential & Commercial | Ducted CEE Tier 1
215675739 | Central HP <5.4 tons | DAY & NIGHT | HRCU-A-CB (Split System: Heat Pump with Remote Outdoor Unit-Air-Source) | C5H0V48*K*AAA* |  |  | EVM5X60M21A*+WALLCON | *80CTL0902120B* | 48000 | 19 | 9.5 | 50000 | 36600 | 73.2% | 2.1 | 0 | 10.5 |  |  |  | No | R-454B | 4 | Residential & Commercial | Ducted CEE Tier 1
212982396 | Central HP <5.4 tons | CARRIER | HRCU-A-CB (Split System: Heat Pump with Remote Outdoor Unit-Air-Source) | 38MURAQ18AB3* |  |  | CAP**2517AL* | 58SU*B060M17**16 | 18200 | 16.5 | 8.5 | 18000 | 17500 | 97.22% | 2.12 | 0 | 11 |  |  |  | No | R-410A | 1.5167 | Residential & Commercial | Ducted CEE Tier 1
212983283 | Central HP <5.4 tons | CARRIER | HRCU-A-CB (Split System: Heat Pump with Remote Outdoor Unit-Air-Source) | 38MURAQ18AB3* |  |  | CAP**3017AL* | 59SC2E040M17**12 | 17300 | 15.5 | 8.5 | 18100 | 18800 | 103.9% | 2.24 | 0 | 10.5 |  |  |  | No | R-410A | 1.4417 | Residential & Commercial | Ducted CEE Tier 1
215675809 | Central HP <5.4 tons | DAY & NIGHT | HRCU-A-CB (Split System: Heat Pump with Remote Outdoor Unit-Air-Source) | C5H0V48*K*AAA* |  |  | EVM5X60M21A*+WALLCON | *97CMN0802120B* | 48000 | 19 | 9 | 50000 | 36800 | 73.6% | 2 | 0 | 10 |  |  |  | No | R-454B | 4 | Residential & Commercial | Ducted CEE Tier 1
215675909 | Central HP <5.4 tons | DAY & NIGHT | HRCU-A-CB (Split System: Heat Pump with Remote Outdoor Unit-Air-Source) | C5H0V48*K*AAA* |  |  | EVM5X60M24A*+WALLCON | *95CSU0802120B* | 47500 | 18.5 | 9 | 50000 | 36800 | 73.6% | 2 | 0 | 10 |  |  |  | No | R-454B | 3.9583 | Residential & Commercial | Ducted CEE Tier 1
215676359 | Central HP <5.4 tons | DAY & NIGHT | HRCU-A-CB (Split System: Heat Pump with Remote Outdoor Unit-Air-Source) | C5H0V48*K*AAA* |  |  | EVD5X49M24A*+WALLCON | *97CMN0802120B* | 48000 | 19 | 9 | 50000 | 36600 | 73.2% | 2 | 0 | 10 |  |  |  | No | R-454B | 4 | Residential & Commercial | Ducted CEE Tier 1
215675749 | Central HP <5.4 tons | DAY & NIGHT | HRCU-A-CB (Split System: Heat Pump with Remote Outdoor Unit-Air-Source) | C5H0V48*K*AAA* |  |  | EVM5X60M21A*+WALLCON | *80CTL1102120B* | 48000 | 19 | 9 | 50000 | 36600 | 73.2% | 2 | 0 | 10.5 |  |  |  | No | R-454B | 4 | Residential & Commercial | Ducted CEE Tier 1
215676269 | Central HP <5.4 tons | DAY & NIGHT | HRCU-A-CB (Split System: Heat Pump with Remote Outdoor Unit-Air-Source) | C5H0V48*K*AAA* |  |  | EVD5X48M24A*+WALLCON | *97CMN1202422B* | 47000 | 18.5 | 9 | 50000 | 36400 | 72.8% | 2 | 0 | 10 |  |  |  | No | R-454B | 3.9167 | Residential & Commercial | Ducted CEE Tier 1
215676299 | Central HP <5.4 tons | DAY & NIGHT | HRCU-A-CB (Split System: Heat Pump with Remote Outdoor Unit-Air-Source) | C5H0V48*K*AAA* |  |  | EVD5X49M24A*+WALLCON | *80CTL0702120B* | 47500 | 19 | 9 | 50000 | 36800 | 73.6% | 2 | 0 | 10 |  |  |  | No | R-454B | 3.9583 | Residential & Commercial | Ducted CEE Tier 1
215675599 | Central HP <5.4 tons | DAY & NIGHT | HRCU-A-CB (Split System: Heat Pump with Remote Outdoor Unit-Air-Source) | C5H0V48*K*AAA* |  |  | EVM5X49M21A*+WALLCON | *95CSU1002122B* | 48000 | 19 | 9 | 50000 | 36600 | 73.2% | 2.02 | 0 | 10 |  |  |  | No | R-454B | 4 | Residential & Commercial | Ducted CEE Tier 1
214396337 | Central HP <5.4 tons | COLEMAN | HRCU-A-CB (Split System: Heat Pump with Remote Outdoor Unit-Air-Source) | HH860E2S11 |  |  | CTM60C5CHS1 | TM9V100C20MP12 | 53000 | 19 | 8.5 | 53500 | 38500 | 71.96% | 2 | 0 | 11 |  |  |  | No | R-454B | 4.4167 | Residential & Commercial | Ducted CEE Tier 1
213785019 | Central HP <5.4 tons | CARRIER | HRCU-A-CB (Split System: Heat Pump with Remote Outdoor Unit-Air-Source) | 25VNA424A*031* |  |  | CAP**2417AL*+UI | 59MN7C080C17**14 | 22800 | 19.5 | 10 | 27200 | 20200 | 74.26% | 2.28 | 0 | 12.5 |  |  |  | No | R-410A | 1.9 | Residential & Commercial | Ducted CEE Tier 1
213785133 | Central HP <5.4 tons | CARRIER | HRCU-A-CB (Split System: Heat Pump with Remote Outdoor Unit-Air-Source) | 25VNA424A*031* |  |  | CAP**4221AL*+UI | 58TN*B090C17**16 | 23200 | 20 | 10 | 26400 | 19800 | 75% | 2.44 | 0 | 13 |  |  |  | No | R-410A | 1.9333 | Residential & Commercial | Ducted CEE Tier 1
213785169 | Central HP <5.4 tons | CARRIER | HRCU-A-CB (Split System: Heat Pump with Remote Outdoor Unit-Air-Source) | 25VNA424A*031* |  |  | CAP**4321AL*+UI | 58TN*B090C21**20 | 24200 | 20 | 10.5 | 26400 | 19700 | 74.62% | 2.54 | 0 | 13 |  |  |  | No | R-410A | 2.0167 | Residential & Commercial | Ducted CEE Tier 1
214396735 | Central HP <5.4 tons | COLEMAN | HRCU-A-CB (Split System: Heat Pump with Remote Outdoor Unit-Air-Source) | HH860E2S11 |  |  | CTF60D5CHS1+JMVT20DC2N1 |  | 54500 | 19 | 9 | 53500 | 38500 | 71.96% | 2 | 0 | 12 |  |  |  | No | R-454B | 4.5417 | Residential & Commercial | Ducted CEE Tier 1
214397035 | Central HP <5.4 tons | COLEMAN | HRCU-A-CB (Split System: Heat Pump with Remote Outdoor Unit-Air-Source) | HH860E2S11 |  |  | CTM60C5CGS1 | TM8Y100C16MP11 | 44000 | 18 | 9 | 44000 | 33400 | 75.91% | 2 | 0 | 11.7 |  |  |  | No | R-454B | 3.6667 | Residential & Commercial | Ducted CEE Tier 1
214609156 | Central HP <5.4 tons | COLEMAN | HRCU-A-CB (Split System: Heat Pump with Remote Outdoor Unit-Air-Source) | HH824E2S11 |  |  | CTF30A5ADS1 | Z9ES026A08SMPS1 | 23000 | 18 | 9 | 23000 | 18100 | 78.7% | 2 | 0 | 12 |  |  |  | No | R-454B | 1.9167 | Residential & Commercial | Ducted CEE Tier 1
214397125 | Central HP <5.4 tons | COLEMAN | HRCU-A-CB (Split System: Heat Pump with Remote Outdoor Unit-Air-Source) | HH824E2S11 |  |  | CTF30B5ACS1 | TM9E060B12MP12 | 23000 | 17 | 9.5 | 23000 | 18900 | 82.17% | 2 | 0 | 11.7 |  |  |  | No | R-454B | 1.9167 | Residential & Commercial | Ducted CEE Tier 1
213062589 | Central HP <5.4 tons | ACIQ | HRCU-A-CB (Split System: Heat Pump with Remote Outdoor Unit-Air-Source) | HVH825GKA2* |  |  | EA*4X25L17A*+WALLCON | *80CTL0901716A* | 24400 | 17.5 | 8.5 | 21200 | 16600 | 78.3% | 2.04 | 12 | 11.5 |  |  |  | No | R-410A | 2.0333 | Residential & Commercial | Ducted CEE Tier 1
213062598 | Central HP <5.4 tons | ACIQ | HRCU-A-CB (Split System: Heat Pump with Remote Outdoor Unit-Air-Source) | HVH825GKA2* |  |  | EA*4X30L17A*+WALLCON | *80CTL0901716A* | 23600 | 17 | 8.1 | 21400 | 16600 | 77.57% | 1.92 | 11 | 11 |  |  |  | No | R-410A | 1.9667 | Residential & Commercial | Ducted CEE Tier 1
213062680 | Central HP <5.4 tons | ACIQ | HRCU-A-CB (Split System: Heat Pump with Remote Outdoor Unit-Air-Source) | HVH825GKA2* |  |  | EHD4X36AAL+WALLCON | *80CTL0901716A* | 24200 | 16.5 | 8.1 | 21400 | 16600 | 77.57% | 2 | 11 | 11 |  |  |  | No | R-410A | 2.0167 | Residential & Commercial | Ducted CEE Tier 1
213062714 | Central HP <5.4 tons | ACIQ | HRCU-A-CB (Split System: Heat Pump with Remote Outdoor Unit-Air-Source) | HVH825GKA2* |  |  | EA*4X37L21A*+WALLCON | *97CMN0602120A* | 24400 | 16.5 | 8.1 | 21200 | 16700 | 78.77% | 2.02 | 11 | 11 |  |  |  | No | R-410A | 2.0333 | Residential & Commercial | Ducted CEE Tier 1
215667243 | Central HP <5.4 tons | DAY & NIGHT | HRCU-A-CB (Split System: Heat Pump with Remote Outdoor Unit-Air-Source) | C5H0V24*K*AAA* |  |  | EA*5X25M17A*+WALLCON | *97CMN0601714B* | 23800 | 17 | 9 | 23400 | 16500 | 70.51% | 2 | 0 | 10.5 |  |  |  | No | R-454B | 1.9833 | Residential & Commercial | Ducted CEE Tier 1
215667336 | Central HP <5.4 tons | DAY & NIGHT | HRCU-A-CB (Split System: Heat Pump with Remote Outdoor Unit-Air-Source) | C5H0V24*K*AAA* |  |  | EA*5X30M14A*+WALLCON | *80CTL0701412B* | 23000 | 17 | 8.5 | 23800 | 16700 | 70.17% | 1.86 | 0 | 10 |  |  |  | No | R-454B | 1.9167 | Residential & Commercial | Ducted CEE Tier 1
215667495 | Central HP <5.4 tons | DAY & NIGHT | HRCU-A-CB (Split System: Heat Pump with Remote Outdoor Unit-Air-Source) | C5H0V24*K*AAA* |  |  | EA*5X30M17A*+WALLCON | *97CMN0801714B* | 23000 | 17 | 8.5 | 23800 | 16700 | 70.17% | 1.86 | 0 | 10 |  |  |  | No | R-454B | 1.9167 | Residential & Commercial | Ducted CEE Tier 1
215667720 | Central HP <5.4 tons | DAY & NIGHT | HRCU-A-CB (Split System: Heat Pump with Remote Outdoor Unit-Air-Source) | C5H0V24*K*AAA* |  |  | EA*5X36M17A*+WALLCON | *96CTN0801714B* | 23200 | 17 | 9 | 23600 | 16600 | 70.34% | 1.98 | 0 | 10 |  |  |  | No | R-454B | 1.9333 | Residential & Commercial | Ducted CEE Tier 1
215667736 | Central HP <5.4 tons | DAY & NIGHT | HRCU-A-CB (Split System: Heat Pump with Remote Outdoor Unit-Air-Source) | C5H0V24*K*AAA* |  |  | EA*5X37M17A*+WALLCON | *80CSU0601716A* | 23800 | 17 | 9 | 23400 | 16500 | 70.51% | 2 | 0 | 10 |  |  |  | No | R-454B | 1.9833 | Residential & Commercial | Ducted CEE Tier 1
214797687 | Central HP <5.4 tons | Willis | HRCU-A-C (Split System: Heat Pump with Remote Outdoor Unit with No Indoor Fan --Air Source) | FLEX48/60KUH |  |  | CC48V1 |  | 47000 | 15.2 | 8.5 | 48000 | 33600 | 70% | 1.8 | 0 | 10 |  |  |  | No | R-410A | 3.9167 | Residential & Commercial | Ducted CEE Tier 1
215667741 | Central HP <5.4 tons | AIRQUEST | HRCU-A-CB (Split System: Heat Pump with Remote Outdoor Unit-Air-Source) | H5H0V24*K*AAA* |  |  | EA*5X37M17A*+WALLCON | *80CTL0451712B* | 23600 | 17 | 9 | 23600 | 16600 | 70.34% | 1.98 | 0 | 10 |  |  |  | No | R-454B | 1.9667 | Residential & Commercial | Ducted CEE Tier 1
215667757 | Central HP <5.4 tons | AIRQUEST | HRCU-A-CB (Split System: Heat Pump with Remote Outdoor Unit-Air-Source) | H5H0V24*K*AAA* |  |  | EA*5X37M17A*+WALLCON | *80CTL0701716B* | 23800 | 17 | 9 | 23400 | 16500 | 70.51% | 2 | 0 | 10.5 |  |  |  | No | R-454B | 1.9833 | Residential & Commercial | Ducted CEE Tier 1
215667773 | Central HP <5.4 tons | AIRQUEST | HRCU-A-CB (Split System: Heat Pump with Remote Outdoor Unit-Air-Source) | H5H0V24*K*AAA* |  |  | EA*5X37M17A*+WALLCON | *97CMN0601714B* | 23600 | 17 | 9 | 23600 | 16600 | 70.34% | 1.98 | 0 | 10 |  |  |  | No | R-454B | 1.9667 | Residential & Commercial | Ducted CEE Tier 1
215667909 | Central HP <5.4 tons | AIRQUEST | HRCU-A-CB (Split System: Heat Pump with Remote Outdoor Unit-Air-Source) | H5H0V24*K*AAA* |  |  | EA*5X37M21A*+WALLCON | *97CMN1002122B* | 24000 | 17.5 | 9 | 23200 | 16300 | 70.26% | 2.02 | 0 | 10.5 |  |  |  | No | R-454B | 2 | Residential & Commercial | Ducted CEE Tier 1
215676426 | Central HP <5.4 tons | AIRQUEST | HRCU-A-CB (Split System: Heat Pump with Remote Outdoor Unit-Air-Source) | H5H0V48*K*AAA* |  |  | EVD5X60M21A*+WALLCON | *80CSU1002120A* | 48000 | 18.5 | 9 | 50000 | 36800 | 73.6% | 2 | 0 | 10 |  |  |  | No | R-454B | 4 | Residential & Commercial | Ducted CEE Tier 1
215681416 | Central HP <5.4 tons | AIRQUEST | HRCU-A-CB (Split System: Heat Pump with Remote Outdoor Unit-Air-Source) | H5H0V48*K*AAA* |  |  | EA*5X60M24A*+WALLCON | *97CTN1002122A* | 45000 | 18 | 9 | 47500 | 33600 | 70.74% | 2.06 | 0 | 10 |  |  |  | No | R-454B | 3.75 | Residential & Commercial | Ducted CEE Tier 1
215681516 | Central HP <5.4 tons | AIRQUEST | HRCU-A-CB (Split System: Heat Pump with Remote Outdoor Unit-Air-Source) | H5H0V48*K*AAA* |  |  | EA*5X61M24A*+WALLCON | *96CTN0802120B* | 46000 | 18 | 9 | 48000 | 33800 | 70.42% | 2.08 | 0 | 10 |  |  |  | No | R-454B | 3.8333 | Residential & Commercial | Ducted CEE Tier 1
214575804 | Central HP <5.4 tons | BRYANT HEATING AND COOLING SYSTEMS | HRCU-A-CB (Split System: Heat Pump with Remote Outdoor Unit-Air-Source) | 284ANV036*0**B* |  |  | CNPV*4221AL*+UI | 987MC60060C21*** | 33000 | 18.5 | 9 | 38000 | 26800 | 70.53% | 1.98 | 0 | 11.5 |  |  |  | No | R-410A | 2.75 | Residential & Commercial | Ducted CEE Tier 1
215667888 | Central HP <5.4 tons | DAY & NIGHT | HRCU-A-CB (Split System: Heat Pump with Remote Outdoor Unit-Air-Source) | C5H0V24*K*AAA* |  |  | EA*5X37M21A*+WALLCON | *97CMN0601714B* | 24000 | 17 | 9 | 23400 | 16400 | 70.09% | 2.02 | 0 | 10.5 |  |  |  | No | R-454B | 2 | Residential & Commercial | Ducted CEE Tier 1
215667904 | Central HP <5.4 tons | DAY & NIGHT | HRCU-A-CB (Split System: Heat Pump with Remote Outdoor Unit-Air-Source) | C5H0V24*K*AAA* |  |  | EA*5X37M21A*+WALLCON | *97CMN0801714B* | 24000 | 17.5 | 9 | 23400 | 16400 | 70.09% | 2 | 0 | 10.5 |  |  |  | No | R-454B | 2 | Residential & Commercial | Ducted CEE Tier 1
215667920 | Central HP <5.4 tons | DAY & NIGHT | HRCU-A-CB (Split System: Heat Pump with Remote Outdoor Unit-Air-Source) | C5H0V24*K*AAA* |  |  | EA*5X37M21A*+WALLCON | *96CTN0601714B* | 24000 | 17.5 | 9 | 23400 | 16400 | 70.09% | 2 | 0 | 10.5 |  |  |  | No | R-454B | 2 | Residential & Commercial | Ducted CEE Tier 1
215682306 | Central HP <5.4 tons | AIRQUEST | HRCU-A-CB (Split System: Heat Pump with Remote Outdoor Unit-Air-Source) | H5H0V48*K*AAA* |  |  | EVD5X60M21A*+WALLCON | *80CSU0401712B* | 48000 | 18.5 | 9 | 50000 | 36600 | 73.2% | 2 | 0 | 10 |  |  |  | No | R-454B | 4 | Residential & Commercial | Ducted CEE Tier 1
215682356 | Central HP <5.4 tons | AIRQUEST | HRCU-A-CB (Split System: Heat Pump with Remote Outdoor Unit-Air-Source) | H5H0V48*K*AAA* |  |  | EVD5X60M21A*+WALLCON | *97CTN0802120A* | 48000 | 19 | 9 | 50000 | 36800 | 73.6% | 2 | 0 | 10 |  |  |  | No | R-454B | 4 | Residential & Commercial | Ducted CEE Tier 1
213785395 | Central HP <5.4 tons | BRYANT HEATING AND COOLING SYSTEMS | HRCU-A-CB (Split System: Heat Pump with Remote Outdoor Unit-Air-Source) | 284ANV036*0**B* |  |  | CAP**3721AL*+UI | 88*TB36045C17*** | 33600 | 18.5 | 9 | 36800 | 26000 | 70.65% | 2 | 0 | 11.5 |  |  |  | No | R-410A | 2.8 | Residential & Commercial | Ducted CEE Tier 1
213063057 | Central HP <5.4 tons | ACIQ | HRCU-A-CB (Split System: Heat Pump with Remote Outdoor Unit-Air-Source) | HVH825GKA3* |  |  | EA*4X25L17A*+WALLCON | *80CSU0601716A* | 24400 | 16.5 | 8.1 | 21200 | 16600 | 78.3% | 2 | 11.5 | 11 |  |  |  | No | R-410A | 2.0333 | Residential & Commercial | Ducted CEE Tier 1
213063089 | Central HP <5.4 tons | ACIQ | HRCU-A-CB (Split System: Heat Pump with Remote Outdoor Unit-Air-Source) | HVH825GKA3* |  |  | EA*4X25L17A*+WALLCON | *95CSU0601716A* | 24200 | 16.5 | 8.1 | 21400 | 16700 | 78.04% | 2 | 11 | 10.5 |  |  |  | No | R-410A | 2.0167 | Residential & Commercial | Ducted CEE Tier 1
213063091 | Central HP <5.4 tons | ACIQ | HRCU-A-CB (Split System: Heat Pump with Remote Outdoor Unit-Air-Source) | HVH825GKA3* |  |  | EA*4X36L17A*+WALLCON | *95CSU0601716A* | 23400 | 16.5 | 8.1 | 21600 | 16800 | 77.78% | 1.92 | 11 | 10.5 |  |  |  | No | R-410A | 1.95 | Residential & Commercial | Ducted CEE Tier 1
213072099 | Central HP <5.4 tons | ACIQ | HRCU-A-CB (Split System: Heat Pump with Remote Outdoor Unit-Air-Source) | DLCURAH18ABK |  |  | EA*4X19L17A* | *96VSN0601412A* | 18400 | 16 | 8.5 | 18400 | 17600 | 95.65% | 2.12 | 0 | 11 |  |  |  | No | R-410A | 1.5333 | Residential & Commercial | Ducted CEE Tier 1
213072138 | Central HP <5.4 tons | ACIQ | HRCU-A-CB (Split System: Heat Pump with Remote Outdoor Unit-Air-Source) | DLCURAH18ABK |  |  | EA*4X19L17A* | OMV098J12* | 18800 | 16 | 8.5 | 18800 | 17500 | 93.09% | 2.12 | 0 | 11 |  |  |  | No | R-410A | 1.5667 | Residential & Commercial | Ducted CEE Tier 1
213072149 | Central HP <5.4 tons | ACIQ | HRCU-A-CB (Split System: Heat Pump with Remote Outdoor Unit-Air-Source) | DLCURAH18ABK |  |  | EA*4X24L14A* | *95ESN0261410A* | 17900 | 15.5 | 8.5 | 19000 | 18900 | 99.47% | 2.26 | 0 | 10.5 |  |  |  | No | R-410A | 1.4917 | Residential & Commercial | Ducted CEE Tier 1
213072174 | Central HP <5.4 tons | ACIQ | HRCU-A-CB (Split System: Heat Pump with Remote Outdoor Unit-Air-Source) | DLCURAH18ABK |  |  | EA*4X24L17A* | *96VTN0601714A* | 17600 | 15.5 | 8.5 | 18600 | 19100 | 102.7% | 2.3 | 0 | 10.5 |  |  |  | No | R-410A | 1.4667 | Residential & Commercial | Ducted CEE Tier 1
213778726 | Central HP <5.4 tons | BRYANT HEATING AND COOLING SYSTEMS | HRCU-A-CB (Split System: Heat Pump with Remote Outdoor Unit-Air-Source) | 288BNV037*0**A* |  |  | CAP**3617AL*+UI | 88*TB36045C17*** | 31200 | 16.5 | 8.1 | 33400 | 24600 | 73.65% | 1.8 | 0 | 10.5 |  |  |  | No | R-410A | 2.6 | Residential & Commercial | Ducted CEE Tier 1
213778876 | Central HP <5.4 tons | BRYANT HEATING AND COOLING SYSTEMS | HRCU-A-CB (Split System: Heat Pump with Remote Outdoor Unit-Air-Source) | 288BNV037*0**A* |  |  | CAP**3621AL*+UI | 987MC42060C17*** | 31200 | 16.5 | 8.1 | 33200 | 24600 | 74.1% | 1.82 | 0 | 10.5 |  |  |  | No | R-410A | 2.6 | Residential & Commercial | Ducted CEE Tier 1
213779126 | Central HP <5.4 tons | BRYANT HEATING AND COOLING SYSTEMS | HRCU-A-CB (Split System: Heat Pump with Remote Outdoor Unit-Air-Source) | 288BNV037*0**A* |  |  | CAP**4221AL*+UI | 987MC42080C17*** | 31600 | 16.5 | 8.1 | 33400 | 24600 | 73.65% | 1.86 | 0 | 10.5 |  |  |  | No | R-410A | 2.6333 | Residential & Commercial | Ducted CEE Tier 1
213779476 | Central HP <5.4 tons | BRYANT HEATING AND COOLING SYSTEMS | HRCU-A-CB (Split System: Heat Pump with Remote Outdoor Unit-Air-Source) | 288BNV037*0**A* |  |  | CAP**4821AL*+UI | 986TD66100C21*** | 32400 | 17 | 8.1 | 32600 | 24800 | 76.07% | 1.98 | 0 | 11 |  |  |  | No | R-410A | 2.7 | Residential & Commercial | Ducted CEE Tier 1
213780396 | Central HP <5.4 tons | BRYANT HEATING AND COOLING SYSTEMS | HRCU-A-CB (Split System: Heat Pump with Remote Outdoor Unit-Air-Source) | 288BNV037*0**A* |  |  | CSPH*6012AL*+UI | 987MC66100C21*** | 33000 | 16.5 | 8.1 | 32200 | 24800 | 77.02% | 2 | 0 | 11.5 |  |  |  | No | R-410A | 2.75 | Residential & Commercial | Ducted CEE Tier 1
215681805 | Central HP <5.4 tons | HEIL | HRCU-A-CB (Split System: Heat Pump with Remote Outdoor Unit-Air-Source) | H5H0V48*K*AAA* |  |  | EVM5X48M21A*+WALLCON | *97CTN1002122A* | 47000 | 18.5 | 9 | 50000 | 36400 | 72.8% | 2 | 0 | 10 |  |  |  | No | R-454B | 3.9167 | Residential & Commercial | Ducted CEE Tier 1
215682256 | Central HP <5.4 tons | AIRQUEST | HRCU-A-CB (Split System: Heat Pump with Remote Outdoor Unit-Air-Source) | H5H0V48*K*AAA* |  |  | EVD5X49M24A*+WALLCON | *80CSU1002120B* | 48000 | 18.5 | 9 | 50000 | 36600 | 73.2% | 2 | 0 | 10 |  |  |  | No | R-454B | 4 | Residential & Commercial | Ducted CEE Tier 1
213785355 | Central HP <5.4 tons | BRYANT HEATING AND COOLING SYSTEMS | HRCU-A-CB (Split System: Heat Pump with Remote Outdoor Unit-Air-Source) | 284ANV036*0**B* |  |  | CAP**3621AL*+UI | 88*TB48070C17*** | 32200 | 18.5 | 8.5 | 38500 | 27000 | 70.13% | 1.94 | 0 | 11 |  |  |  | No | R-410A | 2.6833 | Residential & Commercial | Ducted CEE Tier 1
213785405 | Central HP <5.4 tons | BRYANT HEATING AND COOLING SYSTEMS | HRCU-A-CB (Split System: Heat Pump with Remote Outdoor Unit-Air-Source) | 284ANV036*0**B* |  |  | CAP**3721AL*+UI | 935CB48060C17*** | 33600 | 19 | 9 | 36600 | 25800 | 70.49% | 2.02 | 0 | 11.7 |  |  |  | No | R-410A | 2.8 | Residential & Commercial | Ducted CEE Tier 1
215667832 | Central HP <5.4 tons | DAY & NIGHT | HRCU-A-CB (Split System: Heat Pump with Remote Outdoor Unit-Air-Source) | C5H0V24*K*AAA* |  |  | EA*5X37M21A*+WALLCON | *80CTL0451712B* | 23800 | 17 | 9 | 23400 | 16500 | 70.51% | 2 | 0 | 10.5 |  |  |  | No | R-454B | 1.9833 | Residential & Commercial | Ducted CEE Tier 1
215667864 | Central HP <5.4 tons | DAY & NIGHT | HRCU-A-CB (Split System: Heat Pump with Remote Outdoor Unit-Air-Source) | C5H0V24*K*AAA* |  |  | EA*5X37M21A*+WALLCON | *80CTL0902120B* | 24000 | 17.5 | 9 | 23200 | 16300 | 70.26% | 2.02 | 0 | 10.5 |  |  |  | No | R-454B | 2 | Residential & Commercial | Ducted CEE Tier 1
213779055 | Central HP <5.4 tons | CARRIER | HRCU-A-CB (Split System: Heat Pump with Remote Outdoor Unit-Air-Source) | 25VNA837A*030* |  |  | CAP**4221AL*+UI | 58TN*B045C17**12 | 31600 | 16.5 | 8.1 | 33400 | 24800 | 74.25% | 1.84 | 0 | 10.5 |  |  |  | No | R-410A | 2.6333 | Residential & Commercial | Ducted CEE Tier 1
213779105 | Central HP <5.4 tons | CARRIER | HRCU-A-CB (Split System: Heat Pump with Remote Outdoor Unit-Air-Source) | 25VNA837A*030* |  |  | CAP**4221AL*+UI | 59CU5B060C17**16 | 31600 | 16.5 | 8.1 | 33000 | 24600 | 74.55% | 1.86 | 0 | 10.5 |  |  |  | No | R-410A | 2.6333 | Residential & Commercial | Ducted CEE Tier 1
213779205 | Central HP <5.4 tons | CARRIER | HRCU-A-CB (Split System: Heat Pump with Remote Outdoor Unit-Air-Source) | 25VNA837A*030* |  |  | CAP**4224AL*+UI | 59MN7C100C21**22 | 31800 | 17 | 8.1 | 33000 | 24200 | 73.33% | 1.88 | 0 | 11 |  |  |  | No | R-410A | 2.65 | Residential & Commercial | Ducted CEE Tier 1
212386785 | Central HP <5.4 tons | Frigidaire | HRCU-A-C (Split System: Heat Pump with Remote Outdoor Unit with No Indoor Fan --Air Source) | GXH48-60MSK4DH |  |  | UE48X4AD |  | 47000 | 15.2 | 8.5 | 48000 | 33600 | 70% | 1.8 | 0 | 10 |  |  |  | No | R-410A | 3.9167 | Residential & Commercial | Ducted CEE Tier 1
214797686 | Central HP <5.4 tons | Willis | HRCU-A-CB (Split System: Heat Pump with Remote Outdoor Unit-Air-Source) | FLEX48/60KUH |  |  | FLEXAH48/60K |  | 54000 | 16 | 9 | 54000 | 41000 | 75.93% | 1.8 | 10.5 | 10 |  |  |  | No | R-410A | 4.5 | Residential & Commercial | Ducted CEE Tier 1
213785459 | Central HP <5.4 tons | BRYANT HEATING AND COOLING SYSTEMS | HRCU-A-CB (Split System: Heat Pump with Remote Outdoor Unit-Air-Source) | 284ANV036*0**B* |  |  | CAP**4321AL*+UI | 88*TB48070C17*** | 33800 | 19 | 9 | 36600 | 25800 | 70.49% | 2.02 | 0 | 11.7 |  |  |  | No | R-410A | 2.8167 | Residential & Commercial | Ducted CEE Tier 1
213785543 | Central HP <5.4 tons | BRYANT HEATING AND COOLING SYSTEMS | HRCU-A-CB (Split System: Heat Pump with Remote Outdoor Unit-Air-Source) | 284ANV036*0**B* |  |  | CAP**6121AL*+UI | 935CB48060C17*** | 34000 | 19.5 | 9 | 36000 | 25200 | 70% | 2 | 0 | 12 |  |  |  | No | R-410A | 2.8333 | Residential & Commercial | Ducted CEE Tier 1
215682126 | Central HP <5.4 tons | AIRQUEST | HRCU-A-CB (Split System: Heat Pump with Remote Outdoor Unit-Air-Source) | H5H0V48*K*AAA* |  |  | EVD5X48M21A*+WALLCON | *80CSU0802120B* | 47000 | 18.5 | 9 | 50000 | 36200 | 72.4% | 2.02 | 0 | 10 |  |  |  | No | R-454B | 3.9167 | Residential & Commercial | Ducted CEE Tier 1
213062605 | Central HP <5.4 tons | ACIQ | HRCU-A-CB (Split System: Heat Pump with Remote Outdoor Unit-Air-Source) | HVH825GKA2* |  |  | EA*4X36L17A*+WALLCON | *80CTL0701412A* | 23600 | 17 | 8.1 | 21400 | 16600 | 77.57% | 1.94 | 11 | 11 |  |  |  | No | R-410A | 1.9667 | Residential & Commercial | Ducted CEE Tier 1
213062614 | Central HP <5.4 tons | ACIQ | HRCU-A-CB (Split System: Heat Pump with Remote Outdoor Unit-Air-Source) | HVH825GKA2* |  |  | EA*4X36L21A*+WALLCON | *96CTN1002122A* | 23600 | 16.5 | 8.1 | 21400 | 16600 | 77.57% | 1.94 | 11 | 11 |  |  |  | No | R-410A | 1.9667 | Residential & Commercial | Ducted CEE Tier 1
213062604 | Central HP <5.4 tons | ACIQ | HRCU-A-CB (Split System: Heat Pump with Remote Outdoor Unit-Air-Source) | HVH825GKA2* |  |  | EA*4X36L17A*+WALLCON | *97CMN0801714A* | 23400 | 16.5 | 8.1 | 21600 | 16700 | 77.31% | 1.92 | 11 | 10.5 |  |  |  | No | R-410A | 1.95 | Residential & Commercial | Ducted CEE Tier 1
213062615 | Central HP <5.4 tons | ACIQ | HRCU-A-CB (Split System: Heat Pump with Remote Outdoor Unit-Air-Source) | HVH825GKA2* |  |  | EA*4X36L21A*+WALLCON | *80CTL0901716A* | 23600 | 17.5 | 8.1 | 21400 | 16600 | 77.57% | 1.96 | 11 | 11 |  |  |  | No | R-410A | 1.9667 | Residential & Commercial | Ducted CEE Tier 1
213062620 | Central HP <5.4 tons | ACIQ | HRCU-A-CB (Split System: Heat Pump with Remote Outdoor Unit-Air-Source) | HVH825GKA2* |  |  | EA*4X37L17A*+WALLCON | *96CTN0801714A* | 24200 | 16.5 | 8.1 | 21400 | 16700 | 78.04% | 1.98 | 11.5 | 11 |  |  |  | No | R-410A | 2.0167 | Residential & Commercial | Ducted CEE Tier 1
213072183 | Central HP <5.4 tons | ACIQ | HRCU-A-CB (Split System: Heat Pump with Remote Outdoor Unit-Air-Source) | DLCURAH18ABK |  |  | EA*4X24L17A* | *80ESU0601716A | 18500 | 16 | 9 | 19400 | 18600 | 95.88% | 2.26 | 0 | 10.5 |  |  |  | No | R-410A | 1.5417 | Residential & Commercial | Ducted CEE Tier 1
213072188 | Central HP <5.4 tons | ACIQ | HRCU-A-CB (Split System: Heat Pump with Remote Outdoor Unit-Air-Source) | DLCURAH18ABK |  |  | EA*4X25L17A* | *96VSN0601714A* | 18200 | 16 | 8.5 | 18100 | 17600 | 97.24% | 2.12 | 0 | 11 |  |  |  | No | R-410A | 1.5167 | Residential & Commercial | Ducted CEE Tier 1
213072206 | Central HP <5.4 tons | ACIQ | HRCU-A-CB (Split System: Heat Pump with Remote Outdoor Unit-Air-Source) | DLCURAH18ABK |  |  | EA*4X25L17A* | *95ESN0261410A* | 18600 | 16 | 8.5 | 18500 | 17400 | 94.05% | 2.12 | 0 | 11 |  |  |  | No | R-410A | 1.55 | Residential & Commercial | Ducted CEE Tier 1
213072213 | Central HP <5.4 tons | ACIQ | HRCU-A-CB (Split System: Heat Pump with Remote Outdoor Unit-Air-Source) | DLCURAH18ABK |  |  | EA*4X25L17A* | *92ESN0401410A* | 18400 | 15.5 | 8.5 | 18400 | 17500 | 95.11% | 2.12 | 0 | 10.5 |  |  |  | No | R-410A | 1.5333 | Residential & Commercial | Ducted CEE Tier 1
213072247 | Central HP <5.4 tons | ACIQ | HRCU-A-CB (Split System: Heat Pump with Remote Outdoor Unit-Air-Source) | DLCURAH18ABK |  |  | EA*4X30L17A* | *95ESN0401410A* | 17900 | 15.5 | 8.5 | 18500 | 18500 | 100% | 2.22 | 0 | 10.5 |  |  |  | No | R-410A | 1.4917 | Residential & Commercial | Ducted CEE Tier 1
213072256 | Central HP <5.4 tons | ACIQ | HRCU-A-CB (Split System: Heat Pump with Remote Outdoor Unit-Air-Source) | DLCURAH18ABK |  |  | EA*4X30L17A* | *80ES(N,L)0701712A* | 18200 | 16.5 | 8.5 | 18700 | 18400 | 98.4% | 2.22 | 0 | 10.5 |  |  |  | No | R-410A | 1.5167 | Residential & Commercial | Ducted CEE Tier 1
213072263 | Central HP <5.4 tons | ACIQ | HRCU-A-CB (Split System: Heat Pump with Remote Outdoor Unit-Air-Source) | DLCURAH18ABK |  |  | EA*4X30L17A* | OLV098A12* | 18200 | 15.5 | 8.5 | 18800 | 18400 | 97.87% | 2.22 | 0 | 10.5 |  |  |  | No | R-410A | 1.5167 | Residential & Commercial | Ducted CEE Tier 1
213072288 | Central HP <5.4 tons | ACIQ | HRCU-A-CB (Split System: Heat Pump with Remote Outdoor Unit-Air-Source) | DLCURAH18ABK |  |  | EN(A,D)4X24L14** | *92ESN0601412A* | 18100 | 16 | 8.5 | 19000 | 18600 | 97.89% | 2.24 | 0 | 11 |  |  |  | No | R-410A | 1.5083 | Residential & Commercial | Ducted CEE Tier 1
213072313 | Central HP <5.4 tons | ACIQ | HRCU-A-CB (Split System: Heat Pump with Remote Outdoor Unit-Air-Source) | DLCURAH18ABK |  |  | EN(A,D)4X24L17** | *80ES(N,L)0451412A* | 18000 | 16 | 8.5 | 18900 | 18700 | 98.94% | 2.26 | 0 | 11 |  |  |  | No | R-410A | 1.5 | Residential & Commercial | Ducted CEE Tier 1
214570690 | Central HP <5.4 tons | HEIL | HRCU-A-CB (Split System: Heat Pump with Remote Outdoor Unit-Air-Source) | HVH825GKA3* |  |  | EA*4X48L21A*+WALLCON | *95CSU1002122B* | 24000 | 17 | 8.5 | 21000 | 16500 | 78.57% | 2.02 | 0 | 11 |  |  |  | No | R-410A | 2 | Residential & Commercial | Ducted CEE Tier 1
214572590 | Central HP <5.4 tons | HEIL | HRCU-A-CB (Split System: Heat Pump with Remote Outdoor Unit-Air-Source) | HVH837GKA** |  |  | EA*4X42L21A*+WALLCON | *80CTL0702120B* | 31800 | 17 | 8.5 | 33000 | 24400 | 73.94% | 1.9 | 0 | 11 |  |  |  | No | R-410A | 2.65 | Residential & Commercial | Ducted CEE Tier 1
213782336 | Central HP <5.4 tons | BRYANT HEATING AND COOLING SYSTEMS | HRCU-A-CB (Split System: Heat Pump with Remote Outdoor Unit-Air-Source) | 288BNV037*0**B* |  |  | CSPH*6012AL*+UI | 986TD42080C17*** | 32800 | 16.5 | 8.1 | 32200 | 25000 | 77.64% | 1.98 | 0 | 11 |  |  |  | No | R-410A | 2.7333 | Residential & Commercial | Ducted CEE Tier 1
213781916 | Central HP <5.4 tons | BRYANT HEATING AND COOLING SYSTEMS | HRCU-A-CB (Split System: Heat Pump with Remote Outdoor Unit-Air-Source) | 288BNV037*0**B* |  |  | CSPH*4212AL*+UI | 88*TB48090C17*** | 32200 | 16.5 | 8.1 | 33000 | 24800 | 75.15% | 1.94 | 0 | 11 |  |  |  | No | R-410A | 2.6833 | Residential & Commercial | Ducted CEE Tier 1
213063095 | Central HP <5.4 tons | ACIQ | HRCU-A-CB (Split System: Heat Pump with Remote Outdoor Unit-Air-Source) | HVH825GKA3* |  |  | EA*4X37L17A*+WALLCON | *95CSU0601716A* | 24200 | 16.5 | 8.1 | 21400 | 16800 | 78.5% | 1.98 | 11 | 10.5 |  |  |  | No | R-410A | 2.0167 | Residential & Commercial | Ducted CEE Tier 1
213063109 | Central HP <5.4 tons | ACIQ | HRCU-A-CB (Split System: Heat Pump with Remote Outdoor Unit-Air-Source) | HVH825GKA3* |  |  | EHD4X30AAL+WALLCON | *95CSU0802120A* | 23800 | 16 | 8.1 | 21800 | 16700 | 76.61% | 1.98 | 11 | 10.5 |  |  |  | No | R-410A | 1.9833 | Residential & Commercial | Ducted CEE Tier 1
213063112 | Central HP <5.4 tons | ACIQ | HRCU-A-CB (Split System: Heat Pump with Remote Outdoor Unit-Air-Source) | HVH825GKA3* |  |  | EHD4X36AAL+WALLCON | *95CSU0802120A* | 24000 | 16 | 8.1 | 21400 | 16600 | 77.57% | 1.98 | 11 | 10.5 |  |  |  | No | R-410A | 2 | Residential & Commercial | Ducted CEE Tier 1
214573300 | Central HP <5.4 tons | HEIL | HRCU-A-CB (Split System: Heat Pump with Remote Outdoor Unit-Air-Source) | HVH837GKA** |  |  | EHD4X60AAL+WALLCON | *96CTN0802120B* | 33000 | 18 | 8.5 | 32000 | 24800 | 77.5% | 2.02 | 0 | 11.5 |  |  |  | No | R-410A | 2.75 | Residential & Commercial | Ducted CEE Tier 1
211389699 | Central HP <5.4 tons | CHAMPION HEATING AND COOLING | HRCU-A-CB (Split System: Heat Pump with Remote Outdoor Unit-Air-Source) | HMH72B341 |  |  | XAFC36DXXN1+TXV | TM8Y080B12MP11 | 34000 | 18 | 8.1 | 33600 | 23600 | 70.24% | 2.06 | 0 | 10 |  |  |  | No | R-410A | 2.8333 | Residential & Commercial | Ducted CEE Tier 1
215676049 | Central HP <5.4 tons | DAY & NIGHT | HRCU-A-CB (Split System: Heat Pump with Remote Outdoor Unit-Air-Source) | C5H0V48*K*AAA* |  |  | EVM5X61M24A*+WALLCON | *97CMN0802120B* | 48500 | 19 | 9.5 | 50000 | 36800 | 73.6% | 2.12 | 0 | 10.5 |  |  |  | No | R-454B | 4.0417 | Residential & Commercial | Ducted CEE Tier 1
215676169 | Central HP <5.4 tons | DAY & NIGHT | HRCU-A-CB (Split System: Heat Pump with Remote Outdoor Unit-Air-Source) | C5H0V48*K*AAA* |  |  | EVD5X48M21A*+WALLCON | *96CTN1002122B* | 47000 | 18.5 | 9 | 50000 | 36400 | 72.8% | 2 | 0 | 10 |  |  |  | No | R-454B | 3.9167 | Residential & Commercial | Ducted CEE Tier 1
215676369 | Central HP <5.4 tons | DAY & NIGHT | HRCU-A-CB (Split System: Heat Pump with Remote Outdoor Unit-Air-Source) | C5H0V48*K*AAA* |  |  | EVD5X49M24A*+WALLCON | *97CMN1002122B* | 48000 | 19 | 9 | 50000 | 36600 | 73.2% | 2 | 0 | 10 |  |  |  | No | R-454B | 4 | Residential & Commercial | Ducted CEE Tier 1
215676699 | Central HP <5.4 tons | DAY & NIGHT | HRCU-A-CB (Split System: Heat Pump with Remote Outdoor Unit-Air-Source) | C5H0V48*K*AAA* |  |  | EVD5X61M21A*+WALLCON | *80CSU1002120A* | 48500 | 19 | 9 | 50000 | 37000 | 74% | 2 | 0 | 10 |  |  |  | No | R-454B | 4.0417 | Residential & Commercial | Ducted CEE Tier 1
215676849 | Central HP <5.4 tons | DAY & NIGHT | HRCU-A-CB (Split System: Heat Pump with Remote Outdoor Unit-Air-Source) | C5H0V48*K*AAA* |  |  | EVD5X61M24A*+WALLCON | *80CSU0802120A* | 49000 | 19.5 | 9 | 50000 | 36600 | 73.2% | 2.1 | 0 | 10.5 |  |  |  | No | R-454B | 4.0833 | Residential & Commercial | Ducted CEE Tier 1
215676899 | Central HP <5.4 tons | DAY & NIGHT | HRCU-A-CB (Split System: Heat Pump with Remote Outdoor Unit-Air-Source) | C5H0V48*K*AAA* |  |  | EVD5X61M24A*+WALLCON | *95CSU1002122B* | 48500 | 19 | 9 | 50000 | 36600 | 73.2% | 2.1 | 0 | 10.5 |  |  |  | No | R-454B | 4.0417 | Residential & Commercial | Ducted CEE Tier 1
215676949 | Central HP <5.4 tons | DAY & NIGHT | HRCU-A-CB (Split System: Heat Pump with Remote Outdoor Unit-Air-Source) | C5H0V48*K*AAA* |  |  | EVD5X61M24A*+WALLCON | *96CTN1002122B* | 48500 | 19.5 | 9.5 | 50000 | 36800 | 73.6% | 2.12 | 0 | 10.5 |  |  |  | No | R-454B | 4.0417 | Residential & Commercial | Ducted CEE Tier 1
213785471 | Central HP <5.4 tons | BRYANT HEATING AND COOLING SYSTEMS | HRCU-A-CB (Split System: Heat Pump with Remote Outdoor Unit-Air-Source) | 284ANV036*0**B* |  |  | CAP**4321AL*+UI | 987MC42080C17*** | 33600 | 19 | 9 | 36600 | 25800 | 70.49% | 2.02 | 0 | 11.7 |  |  |  | No | R-410A | 2.8 | Residential & Commercial | Ducted CEE Tier 1
213785521 | Central HP <5.4 tons | BRYANT HEATING AND COOLING SYSTEMS | HRCU-A-CB (Split System: Heat Pump with Remote Outdoor Unit-Air-Source) | 284ANV036*0**B* |  |  | CAP**6024AL*+UI | 88*TB60110C21*** | 33800 | 19.5 | 9 | 35800 | 25200 | 70.39% | 2 | 0 | 12 |  |  |  | No | R-410A | 2.8167 | Residential & Commercial | Ducted CEE Tier 1
213785635 | Central HP <5.4 tons | BRYANT HEATING AND COOLING SYSTEMS | HRCU-A-CB (Split System: Heat Pump with Remote Outdoor Unit-Air-Source) | 284ANV036*0**B* |  |  | CSPH*3612AL*+UI | 88*TB36045C17*** | 32800 | 17.5 | 8.5 | 37400 | 26600 | 71.12% | 1.98 | 0 | 11 |  |  |  | No | R-410A | 2.7333 | Residential & Commercial | Ducted CEE Tier 1
213785653 | Central HP <5.4 tons | BRYANT HEATING AND COOLING SYSTEMS | HRCU-A-CB (Split System: Heat Pump with Remote Outdoor Unit-Air-Source) | 284ANV036*0**B* |  |  | CSPH*3612AL*+UI | 987MC42080C17*** | 33000 | 18 | 8.5 | 37200 | 26400 | 70.97% | 2 | 0 | 11 |  |  |  | No | R-410A | 2.75 | Residential & Commercial | Ducted CEE Tier 1
213785513 | Central HP <5.4 tons | BRYANT HEATING AND COOLING SYSTEMS | HRCU-A-CB (Split System: Heat Pump with Remote Outdoor Unit-Air-Source) | 284ANV036*0**B* |  |  | CAP**4824AL*+UI | 987MC66120C24*** | 33200 | 19.5 | 9 | 36400 | 25800 | 70.88% | 2.02 | 0 | 12 |  |  |  | No | R-410A | 2.7667 | Residential & Commercial | Ducted CEE Tier 1
211390163 | Central HP <5.4 tons | CHAMPION HEATING AND COOLING | HRCU-A-CB (Split System: Heat Pump with Remote Outdoor Unit-Air-Source) | HMH72B341 |  |  | XAFC36DXXN1+TXV | TM8V100C16MP12 | 34000 | 17.5 | 8.5 | 33800 | 23800 | 70.41% | 2.08 | 0 | 10 |  |  |  | No | R-410A | 2.8333 | Residential & Commercial | Ducted CEE Tier 1
214575783 | Central HP <5.4 tons | CARRIER | HRCU-A-CB (Split System: Heat Pump with Remote Outdoor Unit-Air-Source) | 25VNA436A*031* |  |  | CAP**4221AL*+UI | 59MN7C060C21**20 | 33000 | 18.5 | 9.5 | 38000 | 26800 | 70.53% | 1.98 | 0 | 11.5 |  |  |  | No | R-410A | 2.75 | Residential & Commercial | Ducted CEE Tier 1
214575785 | Central HP <5.4 tons | CARRIER | HRCU-A-CB (Split System: Heat Pump with Remote Outdoor Unit-Air-Source) | 25VNA436A*031* |  |  | CAP**4224AL*+UI | 59MN7C060C21**20 | 33000 | 18.5 | 9.5 | 38000 | 26600 | 70% | 1.98 | 0 | 11.5 |  |  |  | No | R-410A | 2.75 | Residential & Commercial | Ducted CEE Tier 1
215676109 | Central HP <5.4 tons | DAY & NIGHT | HRCU-A-CB (Split System: Heat Pump with Remote Outdoor Unit-Air-Source) | C5H0V48*K*AAA* |  |  | EVD5X48M21A*+WALLCON | *80CSU0802120A* | 47000 | 18.5 | 9 | 50000 | 36400 | 72.8% | 2 | 0 | 10 |  |  |  | No | R-454B | 3.9167 | Residential & Commercial | Ducted CEE Tier 1
215676209 | Central HP <5.4 tons | DAY & NIGHT | HRCU-A-CB (Split System: Heat Pump with Remote Outdoor Unit-Air-Source) | C5H0V48*K*AAA* |  |  | EVD5X48M24A*+WALLCON | *80CTL0902120B* | 47000 | 19 | 9 | 50000 | 36200 | 72.4% | 2 | 0 | 10 |  |  |  | No | R-454B | 3.9167 | Residential & Commercial | Ducted CEE Tier 1
215676559 | Central HP <5.4 tons | DAY & NIGHT | HRCU-A-CB (Split System: Heat Pump with Remote Outdoor Unit-Air-Source) | C5H0V48*K*AAA* |  |  | EVD5X60M21A*+WALLCON | *97CMN1002122B* | 48000 | 19 | 9 | 50000 | 36600 | 73.2% | 2 | 0 | 10 |  |  |  | No | R-454B | 4 | Residential & Commercial | Ducted CEE Tier 1
215676679 | Central HP <5.4 tons | DAY & NIGHT | HRCU-A-CB (Split System: Heat Pump with Remote Outdoor Unit-Air-Source) | C5H0V48*K*AAA* |  |  | EVD5X60M24A*+WALLCON | *96CTN1202422B* | 48000 | 19 | 9 | 50000 | 36600 | 73.2% | 2 | 0 | 10.5 |  |  |  | No | R-454B | 4 | Residential & Commercial | Ducted CEE Tier 1
215676859 | Central HP <5.4 tons | DAY & NIGHT | HRCU-A-CB (Split System: Heat Pump with Remote Outdoor Unit-Air-Source) | C5H0V48*K*AAA* |  |  | EVD5X61M24A*+WALLCON | *80CSU1002120A* | 48500 | 19 | 9 | 50000 | 36800 | 73.6% | 2.1 | 0 | 10 |  |  |  | No | R-454B | 4.0417 | Residential & Commercial | Ducted CEE Tier 1
215676929 | Central HP <5.4 tons | DAY & NIGHT | HRCU-A-CB (Split System: Heat Pump with Remote Outdoor Unit-Air-Source) | C5H0V48*K*AAA* |  |  | EVD5X61M24A*+WALLCON | *97CMN1002122B* | 48500 | 19.5 | 9.5 | 50000 | 36800 | 73.6% | 2.12 | 0 | 10.5 |  |  |  | No | R-454B | 4.0417 | Residential & Commercial | Ducted CEE Tier 1
214574438 | Central HP <5.4 tons | CARRIER | HRCU-A-CB (Split System: Heat Pump with Remote Outdoor Unit-Air-Source) | 25VNA837A*031* |  |  | CSPH*6012AL*+UI | 59TN6C080C21**20 | 33000 | 18 | 8.5 | 32000 | 24800 | 77.5% | 2.02 | 0 | 11.5 |  |  |  | No | R-410A | 2.75 | Residential & Commercial | Ducted CEE Tier 1
213773776 | Central HP <5.4 tons | BRYANT HEATING AND COOLING SYSTEMS | HRCU-A-CB (Split System: Heat Pump with Remote Outdoor Unit-Air-Source) | 288BNV025*0**C* |  |  | CAP**4821AL*+UI | 986TD42060C17*** | 24000 | 16.5 | 8.1 | 21000 | 16600 | 79.05% | 2 | 0 | 10.5 |  |  |  | No | R-410A | 2 | Residential & Commercial | Ducted CEE Tier 1
213774476 | Central HP <5.4 tons | BRYANT HEATING AND COOLING SYSTEMS | HRCU-A-CB (Split System: Heat Pump with Remote Outdoor Unit-Air-Source) | 288BNV025*0**C* |  |  | CSPH*4212AL*+UI | 987MC42080C17*** | 24000 | 16 | 8.1 | 21400 | 16600 | 77.57% | 1.98 | 0 | 10.5 |  |  |  | No | R-410A | 2 | Residential & Commercial | Ducted CEE Tier 1
213774526 | Central HP <5.4 tons | BRYANT HEATING AND COOLING SYSTEMS | HRCU-A-CB (Split System: Heat Pump with Remote Outdoor Unit-Air-Source) | 288BNV025*0**C* |  |  | CSPH*4212AL*+UI | 986TD42080C17*** | 24000 | 16 | 8.1 | 21400 | 16600 | 77.57% | 2 | 0 | 10.5 |  |  |  | No | R-410A | 2 | Residential & Commercial | Ducted CEE Tier 1
214574738 | Central HP <5.4 tons | CARRIER | HRCU-A-CB (Split System: Heat Pump with Remote Outdoor Unit-Air-Source) | 25VNA837A*031* |  |  | CNPV*6024AL*+UI | 59TN6C080C21**20 | 32800 | 19 | 8.5 | 32200 | 24600 | 76.4% | 1.98 | 0 | 12 |  |  |  | No | R-410A | 2.7333 | Residential & Commercial | Ducted CEE Tier 1
216440462 | Central HP <5.4 tons | TRANE | HRCU-A-CB (Split System: Heat Pump with Remote Outdoor Unit-Air-Source) | 5TWV0X60A1 |  |  | 5PX*D010AS3 | S9V2C100U5PSC+LRP | 53000 | 18.8 | 9 | 54000 | 38000 | 70.37% | 2 | 0 | 10.5 |  |  |  | No | R-454B | 4.4167 | Residential & Commercial | Ducted CEE Tier 1
216440496 | Central HP <5.4 tons | TRANE | HRCU-A-CB (Split System: Heat Pump with Remote Outdoor Unit-Air-Source) | 5TWV0X60A1 |  |  | 5TEMCD06AV41+TDR |  | 54000 | 19.2 | 9.4 | 53500 | 38000 | 71.03% | 2.1 | 0 | 10.5 |  |  |  | No | R-454B | 4.5 | Residential & Commercial | Ducted CEE Tier 1
214397464 | Central HP <5.4 tons | COLEMAN | HRCU-A-CB (Split System: Heat Pump with Remote Outdoor Unit-Air-Source) | HH860E2S11 |  |  | CTF60C5CGS1 | TM8E120C20MP11 | 44500 | 17 | 9 | 45000 | 33600 | 74.67% | 2 | 0 | 11.7 |  |  |  | No | R-454B | 3.7083 | Residential & Commercial | Ducted CEE Tier 1
214809255 | Central HP <5.4 tons | COLEMAN | HRCU-A-CB (Split System: Heat Pump with Remote Outdoor Unit-Air-Source) | HH860E2S11 |  |  | CTU60C5XGS1+TXV | TL9E100C20UH11 | 44000 | 17 | 9 | 44500 | 33400 | 75.06% | 2 | 0 | 11.7 |  |  |  | No | R-454B | 3.6667 | Residential & Commercial | Ducted CEE Tier 1
213785049 | Central HP <5.4 tons | CARRIER | HRCU-A-CB (Split System: Heat Pump with Remote Outdoor Unit-Air-Source) | 25VNA424A*031* |  |  | CAP**3017AL*+UI | 58TN*B045C17**12 | 23000 | 19 | 10 | 26800 | 20200 | 75.37% | 2.34 | 0 | 12.5 |  |  |  | No | R-410A | 1.9167 | Residential & Commercial | Ducted CEE Tier 1
213785131 | Central HP <5.4 tons | CARRIER | HRCU-A-CB (Split System: Heat Pump with Remote Outdoor Unit-Air-Source) | 25VNA424A*031* |  |  | CAP**4221AL*+UI | 58TN*B070C17**16 | 23400 | 20 | 10 | 26600 | 19800 | 74.44% | 2.44 | 0 | 13 |  |  |  | No | R-410A | 1.95 | Residential & Commercial | Ducted CEE Tier 1
213785231 | Central HP <5.4 tons | CARRIER | HRCU-A-CB (Split System: Heat Pump with Remote Outdoor Unit-Air-Source) | 25VNA424A*031* |  |  | CSPH*3612AL*+UI | 59MN7C080C17**14 | 23600 | 19 | 9 | 26600 | 19900 | 74.81% | 2.46 | 0 | 12.5 |  |  |  | No | R-410A | 1.9667 | Residential & Commercial | Ducted CEE Tier 1
214570630 | Central HP <5.4 tons | HEIL | HRCU-A-CB (Split System: Heat Pump with Remote Outdoor Unit-Air-Source) | HVH825GKA3* |  |  | EA*4X43L21A*+WALLCON | *95CSU1002122B* | 24400 | 17 | 8.5 | 21200 | 16600 | 78.3% | 2.04 | 0 | 11 |  |  |  | No | R-410A | 2.0333 | Residential & Commercial | Ducted CEE Tier 1
214570780 | Central HP <5.4 tons | HEIL | HRCU-A-CB (Split System: Heat Pump with Remote Outdoor Unit-Air-Source) | HVH825GKA3* |  |  | EA*4X48L24A*+WALLCON | *96CTN0802120B* | 24200 | 17 | 8.5 | 20800 | 16500 | 79.33% | 2.02 | 0 | 11 |  |  |  | No | R-410A | 2.0167 | Residential & Commercial | Ducted CEE Tier 1
211260917 | Central HP <5.4 tons | HEIL | HRCU-A-CB (Split System: Heat Pump with Remote Outdoor Unit-Air-Source) | DLCURAH18ABK |  |  | EA*4X25L17A* | *95ESN0601412A* | 18400 | 16.5 | 8.5 | 18200 | 17500 | 96.15% | 2.12 | 0 | 11 |  |  |  | No | R-410A | 1.5333 | Residential & Commercial | Ducted CEE Tier 1
213782236 | Central HP <5.4 tons | BRYANT HEATING AND COOLING SYSTEMS | HRCU-A-CB (Split System: Heat Pump with Remote Outdoor Unit-Air-Source) | 288BNV037*0**B* |  |  | CSPH*6012AL*+UI | 88*TB48090C17*** | 33000 | 16.5 | 8.1 | 32200 | 24800 | 77.02% | 1.98 | 0 | 11 |  |  |  | No | R-410A | 2.75 | Residential & Commercial | Ducted CEE Tier 1
211261026 | Central HP <5.4 tons | HEIL | HRCU-A-CB (Split System: Heat Pump with Remote Outdoor Unit-Air-Source) | DLCURAH18ABK |  |  | EA*4X25L17A* | *92ESN0601412A* | 18700 | 16.5 | 8.5 | 18500 | 17400 | 94.05% | 2.12 | 0 | 11 |  |  |  | No | R-410A | 1.5583 | Residential & Commercial | Ducted CEE Tier 1
214573570 | Central HP <5.4 tons | HEIL | HRCU-A-CB (Split System: Heat Pump with Remote Outdoor Unit-Air-Source) | HVH837GKA** |  |  | EN(A,D,W)4X60L24**+WALLCON | *95CSU1002122B* | 32800 | 19 | 8.5 | 32200 | 24600 | 76.4% | 1.98 | 0 | 12 |  |  |  | No | R-410A | 2.7333 | Residential & Commercial | Ducted CEE Tier 1
214570530 | Central HP <5.4 tons | HEIL | HRCU-A-CB (Split System: Heat Pump with Remote Outdoor Unit-Air-Source) | HVH825GKA3* |  |  | EA*4X42L21A*+WALLCON | *97CMN0802120B* | 23800 | 16.5 | 8.1 | 21400 | 16600 | 77.57% | 1.96 | 0 | 10.5 |  |  |  | No | R-410A | 1.9833 | Residential & Commercial | Ducted CEE Tier 1
213072315 | Central HP <5.4 tons | ACIQ | HRCU-A-CB (Split System: Heat Pump with Remote Outdoor Unit-Air-Source) | DLCURAH18ABK |  |  | EN(A,D)4X24L17** | *80ES(N,L)0701712A* | 18000 | 16 | 8.5 | 18900 | 18700 | 98.94% | 2.26 | 0 | 11 |  |  |  | No | R-410A | 1.5 | Residential & Commercial | Ducted CEE Tier 1
213072372 | Central HP <5.4 tons | ACIQ | HRCU-A-CB (Split System: Heat Pump with Remote Outdoor Unit-Air-Source) | DLCURAH18ABK |  |  | FJMA4*18L*A* |  | 18000 | 15.5 | 8.5 | 19000 | 19100 | 100.5% | 2.28 | 0 | 10.5 |  |  |  | No | R-410A | 1.5 | Residential & Commercial | Ducted CEE Tier 1
213072381 | Central HP <5.4 tons | ACIQ | HRCU-A-CB (Split System: Heat Pump with Remote Outdoor Unit-Air-Source) | DLCURAH18ABK |  |  | FMA4X24**AL* |  | 17400 | 16 | 8.5 | 18500 | 20000 | 108.1% | 2.44 | 0 | 10.5 |  |  |  | No | R-410A | 1.45 | Residential & Commercial | Ducted CEE Tier 1
213072383 | Central HP <5.4 tons | ACIQ | HRCU-A-CB (Split System: Heat Pump with Remote Outdoor Unit-Air-Source) | DLCURAH18ABK |  |  | FM(C,U)4Z24**AL* |  | 17800 | 17 | 9 | 18700 | 19800 | 105.9% | 2.4 | 0 | 11 |  |  |  | No | R-410A | 1.4833 | Residential & Commercial | Ducted CEE Tier 1
214570510 | Central HP <5.4 tons | HEIL | HRCU-A-CB (Split System: Heat Pump with Remote Outdoor Unit-Air-Source) | HVH825GKA3* |  |  | EA*4X42L21A*+WALLCON | *95CSU1002122B* | 23800 | 16.5 | 8.1 | 21400 | 16600 | 77.57% | 1.96 | 0 | 11 |  |  |  | No | R-410A | 1.9833 | Residential & Commercial | Ducted CEE Tier 1
215936616 | Central HP <5.4 tons | HEIL | HRCU-A-CB (Split System: Heat Pump with Remote Outdoor Unit-Air-Source) | H5H3V36*K*AAA* |  |  | EVD5X60M21A*+WALLCON | *80CTL0901716B* | 35600 | 22 | 8.5 | 38000 | 28600 | 75.26% | 2.02 | 0 | 12 |  |  |  | No | R-454B | 2.9667 | Residential & Commercial | Ducted CEE Tier 1
215936646 | Central HP <5.4 tons | HEIL | HRCU-A-CB (Split System: Heat Pump with Remote Outdoor Unit-Air-Source) | H5H3V36*K*AAA* |  |  | EVD5X60M21A*+WALLCON | *95CSU0601716B* | 35400 | 21.5 | 8.5 | 38500 | 29000 | 75.32% | 2.02 | 0 | 12 |  |  |  | No | R-454B | 2.95 | Residential & Commercial | Ducted CEE Tier 1
215678256 | Central HP <5.4 tons | AIRQUEST | HRCU-A-CB (Split System: Heat Pump with Remote Outdoor Unit-Air-Source) | H5H0V24*K*AAA* |  |  | EA*5X25M17A*+WALLCON | *97CTN0801716A* | 23800 | 17 | 9 | 23400 | 16500 | 70.51% | 2.02 | 0 | 10.5 |  |  |  | No | R-454B | 1.9833 | Residential & Commercial | Ducted CEE Tier 1
215678356 | Central HP <5.4 tons | AIRQUEST | HRCU-A-CB (Split System: Heat Pump with Remote Outdoor Unit-Air-Source) | H5H0V24*K*AAA* |  |  | EA*5X37M17A*+WALLCON | *80CSU0601716B* | 23800 | 17 | 9 | 23400 | 16400 | 70.09% | 2 | 0 | 10 |  |  |  | No | R-454B | 1.9833 | Residential & Commercial | Ducted CEE Tier 1
215676959 | Central HP <5.4 tons | DAY & NIGHT | HRCU-A-CB (Split System: Heat Pump with Remote Outdoor Unit-Air-Source) | C5H0V48*K*AAA* |  |  | EVD5X61M24A*+WALLCON | *96CTN1202422B* | 48500 | 19.5 | 9.5 | 50000 | 36600 | 73.2% | 2.12 | 0 | 10.5 |  |  |  | No | R-454B | 4.0417 | Residential & Commercial | Ducted CEE Tier 1
215679996 | Central HP <5.4 tons | AIRQUEST | HRCU-A-CB (Split System: Heat Pump with Remote Outdoor Unit-Air-Source) | H5H0V36*K*AAA* |  |  | ESH5X60M12A*+WALLCON | *97CTN1002122A* | 34600 | 17 | 8.5 | 34600 | 24800 | 71.68% | 1.82 | 0 | 10 |  |  |  | No | R-454B | 2.8833 | Residential & Commercial | Ducted CEE Tier 1
213779275 | Central HP <5.4 tons | CARRIER | HRCU-A-CB (Split System: Heat Pump with Remote Outdoor Unit-Air-Source) | 25VNA837A*030* |  |  | CAP**4321AL*+UI | 58TN*B090C21**20 | 32800 | 17 | 8.5 | 32600 | 25000 | 76.69% | 1.98 | 0 | 11.5 |  |  |  | No | R-410A | 2.7333 | Residential & Commercial | Ducted CEE Tier 1
213779375 | Central HP <5.4 tons | CARRIER | HRCU-A-CB (Split System: Heat Pump with Remote Outdoor Unit-Air-Source) | 25VNA837A*030* |  |  | CAP**4821AL*+UI | 58TN*B070C17**16 | 32200 | 17 | 8.1 | 32600 | 25000 | 76.69% | 1.96 | 0 | 11 |  |  |  | No | R-410A | 2.6833 | Residential & Commercial | Ducted CEE Tier 1
213779405 | Central HP <5.4 tons | CARRIER | HRCU-A-CB (Split System: Heat Pump with Remote Outdoor Unit-Air-Source) | 25VNA837A*030* |  |  | CAP**4821AL*+UI | 58TN*B110C21**20 | 32400 | 17 | 8.1 | 32400 | 24800 | 76.54% | 1.98 | 0 | 11 |  |  |  | No | R-410A | 2.7 | Residential & Commercial | Ducted CEE Tier 1
213785362 | Central HP <5.4 tons | CARRIER | HRCU-A-CB (Split System: Heat Pump with Remote Outdoor Unit-Air-Source) | 25VNA436A*031* |  |  | CAP**3621AL*+UI | 59CU5B060C17**16 | 32200 | 18.5 | 8.5 | 38500 | 27000 | 70.13% | 1.94 | 0 | 11 |  |  |  | No | R-410A | 2.6833 | Residential & Commercial | Ducted CEE Tier 1
213785396 | Central HP <5.4 tons | CARRIER | HRCU-A-CB (Split System: Heat Pump with Remote Outdoor Unit-Air-Source) | 25VNA436A*031* |  |  | CAP**3721AL*+UI | 58TN*B070C17**16 | 33800 | 19 | 9 | 36600 | 25800 | 70.49% | 2.02 | 0 | 11.7 |  |  |  | No | R-410A | 2.8167 | Residential & Commercial | Ducted CEE Tier 1
214570660 | Central HP <5.4 tons | HEIL | HRCU-A-CB (Split System: Heat Pump with Remote Outdoor Unit-Air-Source) | HVH825GKA3* |  |  | EA*4X43L21A*+WALLCON | *96CTN0802120B* | 24400 | 17 | 8.5 | 21200 | 16600 | 78.3% | 2.04 | 0 | 11 |  |  |  | No | R-410A | 2.0333 | Residential & Commercial | Ducted CEE Tier 1
214572480 | Central HP <5.4 tons | HEIL | HRCU-A-CB (Split System: Heat Pump with Remote Outdoor Unit-Air-Source) | HVH837GKA** |  |  | EA*4X36L21A*+WALLCON | *95CSU0802120B* | 31400 | 17 | 8.1 | 33000 | 24200 | 73.33% | 1.86 | 0 | 11 |  |  |  | No | R-410A | 2.6167 | Residential & Commercial | Ducted CEE Tier 1
214572630 | Central HP <5.4 tons | HEIL | HRCU-A-CB (Split System: Heat Pump with Remote Outdoor Unit-Air-Source) | HVH837GKA** |  |  | EA*4X42L21A*+WALLCON | *97CMN0802120B* | 31800 | 17 | 8.5 | 32800 | 24400 | 74.39% | 1.9 | 0 | 11 |  |  |  | No | R-410A | 2.65 | Residential & Commercial | Ducted CEE Tier 1
215667840 | Central HP <5.4 tons | DAY & NIGHT | HRCU-A-CB (Split System: Heat Pump with Remote Outdoor Unit-Air-Source) | C5H0V24*K*AAA* |  |  | EA*5X37M21A*+WALLCON | *80CTL0701716B* | 24000 | 17.5 | 9 | 23400 | 16400 | 70.09% | 2.02 | 0 | 10.5 |  |  |  | No | R-454B | 2 | Residential & Commercial | Ducted CEE Tier 1
215678419 | Central HP <5.4 tons | DAY & NIGHT | HRCU-A-CB (Split System: Heat Pump with Remote Outdoor Unit-Air-Source) | C5H0V24*K*AAA* |  |  | EA*5X37M21A*+WALLCON | *97CTN0801716A* | 24000 | 17 | 9 | 23400 | 16400 | 70.09% | 2 | 0 | 10.5 |  |  |  | No | R-454B | 2 | Residential & Commercial | Ducted CEE Tier 1
215667188 | Central HP <5.4 tons | DAY & NIGHT | HRCU-A-CB (Split System: Heat Pump with Remote Outdoor Unit-Air-Source) | C5H0V24*K*AAA* |  |  | EA*5X25M17A*+WALLCON | *80CTL0701412B* | 24000 | 17.5 | 9 | 23200 | 16400 | 70.69% | 2 | 0 | 10.5 |  |  |  | No | R-454B | 2 | Residential & Commercial | Ducted CEE Tier 1
214720194 | Central HP <5.4 tons | COLEMAN | HRCU-A-CB (Split System: Heat Pump with Remote Outdoor Unit-Air-Source) | HH860E2S11 |  |  | CTU60C5XGS1+TXV | TM9V100C20MP12 | 44000 | 18 | 9 | 45000 | 33800 | 75.11% | 2 | 0 | 11 |  |  |  | No | R-454B | 3.6667 | Residential & Commercial | Ducted CEE Tier 1
214397444 | Central HP <5.4 tons | COLEMAN | HRCU-A-CB (Split System: Heat Pump with Remote Outdoor Unit-Air-Source) | HH860E2S11 |  |  | CTF60C5CGS1 | TM8E080C16MP11 | 44500 | 18 | 9 | 45500 | 34200 | 75.16% | 2 | 0 | 11 |  |  |  | No | R-454B | 3.7083 | Residential & Commercial | Ducted CEE Tier 1
214397459 | Central HP <5.4 tons | COLEMAN | HRCU-A-CB (Split System: Heat Pump with Remote Outdoor Unit-Air-Source) | HH860E2S11 |  |  | CTF60C5CGS1 | TM8Y100C20MP11 | 44500 | 18 | 9 | 45000 | 33800 | 75.11% | 2 | 0 | 11.7 |  |  |  | No | R-454B | 3.7083 | Residential & Commercial | Ducted CEE Tier 1
213785013 | Central HP <5.4 tons | CARRIER | HRCU-A-CB (Split System: Heat Pump with Remote Outdoor Unit-Air-Source) | 25VNA424A*031* |  |  | CAP**2417AL*+UI | 58TN*B070C17**16 | 23000 | 19.5 | 10 | 27000 | 20200 | 74.81% | 2.28 | 0 | 12.5 |  |  |  | No | R-410A | 1.9167 | Residential & Commercial | Ducted CEE Tier 1
215681846 | Central HP <5.4 tons | AIRQUEST | HRCU-A-CB (Split System: Heat Pump with Remote Outdoor Unit-Air-Source) | H5H0V48*K*AAA* |  |  | EVM5X49M21A*+WALLCON | *80CSU0802120B* | 48500 | 19 | 9 | 50000 | 36400 | 72.8% | 2.12 | 0 | 10 |  |  |  | No | R-454B | 4.0417 | Residential & Commercial | Ducted CEE Tier 1
215681546 | Central HP <5.4 tons | AIRQUEST | HRCU-A-CB (Split System: Heat Pump with Remote Outdoor Unit-Air-Source) | H5H0V48*K*AAA* |  |  | EA*5X61M24A*+WALLCON | *97CTN0802120A* | 46000 | 18 | 9 | 48000 | 33800 | 70.42% | 2.08 | 0 | 10 |  |  |  | No | R-454B | 3.8333 | Residential & Commercial | Ducted CEE Tier 1
215682296 | Central HP <5.4 tons | AIRQUEST | HRCU-A-CB (Split System: Heat Pump with Remote Outdoor Unit-Air-Source) | H5H0V48*K*AAA* |  |  | EVD5X60M21A*+WALLCON | *96CTN0802120B* | 48000 | 19 | 9 | 50000 | 36800 | 73.6% | 2 | 0 | 10 |  |  |  | No | R-454B | 4 | Residential & Commercial | Ducted CEE Tier 1
213785455 | Central HP <5.4 tons | BRYANT HEATING AND COOLING SYSTEMS | HRCU-A-CB (Split System: Heat Pump with Remote Outdoor Unit-Air-Source) | 284ANV036*0**B* |  |  | CAP**4224AL*+UI | 986TD66120C24*** | 32600 | 19 | 9 | 37800 | 26600 | 70.37% | 1.98 | 0 | 11.7 |  |  |  | No | R-410A | 2.7167 | Residential & Commercial | Ducted CEE Tier 1
215675769 | Central HP <5.4 tons | DAY & NIGHT | HRCU-A-CB (Split System: Heat Pump with Remote Outdoor Unit-Air-Source) | C5H0V48*K*AAA* |  |  | EVM5X60M21A*+WALLCON | *95CSU0802120B* | 48000 | 18.5 | 9 | 50000 | 36800 | 73.6% | 2 | 0 | 10 |  |  |  | No | R-454B | 4 | Residential & Commercial | Ducted CEE Tier 1
215675789 | Central HP <5.4 tons | DAY & NIGHT | HRCU-A-CB (Split System: Heat Pump with Remote Outdoor Unit-Air-Source) | C5H0V48*K*AAA* |  |  | EVM5X60M21A*+WALLCON | *97CMN0602120B* | 47500 | 18.5 | 9 | 50000 | 37200 | 74.4% | 1.98 | 0 | 10 |  |  |  | No | R-454B | 3.9583 | Residential & Commercial | Ducted CEE Tier 1
215675939 | Central HP <5.4 tons | DAY & NIGHT | HRCU-A-CB (Split System: Heat Pump with Remote Outdoor Unit-Air-Source) | C5H0V48*K*AAA* |  |  | EVM5X60M24A*+WALLCON | *97CMN1202422B* | 48000 | 19 | 9 | 50000 | 36600 | 73.2% | 2 | 0 | 10 |  |  |  | No | R-454B | 4 | Residential & Commercial | Ducted CEE Tier 1
215674190 | Central HP <5.4 tons | DAY & NIGHT | HRCU-A-CB (Split System: Heat Pump with Remote Outdoor Unit-Air-Source) | C5H0V48*K*AAA* |  |  | EA*5X60M24A*+WALLCON | *80CTL0902120B* | 45000 | 18 | 9 | 47500 | 33400 | 70.32% | 2.08 | 0 | 10 |  |  |  | No | R-454B | 3.75 | Residential & Commercial | Ducted CEE Tier 1
215674310 | Central HP <5.4 tons | DAY & NIGHT | HRCU-A-CB (Split System: Heat Pump with Remote Outdoor Unit-Air-Source) | C5H0V48*K*AAA* |  |  | EA*5X61M21A*+WALLCON | *80CSU0802120A* | 46000 | 18 | 9 | 47500 | 33600 | 70.74% | 2.08 | 0 | 10 |  |  |  | No | R-454B | 3.8333 | Residential & Commercial | Ducted CEE Tier 1
213069375 | Central HP <5.4 tons | ACIQ | HRCU-A-CB (Split System: Heat Pump with Remote Outdoor Unit-Air-Source) | DLCURAH36ABK |  |  | EA*4X42L24A* | *92ESN1202420A* | 35800 | 16 | 8.1 | 38500 | 35000 | 90.91% | 1.9 | 0 | 10 |  |  |  | No | R-410A | 2.9833 | Residential & Commercial | Ducted CEE Tier 1
213069389 | Central HP <5.4 tons | ACIQ | HRCU-A-CB (Split System: Heat Pump with Remote Outdoor Unit-Air-Source) | DLCURAH36ABK |  |  | EA*4X42L24A* | *96VTN1002122A* | 35400 | 16.5 | 8.1 | 38500 | 35000 | 90.91% | 1.88 | 0 | 10 |  |  |  | No | R-410A | 2.95 | Residential & Commercial | Ducted CEE Tier 1
213069450 | Central HP <5.4 tons | ACIQ | HRCU-A-CB (Split System: Heat Pump with Remote Outdoor Unit-Air-Source) | DLCURAH36ABK |  |  | EA*4X48L21A* | *80ESU1002120A* | 36000 | 16 | 8.5 | 38500 | 34600 | 89.87% | 2.06 | 0 | 10 |  |  |  | No | R-410A | 3 | Residential & Commercial | Ducted CEE Tier 1
213069480 | Central HP <5.4 tons | ACIQ | HRCU-A-CB (Split System: Heat Pump with Remote Outdoor Unit-Air-Source) | DLCURAH36ABK |  |  | EA*4X48L24A* | *80ES(N,L)0702116A* | 35800 | 16.5 | 8.5 | 37800 | 34600 | 91.53% | 2.04 | 0 | 10 |  |  |  | No | R-410A | 2.9833 | Residential & Commercial | Ducted CEE Tier 1
213069507 | Central HP <5.4 tons | ACIQ | HRCU-A-CB (Split System: Heat Pump with Remote Outdoor Unit-Air-Source) | DLCURAH36ABK |  |  | EA*4X48L24A* | *96VSN1202422A* | 35800 | 16 | 8.5 | 38500 | 34600 | 89.87% | 2.04 | 0 | 10 |  |  |  | No | R-410A | 2.9833 | Residential & Commercial | Ducted CEE Tier 1
213069516 | Central HP <5.4 tons | ACIQ | HRCU-A-CB (Split System: Heat Pump with Remote Outdoor Unit-Air-Source) | DLCURAH36ABK |  |  | EA*4X48L24A* | OLV154F20A | 37400 | 15.2 | 8.5 | 39000 | 35000 | 89.74% | 2.14 | 0 | 10 |  |  |  | No | R-410A | 3.1167 | Residential & Commercial | Ducted CEE Tier 1
213069539 | Central HP <5.4 tons | ACIQ | HRCU-A-CB (Split System: Heat Pump with Remote Outdoor Unit-Air-Source) | DLCURAH36ABK |  |  | EN(A,D,W)4X48L21** | *80ES(N,L)1102120A* | 36200 | 16.5 | 8.1 | 38500 | 34800 | 90.39% | 2.02 | 0 | 10.5 |  |  |  | No | R-410A | 3.0167 | Residential & Commercial | Ducted CEE Tier 1
213069541 | Central HP <5.4 tons | ACIQ | HRCU-A-CB (Split System: Heat Pump with Remote Outdoor Unit-Air-Source) | DLCURAH36ABK |  |  | EN(A,D,W)4X48L21** | *80VSL0701716A* | 35800 | 16 | 8.1 | 38500 | 34800 | 90.39% | 2 | 0 | 10 |  |  |  | No | R-410A | 2.9833 | Residential & Commercial | Ducted CEE Tier 1
213069557 | Central HP <5.4 tons | ACIQ | HRCU-A-CB (Split System: Heat Pump with Remote Outdoor Unit-Air-Source) | DLCURAH36ABK |  |  | EN(A,D,W)4X48L21** | *95ESN0802120A* | 36800 | 15.5 | 8.1 | 39500 | 35000 | 88.61% | 2.06 | 0 | 10.5 |  |  |  | No | R-410A | 3.0667 | Residential & Commercial | Ducted CEE Tier 1
213069589 | Central HP <5.4 tons | ACIQ | HRCU-A-CB (Split System: Heat Pump with Remote Outdoor Unit-Air-Source) | DLCURAH36ABK |  |  | EN(A,D)4X48L24** | *80ESU1002120A* | 36200 | 16 | 8.1 | 38500 | 34800 | 90.39% | 2.02 | 0 | 10 |  |  |  | No | R-410A | 3.0167 | Residential & Commercial | Ducted CEE Tier 1
213069600 | Central HP <5.4 tons | ACIQ | HRCU-A-CB (Split System: Heat Pump with Remote Outdoor Unit-Air-Source) | DLCURAH36ABK |  |  | EN(A,D)4X48L24** | *95ESN1402422A* | 37400 | 15.2 | 8.1 | 40000 | 35200 | 88% | 2.08 | 0 | 10 |  |  |  | No | R-410A | 3.1167 | Residential & Commercial | Ducted CEE Tier 1
214570770 | Central HP <5.4 tons | HEIL | HRCU-A-CB (Split System: Heat Pump with Remote Outdoor Unit-Air-Source) | HVH825GKA3* |  |  | EA*4X48L24A*+WALLCON | *97CMN0802120B* | 24000 | 16.5 | 8.5 | 21000 | 16500 | 78.57% | 2.02 | 0 | 11 |  |  |  | No | R-410A | 2 | Residential & Commercial | Ducted CEE Tier 1
214571090 | Central HP <5.4 tons | HEIL | HRCU-A-CB (Split System: Heat Pump with Remote Outdoor Unit-Air-Source) | HVH825GKA3* |  |  | EN(A,D)4X36L21**+WALLCON | *80CTL0702120B* | 23400 | 16.5 | 8.1 | 21600 | 16700 | 77.31% | 1.92 | 0 | 11 |  |  |  | No | R-410A | 1.95 | Residential & Commercial | Ducted CEE Tier 1
213062453 | Central HP <5.4 tons | ACIQ | HRCU-A-CB (Split System: Heat Pump with Remote Outdoor Unit-Air-Source) | HVH837GKA** |  |  | EA*4X36L17A*+WALLCON | *80CTL0701412A* | 31400 | 17.5 | 8.1 | 33400 | 24400 | 73.05% | 1.84 | 11.5 | 11 |  |  |  | No | R-410A | 2.6167 | Residential & Commercial | Ducted CEE Tier 1
213062462 | Central HP <5.4 tons | ACIQ | HRCU-A-CB (Split System: Heat Pump with Remote Outdoor Unit-Air-Source) | HVH837GKA** |  |  | EA*4X36L21A*+WALLCON | *97CMN0602120A* | 31400 | 17 | 8.1 | 33600 | 24600 | 73.21% | 1.84 | 11 | 11 |  |  |  | No | R-410A | 2.6167 | Residential & Commercial | Ducted CEE Tier 1
213062471 | Central HP <5.4 tons | ACIQ | HRCU-A-CB (Split System: Heat Pump with Remote Outdoor Unit-Air-Source) | HVH837GKA** |  |  | EA*4X42L24A*+WALLCON | *96CTN1202422A* | 31800 | 17.5 | 8.1 | 33000 | 24400 | 73.94% | 1.9 | 11 | 11.5 |  |  |  | No | R-410A | 2.65 | Residential & Commercial | Ducted CEE Tier 1
213062473 | Central HP <5.4 tons | ACIQ | HRCU-A-CB (Split System: Heat Pump with Remote Outdoor Unit-Air-Source) | HVH837GKA** |  |  | EA*4X42L24A*+WALLCON | *97CMN1202422A* | 31800 | 17 | 8.1 | 33200 | 24400 | 73.49% | 1.88 | 11.5 | 11 |  |  |  | No | R-410A | 2.65 | Residential & Commercial | Ducted CEE Tier 1
213785523 | Central HP <5.4 tons | BRYANT HEATING AND COOLING SYSTEMS | HRCU-A-CB (Split System: Heat Pump with Remote Outdoor Unit-Air-Source) | 284ANV036*0**B* |  |  | CAP**6024AL*+UI | 88*TB66135C24*** | 33800 | 19.5 | 9 | 35800 | 25200 | 70.39% | 2 | 0 | 12 |  |  |  | No | R-410A | 2.8167 | Residential & Commercial | Ducted CEE Tier 1
213785525 | Central HP <5.4 tons | BRYANT HEATING AND COOLING SYSTEMS | HRCU-A-CB (Split System: Heat Pump with Remote Outdoor Unit-Air-Source) | 284ANV036*0**B* |  |  | CAP**6024AL*+UI | 987MC66100C21*** | 33800 | 19.5 | 9 | 35800 | 25200 | 70.39% | 2 | 0 | 12 |  |  |  | No | R-410A | 2.8167 | Residential & Commercial | Ducted CEE Tier 1
213785689 | Central HP <5.4 tons | BRYANT HEATING AND COOLING SYSTEMS | HRCU-A-CB (Split System: Heat Pump with Remote Outdoor Unit-Air-Source) | 284ANV036*0**B* |  |  | CSPH*4212AL*+UI | 987MC66120C24*** | 33400 | 18.5 | 8.5 | 36600 | 26000 | 71.04% | 2.02 | 0 | 11.7 |  |  |  | No | R-410A | 2.7833 | Residential & Commercial | Ducted CEE Tier 1
211206984 | Central HP <5.4 tons | LUXAIRE | HRCU-A-CB (Split System: Heat Pump with Remote Outdoor Unit-Air-Source) | HL20B4821 |  |  | XAMC48HE3N1+CC | TM8V080C16MP12 | 43500 | 19 | 9 | 44500 | 36200 | 81.35% | 2.14 | 0 | 12 |  |  |  | No | R-410A | 3.625 | Residential & Commercial | Ducted CEE Tier 1
213785515 | Central HP <5.4 tons | BRYANT HEATING AND COOLING SYSTEMS | HRCU-A-CB (Split System: Heat Pump with Remote Outdoor Unit-Air-Source) | 284ANV036*0**B* |  |  | CAP**4824AL*+UI | 986TD66100C21*** | 33200 | 19.5 | 9 | 36400 | 25800 | 70.88% | 2.04 | 0 | 12 |  |  |  | No | R-410A | 2.7667 | Residential & Commercial | Ducted CEE Tier 1
213785533 | Central HP <5.4 tons | BRYANT HEATING AND COOLING SYSTEMS | HRCU-A-CB (Split System: Heat Pump with Remote Outdoor Unit-Air-Source) | 284ANV036*0**B* |  |  | CAP**6121AL*+UI | 88*TB36045C17*** | 33800 | 19 | 9 | 36200 | 25400 | 70.17% | 1.98 | 0 | 11.7 |  |  |  | No | R-410A | 2.8167 | Residential & Commercial | Ducted CEE Tier 1
213785547 | Central HP <5.4 tons | BRYANT HEATING AND COOLING SYSTEMS | HRCU-A-CB (Split System: Heat Pump with Remote Outdoor Unit-Air-Source) | 284ANV036*0**B* |  |  | CAP**6121AL*+UI | 987MC42080C17*** | 34000 | 19.5 | 9 | 36000 | 25200 | 70% | 1.98 | 0 | 12 |  |  |  | No | R-410A | 2.8333 | Residential & Commercial | Ducted CEE Tier 1
213063360 | Central HP <5.4 tons | ACIQ | HRCU-A-CB (Split System: Heat Pump with Remote Outdoor Unit-Air-Source) | HVH837GKA2* |  |  | EHD4X48AAL+WALLCON | *80CTL0701716A* | 32600 | 17 | 8.1 | 33200 | 25000 | 75.3% | 1.96 | 11.5 | 11 |  |  |  | No | R-410A | 2.7167 | Residential & Commercial | Ducted CEE Tier 1
213063377 | Central HP <5.4 tons | ACIQ | HRCU-A-CB (Split System: Heat Pump with Remote Outdoor Unit-Air-Source) | HVH837GKA2* |  |  | EA*4X43L21A*+WALLCON | *80CSU0601716A* | 32800 | 17 | 8.5 | 33000 | 25200 | 76.36% | 1.96 | 12 | 11 |  |  |  | No | R-410A | 2.7333 | Residential & Commercial | Ducted CEE Tier 1
213063396 | Central HP <5.4 tons | ACIQ | HRCU-A-CB (Split System: Heat Pump with Remote Outdoor Unit-Air-Source) | HVH837GKA2* |  |  | EHD4X48AAL+WALLCON | *80CSU0601716A* | 32600 | 16.5 | 8.1 | 33200 | 25000 | 75.3% | 1.96 | 11.5 | 11 |  |  |  | No | R-410A | 2.7167 | Residential & Commercial | Ducted CEE Tier 1
214573700 | Central HP <5.4 tons | HEIL | HRCU-A-CB (Split System: Heat Pump with Remote Outdoor Unit-Air-Source) | HVH837GKA2* |  |  | EA*4X37L21A*+WALLCON | *97CMN0602120B* | 32800 | 17 | 8.5 | 33000 | 25400 | 76.97% | 1.98 | 0 | 11 |  |  |  | No | R-410A | 2.7333 | Residential & Commercial | Ducted CEE Tier 1
212989616 | Central HP <5.4 tons | HEIL | HRCU-A-CB (Split System: Heat Pump with Remote Outdoor Unit-Air-Source) | DLCURAH24ABK |  |  | EA*4X37L21A* | *95MSU0802120A* | 24000 | 17.5 | 8.5 | 25200 | 21800 | 86.51% | 1.82 | 0 | 10 |  |  |  | No | R-410A | 2 | Residential & Commercial | Ducted CEE Tier 1
215667404 | Central HP <5.4 tons | DAY & NIGHT | HRCU-A-CB (Split System: Heat Pump with Remote Outdoor Unit-Air-Source) | C5H0V24*K*AAA* |  |  | EA*5X30M17A*+WALLCON | *80CTL0451712B* | 23000 | 16.5 | 8.5 | 24000 | 16800 | 70% | 1.86 | 0 | 10 |  |  |  | No | R-454B | 1.9167 | Residential & Commercial | Ducted CEE Tier 1
215667457 | Central HP <5.4 tons | DAY & NIGHT | HRCU-A-CB (Split System: Heat Pump with Remote Outdoor Unit-Air-Source) | C5H0V24*K*AAA* |  |  | EA*5X30M17A*+WALLCON | *80CTL0901716B* | 23000 | 17 | 9 | 23800 | 16700 | 70.17% | 1.98 | 0 | 10 |  |  |  | No | R-454B | 1.9167 | Residential & Commercial | Ducted CEE Tier 1
215667856 | Central HP <5.4 tons | DAY & NIGHT | HRCU-A-CB (Split System: Heat Pump with Remote Outdoor Unit-Air-Source) | C5H0V24*K*AAA* |  |  | EA*5X37M21A*+WALLCON | *80CTL0901716B* | 24000 | 17.5 | 9 | 23200 | 16300 | 70.26% | 2.02 | 0 | 10.5 |  |  |  | No | R-454B | 2 | Residential & Commercial | Ducted CEE Tier 1
213779385 | Central HP <5.4 tons | CARRIER | HRCU-A-CB (Split System: Heat Pump with Remote Outdoor Unit-Air-Source) | 25VNA837A*030* |  |  | CAP**4821AL*+UI | 58TN*B090C17**16 | 32400 | 17 | 8.1 | 32600 | 25000 | 76.69% | 1.96 | 0 | 11 |  |  |  | No | R-410A | 2.7 | Residential & Commercial | Ducted CEE Tier 1
215681905 | Central HP <5.4 tons | HEIL | HRCU-A-CB (Split System: Heat Pump with Remote Outdoor Unit-Air-Source) | H5H0V48*K*AAA* |  |  | EVM5X60M21A*+WALLCON | *80CSU0401712B* | 48000 | 18.5 | 9 | 50000 | 36600 | 73.2% | 2 | 0 | 10 |  |  |  | No | R-454B | 4 | Residential & Commercial | Ducted CEE Tier 1
215682305 | Central HP <5.4 tons | HEIL | HRCU-A-CB (Split System: Heat Pump with Remote Outdoor Unit-Air-Source) | H5H0V48*K*AAA* |  |  | EVD5X60M21A*+WALLCON | *80CSU0401712B* | 48000 | 18.5 | 9 | 50000 | 36600 | 73.2% | 2 | 0 | 10 |  |  |  | No | R-454B | 4 | Residential & Commercial | Ducted CEE Tier 1
215676055 | Central HP <5.4 tons | HEIL | HRCU-A-CB (Split System: Heat Pump with Remote Outdoor Unit-Air-Source) | H5H0V48*K*AAA* |  |  | EVM5X61M24A*+WALLCON | *97CMN1002122B* | 48500 | 19.5 | 9.5 | 50000 | 36600 | 73.2% | 2.12 | 0 | 10.5 |  |  |  | No | R-454B | 4.0417 | Residential & Commercial | Ducted CEE Tier 1
215676105 | Central HP <5.4 tons | HEIL | HRCU-A-CB (Split System: Heat Pump with Remote Outdoor Unit-Air-Source) | H5H0V48*K*AAA* |  |  | EVD5X48M21A*+WALLCON | *80CSU0802120A* | 47000 | 18.5 | 9 | 50000 | 36400 | 72.8% | 2 | 0 | 10 |  |  |  | No | R-454B | 3.9167 | Residential & Commercial | Ducted CEE Tier 1
215676655 | Central HP <5.4 tons | HEIL | HRCU-A-CB (Split System: Heat Pump with Remote Outdoor Unit-Air-Source) | H5H0V48*K*AAA* |  |  | EVD5X60M24A*+WALLCON | *97CMN0602120B* | 47500 | 18.5 | 9 | 50000 | 37000 | 74% | 1.98 | 0 | 10 |  |  |  | No | R-454B | 3.9583 | Residential & Commercial | Ducted CEE Tier 1
215676905 | Central HP <5.4 tons | HEIL | HRCU-A-CB (Split System: Heat Pump with Remote Outdoor Unit-Air-Source) | H5H0V48*K*AAA* |  |  | EVD5X61M24A*+WALLCON | *97CMN0602120B* | 48000 | 19 | 9 | 50000 | 37200 | 74.4% | 1.98 | 0 | 10 |  |  |  | No | R-454B | 4 | Residential & Commercial | Ducted CEE Tier 1
213069495 | Central HP <5.4 tons | ACIQ | HRCU-A-CB (Split System: Heat Pump with Remote Outdoor Unit-Air-Source) | DLCURAH36ABK |  |  | EA*4X48L24A* | *80VTL1102122A* | 36800 | 16 | 8.5 | 38500 | 34800 | 90.39% | 2.1 | 0 | 10 |  |  |  | No | R-410A | 3.0667 | Residential & Commercial | Ducted CEE Tier 1
213782286 | Central HP <5.4 tons | BRYANT HEATING AND COOLING SYSTEMS | HRCU-A-CB (Split System: Heat Pump with Remote Outdoor Unit-Air-Source) | 288BNV037*0**B* |  |  | CSPH*6012AL*+UI | 987MC42060C17*** | 32800 | 16 | 8.1 | 32400 | 25200 | 77.78% | 1.96 | 0 | 11 |  |  |  | No | R-410A | 2.7333 | Residential & Commercial | Ducted CEE Tier 1
215668672 | Central HP <5.4 tons | DAY & NIGHT | HRCU-A-CB (Split System: Heat Pump with Remote Outdoor Unit-Air-Source) | C5H0V36*K*AAA* |  |  | EA*5X37M21A*+WALLCON | *80CTL0702120B* | 34400 | 18 | 9 | 35400 | 25200 | 71.19% | 1.88 | 0 | 10 |  |  |  | No | R-454B | 2.8667 | Residential & Commercial | Ducted CEE Tier 1
215668776 | Central HP <5.4 tons | DAY & NIGHT | HRCU-A-CB (Split System: Heat Pump with Remote Outdoor Unit-Air-Source) | C5H0V36*K*AAA* |  |  | EA*5X37M21A*+WALLCON | *96CTN0801714B* | 34400 | 18 | 9 | 35400 | 25200 | 71.19% | 1.9 | 0 | 10 |  |  |  | No | R-454B | 2.8667 | Residential & Commercial | Ducted CEE Tier 1
214574158 | Central HP <5.4 tons | CARRIER | HRCU-A-CB (Split System: Heat Pump with Remote Outdoor Unit-Air-Source) | 25VNA837A*031* |  |  | CAP**6124AL*+UI | 59CU5B080C21**20 | 33200 | 17.5 | 8.5 | 32000 | 24800 | 77.5% | 2 | 0 | 11.5 |  |  |  | No | R-410A | 2.7667 | Residential & Commercial | Ducted CEE Tier 1
214574678 | Central HP <5.4 tons | CARRIER | HRCU-A-CB (Split System: Heat Pump with Remote Outdoor Unit-Air-Source) | 25VNA837A*031* |  |  | CNPV*4824AL*+UI | 59TN6C080C21**20 | 32400 | 17.5 | 8.5 | 32600 | 24800 | 76.07% | 1.98 | 0 | 11.5 |  |  |  | No | R-410A | 2.7 | Residential & Commercial | Ducted CEE Tier 1
214574138 | Central HP <5.4 tons | CARRIER | HRCU-A-CB (Split System: Heat Pump with Remote Outdoor Unit-Air-Source) | 25VNA837A*031* |  |  | CAP**6121AL*+UI | 59TN6C080C21**20 | 33200 | 18.5 | 8.5 | 31800 | 24800 | 77.99% | 2 | 0 | 11.5 |  |  |  | No | R-410A | 2.7667 | Residential & Commercial | Ducted CEE Tier 1
213785444 | Central HP <5.4 tons | CARRIER | HRCU-A-CB (Split System: Heat Pump with Remote Outdoor Unit-Air-Source) | 25VNA436A*031* |  |  | CAP**4224AL*+UI | 58TN*B110C21**20 | 32600 | 19 | 9 | 37800 | 26600 | 70.37% | 1.98 | 0 | 11.7 |  |  |  | No | R-410A | 2.7167 | Residential & Commercial | Ducted CEE Tier 1
213785460 | Central HP <5.4 tons | CARRIER | HRCU-A-CB (Split System: Heat Pump with Remote Outdoor Unit-Air-Source) | 25VNA436A*031* |  |  | CAP**4321AL*+UI | 58TN*B090C17**16 | 33800 | 19.5 | 9 | 36400 | 25600 | 70.33% | 2.04 | 0 | 12 |  |  |  | No | R-410A | 2.8167 | Residential & Commercial | Ducted CEE Tier 1
211388575 | Central HP <5.4 tons | CHAMPION HEATING AND COOLING | HRCU-A-CB (Split System: Heat Pump with Remote Outdoor Unit-Air-Source) | HMH72B341 |  |  | XAHC36DXXN1+TXV | TM9E100C16MP12 | 33600 | 17.5 | 8.1 | 33000 | 23200 | 70.3% | 2.04 | 0 | 10 |  |  |  | No | R-410A | 2.8 | Residential & Commercial | Ducted CEE Tier 1
213785168 | Central HP <5.4 tons | BRYANT HEATING AND COOLING SYSTEMS | HRCU-A-CB (Split System: Heat Pump with Remote Outdoor Unit-Air-Source) | 284ANV024*0**B* |  |  | CAP**4321AL*+UI | 88*TB48090C17*** | 24200 | 20 | 10.5 | 26400 | 19700 | 74.62% | 2.54 | 0 | 12.5 |  |  |  | No | R-410A | 2.0167 | Residential & Commercial | Ducted CEE Tier 1
213785186 | Central HP <5.4 tons | BRYANT HEATING AND COOLING SYSTEMS | HRCU-A-CB (Split System: Heat Pump with Remote Outdoor Unit-Air-Source) | 284ANV024*0**B* |  |  | CSPH*3012AL*+UI | 88*TB36045C17*** | 23000 | 18 | 10 | 27000 | 20200 | 74.81% | 2.4 | 0 | 12 |  |  |  | No | R-410A | 1.9167 | Residential & Commercial | Ducted CEE Tier 1
213785166 | Central HP <5.4 tons | BRYANT HEATING AND COOLING SYSTEMS | HRCU-A-CB (Split System: Heat Pump with Remote Outdoor Unit-Air-Source) | 284ANV024*0**B* |  |  | CAP**4321AL*+UI | 88*TB48070C17*** | 23800 | 20 | 10.5 | 26400 | 19800 | 75% | 2.52 | 0 | 13 |  |  |  | No | R-410A | 1.9833 | Residential & Commercial | Ducted CEE Tier 1
213779635 | Central HP <5.4 tons | CARRIER | HRCU-A-CB (Split System: Heat Pump with Remote Outdoor Unit-Air-Source) | 25VNA837A*030* |  |  | CAP**6121AL*+UI | 58TN*B070C17**16 | 32800 | 17 | 8.1 | 32200 | 25000 | 77.64% | 1.96 | 0 | 11 |  |  |  | No | R-410A | 2.7333 | Residential & Commercial | Ducted CEE Tier 1
213779755 | Central HP <5.4 tons | CARRIER | HRCU-A-CB (Split System: Heat Pump with Remote Outdoor Unit-Air-Source) | 25VNA837A*030* |  |  | CAP**6124AL*+UI | 58TN*B110C21**20 | 33200 | 17.5 | 8.5 | 32000 | 24800 | 77.5% | 2 | 0 | 11.5 |  |  |  | No | R-410A | 2.7667 | Residential & Commercial | Ducted CEE Tier 1
213779115 | Central HP <5.4 tons | CARRIER | HRCU-A-CB (Split System: Heat Pump with Remote Outdoor Unit-Air-Source) | 25VNA837A*030* |  |  | CAP**4221AL*+UI | 59MN7C060C17**14 | 31600 | 16.5 | 8.1 | 33200 | 24600 | 74.1% | 1.84 | 0 | 10.5 |  |  |  | No | R-410A | 2.6333 | Residential & Commercial | Ducted CEE Tier 1
213779415 | Central HP <5.4 tons | CARRIER | HRCU-A-CB (Split System: Heat Pump with Remote Outdoor Unit-Air-Source) | 25VNA837A*030* |  |  | CAP**4821AL*+UI | 59CU5B060C17**16 | 32200 | 17 | 8.1 | 32600 | 25000 | 76.69% | 1.94 | 0 | 11 |  |  |  | No | R-410A | 2.6833 | Residential & Commercial | Ducted CEE Tier 1
213779455 | Central HP <5.4 tons | CARRIER | HRCU-A-CB (Split System: Heat Pump with Remote Outdoor Unit-Air-Source) | 25VNA837A*030* |  |  | CAP**4821AL*+UI | 59TN6C060C17**14 | 32200 | 17 | 8.1 | 32600 | 25200 | 77.3% | 1.94 | 0 | 11 |  |  |  | No | R-410A | 2.6833 | Residential & Commercial | Ducted CEE Tier 1
215674490 | Central HP <5.4 tons | DAY & NIGHT | HRCU-A-CB (Split System: Heat Pump with Remote Outdoor Unit-Air-Source) | C5H0V48*K*AAA* |  |  | EA*5X61M24A*+WALLCON | *80CTL0902120B* | 46000 | 18.5 | 9 | 48000 | 33600 | 70% | 2.08 | 0 | 10 |  |  |  | No | R-454B | 3.8333 | Residential & Commercial | Ducted CEE Tier 1
215680006 | Central HP <5.4 tons | AIRQUEST | HRCU-A-CB (Split System: Heat Pump with Remote Outdoor Unit-Air-Source) | H5H0V36*K*AAA* |  |  | ESH5X60M12A*+WALLCON | *97CTN1202422A* | 34600 | 16.5 | 8.5 | 34600 | 24800 | 71.68% | 1.92 | 0 | 10 |  |  |  | No | R-454B | 2.8833 | Residential & Commercial | Ducted CEE Tier 1
213062621 | Central HP <5.4 tons | ACIQ | HRCU-A-CB (Split System: Heat Pump with Remote Outdoor Unit-Air-Source) | HVH825GKA2* |  |  | EA*4X37L17A*+WALLCON | *97CMN0601714A* | 24000 | 16 | 8.1 | 21600 | 16900 | 78.24% | 1.98 | 11 | 10.5 |  |  |  | No | R-410A | 2 | Residential & Commercial | Ducted CEE Tier 1
213062732 | Central HP <5.4 tons | ACIQ | HRCU-A-CB (Split System: Heat Pump with Remote Outdoor Unit-Air-Source) | HVH825GKA2* |  |  | EA*4X37L17A*+WALLCON | *80CSU0601716A* | 24200 | 16.5 | 8.1 | 21400 | 16700 | 78.04% | 2 | 11.5 | 10.5 |  |  |  | No | R-410A | 2.0167 | Residential & Commercial | Ducted CEE Tier 1
213062757 | Central HP <5.4 tons | ACIQ | HRCU-A-CB (Split System: Heat Pump with Remote Outdoor Unit-Air-Source) | HVH825GKA2* |  |  | EA*4X37L17A*+WALLCON | *95CSU0601716A* | 24200 | 16.5 | 8.1 | 21400 | 16800 | 78.5% | 1.98 | 11 | 10.5 |  |  |  | No | R-410A | 2.0167 | Residential & Commercial | Ducted CEE Tier 1
213062771 | Central HP <5.4 tons | ACIQ | HRCU-A-CB (Split System: Heat Pump with Remote Outdoor Unit-Air-Source) | HVH825GKA2* |  |  | EHD4X36AAL+WALLCON | *95CSU0802120A* | 24000 | 16 | 8.1 | 21400 | 16600 | 77.57% | 1.98 | 11 | 10.5 |  |  |  | No | R-410A | 2 | Residential & Commercial | Ducted CEE Tier 1
210598172 | Central HP <5.4 tons | HEIL | HRCU-A-CB (Split System: Heat Pump with Remote Outdoor Unit-Air-Source) | HVH825GKA2* |  |  | EHD4X42AAL+WALLCON | *80CTL0701412A* | 24200 | 16.5 | 8.1 | 21200 | 16600 | 78.3% | 2.02 | 0 | 11 |  |  |  | No | R-410A | 2.0167 | Residential & Commercial | Ducted CEE Tier 1
210598304 | Central HP <5.4 tons | HEIL | HRCU-A-CB (Split System: Heat Pump with Remote Outdoor Unit-Air-Source) | HVH825GKA2* |  |  | EHD4X48AAL+WALLCON | *97CMN0801714A* | 24200 | 16 | 8.1 | 21400 | 16700 | 78.04% | 2 | 0 | 10.5 |  |  |  | No | R-410A | 2.0167 | Residential & Commercial | Ducted CEE Tier 1
210598356 | Central HP <5.4 tons | HEIL | HRCU-A-CB (Split System: Heat Pump with Remote Outdoor Unit-Air-Source) | HVH825GKA2* |  |  | EN(A,D)4X48L24**+WALLCON | *80CSU1002120A* | 24000 | 16.5 | 8.1 | 21400 | 16600 | 77.57% | 2 | 0 | 11 |  |  |  | No | R-410A | 2 | Residential & Commercial | Ducted CEE Tier 1
216505884 | Central HP <5.4 tons | Panasonic | HRCU-A-CB (Split System: Heat Pump with Remote Outdoor Unit-Air-Source) | CU-HM55BAHU |  |  | CS-HM60BAHU |  | 54000 | 16 | 9 | 56000 | 52000 | 92.86% | 1.8 | 0 | 10 |  |  |  | No | R-454B | 4.5 | Residential & Commercial | Ducted CEE Tier 1
213779575 | Central HP <5.4 tons | CARRIER | HRCU-A-CB (Split System: Heat Pump with Remote Outdoor Unit-Air-Source) | 25VNA837A*030* |  |  | CAP**6024AL*+UI | 58TN*B135C24**22 | 32800 | 17.5 | 8.1 | 31800 | 24600 | 77.36% | 1.98 | 0 | 11.5 |  |  |  | No | R-410A | 2.7333 | Residential & Commercial | Ducted CEE Tier 1
213779725 | Central HP <5.4 tons | CARRIER | HRCU-A-CB (Split System: Heat Pump with Remote Outdoor Unit-Air-Source) | 25VNA837A*030* |  |  | CAP**6121AL*+UI | 59TN6C080C17**14 | 33000 | 17 | 8.1 | 32000 | 25000 | 78.12% | 1.96 | 0 | 11 |  |  |  | No | R-410A | 2.75 | Residential & Commercial | Ducted CEE Tier 1
213780025 | Central HP <5.4 tons | CARRIER | HRCU-A-CB (Split System: Heat Pump with Remote Outdoor Unit-Air-Source) | 25VNA837A*030* |  |  | CSPH*4212AL*+UI | 58TN*B110C21**20 | 32600 | 16.5 | 8.1 | 32800 | 24600 | 75% | 1.94 | 0 | 11 |  |  |  | No | R-410A | 2.7167 | Residential & Commercial | Ducted CEE Tier 1
215667912 | Central HP <5.4 tons | DAY & NIGHT | HRCU-A-CB (Split System: Heat Pump with Remote Outdoor Unit-Air-Source) | C5H0V24*K*AAA* |  |  | EA*5X37M21A*+WALLCON | *97CMN1002122B* | 24000 | 17.5 | 9 | 23200 | 16300 | 70.26% | 2.02 | 0 | 10.5 |  |  |  | No | R-454B | 2 | Residential & Commercial | Ducted CEE Tier 1
213779545 | Central HP <5.4 tons | CARRIER | HRCU-A-CB (Split System: Heat Pump with Remote Outdoor Unit-Air-Source) | 25VNA837A*030* |  |  | CAP**4824AL*+UI | 59TN6C120C24**22 | 32400 | 17 | 8.5 | 32400 | 24800 | 76.54% | 1.98 | 0 | 11 |  |  |  | No | R-410A | 2.7 | Residential & Commercial | Ducted CEE Tier 1
213779695 | Central HP <5.4 tons | CARRIER | HRCU-A-CB (Split System: Heat Pump with Remote Outdoor Unit-Air-Source) | 25VNA837A*030* |  |  | CAP**6121AL*+UI | 59MN7C080C17**14 | 33000 | 17 | 8.1 | 32200 | 25000 | 77.64% | 1.96 | 0 | 11 |  |  |  | No | R-410A | 2.75 | Residential & Commercial | Ducted CEE Tier 1
215676669 | Central HP <5.4 tons | DAY & NIGHT | HRCU-A-CB (Split System: Heat Pump with Remote Outdoor Unit-Air-Source) | C5H0V48*K*AAA* |  |  | EVD5X60M24A*+WALLCON | *97CMN1202422B* | 48000 | 19 | 9 | 50000 | 36600 | 73.2% | 2 | 0 | 10 |  |  |  | No | R-454B | 4 | Residential & Commercial | Ducted CEE Tier 1
215676919 | Central HP <5.4 tons | DAY & NIGHT | HRCU-A-CB (Split System: Heat Pump with Remote Outdoor Unit-Air-Source) | C5H0V48*K*AAA* |  |  | EVD5X61M24A*+WALLCON | *97CMN0802120B* | 48500 | 19 | 9.5 | 50000 | 36800 | 73.6% | 2.1 | 0 | 10.5 |  |  |  | No | R-454B | 4.0417 | Residential & Commercial | Ducted CEE Tier 1
215678359 | Central HP <5.4 tons | DAY & NIGHT | HRCU-A-CB (Split System: Heat Pump with Remote Outdoor Unit-Air-Source) | C5H0V24*K*AAA* |  |  | EA*5X37M17A*+WALLCON | *80CSU0601716B* | 23800 | 17 | 9 | 23400 | 16400 | 70.09% | 2 | 0 | 10 |  |  |  | No | R-454B | 1.9833 | Residential & Commercial | Ducted CEE Tier 1
215678189 | Central HP <5.4 tons | DAY & NIGHT | HRCU-A-CB (Split System: Heat Pump with Remote Outdoor Unit-Air-Source) | C5H0V24*K*AAA* |  |  | EA*5X24M17A*+WALLCON | *80CSU0401712B* | 23000 | 16.5 | 8.5 | 24000 | 16800 | 70% | 1.98 | 0 | 10 |  |  |  | No | R-454B | 1.9167 | Residential & Commercial | Ducted CEE Tier 1
213779995 | Central HP <5.4 tons | CARRIER | HRCU-A-CB (Split System: Heat Pump with Remote Outdoor Unit-Air-Source) | 25VNA837A*030* |  |  | CSPH*4212AL*+UI | 58TN*B070C17**16 | 32400 | 16 | 8.1 | 33200 | 24800 | 74.7% | 1.92 | 0 | 11 |  |  |  | No | R-410A | 2.7 | Residential & Commercial | Ducted CEE Tier 1
213780195 | Central HP <5.4 tons | CARRIER | HRCU-A-CB (Split System: Heat Pump with Remote Outdoor Unit-Air-Source) | 25VNA837A*030* |  |  | CSPH*4812AL*+UI | 58TN*B135C24**22 | 32600 | 16.5 | 8.1 | 32600 | 24800 | 76.07% | 1.96 | 0 | 11 |  |  |  | No | R-410A | 2.7167 | Residential & Commercial | Ducted CEE Tier 1
213780245 | Central HP <5.4 tons | CARRIER | HRCU-A-CB (Split System: Heat Pump with Remote Outdoor Unit-Air-Source) | 25VNA837A*030* |  |  | CSPH*4812AL*+UI | 59MN7C120C24**22 | 32600 | 16.5 | 8.1 | 33000 | 24800 | 75.15% | 1.96 | 0 | 11 |  |  |  | No | R-410A | 2.7167 | Residential & Commercial | Ducted CEE Tier 1
213780445 | Central HP <5.4 tons | CARRIER | HRCU-A-CB (Split System: Heat Pump with Remote Outdoor Unit-Air-Source) | 25VNA837A*030* |  |  | CSPH*6012AL*+UI | 59TN6C120C24**22 | 33000 | 16.5 | 8.1 | 32200 | 24800 | 77.02% | 2 | 0 | 11.5 |  |  |  | No | R-410A | 2.75 | Residential & Commercial | Ducted CEE Tier 1
215678239 | Central HP <5.4 tons | DAY & NIGHT | HRCU-A-CB (Split System: Heat Pump with Remote Outdoor Unit-Air-Source) | C5H0V24*K*AAA* |  |  | EA*5X25M17A*+WALLCON | *80CSU0601716B* | 24000 | 17 | 9 | 23200 | 16300 | 70.26% | 2.02 | 0 | 10.5 |  |  |  | No | R-454B | 2 | Residential & Commercial | Ducted CEE Tier 1
215678289 | Central HP <5.4 tons | DAY & NIGHT | HRCU-A-CB (Split System: Heat Pump with Remote Outdoor Unit-Air-Source) | C5H0V24*K*AAA* |  |  | EA*5X30M17A*+WALLCON | *97CTN0601716A* | 23000 | 16.5 | 9 | 24000 | 16800 | 70% | 1.86 | 0 | 10 |  |  |  | No | R-454B | 1.9167 | Residential & Commercial | Ducted CEE Tier 1
213785029 | Central HP <5.4 tons | CARRIER | HRCU-A-CB (Split System: Heat Pump with Remote Outdoor Unit-Air-Source) | 25VNA424A*031* |  |  | CAP**2517AL*+UI | 58TN*B070C14**12 | 23800 | 20 | 10.5 | 26400 | 19800 | 75% | 2.52 | 0 | 13 |  |  |  | No | R-410A | 1.9833 | Residential & Commercial | Ducted CEE Tier 1
213785031 | Central HP <5.4 tons | CARRIER | HRCU-A-CB (Split System: Heat Pump with Remote Outdoor Unit-Air-Source) | 25VNA424A*031* |  |  | CAP**2517AL*+UI | 58TN*B070C17**16 | 24000 | 20 | 10.5 | 26400 | 19800 | 75% | 2.5 | 0 | 13 |  |  |  | No | R-410A | 2 | Residential & Commercial | Ducted CEE Tier 1
213785047 | Central HP <5.4 tons | CARRIER | HRCU-A-CB (Split System: Heat Pump with Remote Outdoor Unit-Air-Source) | 25VNA424A*031* |  |  | CAP**3014AL*+UI | 59TN6C040C14**10 | 22800 | 17.5 | 9.5 | 27200 | 20600 | 75.74% | 2.26 | 0 | 11.5 |  |  |  | No | R-410A | 1.9 | Residential & Commercial | Ducted CEE Tier 1
214720034 | Central HP <5.4 tons | CHAMPION HEATING AND COOLING | HRCU-A-CB (Split System: Heat Pump with Remote Outdoor Unit-Air-Source) | HH860E2S11 |  |  | CTU60C5XGS1+TXV | TM9V080C16MP12 | 43500 | 17 | 9 | 44000 | 33600 | 76.36% | 2 | 0 | 11 |  |  |  | No | R-454B | 3.625 | Residential & Commercial | Ducted CEE Tier 1
214720169 | Central HP <5.4 tons | COLEMAN | HRCU-A-CB (Split System: Heat Pump with Remote Outdoor Unit-Air-Source) | HH860E2S11 |  |  | CTU60C5XGS1+TXV | TM9Y100C20MP11 | 44500 | 17 | 9 | 46000 | 34000 | 73.91% | 2 | 0 | 11 |  |  |  | No | R-454B | 3.7083 | Residential & Commercial | Ducted CEE Tier 1
213785230 | Central HP <5.4 tons | BRYANT HEATING AND COOLING SYSTEMS | HRCU-A-CB (Split System: Heat Pump with Remote Outdoor Unit-Air-Source) | 284ANV024*0**B* |  |  | CSPH*3612AL*+UI | 987MC42060C17*** | 23600 | 18.5 | 10 | 26600 | 19900 | 74.81% | 2.44 | 0 | 12.5 |  |  |  | No | R-410A | 1.9667 | Residential & Commercial | Ducted CEE Tier 1
214396508 | Central HP <5.4 tons | COLEMAN | HRCU-A-CB (Split System: Heat Pump with Remote Outdoor Unit-Air-Source) | HH836E2S11 |  |  | CTM48C5CFS1 | TM8Y120C20MP11 | 34600 | 19 | 9 | 32600 | 25800 | 79.14% | 2 | 0 | 11 |  |  |  | No | R-454B | 2.8833 | Residential & Commercial | Ducted CEE Tier 1
214396438 | Central HP <5.4 tons | COLEMAN | HRCU-A-CB (Split System: Heat Pump with Remote Outdoor Unit-Air-Source) | HH836E2S11 |  |  | CTM36B5CDS1 | TM9E080B12MP12 | 33400 | 17 | 8.5 | 31800 | 26000 | 81.76% | 2 | 0 | 11 |  |  |  | No | R-454B | 2.7833 | Residential & Commercial | Ducted CEE Tier 1
214575805 | Central HP <5.4 tons | CARRIER | HRCU-A-CB (Split System: Heat Pump with Remote Outdoor Unit-Air-Source) | 25VNA436A*031* |  |  | CNPV*4221AL*+UI | 59MN7C080C21**20 | 33200 | 18.5 | 9 | 38000 | 26600 | 70% | 1.98 | 0 | 12 |  |  |  | No | R-410A | 2.7667 | Residential & Commercial | Ducted CEE Tier 1
214570620 | Central HP <5.4 tons | HEIL | HRCU-A-CB (Split System: Heat Pump with Remote Outdoor Unit-Air-Source) | HVH825GKA3* |  |  | EA*4X43L21A*+WALLCON | *95CSU0802120B* | 24400 | 16.5 | 8.5 | 21200 | 16600 | 78.3% | 2.02 | 0 | 11 |  |  |  | No | R-410A | 2.0333 | Residential & Commercial | Ducted CEE Tier 1
214572760 | Central HP <5.4 tons | HEIL | HRCU-A-CB (Split System: Heat Pump with Remote Outdoor Unit-Air-Source) | HVH837GKA** |  |  | EA*4X43L21A*+WALLCON | *96CTN0802120B* | 33000 | 18.5 | 8.5 | 32600 | 25000 | 76.69% | 2 | 0 | 11.5 |  |  |  | No | R-410A | 2.75 | Residential & Commercial | Ducted CEE Tier 1
214572810 | Central HP <5.4 tons | HEIL | HRCU-A-CB (Split System: Heat Pump with Remote Outdoor Unit-Air-Source) | HVH837GKA** |  |  | EA*4X48L21A*+WALLCON | *97CMN0802120B* | 32200 | 17.5 | 8.5 | 32400 | 25000 | 77.16% | 1.98 | 0 | 11 |  |  |  | No | R-410A | 2.6833 | Residential & Commercial | Ducted CEE Tier 1
214572860 | Central HP <5.4 tons | HEIL | HRCU-A-CB (Split System: Heat Pump with Remote Outdoor Unit-Air-Source) | HVH837GKA** |  |  | EA*4X48L24A*+WALLCON | *97CMN0602120B* | 32200 | 17 | 8.5 | 32600 | 25200 | 77.3% | 1.96 | 0 | 11 |  |  |  | No | R-410A | 2.6833 | Residential & Commercial | Ducted CEE Tier 1
214573010 | Central HP <5.4 tons | HEIL | HRCU-A-CB (Split System: Heat Pump with Remote Outdoor Unit-Air-Source) | HVH837GKA** |  |  | EA*4X61L24A*+WALLCON | *80CTL0702120B* | 33200 | 18 | 8.5 | 32000 | 24800 | 77.5% | 2 | 0 | 11.5 |  |  |  | No | R-410A | 2.7667 | Residential & Commercial | Ducted CEE Tier 1
214573310 | Central HP <5.4 tons | HEIL | HRCU-A-CB (Split System: Heat Pump with Remote Outdoor Unit-Air-Source) | HVH837GKA** |  |  | EN(A,D)4X36L21**+WALLCON | *80CTL0702120B* | 31400 | 17 | 8.1 | 33200 | 24200 | 72.89% | 1.82 | 0 | 11 |  |  |  | No | R-410A | 2.6167 | Residential & Commercial | Ducted CEE Tier 1
213071890 | Central HP <5.4 tons | ACIQ | HRCU-A-CB (Split System: Heat Pump with Remote Outdoor Unit-Air-Source) | DLCURAH24ABK |  |  | EN(A,D)4X36L21** | *80ES(N,L)1102120A* | 24800 | 16 | 8.5 | 26800 | 22200 | 82.84% | 1.82 | 0 | 10.5 |  |  |  | No | R-410A | 2.0667 | Residential & Commercial | Ducted CEE Tier 1
212984568 | Central HP <5.4 tons | AIRQUEST | HRCU-A-CB (Split System: Heat Pump with Remote Outdoor Unit-Air-Source) | DLCURAH24ABK |  |  | EA*4X24L17A* | *92MSN0801716A* | 23200 | 17 | 9 | 26800 | 26800 | 100% | 2.3 | 0 | 10 |  |  |  | No | R-410A | 1.9333 | Residential & Commercial | Ducted CEE Tier 1
215678245 | Central HP <5.4 tons | HEIL | HRCU-A-CB (Split System: Heat Pump with Remote Outdoor Unit-Air-Source) | H5H0V24*K*AAA* |  |  | EA*5X25M17A*+WALLCON | *97CTN0601716A* | 23800 | 17 | 9 | 23400 | 16500 | 70.51% | 2 | 0 | 10 |  |  |  | No | R-454B | 1.9833 | Residential & Commercial | Ducted CEE Tier 1
215942583 | Central HP <5.4 tons | AIRQUEST | HRCU-A-CB (Split System: Heat Pump with Remote Outdoor Unit-Air-Source) | H5H3V36*K*AAA* |  |  | EVD5X61M24A*+WALLCON | *97CMN0802120B* | 36000 | 22 | 8.5 | 37400 | 28200 | 75.4% | 2.04 | 0 | 12.5 |  |  |  | No | R-454B | 3 | Residential & Commercial | Ducted CEE Tier 1
213770467 | Central HP <5.4 tons | HEIL | HRCU-A-CB (Split System: Heat Pump with Remote Outdoor Unit-Air-Source) | HVH825GKA2* |  |  | EA*4X24L14A*+WALLCON | *80CTL0701412B* | 23400 | 16.5 | 8.1 | 22000 | 16800 | 76.36% | 1.9 | 0 | 10.5 |  |  |  | No | R-410A | 1.95 | Residential & Commercial | Ducted CEE Tier 1
213770817 | Central HP <5.4 tons | HEIL | HRCU-A-CB (Split System: Heat Pump with Remote Outdoor Unit-Air-Source) | HVH825GKA2* |  |  | EA*4X36L17A*+WALLCON | *80CTL0701412B* | 23600 | 16.5 | 8.1 | 21400 | 16700 | 78.04% | 1.94 | 0 | 10.5 |  |  |  | No | R-410A | 1.9667 | Residential & Commercial | Ducted CEE Tier 1
213771167 | Central HP <5.4 tons | HEIL | HRCU-A-CB (Split System: Heat Pump with Remote Outdoor Unit-Air-Source) | HVH825GKA2* |  |  | EA*4X37L21A*+WALLCON | *80CTL1102120B* | 24400 | 17 | 8.5 | 21200 | 16600 | 78.3% | 2.04 | 0 | 11 |  |  |  | No | R-410A | 2.0333 | Residential & Commercial | Ducted CEE Tier 1
213771667 | Central HP <5.4 tons | HEIL | HRCU-A-CB (Split System: Heat Pump with Remote Outdoor Unit-Air-Source) | HVH825GKA2* |  |  | EA*4X48L21A*+WALLCON | *96CTN1002122B* | 24000 | 16.5 | 8.1 | 21000 | 16500 | 78.57% | 2.02 | 0 | 11 |  |  |  | No | R-410A | 2 | Residential & Commercial | Ducted CEE Tier 1
213771717 | Central HP <5.4 tons | HEIL | HRCU-A-CB (Split System: Heat Pump with Remote Outdoor Unit-Air-Source) | HVH825GKA2* |  |  | EA*4X48L24A*+WALLCON | *97CMN1202422B* | 24000 | 16.5 | 8.1 | 21000 | 16500 | 78.57% | 2.02 | 0 | 11 |  |  |  | No | R-410A | 2 | Residential & Commercial | Ducted CEE Tier 1
213067535 | Central HP <5.4 tons | ACIQ | HRCU-A-CB (Split System: Heat Pump with Remote Outdoor Unit-Air-Source) | HVH825GKA2* |  |  | EA*4X48L21A*+WALLCON | *80CTL0701716A* | 24000 | 17 | 8.1 | 21000 | 16600 | 79.05% | 2.02 | 0 | 11 |  |  |  | No | R-410A | 2 | Residential & Commercial | Ducted CEE Tier 1
213067578 | Central HP <5.4 tons | ACIQ | HRCU-A-CB (Split System: Heat Pump with Remote Outdoor Unit-Air-Source) | HVH825GKA2* |  |  | EHD4X48AAL+WALLCON | *80CSU1002120A* | 24200 | 16 | 8.1 | 21200 | 16600 | 78.3% | 2 | 0 | 10.5 |  |  |  | No | R-410A | 2.0167 | Residential & Commercial | Ducted CEE Tier 1
215678199 | Central HP <5.4 tons | DAY & NIGHT | HRCU-A-CB (Split System: Heat Pump with Remote Outdoor Unit-Air-Source) | C5H0V24*K*AAA* |  |  | EA*5X24M17A*+WALLCON | *80CSU0601716B* | 22800 | 16.5 | 8.5 | 24000 | 16800 | 70% | 1.96 | 0 | 10 |  |  |  | No | R-454B | 1.9 | Residential & Commercial | Ducted CEE Tier 1
213779045 | Central HP <5.4 tons | CARRIER | HRCU-A-CB (Split System: Heat Pump with Remote Outdoor Unit-Air-Source) | 25VNA837A*030* |  |  | CAP**3721AL*+UI | 59TN6C100C21**22 | 33000 | 17 | 8.5 | 32600 | 25000 | 76.69% | 1.98 | 0 | 11.5 |  |  |  | No | R-410A | 2.75 | Residential & Commercial | Ducted CEE Tier 1
213779195 | Central HP <5.4 tons | CARRIER | HRCU-A-CB (Split System: Heat Pump with Remote Outdoor Unit-Air-Source) | 25VNA837A*030* |  |  | CAP**4224AL*+UI | 58TN*B135C24**22 | 31800 | 17 | 8.1 | 33000 | 24200 | 73.33% | 1.88 | 0 | 11 |  |  |  | No | R-410A | 2.65 | Residential & Commercial | Ducted CEE Tier 1
213067628 | Central HP <5.4 tons | ACIQ | HRCU-A-CB (Split System: Heat Pump with Remote Outdoor Unit-Air-Source) | HVH825GKA2* |  |  | EN(A,D,W)4X48L21**+WALLCON | *95CSU1002122A* | 24200 | 17 | 8.1 | 21200 | 16600 | 78.3% | 2.02 | 0 | 11.5 |  |  |  | No | R-410A | 2.0167 | Residential & Commercial | Ducted CEE Tier 1
213067635 | Central HP <5.4 tons | ACIQ | HRCU-A-CB (Split System: Heat Pump with Remote Outdoor Unit-Air-Source) | HVH825GKA2* |  |  | EN(A,D,W)4X48L21**+WALLCON | *97CMN1002122A* | 24200 | 17 | 8.1 | 21400 | 16600 | 77.57% | 2.02 | 0 | 11.5 |  |  |  | No | R-410A | 2.0167 | Residential & Commercial | Ducted CEE Tier 1
214396698 | Central HP <5.4 tons | COLEMAN | HRCU-A-CB (Split System: Heat Pump with Remote Outdoor Unit-Air-Source) | HH824E2S11 |  |  | CTF30B5ACS1 | TM9Y080B12MP11 | 23000 | 17 | 9.5 | 23000 | 18500 | 80.43% | 2 | 0 | 11.7 |  |  |  | No | R-454B | 1.9167 | Residential & Commercial | Ducted CEE Tier 1
213773775 | Central HP <5.4 tons | CARRIER | HRCU-A-CB (Split System: Heat Pump with Remote Outdoor Unit-Air-Source) | 25VNA825A*032* |  |  | CAP**4821AL*+UI | 59TN6C060C17**14 | 24000 | 16.5 | 8.1 | 21000 | 16600 | 79.05% | 2 | 0 | 10.5 |  |  |  | No | R-410A | 2 | Residential & Commercial | Ducted CEE Tier 1
213774425 | Central HP <5.4 tons | CARRIER | HRCU-A-CB (Split System: Heat Pump with Remote Outdoor Unit-Air-Source) | 25VNA825A*032* |  |  | CSPH*4212AL*+UI | 58TN*B090C21**20 | 24200 | 16 | 8.1 | 21400 | 16600 | 77.57% | 2 | 0 | 10.5 |  |  |  | No | R-410A | 2.0167 | Residential & Commercial | Ducted CEE Tier 1
213774625 | Central HP <5.4 tons | CARRIER | HRCU-A-CB (Split System: Heat Pump with Remote Outdoor Unit-Air-Source) | 25VNA825A*032* |  |  | CSPH*4812AL*+UI | 59CU5B060C17**16 | 24200 | 16 | 8.1 | 21400 | 16600 | 77.57% | 2 | 0 | 10.5 |  |  |  | No | R-410A | 2.0167 | Residential & Commercial | Ducted CEE Tier 1
214573380 | Central HP <5.4 tons | HEIL | HRCU-A-CB (Split System: Heat Pump with Remote Outdoor Unit-Air-Source) | HVH837GKA** |  |  | EN(A,D,W)4X42L21**+WALLCON | *95CSU0802120B* | 31800 | 17 | 8.1 | 33000 | 24600 | 74.55% | 1.88 | 0 | 11 |  |  |  | No | R-410A | 2.65 | Residential & Commercial | Ducted CEE Tier 1
212985926 | Central HP <5.4 tons | AIRQUEST | HRCU-A-CB (Split System: Heat Pump with Remote Outdoor Unit-Air-Source) | DLCURAH18ABK |  |  | EA*4X30L17A* | *96MSN0261410A* | 17500 | 16 | 8.5 | 18100 | 18800 | 103.9% | 2.26 | 0 | 10.5 |  |  |  | No | R-410A | 1.4583 | Residential & Commercial | Ducted CEE Tier 1
212986980 | Central HP <5.4 tons | AIRQUEST | HRCU-A-CB (Split System: Heat Pump with Remote Outdoor Unit-Air-Source) | DLCURAH18ABK |  |  | EA*4X19L17A* | *96MSN0601412A* | 17800 | 16.5 | 8.1 | 17800 | 17900 | 100.6% | 2.16 | 0 | 10.5 |  |  |  | No | R-410A | 1.4833 | Residential & Commercial | Ducted CEE Tier 1
213062456 | Central HP <5.4 tons | ACIQ | HRCU-A-CB (Split System: Heat Pump with Remote Outdoor Unit-Air-Source) | HVH837GKA** |  |  | EA*4X36L21A*+WALLCON | *80CTL0902120A* | 31600 | 17 | 8.1 | 33200 | 24200 | 72.89% | 1.86 | 11 | 11 |  |  |  | No | R-410A | 2.6333 | Residential & Commercial | Ducted CEE Tier 1
213062463 | Central HP <5.4 tons | ACIQ | HRCU-A-CB (Split System: Heat Pump with Remote Outdoor Unit-Air-Source) | HVH837GKA** |  |  | EA*4X42L21A*+WALLCON | *80CTL0701716A* | 31800 | 17 | 8.1 | 33200 | 24600 | 74.1% | 1.88 | 11 | 11 |  |  |  | No | R-410A | 2.65 | Residential & Commercial | Ducted CEE Tier 1
213062464 | Central HP <5.4 tons | ACIQ | HRCU-A-CB (Split System: Heat Pump with Remote Outdoor Unit-Air-Source) | HVH837GKA** |  |  | EA*4X42L21A*+WALLCON | *80CTL0902120A* | 31800 | 17.5 | 8.1 | 33200 | 24400 | 73.49% | 1.9 | 11 | 11.5 |  |  |  | No | R-410A | 2.65 | Residential & Commercial | Ducted CEE Tier 1
213062496 | Central HP <5.4 tons | ACIQ | HRCU-A-CB (Split System: Heat Pump with Remote Outdoor Unit-Air-Source) | HVH837GKA** |  |  | EHD4X36AAL+WALLCON | *96CTN1202422A* | 32200 | 16.5 | 8.1 | 33200 | 24600 | 74.1% | 1.94 | 11 | 11 |  |  |  | No | R-410A | 2.6833 | Residential & Commercial | Ducted CEE Tier 1
216051002 | Central HP <5.4 tons | RHEEM | HRCU-A-CB (Split System: Heat Pump with Remote Outdoor Unit-Air-Source) | RP19AY24AJVC |  |  | RCFY2421HEAAM | R951V0603A17M4 | 22800 | 21 | 10 | 22800 | 18600 | 81.58% | 1.8 | 0 | 13 |  |  |  | No | R-454B | 1.9 | Residential & Commercial | Ducted CEE Tier 1
216051038 | Central HP <5.4 tons | RHEEM | HRCU-A-CB (Split System: Heat Pump with Remote Outdoor Unit-Air-Source) | RP19AY24AJVC |  |  | RCFY2421HEAAM | R97MV0603A17DH | 22800 | 21 | 10 | 22800 | 18500 | 81.14% | 1.8 | 0 | 13 |  |  |  | No | R-454B | 1.9 | Residential & Commercial | Ducted CEE Tier 1
211206866 | Central HP <5.4 tons | LUXAIRE | HRCU-A-CB (Split System: Heat Pump with Remote Outdoor Unit-Air-Source) | HL20B3621 |  |  | XAMC36DE2N1+CC | LP9C100C16MP13 | 33000 | 18 | 8.5 | 34000 | 29200 | 85.88% | 1.96 | 0 | 12 |  |  |  | No | R-410A | 2.75 | Residential & Commercial | Ducted CEE Tier 1
216051024 | Central HP <5.4 tons | RHEEM | HRCU-A-CB (Split System: Heat Pump with Remote Outdoor Unit-Air-Source) | RP19AY24AJVC |  |  | RCFY2421HEAAM | R98MV0603A17UP | 22800 | 21 | 10 | 22800 | 18500 | 81.14% | 1.8 | 0 | 13 |  |  |  | No | R-454B | 1.9 | Residential & Commercial | Ducted CEE Tier 1
215679345 | Central HP <5.4 tons | HEIL | HRCU-A-CB (Split System: Heat Pump with Remote Outdoor Unit-Air-Source) | H5H0V36*K*AAA* |  |  | EA*5X42M21A*+WALLCON | *96CTN0802120B* | 33200 | 17.5 | 9 | 35800 | 25600 | 71.51% | 1.86 | 0 | 10 |  |  |  | No | R-454B | 2.7667 | Residential & Commercial | Ducted CEE Tier 1
215674170 | Central HP <5.4 tons | DAY & NIGHT | HRCU-A-CB (Split System: Heat Pump with Remote Outdoor Unit-Air-Source) | C5H0V48*K*AAA* |  |  | EA*5X60M24A*+WALLCON | *80CSU1002120A* | 45000 | 17.5 | 9 | 47500 | 33600 | 70.74% | 2.06 | 0 | 10 |  |  |  | No | R-454B | 3.75 | Residential & Commercial | Ducted CEE Tier 1
215676769 | Central HP <5.4 tons | DAY & NIGHT | HRCU-A-CB (Split System: Heat Pump with Remote Outdoor Unit-Air-Source) | C5H0V48*K*AAA* |  |  | EVD5X61M21A*+WALLCON | *95CSU0601716B* | 48000 | 18.5 | 9 | 50000 | 37400 | 74.8% | 2 | 0 | 10 |  |  |  | No | R-454B | 4 | Residential & Commercial | Ducted CEE Tier 1
212969987 | Central HP <5.4 tons | BRYANT HEATING AND COOLING SYSTEMS | HRCU-A-CB (Split System: Heat Pump with Remote Outdoor Unit-Air-Source) | 38MURAQ18AB3* |  |  | CAP**2517AL* | 82*SB48070V17*** | 17800 | 16.5 | 8.1 | 17700 | 17700 | 100% | 2.14 | 0 | 10.5 |  |  |  | No | R-410A | 1.4833 | Residential & Commercial | Ducted CEE Tier 1
215681499 | Central HP <5.4 tons | DAY & NIGHT | HRCU-A-CB (Split System: Heat Pump with Remote Outdoor Unit-Air-Source) | C5H0V48*K*AAA* |  |  | EA*5X61M21A*+WALLCON | *97CTN0802120A* | 46000 | 18 | 9 | 48000 | 33800 | 70.42% | 2.08 | 0 | 10 |  |  |  | No | R-454B | 3.8333 | Residential & Commercial | Ducted CEE Tier 1
215681849 | Central HP <5.4 tons | DAY & NIGHT | HRCU-A-CB (Split System: Heat Pump with Remote Outdoor Unit-Air-Source) | C5H0V48*K*AAA* |  |  | EVM5X49M21A*+WALLCON | *80CSU0802120B* | 48500 | 19 | 9 | 50000 | 36400 | 72.8% | 2.12 | 0 | 10 |  |  |  | No | R-454B | 4.0417 | Residential & Commercial | Ducted CEE Tier 1
215681999 | Central HP <5.4 tons | DAY & NIGHT | HRCU-A-CB (Split System: Heat Pump with Remote Outdoor Unit-Air-Source) | C5H0V48*K*AAA* |  |  | EVM5X60M24A*+WALLCON | *80CSU1002120B* | 48000 | 18.5 | 9 | 50000 | 36600 | 73.2% | 2 | 0 | 10 |  |  |  | No | R-454B | 4 | Residential & Commercial | Ducted CEE Tier 1
213785106 | Central HP <5.4 tons | BRYANT HEATING AND COOLING SYSTEMS | HRCU-A-CB (Split System: Heat Pump with Remote Outdoor Unit-Air-Source) | 284ANV024*0**B* |  |  | CAP**3621AL*+UI | 986TD66100C21*** | 23400 | 20 | 10 | 26600 | 19800 | 74.44% | 2.42 | 0 | 13 |  |  |  | No | R-410A | 1.95 | Residential & Commercial | Ducted CEE Tier 1
213785222 | Central HP <5.4 tons | BRYANT HEATING AND COOLING SYSTEMS | HRCU-A-CB (Split System: Heat Pump with Remote Outdoor Unit-Air-Source) | 284ANV024*0**B* |  |  | CSPH*3612AL*+UI | 88*TB48090C17*** | 23400 | 19 | 9.5 | 26400 | 19800 | 75% | 2.48 | 0 | 12.5 |  |  |  | No | R-410A | 1.95 | Residential & Commercial | Ducted CEE Tier 1
213785254 | Central HP <5.4 tons | BRYANT HEATING AND COOLING SYSTEMS | HRCU-A-CB (Split System: Heat Pump with Remote Outdoor Unit-Air-Source) | 284ANV024*0**B* |  |  | CSPH*4212AL*+UI | 88*TB60090C21*** | 23800 | 19 | 10 | 26400 | 19700 | 74.62% | 2.52 | 0 | 13 |  |  |  | No | R-410A | 1.9833 | Residential & Commercial | Ducted CEE Tier 1
215682049 | Central HP <5.4 tons | DAY & NIGHT | HRCU-A-CB (Split System: Heat Pump with Remote Outdoor Unit-Air-Source) | C5H0V48*K*AAA* |  |  | EVM5X61M24A*+WALLCON | *80CSU0802120B* | 49000 | 19 | 9 | 50000 | 36400 | 72.8% | 2.12 | 0 | 10.5 |  |  |  | No | R-454B | 4.0833 | Residential & Commercial | Ducted CEE Tier 1
215682169 | Central HP <5.4 tons | DAY & NIGHT | HRCU-A-CB (Split System: Heat Pump with Remote Outdoor Unit-Air-Source) | C5H0V48*K*AAA* |  |  | EVD5X48M21A*+WALLCON | *97CTN1002122A* | 47000 | 18.5 | 9 | 50000 | 36400 | 72.8% | 2 | 0 | 10 |  |  |  | No | R-454B | 3.9167 | Residential & Commercial | Ducted CEE Tier 1
215682219 | Central HP <5.4 tons | DAY & NIGHT | HRCU-A-CB (Split System: Heat Pump with Remote Outdoor Unit-Air-Source) | C5H0V48*K*AAA* |  |  | EVD5X48M24A*+WALLCON | *97CTN1002122A* | 47000 | 19 | 9 | 50000 | 36400 | 72.8% | 1.98 | 0 | 10 |  |  |  | No | R-454B | 3.9167 | Residential & Commercial | Ducted CEE Tier 1
215682249 | Central HP <5.4 tons | DAY & NIGHT | HRCU-A-CB (Split System: Heat Pump with Remote Outdoor Unit-Air-Source) | C5H0V48*K*AAA* |  |  | EVD5X49M24A*+WALLCON | *80CSU0802120B* | 48000 | 19 | 9 | 50000 | 36200 | 72.4% | 2.12 | 0 | 10 |  |  |  | No | R-454B | 4 | Residential & Commercial | Ducted CEE Tier 1
215682299 | Central HP <5.4 tons | DAY & NIGHT | HRCU-A-CB (Split System: Heat Pump with Remote Outdoor Unit-Air-Source) | C5H0V48*K*AAA* |  |  | EVD5X60M21A*+WALLCON | *96CTN0802120B* | 48000 | 19 | 9 | 50000 | 36800 | 73.6% | 2 | 0 | 10 |  |  |  | No | R-454B | 4 | Residential & Commercial | Ducted CEE Tier 1
215682029 | Central HP <5.4 tons | DAY & NIGHT | HRCU-A-CB (Split System: Heat Pump with Remote Outdoor Unit-Air-Source) | C5H0V48*K*AAA* |  |  | EVM5X60M24A*+WALLCON | *97CTN1202422A* | 48000 | 19 | 9 | 50000 | 36600 | 73.2% | 2 | 0 | 10.5 |  |  |  | No | R-454B | 4 | Residential & Commercial | Ducted CEE Tier 1
215682129 | Central HP <5.4 tons | DAY & NIGHT | HRCU-A-CB (Split System: Heat Pump with Remote Outdoor Unit-Air-Source) | C5H0V48*K*AAA* |  |  | EVD5X48M21A*+WALLCON | *80CSU0802120B* | 47000 | 18.5 | 9 | 50000 | 36200 | 72.4% | 2.02 | 0 | 10 |  |  |  | No | R-454B | 3.9167 | Residential & Commercial | Ducted CEE Tier 1
215682429 | Central HP <5.4 tons | DAY & NIGHT | HRCU-A-CB (Split System: Heat Pump with Remote Outdoor Unit-Air-Source) | C5H0V48*K*AAA* |  |  | EVD5X60M24A*+WALLCON | *97CTN1202422A* | 48000 | 19 | 9 | 50000 | 36600 | 73.2% | 2 | 0 | 10.5 |  |  |  | No | R-454B | 4 | Residential & Commercial | Ducted CEE Tier 1
215682479 | Central HP <5.4 tons | DAY & NIGHT | HRCU-A-CB (Split System: Heat Pump with Remote Outdoor Unit-Air-Source) | C5H0V48*K*AAA* |  |  | EVD5X61M21A*+WALLCON | *80CSU1002120B* | 48500 | 19 | 9 | 50000 | 36800 | 73.6% | 2.12 | 0 | 10 |  |  |  | No | R-454B | 4.0417 | Residential & Commercial | Ducted CEE Tier 1
215676909 | Central HP <5.4 tons | DAY & NIGHT | HRCU-A-CB (Split System: Heat Pump with Remote Outdoor Unit-Air-Source) | C5H0V48*K*AAA* |  |  | EVD5X61M24A*+WALLCON | *97CMN0602120B* | 48000 | 19 | 9 | 50000 | 37200 | 74.4% | 1.98 | 0 | 10 |  |  |  | No | R-454B | 4 | Residential & Commercial | Ducted CEE Tier 1
215681809 | Central HP <5.4 tons | DAY & NIGHT | HRCU-A-CB (Split System: Heat Pump with Remote Outdoor Unit-Air-Source) | C5H0V48*K*AAA* |  |  | EVM5X48M21A*+WALLCON | *97CTN1002122A* | 47000 | 18.5 | 9 | 50000 | 36400 | 72.8% | 2 | 0 | 10 |  |  |  | No | R-454B | 3.9167 | Residential & Commercial | Ducted CEE Tier 1
215675535 | Central HP <5.4 tons | HEIL | HRCU-A-CB (Split System: Heat Pump with Remote Outdoor Unit-Air-Source) | H5H0V48*K*AAA* |  |  | EVM5X49M21A*+WALLCON | *80CTL0701716B* | 48000 | 18.5 | 9 | 50000 | 37200 | 74.4% | 2 | 0 | 10 |  |  |  | No | R-454B | 4 | Residential & Commercial | Ducted CEE Tier 1
215675655 | Central HP <5.4 tons | HEIL | HRCU-A-CB (Split System: Heat Pump with Remote Outdoor Unit-Air-Source) | H5H0V48*K*AAA* |  |  | EVM5X49M21A*+WALLCON | *96CTN1002122B* | 48000 | 19 | 9 | 50000 | 36800 | 73.6% | 2 | 0 | 10.5 |  |  |  | No | R-454B | 4 | Residential & Commercial | Ducted CEE Tier 1
215675785 | Central HP <5.4 tons | HEIL | HRCU-A-CB (Split System: Heat Pump with Remote Outdoor Unit-Air-Source) | H5H0V48*K*AAA* |  |  | EVM5X60M21A*+WALLCON | *97CMN0602120B* | 47500 | 18.5 | 9 | 50000 | 37200 | 74.4% | 1.98 | 0 | 10 |  |  |  | No | R-454B | 3.9583 | Residential & Commercial | Ducted CEE Tier 1
213069545 | Central HP <5.4 tons | ACIQ | HRCU-A-CB (Split System: Heat Pump with Remote Outdoor Unit-Air-Source) | DLCURAH36ABK |  |  | EN(A,D,W)4X48L21** | *80ESU0601716A | 35600 | 16.5 | 8.1 | 38500 | 34800 | 90.39% | 2 | 0 | 10 |  |  |  | No | R-410A | 2.9667 | Residential & Commercial | Ducted CEE Tier 1
213069546 | Central HP <5.4 tons | ACIQ | HRCU-A-CB (Split System: Heat Pump with Remote Outdoor Unit-Air-Source) | DLCURAH36ABK |  |  | EN(A,D,W)4X48L21** | *80ESU0802120A | 37400 | 15.5 | 8.5 | 39500 | 35000 | 88.61% | 2.1 | 0 | 10.5 |  |  |  | No | R-410A | 3.1167 | Residential & Commercial | Ducted CEE Tier 1
213069560 | Central HP <5.4 tons | ACIQ | HRCU-A-CB (Split System: Heat Pump with Remote Outdoor Unit-Air-Source) | DLCURAH36ABK |  |  | EN(A,D,W)4X48L21** | *96VSN0601714A* | 35600 | 15.5 | 8.1 | 38500 | 35000 | 90.91% | 2 | 0 | 10 |  |  |  | No | R-410A | 2.9667 | Residential & Commercial | Ducted CEE Tier 1
213079936 | Central HP <5.4 tons | HEIL | HRCU-A-CB (Split System: Heat Pump with Remote Outdoor Unit-Air-Source) | DLCURAH36ABK |  |  | EA*4X48L24A* | *92MSN1202420A* | 36200 | 16 | 8.5 | 38000 | 34800 | 91.58% | 2.04 | 0 | 10 |  |  |  | No | R-410A | 3.0167 | Residential & Commercial | Ducted CEE Tier 1
212383317 | Central HP <5.4 tons | AIRQUEST | HRCU-A-CB (Split System: Heat Pump with Remote Outdoor Unit-Air-Source) | DLCURAH36ABK |  |  | EA*4X36L21A* | *80ES(N,L)0902120A* | 35600 | 16 | 8.1 | 39500 | 35200 | 89.11% | 1.84 | 0 | 10 |  |  |  | No | R-410A | 2.9667 | Residential & Commercial | Ducted CEE Tier 1
213069558 | Central HP <5.4 tons | ACIQ | HRCU-A-CB (Split System: Heat Pump with Remote Outdoor Unit-Air-Source) | DLCURAH36ABK |  |  | EN(A,D,W)4X48L21** | *95ESN1002120A* | 36800 | 16 | 8.1 | 39500 | 35000 | 88.61% | 2.06 | 0 | 10.5 |  |  |  | No | R-410A | 3.0667 | Residential & Commercial | Ducted CEE Tier 1
211227611 | Central HP <5.4 tons | AIRQUEST | HRCU-A-CB (Split System: Heat Pump with Remote Outdoor Unit-Air-Source) | DLCURAH36ABK |  |  | EA*4X42L21A* | *96VSN0802120A* | 35600 | 16 | 8.1 | 38500 | 35000 | 90.91% | 1.88 | 0 | 10 |  |  |  | No | R-410A | 2.9667 | Residential & Commercial | Ducted CEE Tier 1
211242325 | Central HP <5.4 tons | HEIL | HRCU-A-CB (Split System: Heat Pump with Remote Outdoor Unit-Air-Source) | DLCURAH24ABK |  |  | EA*4X36L21A* | *95ESU0401712A* | 23800 | 17 | 8.5 | 25800 | 23200 | 89.92% | 1.92 | 0 | 10 |  |  |  | No | R-410A | 1.9833 | Residential & Commercial | Ducted CEE Tier 1
214573890 | Central HP <5.4 tons | HEIL | HRCU-A-CB (Split System: Heat Pump with Remote Outdoor Unit-Air-Source) | HVH837GKA2* |  |  | EA*4X43L21A*+WALLCON | *97CMN0802120B* | 32800 | 17.5 | 8.5 | 32800 | 25200 | 76.83% | 2 | 0 | 11.5 |  |  |  | No | R-410A | 2.7333 | Residential & Commercial | Ducted CEE Tier 1
213785256 | Central HP <5.4 tons | BRYANT HEATING AND COOLING SYSTEMS | HRCU-A-CB (Split System: Heat Pump with Remote Outdoor Unit-Air-Source) | 284ANV024*0**B* |  |  | CSPH*4212AL*+UI | 88*TB60110C21*** | 23600 | 19 | 10 | 26400 | 19700 | 74.62% | 2.52 | 0 | 13 |  |  |  | No | R-410A | 1.9667 | Residential & Commercial | Ducted CEE Tier 1
213785270 | Central HP <5.4 tons | BRYANT HEATING AND COOLING SYSTEMS | HRCU-A-CB (Split System: Heat Pump with Remote Outdoor Unit-Air-Source) | 284ANV024*0**B* |  |  | CSPH*4212AL*+UI | 986TD42080C17*** | 23800 | 19 | 9.5 | 26600 | 19800 | 74.44% | 2.5 | 0 | 12.5 |  |  |  | No | R-410A | 1.9833 | Residential & Commercial | Ducted CEE Tier 1
213785128 | Central HP <5.4 tons | BRYANT HEATING AND COOLING SYSTEMS | HRCU-A-CB (Split System: Heat Pump with Remote Outdoor Unit-Air-Source) | 284ANV024*0**B* |  |  | CAP**3721AL*+UI | 986TD66100C21*** | 24200 | 20 | 10.5 | 26400 | 19700 | 74.62% | 2.54 | 0 | 13 |  |  |  | No | R-410A | 2.0167 | Residential & Commercial | Ducted CEE Tier 1
213785176 | Central HP <5.4 tons | BRYANT HEATING AND COOLING SYSTEMS | HRCU-A-CB (Split System: Heat Pump with Remote Outdoor Unit-Air-Source) | 284ANV024*0**B* |  |  | CAP**4321AL*+UI | 987MC42080C17*** | 24000 | 20 | 10.5 | 26400 | 19800 | 75% | 2.52 | 0 | 13 |  |  |  | No | R-410A | 2 | Residential & Commercial | Ducted CEE Tier 1
214574188 | Central HP <5.4 tons | CARRIER | HRCU-A-CB (Split System: Heat Pump with Remote Outdoor Unit-Air-Source) | 25VNA837A*031* |  |  | CAP**6124AL*+UI | 59MN7C080C21**20 | 33200 | 17.5 | 8.5 | 31800 | 24800 | 77.99% | 2 | 0 | 11.5 |  |  |  | No | R-410A | 2.7667 | Residential & Commercial | Ducted CEE Tier 1
215668856 | Central HP <5.4 tons | DAY & NIGHT | HRCU-A-CB (Split System: Heat Pump with Remote Outdoor Unit-Air-Source) | C5H0V36*K*AAA* |  |  | EA*5X42M21A*+WALLCON | *80CTL1102120B* | 33200 | 18 | 9 | 35800 | 25600 | 71.51% | 1.84 | 0 | 10 |  |  |  | No | R-454B | 2.7667 | Residential & Commercial | Ducted CEE Tier 1
214398409 | Central HP <5.4 tons | COLEMAN | HRCU-A-CB (Split System: Heat Pump with Remote Outdoor Unit-Air-Source) | HH860E2S11 |  |  | CTF60D5CHS1 | TM9V120D20MP12 | 54000 | 19 | 9 | 54500 | 39500 | 72.48% | 2 | 0 | 11 |  |  |  | No | R-454B | 4.5 | Residential & Commercial | Ducted CEE Tier 1
214398414 | Central HP <5.4 tons | COLEMAN | HRCU-A-CB (Split System: Heat Pump with Remote Outdoor Unit-Air-Source) | HH860E2S11 |  |  | CTF60D5CHS1 | TP9C120D20MP13 | 54000 | 19 | 9 | 54500 | 39500 | 72.48% | 2 | 0 | 11 |  |  |  | No | R-454B | 4.5 | Residential & Commercial | Ducted CEE Tier 1
214720114 | Central HP <5.4 tons | COLEMAN | HRCU-A-CB (Split System: Heat Pump with Remote Outdoor Unit-Air-Source) | HH860E2S11 |  |  | CTU60C5XGS1+TXV | TMLE100C20MP11 | 44500 | 17 | 9 | 45000 | 33800 | 75.11% | 2 | 0 | 11.7 |  |  |  | No | R-454B | 3.7083 | Residential & Commercial | Ducted CEE Tier 1
213785201 | Central HP <5.4 tons | CARRIER | HRCU-A-CB (Split System: Heat Pump with Remote Outdoor Unit-Air-Source) | 25VNA424A*031* |  |  | CSPH*3012AL*+UI | 59MN7C080C17**14 | 23400 | 18.5 | 10 | 27200 | 20000 | 73.53% | 2.42 | 0 | 12.5 |  |  |  | No | R-410A | 1.95 | Residential & Commercial | Ducted CEE Tier 1
213785269 | Central HP <5.4 tons | CARRIER | HRCU-A-CB (Split System: Heat Pump with Remote Outdoor Unit-Air-Source) | 25VNA424A*031* |  |  | CSPH*4212AL*+UI | 59TN6C080C17**14 | 23800 | 19 | 9.5 | 26600 | 19800 | 74.44% | 2.5 | 0 | 12.5 |  |  |  | No | R-410A | 1.9833 | Residential & Commercial | Ducted CEE Tier 1
214719888 | Central HP <5.4 tons | COLEMAN | HRCU-A-CB (Split System: Heat Pump with Remote Outdoor Unit-Air-Source) | HH860E2S11 |  |  | CTU60C5XGS1+TXV | TM8E080C20MP11 | 44500 | 17 | 9 | 45000 | 33800 | 75.11% | 2 | 0 | 11.7 |  |  |  | No | R-454B | 3.7083 | Residential & Commercial | Ducted CEE Tier 1
214573720 | Central HP <5.4 tons | HEIL | HRCU-A-CB (Split System: Heat Pump with Remote Outdoor Unit-Air-Source) | HVH837GKA2* |  |  | EA*4X37L21A*+WALLCON | *96CTN0802120B* | 33000 | 17.5 | 8.5 | 32600 | 25000 | 76.69% | 2 | 0 | 11.5 |  |  |  | No | R-410A | 2.75 | Residential & Commercial | Ducted CEE Tier 1
214573620 | Central HP <5.4 tons | HEIL | HRCU-A-CB (Split System: Heat Pump with Remote Outdoor Unit-Air-Source) | HVH837GKA2* |  |  | EA*4X36L21A*+WALLCON | *95CSU0802120B* | 31400 | 17 | 8.1 | 33000 | 24200 | 73.33% | 1.86 | 0 | 11 |  |  |  | No | R-410A | 2.6167 | Residential & Commercial | Ducted CEE Tier 1
211245610 | Central HP <5.4 tons | AIRQUEST | HRCU-A-CB (Split System: Heat Pump with Remote Outdoor Unit-Air-Source) | DLCURAH24ABK |  |  | EN(A,D)4X36L21** | *80ES(N,L)0702116A* | 24200 | 17 | 8.1 | 26200 | 22800 | 87.02% | 1.9 | 0 | 10.5 |  |  |  | No | R-410A | 2.0167 | Residential & Commercial | Ducted CEE Tier 1
213785194 | Central HP <5.4 tons | BRYANT HEATING AND COOLING SYSTEMS | HRCU-A-CB (Split System: Heat Pump with Remote Outdoor Unit-Air-Source) | 284ANV024*0**B* |  |  | CSPH*3012AL*+UI | 88*TB60090C21*** | 23400 | 18.5 | 10 | 26800 | 19900 | 74.25% | 2.44 | 0 | 12.5 |  |  |  | No | R-410A | 1.95 | Residential & Commercial | Ducted CEE Tier 1
213785226 | Central HP <5.4 tons | BRYANT HEATING AND COOLING SYSTEMS | HRCU-A-CB (Split System: Heat Pump with Remote Outdoor Unit-Air-Source) | 284ANV024*0**B* |  |  | CSPH*3612AL*+UI | 88*TB60110C21*** | 23800 | 19 | 10 | 26600 | 19700 | 74.06% | 2.48 | 0 | 13 |  |  |  | No | R-410A | 1.9833 | Residential & Commercial | Ducted CEE Tier 1
213785184 | Central HP <5.4 tons | BRYANT HEATING AND COOLING SYSTEMS | HRCU-A-CB (Split System: Heat Pump with Remote Outdoor Unit-Air-Source) | 284ANV024*0**B* |  |  | CAP**4321AL*+UI | 986TD66100C21*** | 24200 | 20 | 10.5 | 26400 | 19700 | 74.62% | 2.54 | 0 | 13 |  |  |  | No | R-410A | 2.0167 | Residential & Commercial | Ducted CEE Tier 1
213785218 | Central HP <5.4 tons | BRYANT HEATING AND COOLING SYSTEMS | HRCU-A-CB (Split System: Heat Pump with Remote Outdoor Unit-Air-Source) | 284ANV024*0**B* |  |  | CSPH*3612AL*+UI | 88*TB36070C14*** | 23800 | 19 | 9.5 | 26600 | 19800 | 74.44% | 2.48 | 0 | 12.5 |  |  |  | No | R-410A | 1.9833 | Residential & Commercial | Ducted CEE Tier 1
213785192 | Central HP <5.4 tons | BRYANT HEATING AND COOLING SYSTEMS | HRCU-A-CB (Split System: Heat Pump with Remote Outdoor Unit-Air-Source) | 284ANV024*0**B* |  |  | CSPH*3012AL*+UI | 88*TB48090C17*** | 23200 | 19 | 9 | 27000 | 20000 | 74.07% | 2.44 | 0 | 12.5 |  |  |  | No | R-410A | 1.9333 | Residential & Commercial | Ducted CEE Tier 1
213785212 | Central HP <5.4 tons | BRYANT HEATING AND COOLING SYSTEMS | HRCU-A-CB (Split System: Heat Pump with Remote Outdoor Unit-Air-Source) | 284ANV024*0**B* |  |  | CSPH*3012AL*+UI | 986TD66100C21*** | 23400 | 19 | 10 | 26800 | 19900 | 74.25% | 2.44 | 0 | 12.5 |  |  |  | No | R-410A | 1.95 | Residential & Commercial | Ducted CEE Tier 1
213785262 | Central HP <5.4 tons | BRYANT HEATING AND COOLING SYSTEMS | HRCU-A-CB (Split System: Heat Pump with Remote Outdoor Unit-Air-Source) | 284ANV024*0**B* |  |  | CSPH*4212AL*+UI | 987MC42080C17*** | 23800 | 19 | 9.5 | 26600 | 19800 | 74.44% | 2.5 | 0 | 12.5 |  |  |  | No | R-410A | 1.9833 | Residential & Commercial | Ducted CEE Tier 1
213067507 | Central HP <5.4 tons | ACIQ | HRCU-A-CB (Split System: Heat Pump with Remote Outdoor Unit-Air-Source) | HVH825GKA2* |  |  | EA*4X42L24A*+WALLCON | *80CSU1002120A* | 23800 | 16.5 | 8.1 | 21400 | 16700 | 78.04% | 1.96 | 0 | 10.5 |  |  |  | No | R-410A | 1.9833 | Residential & Commercial | Ducted CEE Tier 1
213067522 | Central HP <5.4 tons | ACIQ | HRCU-A-CB (Split System: Heat Pump with Remote Outdoor Unit-Air-Source) | HVH825GKA2* |  |  | EA*4X43L21A*+WALLCON | *95CSU0802120A* | 24400 | 17 | 8.5 | 21200 | 16600 | 78.3% | 2.04 | 0 | 11 |  |  |  | No | R-410A | 2.0333 | Residential & Commercial | Ducted CEE Tier 1
213067589 | Central HP <5.4 tons | ACIQ | HRCU-A-CB (Split System: Heat Pump with Remote Outdoor Unit-Air-Source) | HVH825GKA2* |  |  | EHD4X48AAL+WALLCON | *96CTN1002122A* | 24200 | 16 | 8.1 | 21200 | 16700 | 78.77% | 2.04 | 0 | 11 |  |  |  | No | R-410A | 2.0167 | Residential & Commercial | Ducted CEE Tier 1
213773495 | Central HP <5.4 tons | CARRIER | HRCU-A-CB (Split System: Heat Pump with Remote Outdoor Unit-Air-Source) | 25VNA825A*032* |  |  | CAP**4224AL*+UI | 58TN*B090C21**20 | 23800 | 16.5 | 8.1 | 21400 | 16600 | 77.57% | 1.96 | 0 | 10.5 |  |  |  | No | R-410A | 1.9833 | Residential & Commercial | Ducted CEE Tier 1
213067502 | Central HP <5.4 tons | ACIQ | HRCU-A-CB (Split System: Heat Pump with Remote Outdoor Unit-Air-Source) | HVH825GKA2* |  |  | EA*4X42L21A*+WALLCON | *96CTN1002122A* | 23800 | 16.5 | 8.1 | 21400 | 16600 | 77.57% | 1.96 | 0 | 11 |  |  |  | No | R-410A | 1.9833 | Residential & Commercial | Ducted CEE Tier 1
213067509 | Central HP <5.4 tons | ACIQ | HRCU-A-CB (Split System: Heat Pump with Remote Outdoor Unit-Air-Source) | HVH825GKA2* |  |  | EA*4X42L24A*+WALLCON | *95CSU0802120A* | 23800 | 17 | 8.1 | 21400 | 16600 | 77.57% | 1.96 | 0 | 11 |  |  |  | No | R-410A | 1.9833 | Residential & Commercial | Ducted CEE Tier 1
213062789 | Central HP <5.4 tons | ACIQ | HRCU-A-CB (Split System: Heat Pump with Remote Outdoor Unit-Air-Source) | HVH837GKA** |  |  | EA*4X48L21A*+WALLCON | *80CSU1002120A* | 32200 | 17 | 8.1 | 32600 | 25000 | 76.69% | 1.96 | 11.5 | 11 |  |  |  | No | R-410A | 2.6833 | Residential & Commercial | Ducted CEE Tier 1
213062941 | Central HP <5.4 tons | ACIQ | HRCU-A-CB (Split System: Heat Pump with Remote Outdoor Unit-Air-Source) | HVH825GKA3* |  |  | EA*4X36L17A*+WALLCON | *80CTL0451712A* | 23400 | 16 | 8.1 | 21600 | 16800 | 77.78% | 1.92 | 11 | 10.5 |  |  |  | No | R-410A | 1.95 | Residential & Commercial | Ducted CEE Tier 1
213062948 | Central HP <5.4 tons | ACIQ | HRCU-A-CB (Split System: Heat Pump with Remote Outdoor Unit-Air-Source) | HVH825GKA3* |  |  | EA*4X36L17A*+WALLCON | *80CTL0901716A* | 23600 | 17 | 8.1 | 21400 | 16600 | 77.57% | 1.94 | 11.5 | 11 |  |  |  | No | R-410A | 1.9667 | Residential & Commercial | Ducted CEE Tier 1
213062964 | Central HP <5.4 tons | ACIQ | HRCU-A-CB (Split System: Heat Pump with Remote Outdoor Unit-Air-Source) | HVH825GKA3* |  |  | EA*4X37L17A*+WALLCON | *97CMN0801714A* | 24200 | 16 | 8.1 | 21400 | 16800 | 78.5% | 1.98 | 11 | 11 |  |  |  | No | R-410A | 2.0167 | Residential & Commercial | Ducted CEE Tier 1
213062971 | Central HP <5.4 tons | ACIQ | HRCU-A-CB (Split System: Heat Pump with Remote Outdoor Unit-Air-Source) | HVH825GKA3* |  |  | EA*4X37L21A*+WALLCON | *97CMN0601714A* | 24200 | 16 | 8.1 | 21200 | 16800 | 79.25% | 2 | 11 | 11 |  |  |  | No | R-410A | 2.0167 | Residential & Commercial | Ducted CEE Tier 1
213062973 | Central HP <5.4 tons | ACIQ | HRCU-A-CB (Split System: Heat Pump with Remote Outdoor Unit-Air-Source) | HVH825GKA3* |  |  | EA*4X37L21A*+WALLCON | *97CMN1002122A* | 24400 | 16.5 | 8.5 | 21200 | 16600 | 78.3% | 2.04 | 11 | 11 |  |  |  | No | R-410A | 2.0333 | Residential & Commercial | Ducted CEE Tier 1
213062779 | Central HP <5.4 tons | ACIQ | HRCU-A-CB (Split System: Heat Pump with Remote Outdoor Unit-Air-Source) | HVH837GKA** |  |  | EA*4X37L21A*+WALLCON | *80CSU0401712A* | 32800 | 17.5 | 8.5 | 33000 | 25200 | 76.36% | 1.98 | 12 | 11 |  |  |  | No | R-410A | 2.7333 | Residential & Commercial | Ducted CEE Tier 1
215668717 | Central HP <5.4 tons | AIRQUEST | HRCU-A-CB (Split System: Heat Pump with Remote Outdoor Unit-Air-Source) | H5H0V36*K*AAA* |  |  | EA*5X37M21A*+WALLCON | *95CSU1002122B* | 34600 | 18 | 9 | 35200 | 25000 | 71.02% | 1.9 | 0 | 10 |  |  |  | No | R-454B | 2.8833 | Residential & Commercial | Ducted CEE Tier 1
212983272 | Central HP <5.4 tons | CARRIER | HRCU-A-CB (Split System: Heat Pump with Remote Outdoor Unit-Air-Source) | 38MURAQ18AB3* |  |  | CAP**2517AL* | 59SC2E040M17**12 | 17700 | 16 | 8.1 | 17700 | 17800 | 100.6% | 2.14 | 0 | 10.5 |  |  |  | No | R-410A | 1.475 | Residential & Commercial | Ducted CEE Tier 1
215675959 | Central HP <5.4 tons | DAY & NIGHT | HRCU-A-CB (Split System: Heat Pump with Remote Outdoor Unit-Air-Source) | C5H0V48*K*AAA* |  |  | EVM5X61M24A*+WALLCON | *80CSU0802120A* | 49000 | 19.5 | 9 | 50000 | 36600 | 73.2% | 2.1 | 0 | 10.5 |  |  |  | No | R-454B | 4.0833 | Residential & Commercial | Ducted CEE Tier 1
215675855 | Central HP <5.4 tons | HEIL | HRCU-A-CB (Split System: Heat Pump with Remote Outdoor Unit-Air-Source) | H5H0V48*K*AAA* |  |  | EVM5X60M24A*+WALLCON | *80CSU1002120A* | 48000 | 18.5 | 9 | 50000 | 36600 | 73.2% | 2 | 0 | 10 |  |  |  | No | R-454B | 4 | Residential & Commercial | Ducted CEE Tier 1
215675955 | Central HP <5.4 tons | HEIL | HRCU-A-CB (Split System: Heat Pump with Remote Outdoor Unit-Air-Source) | H5H0V48*K*AAA* |  |  | EVM5X61M24A*+WALLCON | *80CSU0802120A* | 49000 | 19.5 | 9 | 50000 | 36600 | 73.2% | 2.1 | 0 | 10.5 |  |  |  | No | R-454B | 4.0833 | Residential & Commercial | Ducted CEE Tier 1
215676005 | Central HP <5.4 tons | HEIL | HRCU-A-CB (Split System: Heat Pump with Remote Outdoor Unit-Air-Source) | H5H0V48*K*AAA* |  |  | EVM5X61M24A*+WALLCON | *80CTL1352422B* | 48500 | 19.5 | 9.5 | 50000 | 36600 | 73.2% | 2.1 | 0 | 10.5 |  |  |  | No | R-454B | 4.0417 | Residential & Commercial | Ducted CEE Tier 1
215674599 | Central HP <5.4 tons | AIRQUEST | HRCU-A-CB (Split System: Heat Pump with Remote Outdoor Unit-Air-Source) | H5H0V48*K*AAA* |  |  | EA*5X61M24A*+WALLCON | *97CMN1002122B* | 46000 | 18.5 | 9 | 47500 | 33600 | 70.74% | 2.06 | 0 | 10 |  |  |  | No | R-454B | 3.8333 | Residential & Commercial | Ducted CEE Tier 1
215675956 | Central HP <5.4 tons | AIRQUEST | HRCU-A-CB (Split System: Heat Pump with Remote Outdoor Unit-Air-Source) | H5H0V48*K*AAA* |  |  | EVM5X61M24A*+WALLCON | *80CSU0802120A* | 49000 | 19.5 | 9 | 50000 | 36600 | 73.2% | 2.1 | 0 | 10.5 |  |  |  | No | R-454B | 4.0833 | Residential & Commercial | Ducted CEE Tier 1
215676036 | Central HP <5.4 tons | AIRQUEST | HRCU-A-CB (Split System: Heat Pump with Remote Outdoor Unit-Air-Source) | H5H0V48*K*AAA* |  |  | EVM5X61M24A*+WALLCON | *97CMN0602120B* | 48500 | 19 | 9 | 50000 | 37200 | 74.4% | 1.98 | 0 | 10 |  |  |  | No | R-454B | 4.0417 | Residential & Commercial | Ducted CEE Tier 1
215676056 | Central HP <5.4 tons | AIRQUEST | HRCU-A-CB (Split System: Heat Pump with Remote Outdoor Unit-Air-Source) | H5H0V48*K*AAA* |  |  | EVM5X61M24A*+WALLCON | *97CMN1002122B* | 48500 | 19.5 | 9.5 | 50000 | 36600 | 73.2% | 2.12 | 0 | 10.5 |  |  |  | No | R-454B | 4.0417 | Residential & Commercial | Ducted CEE Tier 1
215675386 | Central HP <5.4 tons | AIRQUEST | HRCU-A-CB (Split System: Heat Pump with Remote Outdoor Unit-Air-Source) | H5H0V48*K*AAA* |  |  | EVM5X48M21A*+WALLCON | *80CTL0902120B* | 47000 | 18.5 | 9 | 50000 | 36400 | 72.8% | 2 | 0 | 10 |  |  |  | No | R-454B | 3.9167 | Residential & Commercial | Ducted CEE Tier 1
215676456 | Central HP <5.4 tons | AIRQUEST | HRCU-A-CB (Split System: Heat Pump with Remote Outdoor Unit-Air-Source) | H5H0V48*K*AAA* |  |  | EVD5X60M21A*+WALLCON | *80CTL0702120B* | 48000 | 19 | 9 | 50000 | 36800 | 73.6% | 2 | 0 | 10 |  |  |  | No | R-454B | 4 | Residential & Commercial | Ducted CEE Tier 1
215676506 | Central HP <5.4 tons | AIRQUEST | HRCU-A-CB (Split System: Heat Pump with Remote Outdoor Unit-Air-Source) | H5H0V48*K*AAA* |  |  | EVD5X60M21A*+WALLCON | *95CSU0802120B* | 48000 | 18.5 | 9 | 50000 | 36800 | 73.6% | 2 | 0 | 10 |  |  |  | No | R-454B | 4 | Residential & Commercial | Ducted CEE Tier 1
215676556 | Central HP <5.4 tons | AIRQUEST | HRCU-A-CB (Split System: Heat Pump with Remote Outdoor Unit-Air-Source) | H5H0V48*K*AAA* |  |  | EVD5X60M21A*+WALLCON | *97CMN1002122B* | 48000 | 19 | 9 | 50000 | 36600 | 73.2% | 2 | 0 | 10 |  |  |  | No | R-454B | 4 | Residential & Commercial | Ducted CEE Tier 1
216051043 | Central HP <5.4 tons | RHEEM | HRCU-A-CB (Split System: Heat Pump with Remote Outdoor Unit-Air-Source) | RP19AY24AJVC |  |  | RCFY2421HEAAM | R801V0504A17UHN | 22800 | 20 | 10 | 22800 | 18500 | 81.14% | 1.8 | 0 | 12 |  |  |  | No | R-454B | 1.9 | Residential & Commercial | Ducted CEE Tier 1
213785511 | Central HP <5.4 tons | BRYANT HEATING AND COOLING SYSTEMS | HRCU-A-CB (Split System: Heat Pump with Remote Outdoor Unit-Air-Source) | 284ANV036*0**B* |  |  | CAP**4824AL*+UI | 987MC66100C21*** | 33200 | 19.5 | 9 | 36400 | 25800 | 70.88% | 2.04 | 0 | 12 |  |  |  | No | R-410A | 2.7667 | Residential & Commercial | Ducted CEE Tier 1
213785693 | Central HP <5.4 tons | BRYANT HEATING AND COOLING SYSTEMS | HRCU-A-CB (Split System: Heat Pump with Remote Outdoor Unit-Air-Source) | 284ANV036*0**B* |  |  | CSPH*4212AL*+UI | 986TD42080C17*** | 33200 | 18 | 8.5 | 36800 | 26200 | 71.2% | 2.02 | 0 | 11.5 |  |  |  | No | R-410A | 2.7667 | Residential & Commercial | Ducted CEE Tier 1
215682525 | Central HP <5.4 tons | HEIL | HRCU-A-CB (Split System: Heat Pump with Remote Outdoor Unit-Air-Source) | H5H0V48*K*AAA* |  |  | EVD5X61M24A*+WALLCON | *80CSU0802120B* | 49000 | 19 | 9 | 50000 | 36400 | 72.8% | 2.12 | 0 | 10.5 |  |  |  | No | R-454B | 4.0833 | Residential & Commercial | Ducted CEE Tier 1
211206977 | Central HP <5.4 tons | LUXAIRE | HRCU-A-CB (Split System: Heat Pump with Remote Outdoor Unit-Air-Source) | HL20B4821 |  |  | XAMC48HE3N1+CC | LPLC120C20MP13 | 43500 | 19 | 9 | 44500 | 36200 | 81.35% | 2.14 | 0 | 12 |  |  |  | No | R-410A | 3.625 | Residential & Commercial | Ducted CEE Tier 1
215676009 | Central HP <5.4 tons | DAY & NIGHT | HRCU-A-CB (Split System: Heat Pump with Remote Outdoor Unit-Air-Source) | C5H0V48*K*AAA* |  |  | EVM5X61M24A*+WALLCON | *80CTL1352422B* | 48500 | 19.5 | 9.5 | 50000 | 36600 | 73.2% | 2.1 | 0 | 10.5 |  |  |  | No | R-454B | 4.0417 | Residential & Commercial | Ducted CEE Tier 1
215676259 | Central HP <5.4 tons | DAY & NIGHT | HRCU-A-CB (Split System: Heat Pump with Remote Outdoor Unit-Air-Source) | C5H0V48*K*AAA* |  |  | EVD5X48M24A*+WALLCON | *97CMN0802120B* | 47000 | 18.5 | 9 | 50000 | 36400 | 72.8% | 2 | 0 | 10 |  |  |  | No | R-454B | 3.9167 | Residential & Commercial | Ducted CEE Tier 1
215676309 | Central HP <5.4 tons | DAY & NIGHT | HRCU-A-CB (Split System: Heat Pump with Remote Outdoor Unit-Air-Source) | C5H0V48*K*AAA* |  |  | EVD5X49M24A*+WALLCON | *80CTL0902120B* | 48000 | 19 | 9 | 50000 | 36400 | 72.8% | 2 | 0 | 10.5 |  |  |  | No | R-454B | 4 | Residential & Commercial | Ducted CEE Tier 1
215676729 | Central HP <5.4 tons | DAY & NIGHT | HRCU-A-CB (Split System: Heat Pump with Remote Outdoor Unit-Air-Source) | C5H0V48*K*AAA* |  |  | EVD5X61M21A*+WALLCON | *80CTL0702120B* | 48500 | 19 | 9 | 50000 | 37000 | 74% | 2 | 0 | 10.5 |  |  |  | No | R-454B | 4.0417 | Residential & Commercial | Ducted CEE Tier 1
215676759 | Central HP <5.4 tons | DAY & NIGHT | HRCU-A-CB (Split System: Heat Pump with Remote Outdoor Unit-Air-Source) | C5H0V48*K*AAA* |  |  | EVD5X61M21A*+WALLCON | *80CTL1102120B* | 48500 | 19.5 | 9.5 | 50000 | 36600 | 73.2% | 2.12 | 0 | 10.5 |  |  |  | No | R-454B | 4.0417 | Residential & Commercial | Ducted CEE Tier 1
215676829 | Central HP <5.4 tons | DAY & NIGHT | HRCU-A-CB (Split System: Heat Pump with Remote Outdoor Unit-Air-Source) | C5H0V48*K*AAA* |  |  | EVD5X61M21A*+WALLCON | *96CTN0801714B* | 48000 | 19 | 9 | 50000 | 36400 | 72.8% | 2.02 | 0 | 10 |  |  |  | No | R-454B | 4 | Residential & Commercial | Ducted CEE Tier 1
215676879 | Central HP <5.4 tons | DAY & NIGHT | HRCU-A-CB (Split System: Heat Pump with Remote Outdoor Unit-Air-Source) | C5H0V48*K*AAA* |  |  | EVD5X61M24A*+WALLCON | *80CTL0902120B* | 48500 | 19.5 | 9.5 | 50000 | 36600 | 73.2% | 2.1 | 0 | 10.5 |  |  |  | No | R-454B | 4.0417 | Residential & Commercial | Ducted CEE Tier 1
213779245 | Central HP <5.4 tons | CARRIER | HRCU-A-CB (Split System: Heat Pump with Remote Outdoor Unit-Air-Source) | 25VNA837A*030* |  |  | CAP**4321AL*+UI | 58TN*B045C17**12 | 32600 | 16.5 | 8.1 | 33200 | 25400 | 76.51% | 1.94 | 0 | 10.5 |  |  |  | No | R-410A | 2.7167 | Residential & Commercial | Ducted CEE Tier 1
213779345 | Central HP <5.4 tons | CARRIER | HRCU-A-CB (Split System: Heat Pump with Remote Outdoor Unit-Air-Source) | 25VNA837A*030* |  |  | CAP**4321AL*+UI | 59TN6C080C17**14 | 32800 | 17 | 8.5 | 32800 | 25200 | 76.83% | 1.96 | 0 | 11 |  |  |  | No | R-410A | 2.7333 | Residential & Commercial | Ducted CEE Tier 1
215853856 | Central HP <5.4 tons | BLUERIDGE | HRCU-A-CB (Split System: Heat Pump with Remote Outdoor Unit-Air-Source) | BMS1824YC |  |  | BMMZAH18I |  | 18000 | 18.5 | 9.8 | 18000 | 13000 | 72.22% | 2.3 | 0 | 12.1 |  |  |  | No | R-454B | 1.5 | Residential & Commercial | Ducted CEE Tier 1
213785097 | Central HP <5.4 tons | CARRIER | HRCU-A-CB (Split System: Heat Pump with Remote Outdoor Unit-Air-Source) | 25VNA424A*031* |  |  | CAP**3621AL*+UI | 59MN7C080C17**14 | 23200 | 20 | 10 | 26600 | 19900 | 74.81% | 2.4 | 0 | 12.5 |  |  |  | No | R-410A | 1.9333 | Residential & Commercial | Ducted CEE Tier 1
213785099 | Central HP <5.4 tons | CARRIER | HRCU-A-CB (Split System: Heat Pump with Remote Outdoor Unit-Air-Source) | 25VNA424A*031* |  |  | CAP**3621AL*+UI | 59MN7C100C21**22 | 23400 | 20 | 10 | 26600 | 19800 | 74.44% | 2.42 | 0 | 13 |  |  |  | No | R-410A | 1.95 | Residential & Commercial | Ducted CEE Tier 1
213785115 | Central HP <5.4 tons | CARRIER | HRCU-A-CB (Split System: Heat Pump with Remote Outdoor Unit-Air-Source) | 25VNA424A*031* |  |  | CAP**3721AL*+UI | 58TN*B110C21**20 | 24200 | 20 | 10.5 | 26400 | 19700 | 74.62% | 2.54 | 0 | 13 |  |  |  | No | R-410A | 2.0167 | Residential & Commercial | Ducted CEE Tier 1
213785129 | Central HP <5.4 tons | CARRIER | HRCU-A-CB (Split System: Heat Pump with Remote Outdoor Unit-Air-Source) | 25VNA424A*031* |  |  | CAP**4221AL*+UI | 58TN*B045C17**12 | 23400 | 19.5 | 10 | 26600 | 20000 | 75.19% | 2.4 | 0 | 12.5 |  |  |  | No | R-410A | 1.95 | Residential & Commercial | Ducted CEE Tier 1
213785163 | Central HP <5.4 tons | CARRIER | HRCU-A-CB (Split System: Heat Pump with Remote Outdoor Unit-Air-Source) | 25VNA424A*031* |  |  | CAP**4321AL*+UI | 58TN*B045C17**12 | 24000 | 19.5 | 10.5 | 26600 | 19900 | 74.81% | 2.5 | 0 | 13 |  |  |  | No | R-410A | 2 | Residential & Commercial | Ducted CEE Tier 1
213785181 | Central HP <5.4 tons | CARRIER | HRCU-A-CB (Split System: Heat Pump with Remote Outdoor Unit-Air-Source) | 25VNA424A*031* |  |  | CAP**4321AL*+UI | 59TN6C080C17**14 | 24000 | 20 | 10.5 | 26400 | 19800 | 75% | 2.52 | 0 | 13 |  |  |  | No | R-410A | 2 | Residential & Commercial | Ducted CEE Tier 1
213785215 | Central HP <5.4 tons | CARRIER | HRCU-A-CB (Split System: Heat Pump with Remote Outdoor Unit-Air-Source) | 25VNA424A*031* |  |  | CSPH*3612AL*+UI | 58TN*B045C17**12 | 23600 | 18.5 | 9 | 26800 | 20000 | 74.63% | 2.44 | 0 | 12.5 |  |  |  | No | R-410A | 1.9667 | Residential & Commercial | Ducted CEE Tier 1
213062790 | Central HP <5.4 tons | ACIQ | HRCU-A-CB (Split System: Heat Pump with Remote Outdoor Unit-Air-Source) | HVH837GKA** |  |  | EA*4X48L24A*+WALLCON | *80CSU1002120A* | 32200 | 17 | 8.1 | 32600 | 25000 | 76.69% | 1.96 | 12 | 11 |  |  |  | No | R-410A | 2.6833 | Residential & Commercial | Ducted CEE Tier 1
213062797 | Central HP <5.4 tons | ACIQ | HRCU-A-CB (Split System: Heat Pump with Remote Outdoor Unit-Air-Source) | HVH837GKA** |  |  | EHD4X42AAL+WALLCON | *80CSU1002120A* | 32400 | 16 | 8.1 | 33200 | 24800 | 74.7% | 1.94 | 11.5 | 11 |  |  |  | No | R-410A | 2.7 | Residential & Commercial | Ducted CEE Tier 1
212979167 | Central HP <5.4 tons | CARRIER | HRCU-A-CB (Split System: Heat Pump with Remote Outdoor Unit-Air-Source) | 38MURAQ24AB3* |  |  | CAP**3621AL* | 58S(B,C)*B070M17**16 | 23800 | 17.5 | 8.5 | 26200 | 23600 | 90.08% | 1.98 | 0 | 10 |  |  |  | No | R-410A | 1.9833 | Residential & Commercial | Ducted CEE Tier 1
212979821 | Central HP <5.4 tons | CARRIER | HRCU-A-CB (Split System: Heat Pump with Remote Outdoor Unit-Air-Source) | 38MURAQ24AB3* |  |  | CAP**2517AL* | 58S(B,C)*B090M17**14 | 24200 | 17 | 8.5 | 25200 | 21800 | 86.51% | 1.82 | 0 | 10 |  |  |  | No | R-410A | 2.0167 | Residential & Commercial | Ducted CEE Tier 1
212980596 | Central HP <5.4 tons | CARRIER | HRCU-A-CB (Split System: Heat Pump with Remote Outdoor Unit-Air-Source) | 38MURAQ24AB3* |  |  | CNPV*3621AL* | 58S(B,C)*B090M21**20 | 23600 | 17 | 8.5 | 26200 | 24400 | 93.13% | 2.04 | 0 | 10.5 |  |  |  | No | R-410A | 1.9667 | Residential & Commercial | Ducted CEE Tier 1
212983606 | Central HP <5.4 tons | CARRIER | HRCU-A-CB (Split System: Heat Pump with Remote Outdoor Unit-Air-Source) | 38MURAQ24AB3* |  |  | CNPV*3017AL* | 59SC2E060M14**12 | 23800 | 17 | 8.5 | 26400 | 23800 | 90.15% | 1.98 | 0 | 10.5 |  |  |  | No | R-410A | 1.9833 | Residential & Commercial | Ducted CEE Tier 1
213063298 | Central HP <5.4 tons | ACIQ | HRCU-A-CB (Split System: Heat Pump with Remote Outdoor Unit-Air-Source) | HVH837GKA2* |  |  | EA*4X36L17A*+WALLCON | *80CTL0901716A* | 31600 | 17.5 | 8.1 | 33200 | 24200 | 72.89% | 1.86 | 11 | 11 |  |  |  | No | R-410A | 2.6333 | Residential & Commercial | Ducted CEE Tier 1
213063380 | Central HP <5.4 tons | ACIQ | HRCU-A-CB (Split System: Heat Pump with Remote Outdoor Unit-Air-Source) | HVH837GKA2* |  |  | EA*4X48L21A*+WALLCON | *80CSU0601716A* | 32200 | 17 | 8.1 | 32600 | 25000 | 76.69% | 1.96 | 12 | 11 |  |  |  | No | R-410A | 2.6833 | Residential & Commercial | Ducted CEE Tier 1
213781256 | Central HP <5.4 tons | BRYANT HEATING AND COOLING SYSTEMS | HRCU-A-CB (Split System: Heat Pump with Remote Outdoor Unit-Air-Source) | 288BNV037*0**B* |  |  | CAP**4321AL*+UI | 986TD42080C17*** | 32800 | 17 | 8.5 | 32800 | 25200 | 76.83% | 1.96 | 0 | 11 |  |  |  | No | R-410A | 2.7333 | Residential & Commercial | Ducted CEE Tier 1
213781326 | Central HP <5.4 tons | BRYANT HEATING AND COOLING SYSTEMS | HRCU-A-CB (Split System: Heat Pump with Remote Outdoor Unit-Air-Source) | 288BNV037*0**B* |  |  | CAP**4821AL*+UI | 935CB48060C17*** | 32200 | 17 | 8.1 | 32600 | 25000 | 76.69% | 1.94 | 0 | 11 |  |  |  | No | R-410A | 2.6833 | Residential & Commercial | Ducted CEE Tier 1
213781356 | Central HP <5.4 tons | BRYANT HEATING AND COOLING SYSTEMS | HRCU-A-CB (Split System: Heat Pump with Remote Outdoor Unit-Air-Source) | 288BNV037*0**B* |  |  | CAP**4821AL*+UI | 987MC66100C21*** | 32400 | 17 | 8.1 | 32600 | 24800 | 76.07% | 1.98 | 0 | 11 |  |  |  | No | R-410A | 2.7 | Residential & Commercial | Ducted CEE Tier 1
213781376 | Central HP <5.4 tons | BRYANT HEATING AND COOLING SYSTEMS | HRCU-A-CB (Split System: Heat Pump with Remote Outdoor Unit-Air-Source) | 288BNV037*0**B* |  |  | CAP**4821AL*+UI | 986TD42080C17*** | 32200 | 17 | 8.1 | 32800 | 25000 | 76.22% | 1.96 | 0 | 11 |  |  |  | No | R-410A | 2.6833 | Residential & Commercial | Ducted CEE Tier 1
213782296 | Central HP <5.4 tons | BRYANT HEATING AND COOLING SYSTEMS | HRCU-A-CB (Split System: Heat Pump with Remote Outdoor Unit-Air-Source) | 288BNV037*0**B* |  |  | CSPH*6012AL*+UI | 987MC42080C17*** | 32800 | 16.5 | 8.1 | 32600 | 25000 | 76.69% | 1.96 | 0 | 11 |  |  |  | No | R-410A | 2.7333 | Residential & Commercial | Ducted CEE Tier 1
213782316 | Central HP <5.4 tons | BRYANT HEATING AND COOLING SYSTEMS | HRCU-A-CB (Split System: Heat Pump with Remote Outdoor Unit-Air-Source) | 288BNV037*0**B* |  |  | CSPH*6012AL*+UI | 987MC66120C24*** | 33000 | 16.5 | 8.1 | 32200 | 24800 | 77.02% | 2 | 0 | 11 |  |  |  | No | R-410A | 2.75 | Residential & Commercial | Ducted CEE Tier 1
214574588 | Central HP <5.4 tons | CARRIER | HRCU-A-CB (Split System: Heat Pump with Remote Outdoor Unit-Air-Source) | 25VNA837A*031* |  |  | CNPV*4821AL*+UI | 59CU5B100C21**22 | 32400 | 17.5 | 8.5 | 32600 | 24800 | 76.07% | 1.98 | 0 | 11.5 |  |  |  | No | R-410A | 2.7 | Residential & Commercial | Ducted CEE Tier 1
216051008 | Central HP <5.4 tons | RHEEM | HRCU-A-CB (Split System: Heat Pump with Remote Outdoor Unit-Air-Source) | RP19AY24AJVC |  |  | RCFY2421HEAAM | R962V0603A17M4 | 22800 | 21 | 10 | 22800 | 18600 | 81.58% | 1.8 | 0 | 13 |  |  |  | No | R-454B | 1.9 | Residential & Commercial | Ducted CEE Tier 1
216051042 | Central HP <5.4 tons | RHEEM | HRCU-A-CB (Split System: Heat Pump with Remote Outdoor Unit-Air-Source) | RP19AY24AJVC |  |  | RCFY2421HEAAM | R801V0504A17UHS | 22800 | 20 | 10 | 22800 | 18500 | 81.14% | 1.8 | 0 | 12 |  |  |  | No | R-454B | 1.9 | Residential & Commercial | Ducted CEE Tier 1
214095455 | Central HP <5.4 tons | RHEEM | HRCU-A-CB (Split System: Heat Pump with Remote Outdoor Unit-Air-Source) | RD17AZ24AJ3N |  |  | RH3VZ3617STACN |  | 22600 | 17 | 9.5 | 22600 | 16700 | 73.89% | 2.1 | 0 | 11.7 |  |  |  | No | R-410A | 1.8833 | Residential & Commercial | Ducted CEE Tier 1
216050987 | Central HP <5.4 tons | RHEEM | HRCU-A-CB (Split System: Heat Pump with Remote Outdoor Unit-Air-Source) | RP19AY24AJVC |  |  | RCFY2421HEAAM | R921V0703A17M4 | 22800 | 20 | 10 | 22800 | 18600 | 81.58% | 1.8 | 0 | 12 |  |  |  | No | R-454B | 1.9 | Residential & Commercial | Ducted CEE Tier 1
211207004 | Central HP <5.4 tons | LUXAIRE | HRCU-A-CB (Split System: Heat Pump with Remote Outdoor Unit-Air-Source) | HL20B4821 |  |  | XAMC48HE3N1+CC | LPLC080C16MP13 | 43500 | 19 | 9 | 44500 | 36200 | 81.35% | 2.14 | 0 | 12 |  |  |  | No | R-410A | 3.625 | Residential & Commercial | Ducted CEE Tier 1
215681816 | Central HP <5.4 tons | AIRQUEST | HRCU-A-CB (Split System: Heat Pump with Remote Outdoor Unit-Air-Source) | H5H0V48*K*AAA* |  |  | EVM5X49M21A*+WALLCON | *96CTN0802120B* | 48000 | 19 | 9 | 50000 | 36800 | 73.6% | 2 | 0 | 10 |  |  |  | No | R-454B | 4 | Residential & Commercial | Ducted CEE Tier 1
215681916 | Central HP <5.4 tons | AIRQUEST | HRCU-A-CB (Split System: Heat Pump with Remote Outdoor Unit-Air-Source) | H5H0V48*K*AAA* |  |  | EVM5X60M21A*+WALLCON | *80CSU0601716B* | 48000 | 18.5 | 9 | 50000 | 36800 | 73.6% | 2 | 0 | 10 |  |  |  | No | R-454B | 4 | Residential & Commercial | Ducted CEE Tier 1
215682016 | Central HP <5.4 tons | AIRQUEST | HRCU-A-CB (Split System: Heat Pump with Remote Outdoor Unit-Air-Source) | H5H0V48*K*AAA* |  |  | EVM5X60M24A*+WALLCON | *97CTN1002122A* | 48000 | 19 | 9 | 50000 | 36600 | 73.2% | 2 | 0 | 10 |  |  |  | No | R-454B | 4 | Residential & Commercial | Ducted CEE Tier 1
215682166 | Central HP <5.4 tons | AIRQUEST | HRCU-A-CB (Split System: Heat Pump with Remote Outdoor Unit-Air-Source) | H5H0V48*K*AAA* |  |  | EVD5X48M21A*+WALLCON | *97CTN1002122A* | 47000 | 18.5 | 9 | 50000 | 36400 | 72.8% | 2 | 0 | 10 |  |  |  | No | R-454B | 3.9167 | Residential & Commercial | Ducted CEE Tier 1
215682416 | Central HP <5.4 tons | AIRQUEST | HRCU-A-CB (Split System: Heat Pump with Remote Outdoor Unit-Air-Source) | H5H0V48*K*AAA* |  |  | EVD5X60M24A*+WALLCON | *97CTN1002122A* | 48000 | 19 | 9 | 50000 | 36600 | 73.2% | 2 | 0 | 10 |  |  |  | No | R-454B | 4 | Residential & Commercial | Ducted CEE Tier 1
215682436 | Central HP <5.4 tons | AIRQUEST | HRCU-A-CB (Split System: Heat Pump with Remote Outdoor Unit-Air-Source) | H5H0V48*K*AAA* |  |  | EVD5X61M21A*+WALLCON | *96CTN0802120B* | 48500 | 19 | 9 | 50000 | 36800 | 73.6% | 2 | 0 | 10.5 |  |  |  | No | R-454B | 4.0417 | Residential & Commercial | Ducted CEE Tier 1
215676569 | Central HP <5.4 tons | DAY & NIGHT | HRCU-A-CB (Split System: Heat Pump with Remote Outdoor Unit-Air-Source) | C5H0V48*K*AAA* |  |  | EVD5X60M21A*+WALLCON | *96CTN0801714B* | 47500 | 18.5 | 9 | 50000 | 36200 | 72.4% | 2.02 | 0 | 10 |  |  |  | No | R-454B | 3.9583 | Residential & Commercial | Ducted CEE Tier 1
215676869 | Central HP <5.4 tons | DAY & NIGHT | HRCU-A-CB (Split System: Heat Pump with Remote Outdoor Unit-Air-Source) | C5H0V48*K*AAA* |  |  | EVD5X61M24A*+WALLCON | *80CTL0702120B* | 48500 | 19 | 9 | 50000 | 36800 | 73.6% | 2 | 0 | 10.5 |  |  |  | No | R-454B | 4.0417 | Residential & Commercial | Ducted CEE Tier 1
215681899 | Central HP <5.4 tons | DAY & NIGHT | HRCU-A-CB (Split System: Heat Pump with Remote Outdoor Unit-Air-Source) | C5H0V48*K*AAA* |  |  | EVM5X60M21A*+WALLCON | *96CTN0802120B* | 48000 | 19 | 9 | 50000 | 36800 | 73.6% | 2 | 0 | 10 |  |  |  | No | R-454B | 4 | Residential & Commercial | Ducted CEE Tier 1
215681519 | Central HP <5.4 tons | DAY & NIGHT | HRCU-A-CB (Split System: Heat Pump with Remote Outdoor Unit-Air-Source) | C5H0V48*K*AAA* |  |  | EA*5X61M24A*+WALLCON | *96CTN0802120B* | 46000 | 18 | 9 | 48000 | 33800 | 70.42% | 2.08 | 0 | 10 |  |  |  | No | R-454B | 3.8333 | Residential & Commercial | Ducted CEE Tier 1
213067278 | Central HP <5.4 tons | ACIQ | HRCU-A-CB (Split System: Heat Pump with Remote Outdoor Unit-Air-Source) | HVH825GKA3* |  |  | EA*4X42L21A*+WALLCON | *95CSU0802120A* | 23800 | 16.5 | 8.1 | 21400 | 16600 | 77.57% | 1.96 | 0 | 11 |  |  |  | No | R-410A | 1.9833 | Residential & Commercial | Ducted CEE Tier 1
213067308 | Central HP <5.4 tons | ACIQ | HRCU-A-CB (Split System: Heat Pump with Remote Outdoor Unit-Air-Source) | HVH825GKA3* |  |  | EA*4X43L21A*+WALLCON | *80CTL0451712A* | 24200 | 16.5 | 8.1 | 21600 | 16800 | 77.78% | 2 | 0 | 11 |  |  |  | No | R-410A | 2.0167 | Residential & Commercial | Ducted CEE Tier 1
213067317 | Central HP <5.4 tons | ACIQ | HRCU-A-CB (Split System: Heat Pump with Remote Outdoor Unit-Air-Source) | HVH825GKA3* |  |  | EA*4X48L21A*+WALLCON | *95CSU0601716A* | 24000 | 16.5 | 8.1 | 21000 | 16600 | 79.05% | 2 | 0 | 10.5 |  |  |  | No | R-410A | 2 | Residential & Commercial | Ducted CEE Tier 1
213067326 | Central HP <5.4 tons | ACIQ | HRCU-A-CB (Split System: Heat Pump with Remote Outdoor Unit-Air-Source) | HVH825GKA3* |  |  | EA*4X48L21A*+WALLCON | *96CTN0801714A* | 24000 | 16.5 | 8.1 | 21000 | 16600 | 79.05% | 2 | 0 | 11 |  |  |  | No | R-410A | 2 | Residential & Commercial | Ducted CEE Tier 1
214595718 | Central HP <5.4 tons | CARRIER | HRCU-A-CB (Split System: Heat Pump with Remote Outdoor Unit-Air-Source) | 38MURAQ24AB3* |  |  | CAP**3017AL* | 59TP6C060V17**16 | 23600 | 16.5 | 9 | 26000 | 24000 | 92.31% | 2 | 0 | 10 |  |  |  | No | R-410A | 1.9667 | Residential & Commercial | Ducted CEE Tier 1
213072110 | Central HP <5.4 tons | ACIQ | HRCU-A-CB (Split System: Heat Pump with Remote Outdoor Unit-Air-Source) | DLCURAH18ABK |  |  | EA*4X19L17A* | *95ESU0401712A* | 18200 | 16.5 | 8.5 | 18100 | 17600 | 97.24% | 2.14 | 0 | 11 |  |  |  | No | R-410A | 1.5167 | Residential & Commercial | Ducted CEE Tier 1
213072142 | Central HP <5.4 tons | ACIQ | HRCU-A-CB (Split System: Heat Pump with Remote Outdoor Unit-Air-Source) | DLCURAH18ABK |  |  | EA*4X24L14A* | *96VSN0401410A* | 17300 | 16 | 8.5 | 18300 | 19200 | 104.9% | 2.3 | 0 | 10.5 |  |  |  | No | R-410A | 1.4417 | Residential & Commercial | Ducted CEE Tier 1
213067194 | Central HP <5.4 tons | ACIQ | HRCU-A-CB (Split System: Heat Pump with Remote Outdoor Unit-Air-Source) | HVH837GKA2* |  |  | EHD4X60AAL+WALLCON | *96CTN1202422A* | 33000 | 17 | 8.1 | 32200 | 24800 | 77.02% | 2.02 | 0 | 11.5 |  |  |  | No | R-410A | 2.75 | Residential & Commercial | Ducted CEE Tier 1
213063351 | Central HP <5.4 tons | ACIQ | HRCU-A-CB (Split System: Heat Pump with Remote Outdoor Unit-Air-Source) | HVH837GKA2* |  |  | EHD4X42AAL+WALLCON | *80CTL0902120A* | 32400 | 16.5 | 8.1 | 33200 | 24800 | 74.7% | 1.96 | 12 | 11 |  |  |  | No | R-410A | 2.7 | Residential & Commercial | Ducted CEE Tier 1
213063401 | Central HP <5.4 tons | ACIQ | HRCU-A-CB (Split System: Heat Pump with Remote Outdoor Unit-Air-Source) | HVH837GKA2* |  |  | EA*4X42L24A*+WALLCON | *95CSU0802120A* | 31800 | 17.5 | 8.1 | 33000 | 24400 | 73.94% | 1.9 | 11.5 | 11 |  |  |  | No | R-410A | 2.65 | Residential & Commercial | Ducted CEE Tier 1
213353783 | Central HP <5.4 tons | HEIL | HRCU-A-CB (Split System: Heat Pump with Remote Outdoor Unit-Air-Source) | DLCURAH24ABK |  |  | F5MA4*30L*B* |  | 24800 | 17 | 9 | 26000 | 21800 | 83.85% | 1.82 | 0 | 10.5 |  |  |  | No | R-410A | 2.0667 | Residential & Commercial | Ducted CEE Tier 1
213069652 | Central HP <5.4 tons | ACIQ | HRCU-A-CB (Split System: Heat Pump with Remote Outdoor Unit-Air-Source) | DLCURAH24ABK |  |  | EA*4X24L17A* | *95ESU0601716A* | 24000 | 16.5 | 8.5 | 26800 | 24000 | 89.55% | 1.98 | 0 | 10 |  |  |  | No | R-410A | 2 | Residential & Commercial | Ducted CEE Tier 1
213069704 | Central HP <5.4 tons | ACIQ | HRCU-A-CB (Split System: Heat Pump with Remote Outdoor Unit-Air-Source) | DLCURAH24ABK |  |  | EA*4X25L17A* | *80ES(N,L)0451412A* | 25400 | 16.5 | 8.5 | 26000 | 20800 | 80% | 1.76 | 0 | 10.5 |  |  |  | No | R-410A | 2.1167 | Residential & Commercial | Ducted CEE Tier 1
213069720 | Central HP <5.4 tons | ACIQ | HRCU-A-CB (Split System: Heat Pump with Remote Outdoor Unit-Air-Source) | DLCURAH24ABK |  |  | EA*4X30L14A* | *80VSL0451412A* | 24200 | 16 | 8.5 | 26400 | 23000 | 87.12% | 1.9 | 0 | 10 |  |  |  | No | R-410A | 2.0167 | Residential & Commercial | Ducted CEE Tier 1
213780705 | Central HP <5.4 tons | CARRIER | HRCU-A-CB (Split System: Heat Pump with Remote Outdoor Unit-Air-Source) | 25VNA837A*031* |  |  | CAP**3617AL*+UI | 59TN6C060C17**14 | 31200 | 16.5 | 8.1 | 33400 | 24600 | 73.65% | 1.82 | 0 | 10.5 |  |  |  | No | R-410A | 2.6 | Residential & Commercial | Ducted CEE Tier 1
213780905 | Central HP <5.4 tons | CARRIER | HRCU-A-CB (Split System: Heat Pump with Remote Outdoor Unit-Air-Source) | 25VNA837A*031* |  |  | CAP**3721AL*+UI | 59MN7C060C17**14 | 32600 | 16.5 | 8.1 | 33200 | 25400 | 76.51% | 1.94 | 0 | 11 |  |  |  | No | R-410A | 2.7167 | Residential & Commercial | Ducted CEE Tier 1
215678349 | Central HP <5.4 tons | DAY & NIGHT | HRCU-A-CB (Split System: Heat Pump with Remote Outdoor Unit-Air-Source) | C5H0V24*K*AAA* |  |  | EA*5X37M17A*+WALLCON | *80CSU0401712B* | 23800 | 17 | 9 | 23400 | 16400 | 70.09% | 2 | 0 | 10 |  |  |  | No | R-454B | 1.9833 | Residential & Commercial | Ducted CEE Tier 1
213785263 | Central HP <5.4 tons | CARRIER | HRCU-A-CB (Split System: Heat Pump with Remote Outdoor Unit-Air-Source) | 25VNA424A*031* |  |  | CSPH*4212AL*+UI | 59MN7C100C21**22 | 23600 | 19 | 10 | 26400 | 19700 | 74.62% | 2.52 | 0 | 13 |  |  |  | No | R-410A | 1.9667 | Residential & Commercial | Ducted CEE Tier 1
214396770 | Central HP <5.4 tons | COLEMAN | HRCU-A-CB (Split System: Heat Pump with Remote Outdoor Unit-Air-Source) | HH860E2S11 |  |  | CTF60D5CJS1 | TM8E130D20MP11 | 53500 | 18 | 9 | 55500 | 40000 | 72.07% | 2 | 0 | 11 |  |  |  | No | R-454B | 4.4583 | Residential & Commercial | Ducted CEE Tier 1
214397454 | Central HP <5.4 tons | COLEMAN | HRCU-A-CB (Split System: Heat Pump with Remote Outdoor Unit-Air-Source) | HH860E2S11 |  |  | CTF60C5CGS1 | TM8Y120C20MP11 | 44500 | 18 | 9 | 45000 | 33800 | 75.11% | 2 | 0 | 11.7 |  |  |  | No | R-454B | 3.7083 | Residential & Commercial | Ducted CEE Tier 1
213785053 | Central HP <5.4 tons | CARRIER | HRCU-A-CB (Split System: Heat Pump with Remote Outdoor Unit-Air-Source) | 25VNA424A*031* |  |  | CAP**3017AL*+UI | 58TN*B070C17**16 | 23200 | 19.5 | 10 | 26800 | 20000 | 74.63% | 2.36 | 0 | 12.5 |  |  |  | No | R-410A | 1.9333 | Residential & Commercial | Ducted CEE Tier 1
213785083 | Central HP <5.4 tons | CARRIER | HRCU-A-CB (Split System: Heat Pump with Remote Outdoor Unit-Air-Source) | 25VNA424A*031* |  |  | CAP**3617AL*+UI | 59TN6C080C17**14 | 23200 | 20 | 10 | 26600 | 19900 | 74.81% | 2.4 | 0 | 12.5 |  |  |  | No | R-410A | 1.9333 | Residential & Commercial | Ducted CEE Tier 1
213785101 | Central HP <5.4 tons | CARRIER | HRCU-A-CB (Split System: Heat Pump with Remote Outdoor Unit-Air-Source) | 25VNA424A*031* |  |  | CAP**3621AL*+UI | 59TN6C060C17**14 | 23200 | 20 | 10 | 26600 | 20000 | 75.19% | 2.38 | 0 | 12.5 |  |  |  | No | R-410A | 1.9333 | Residential & Commercial | Ducted CEE Tier 1
213785103 | Central HP <5.4 tons | CARRIER | HRCU-A-CB (Split System: Heat Pump with Remote Outdoor Unit-Air-Source) | 25VNA424A*031* |  |  | CAP**3621AL*+UI | 59TN6C080C17**14 | 23200 | 20 | 10 | 26600 | 19900 | 74.81% | 2.4 | 0 | 12.5 |  |  |  | No | R-410A | 1.9333 | Residential & Commercial | Ducted CEE Tier 1
214719915 | Central HP <5.4 tons | COLEMAN | HRCU-A-CB (Split System: Heat Pump with Remote Outdoor Unit-Air-Source) | HH836E2S11 |  |  | CTU48C5XFS1+TXV | TM8Y100C20MP11 | 34400 | 19 | 9 | 32600 | 25800 | 79.14% | 2 | 0 | 11 |  |  |  | No | R-454B | 2.8667 | Residential & Commercial | Ducted CEE Tier 1
215678369 | Central HP <5.4 tons | DAY & NIGHT | HRCU-A-CB (Split System: Heat Pump with Remote Outdoor Unit-Air-Source) | C5H0V24*K*AAA* |  |  | EA*5X37M17A*+WALLCON | *97CTN0601716A* | 23600 | 16.5 | 9 | 23600 | 16600 | 70.34% | 1.98 | 0 | 10 |  |  |  | No | R-454B | 1.9667 | Residential & Commercial | Ducted CEE Tier 1
215667568 | Central HP <5.4 tons | DAY & NIGHT | HRCU-A-CB (Split System: Heat Pump with Remote Outdoor Unit-Air-Source) | C5H0V24*K*AAA* |  |  | EA*5X36M17A*+WALLCON | *80CSU0401712A* | 23200 | 17 | 9 | 23600 | 16600 | 70.34% | 1.98 | 0 | 10 |  |  |  | No | R-454B | 1.9333 | Residential & Commercial | Ducted CEE Tier 1
215682466 | Central HP <5.4 tons | AIRQUEST | HRCU-A-CB (Split System: Heat Pump with Remote Outdoor Unit-Air-Source) | H5H0V48*K*AAA* |  |  | EVD5X61M21A*+WALLCON | *80CSU0802120B* | 49000 | 19 | 9 | 50000 | 36600 | 73.2% | 2.12 | 0 | 10 |  |  |  | No | R-454B | 4.0833 | Residential & Commercial | Ducted CEE Tier 1
215682516 | Central HP <5.4 tons | AIRQUEST | HRCU-A-CB (Split System: Heat Pump with Remote Outdoor Unit-Air-Source) | H5H0V48*K*AAA* |  |  | EVD5X61M24A*+WALLCON | *96CTN0802120B* | 48500 | 19 | 9.5 | 50000 | 36800 | 73.6% | 2.1 | 0 | 10.5 |  |  |  | No | R-454B | 4.0417 | Residential & Commercial | Ducted CEE Tier 1
215682156 | Central HP <5.4 tons | AIRQUEST | HRCU-A-CB (Split System: Heat Pump with Remote Outdoor Unit-Air-Source) | H5H0V48*K*AAA* |  |  | EVD5X48M21A*+WALLCON | *97CTN0802120A* | 47000 | 18.5 | 9 | 50000 | 36600 | 73.2% | 1.98 | 0 | 10 |  |  |  | No | R-454B | 3.9167 | Residential & Commercial | Ducted CEE Tier 1
215682406 | Central HP <5.4 tons | AIRQUEST | HRCU-A-CB (Split System: Heat Pump with Remote Outdoor Unit-Air-Source) | H5H0V48*K*AAA* |  |  | EVD5X60M24A*+WALLCON | *97CTN0802120A* | 48000 | 19 | 9 | 50000 | 36600 | 73.2% | 2 | 0 | 10 |  |  |  | No | R-454B | 4 | Residential & Commercial | Ducted CEE Tier 1
215681885 | Central HP <5.4 tons | HEIL | HRCU-A-CB (Split System: Heat Pump with Remote Outdoor Unit-Air-Source) | H5H0V48*K*AAA* |  |  | EVM5X49M21A*+WALLCON | *97CTN1002122A* | 48000 | 19 | 9 | 50000 | 36800 | 73.6% | 2 | 0 | 10.5 |  |  |  | No | R-454B | 4 | Residential & Commercial | Ducted CEE Tier 1
215682055 | Central HP <5.4 tons | HEIL | HRCU-A-CB (Split System: Heat Pump with Remote Outdoor Unit-Air-Source) | H5H0V48*K*AAA* |  |  | EVM5X61M24A*+WALLCON | *80CSU1002120B* | 48500 | 19 | 9 | 50000 | 36600 | 73.2% | 2.12 | 0 | 10 |  |  |  | No | R-454B | 4.0417 | Residential & Commercial | Ducted CEE Tier 1
213785669 | Central HP <5.4 tons | BRYANT HEATING AND COOLING SYSTEMS | HRCU-A-CB (Split System: Heat Pump with Remote Outdoor Unit-Air-Source) | 284ANV036*0**B* |  |  | CSPH*4212AL*+UI | 88*TB36070C14*** | 33200 | 18 | 8.5 | 36800 | 26200 | 71.2% | 2.02 | 0 | 11.5 |  |  |  | No | R-410A | 2.7667 | Residential & Commercial | Ducted CEE Tier 1
213069264 | Central HP <5.4 tons | ACIQ | HRCU-A-CB (Split System: Heat Pump with Remote Outdoor Unit-Air-Source) | DLCURAH36ABK |  |  | EA*4X37L17A* | *92ESN0601714A* | 35800 | 16 | 8.1 | 38500 | 34800 | 90.39% | 2 | 0 | 10 |  |  |  | No | R-410A | 2.9833 | Residential & Commercial | Ducted CEE Tier 1
213069282 | Central HP <5.4 tons | ACIQ | HRCU-A-CB (Split System: Heat Pump with Remote Outdoor Unit-Air-Source) | DLCURAH36ABK |  |  | EA*4X37L21A* | *80VSL0701716A* | 36600 | 15.5 | 8.5 | 38500 | 34800 | 90.39% | 2.08 | 0 | 10 |  |  |  | No | R-410A | 3.05 | Residential & Commercial | Ducted CEE Tier 1
213785366 | Central HP <5.4 tons | CARRIER | HRCU-A-CB (Split System: Heat Pump with Remote Outdoor Unit-Air-Source) | 25VNA436A*031* |  |  | CAP**3621AL*+UI | 59MN7C080C17**14 | 32000 | 18.5 | 8.5 | 38500 | 27000 | 70.13% | 1.94 | 0 | 11 |  |  |  | No | R-410A | 2.6667 | Residential & Commercial | Ducted CEE Tier 1
216050996 | Central HP <5.4 tons | RHEEM | HRCU-A-CB (Split System: Heat Pump with Remote Outdoor Unit-Air-Source) | RP19AY24AJVC |  |  | RCFY2421HEAAM | R951V0403A17M4 | 22800 | 21 | 10 | 22800 | 18500 | 81.14% | 1.8 | 0 | 13 |  |  |  | No | R-454B | 1.9 | Residential & Commercial | Ducted CEE Tier 1
215678366 | Central HP <5.4 tons | AIRQUEST | HRCU-A-CB (Split System: Heat Pump with Remote Outdoor Unit-Air-Source) | H5H0V24*K*AAA* |  |  | EA*5X37M17A*+WALLCON | *97CTN0601716A* | 23600 | 16.5 | 9 | 23600 | 16600 | 70.34% | 1.98 | 0 | 10 |  |  |  | No | R-454B | 1.9667 | Residential & Commercial | Ducted CEE Tier 1
215678416 | Central HP <5.4 tons | AIRQUEST | HRCU-A-CB (Split System: Heat Pump with Remote Outdoor Unit-Air-Source) | H5H0V24*K*AAA* |  |  | EA*5X37M21A*+WALLCON | *97CTN0801716A* | 24000 | 17 | 9 | 23400 | 16400 | 70.09% | 2 | 0 | 10.5 |  |  |  | No | R-454B | 2 | Residential & Commercial | Ducted CEE Tier 1
213072177 | Central HP <5.4 tons | ACIQ | HRCU-A-CB (Split System: Heat Pump with Remote Outdoor Unit-Air-Source) | DLCURAH18ABK |  |  | EA*4X24L17A* | *80ES(N,L)0701712A* | 18000 | 16 | 8.5 | 18800 | 18900 | 100.5% | 2.28 | 0 | 10.5 |  |  |  | No | R-410A | 1.5 | Residential & Commercial | Ducted CEE Tier 1
213072211 | Central HP <5.4 tons | ACIQ | HRCU-A-CB (Split System: Heat Pump with Remote Outdoor Unit-Air-Source) | DLCURAH18ABK |  |  | EA*4X25L17A* | *92ESN0601412A* | 18700 | 16.5 | 8.5 | 18500 | 17400 | 94.05% | 2.12 | 0 | 11 |  |  |  | No | R-410A | 1.5583 | Residential & Commercial | Ducted CEE Tier 1
213072227 | Central HP <5.4 tons | ACIQ | HRCU-A-CB (Split System: Heat Pump with Remote Outdoor Unit-Air-Source) | DLCURAH18ABK |  |  | EA*4X30L14A* | *96VTN0601412A* | 18000 | 16 | 8.5 | 18500 | 18500 | 100% | 2.22 | 0 | 10.5 |  |  |  | No | R-410A | 1.5 | Residential & Commercial | Ducted CEE Tier 1
213072245 | Central HP <5.4 tons | ACIQ | HRCU-A-CB (Split System: Heat Pump with Remote Outdoor Unit-Air-Source) | DLCURAH18ABK |  |  | EA*4X30L17A* | *96VTN0801716A* | 17600 | 16 | 8.5 | 18100 | 18600 | 102.8% | 2.24 | 0 | 10.5 |  |  |  | No | R-410A | 1.4667 | Residential & Commercial | Ducted CEE Tier 1
213072261 | Central HP <5.4 tons | ACIQ | HRCU-A-CB (Split System: Heat Pump with Remote Outdoor Unit-Air-Source) | DLCURAH18ABK |  |  | EA*4X30L17A* | *80ES(N,L)0701412A* | 17800 | 16.5 | 8.5 | 18200 | 18500 | 101.6% | 2.22 | 0 | 10.5 |  |  |  | No | R-410A | 1.4833 | Residential & Commercial | Ducted CEE Tier 1
214719843 | Central HP <5.4 tons | COLEMAN | HRCU-A-CB (Split System: Heat Pump with Remote Outdoor Unit-Air-Source) | HH836E2S11 |  |  | CTU48C5XFS1+TXV | TMLE120C16MP11 | 33600 | 19 | 9 | 31400 | 25400 | 80.89% | 2 | 0 | 11 |  |  |  | No | R-454B | 2.8 | Residential & Commercial | Ducted CEE Tier 1
213785448 | Central HP <5.4 tons | CARRIER | HRCU-A-CB (Split System: Heat Pump with Remote Outdoor Unit-Air-Source) | 25VNA436A*031* |  |  | CAP**4224AL*+UI | 59MN7C100C21**22 | 32600 | 19 | 9 | 37800 | 26600 | 70.37% | 1.98 | 0 | 11.7 |  |  |  | No | R-410A | 2.7167 | Residential & Commercial | Ducted CEE Tier 1
213785450 | Central HP <5.4 tons | CARRIER | HRCU-A-CB (Split System: Heat Pump with Remote Outdoor Unit-Air-Source) | 25VNA436A*031* |  |  | CAP**4224AL*+UI | 59MN7C120C24**22 | 32600 | 19 | 8.5 | 37800 | 26600 | 70.37% | 1.98 | 0 | 11.7 |  |  |  | No | R-410A | 2.7167 | Residential & Commercial | Ducted CEE Tier 1
213069785 | Central HP <5.4 tons | ACIQ | HRCU-A-CB (Split System: Heat Pump with Remote Outdoor Unit-Air-Source) | DLCURAH24ABK |  |  | EA*4X30L17A* | *80VTL0451412A* | 24200 | 16.5 | 8.5 | 26400 | 23000 | 87.12% | 1.9 | 0 | 10 |  |  |  | No | R-410A | 2.0167 | Residential & Commercial | Ducted CEE Tier 1
213069802 | Central HP <5.4 tons | ACIQ | HRCU-A-CB (Split System: Heat Pump with Remote Outdoor Unit-Air-Source) | DLCURAH24ABK |  |  | EA*4X30L17A* | *80VTL0701716A* | 24200 | 17 | 8.5 | 26200 | 23000 | 87.79% | 1.92 | 0 | 10 |  |  |  | No | R-410A | 2.0167 | Residential & Commercial | Ducted CEE Tier 1
213069820 | Central HP <5.4 tons | ACIQ | HRCU-A-CB (Split System: Heat Pump with Remote Outdoor Unit-Air-Source) | DLCURAH24ABK |  |  | EA*4X30L17A* | *95ESN0601412A* | 24400 | 15.5 | 8.5 | 26600 | 22800 | 85.71% | 1.86 | 0 | 10 |  |  |  | No | R-410A | 2.0333 | Residential & Commercial | Ducted CEE Tier 1
213069836 | Central HP <5.4 tons | ACIQ | HRCU-A-CB (Split System: Heat Pump with Remote Outdoor Unit-Air-Source) | DLCURAH24ABK |  |  | EA*4X30L17A* | *95ESN0261410A* | 23200 | 16.5 | 8.5 | 25800 | 24400 | 94.57% | 2.02 | 0 | 10 |  |  |  | No | R-410A | 1.9333 | Residential & Commercial | Ducted CEE Tier 1
213070170 | Central HP <5.4 tons | ACIQ | HRCU-A-CB (Split System: Heat Pump with Remote Outdoor Unit-Air-Source) | DLCURAH24ABK |  |  | EA*4X36L21A* | *96VSN0802120A* | 24200 | 17 | 8.5 | 26000 | 22600 | 86.92% | 1.88 | 0 | 10 |  |  |  | No | R-410A | 2.0167 | Residential & Commercial | Ducted CEE Tier 1
213070220 | Central HP <5.4 tons | ACIQ | HRCU-A-CB (Split System: Heat Pump with Remote Outdoor Unit-Air-Source) | DLCURAH24ABK |  |  | EA*4X36L21A* | *80VSL0702120A* | 24800 | 16.5 | 8.5 | 26600 | 22000 | 82.71% | 1.82 | 0 | 10 |  |  |  | No | R-410A | 2.0667 | Residential & Commercial | Ducted CEE Tier 1
213070254 | Central HP <5.4 tons | ACIQ | HRCU-A-CB (Split System: Heat Pump with Remote Outdoor Unit-Air-Source) | DLCURAH24ABK |  |  | EA*4X36L21A* | *95ESN0802120A* | 24800 | 16.5 | 8.5 | 26600 | 22000 | 82.71% | 1.82 | 0 | 10 |  |  |  | No | R-410A | 2.0667 | Residential & Commercial | Ducted CEE Tier 1
213070356 | Central HP <5.4 tons | ACIQ | HRCU-A-CB (Split System: Heat Pump with Remote Outdoor Unit-Air-Source) | DLCURAH24ABK |  |  | EA*4X36L21A* | *80ES(N,L)1102120A* | 25200 | 16.5 | 8.5 | 26800 | 21800 | 81.34% | 1.8 | 0 | 10 |  |  |  | No | R-410A | 2.1 | Residential & Commercial | Ducted CEE Tier 1
212979953 | Central HP <5.4 tons | CARRIER | HRCU-A-CB (Split System: Heat Pump with Remote Outdoor Unit-Air-Source) | 38MURAQ18AB3* |  |  | CAP**2417AL* | 58S(B,C)*B090M17**14 | 17500 | 16 | 8.5 | 18500 | 19400 | 104.9% | 2.34 | 0 | 10.5 |  |  |  | No | R-410A | 1.4583 | Residential & Commercial | Ducted CEE Tier 1
212983261 | Central HP <5.4 tons | CARRIER | HRCU-A-CB (Split System: Heat Pump with Remote Outdoor Unit-Air-Source) | 38MURAQ18AB3* |  |  | CAP**2417AL* | 59SC2E040M17**12 | 17200 | 15.5 | 8.5 | 18300 | 19400 | 106% | 2.32 | 0 | 10 |  |  |  | No | R-410A | 1.4333 | Residential & Commercial | Ducted CEE Tier 1
212983706 | Central HP <5.4 tons | CARRIER | HRCU-A-CB (Split System: Heat Pump with Remote Outdoor Unit-Air-Source) | 38MURAQ18AB3* |  |  | CNPV*2417AL* | 59SC2E060M14**12 | 17500 | 16 | 8.5 | 18500 | 19200 | 103.8% | 2.3 | 0 | 11 |  |  |  | No | R-410A | 1.4583 | Residential & Commercial | Ducted CEE Tier 1
215676459 | Central HP <5.4 tons | DAY & NIGHT | HRCU-A-CB (Split System: Heat Pump with Remote Outdoor Unit-Air-Source) | C5H0V48*K*AAA* |  |  | EVD5X60M21A*+WALLCON | *80CTL0702120B* | 48000 | 19 | 9 | 50000 | 36800 | 73.6% | 2 | 0 | 10 |  |  |  | No | R-454B | 4 | Residential & Commercial | Ducted CEE Tier 1
212983696 | Central HP <5.4 tons | CARRIER | HRCU-A-CB (Split System: Heat Pump with Remote Outdoor Unit-Air-Source) | 38MURAQ18AB3* |  |  | CNPV*2414AL* | 59SC2E060M14**12 | 17500 | 16 | 8.5 | 18500 | 19200 | 103.8% | 2.3 | 0 | 11 |  |  |  | No | R-410A | 1.4583 | Residential & Commercial | Ducted CEE Tier 1
212969937 | Central HP <5.4 tons | BRYANT HEATING AND COOLING SYSTEMS | HRCU-A-CB (Split System: Heat Pump with Remote Outdoor Unit-Air-Source) | 38MURAQ36AB3* |  |  | CAP**3717AL* | 82*SB36045V14*** | 36000 | 15.5 | 8.5 | 39000 | 35000 | 89.74% | 2 | 0 | 10 |  |  |  | No | R-410A | 3 | Residential & Commercial | Ducted CEE Tier 1
212969957 | Central HP <5.4 tons | BRYANT HEATING AND COOLING SYSTEMS | HRCU-A-CB (Split System: Heat Pump with Remote Outdoor Unit-Air-Source) | 38MURAQ36AB3* |  |  | CNPV*4217AL* | 82*SB36045V14*** | 35400 | 16 | 8.1 | 38500 | 35000 | 90.91% | 1.94 | 0 | 10 |  |  |  | No | R-410A | 2.95 | Residential & Commercial | Ducted CEE Tier 1
213785671 | Central HP <5.4 tons | BRYANT HEATING AND COOLING SYSTEMS | HRCU-A-CB (Split System: Heat Pump with Remote Outdoor Unit-Air-Source) | 284ANV036*0**B* |  |  | CSPH*4212AL*+UI | 88*TB48070C17*** | 33200 | 18 | 8.5 | 36800 | 26000 | 70.65% | 2.02 | 0 | 11.7 |  |  |  | No | R-410A | 2.7667 | Residential & Commercial | Ducted CEE Tier 1
215681985 | Central HP <5.4 tons | HEIL | HRCU-A-CB (Split System: Heat Pump with Remote Outdoor Unit-Air-Source) | H5H0V48*K*AAA* |  |  | EVM5X60M24A*+WALLCON | *80CSU0802120B* | 48000 | 19 | 9 | 50000 | 36200 | 72.4% | 2.12 | 0 | 10 |  |  |  | No | R-454B | 4 | Residential & Commercial | Ducted CEE Tier 1
215682035 | Central HP <5.4 tons | HEIL | HRCU-A-CB (Split System: Heat Pump with Remote Outdoor Unit-Air-Source) | H5H0V48*K*AAA* |  |  | EVM5X61M24A*+WALLCON | *96CTN0802120B* | 48500 | 19 | 9.5 | 50000 | 36800 | 73.6% | 2.1 | 0 | 10.5 |  |  |  | No | R-454B | 4.0417 | Residential & Commercial | Ducted CEE Tier 1
215682185 | Central HP <5.4 tons | HEIL | HRCU-A-CB (Split System: Heat Pump with Remote Outdoor Unit-Air-Source) | H5H0V48*K*AAA* |  |  | EVD5X48M24A*+WALLCON | *80CSU0802120B* | 47500 | 18.5 | 9 | 50000 | 36000 | 72% | 2.02 | 0 | 10 |  |  |  | No | R-454B | 3.9583 | Residential & Commercial | Ducted CEE Tier 1
215682235 | Central HP <5.4 tons | HEIL | HRCU-A-CB (Split System: Heat Pump with Remote Outdoor Unit-Air-Source) | H5H0V48*K*AAA* |  |  | EVD5X49M24A*+WALLCON | *96CTN0802120B* | 48000 | 19 | 9 | 50000 | 36600 | 73.2% | 2 | 0 | 10 |  |  |  | No | R-454B | 4 | Residential & Commercial | Ducted CEE Tier 1
215682535 | Central HP <5.4 tons | HEIL | HRCU-A-CB (Split System: Heat Pump with Remote Outdoor Unit-Air-Source) | H5H0V48*K*AAA* |  |  | EVD5X61M24A*+WALLCON | *80CSU1002120B* | 48500 | 19 | 9 | 50000 | 36600 | 73.2% | 2.12 | 0 | 10 |  |  |  | No | R-454B | 4.0417 | Residential & Commercial | Ducted CEE Tier 1
213780785 | Central HP <5.4 tons | CARRIER | HRCU-A-CB (Split System: Heat Pump with Remote Outdoor Unit-Air-Source) | 25VNA837A*031* |  |  | CAP**3621AL*+UI | 59MN7C060C17**14 | 31200 | 16.5 | 8.1 | 33200 | 24600 | 74.1% | 1.82 | 0 | 10.5 |  |  |  | No | R-410A | 2.6 | Residential & Commercial | Ducted CEE Tier 1
216050995 | Central HP <5.4 tons | RHEEM | HRCU-A-CB (Split System: Heat Pump with Remote Outdoor Unit-Air-Source) | RP19AY24AJVC |  |  | RCFY2421HEAAM | R951V0603A17UH | 22800 | 21 | 10 | 22800 | 18600 | 81.58% | 1.8 | 0 | 13 |  |  |  | No | R-454B | 1.9 | Residential & Commercial | Ducted CEE Tier 1
216051020 | Central HP <5.4 tons | RHEEM | HRCU-A-CB (Split System: Heat Pump with Remote Outdoor Unit-Air-Source) | RP19AY24AJVC |  |  | RCFY2421HEAAM | R98MV0855A21UP | 22800 | 21 | 10 | 22800 | 18400 | 80.7% | 1.8 | 0 | 13 |  |  |  | No | R-454B | 1.9 | Residential & Commercial | Ducted CEE Tier 1
215576397 | Central HP <5.4 tons | RHEEM | HRCU-A-CB (Split System: Heat Pump with Remote Outdoor Unit-Air-Source) | RP19AY60AJVC |  |  | RHMVY6021SEACA |  | 54500 | 17.5 | 8.1 | 54500 | 53000 | 97.25% | 2 | 0 | 10.5 |  |  |  | No | R-454B | 4.5417 | Residential & Commercial | Ducted CEE Tier 1
213781105 | Central HP <5.4 tons | CARRIER | HRCU-A-CB (Split System: Heat Pump with Remote Outdoor Unit-Air-Source) | 25VNA837A*031* |  |  | CAP**4224AL*+UI | 58TN*B135C24**22 | 31800 | 17 | 8.1 | 33000 | 24200 | 73.33% | 1.88 | 0 | 11 |  |  |  | No | R-410A | 2.65 | Residential & Commercial | Ducted CEE Tier 1
213781135 | Central HP <5.4 tons | CARRIER | HRCU-A-CB (Split System: Heat Pump with Remote Outdoor Unit-Air-Source) | 25VNA837A*031* |  |  | CAP**4224AL*+UI | 59TN6C100C21**22 | 31800 | 17 | 8.1 | 33000 | 24200 | 73.33% | 1.88 | 0 | 11 |  |  |  | No | R-410A | 2.65 | Residential & Commercial | Ducted CEE Tier 1
213785464 | Central HP <5.4 tons | CARRIER | HRCU-A-CB (Split System: Heat Pump with Remote Outdoor Unit-Air-Source) | 25VNA436A*031* |  |  | CAP**4321AL*+UI | 58TN*B110C21**20 | 33800 | 19.5 | 9 | 36400 | 25600 | 70.33% | 2.04 | 0 | 12 |  |  |  | No | R-410A | 2.8167 | Residential & Commercial | Ducted CEE Tier 1
213785480 | Central HP <5.4 tons | CARRIER | HRCU-A-CB (Split System: Heat Pump with Remote Outdoor Unit-Air-Source) | 25VNA436A*031* |  |  | CAP**4821AL*+UI | 58TN*B045C17**12 | 32800 | 18.5 | 9 | 36800 | 26000 | 70.65% | 2 | 0 | 11 |  |  |  | No | R-410A | 2.7333 | Residential & Commercial | Ducted CEE Tier 1
215853355 | Central HP <5.4 tons | COLEMAN | HRCU-A-CB (Split System: Heat Pump with Remote Outdoor Unit-Air-Source) | HH836E2S11 |  |  | CTM36C5CDS1+JMET16CS2N1 |  | 34200 | 19 | 9 | 31400 | 25600 | 81.53% | 2 | 0 | 11.7 |  |  |  | No | R-454B | 2.85 | Residential & Commercial | Ducted CEE Tier 1
213069289 | Central HP <5.4 tons | ACIQ | HRCU-A-CB (Split System: Heat Pump with Remote Outdoor Unit-Air-Source) | DLCURAH36ABK |  |  | EA*4X37L21A* | *80VTL0701716A* | 36200 | 16 | 8.5 | 38500 | 34800 | 90.39% | 2.08 | 0 | 10 |  |  |  | No | R-410A | 3.0167 | Residential & Commercial | Ducted CEE Tier 1
213069305 | Central HP <5.4 tons | ACIQ | HRCU-A-CB (Split System: Heat Pump with Remote Outdoor Unit-Air-Source) | DLCURAH36ABK |  |  | EA*4X37L21A* | *95ESU1002122A* | 37600 | 15.5 | 8.5 | 39500 | 35000 | 88.61% | 2.14 | 0 | 10 |  |  |  | No | R-410A | 3.1333 | Residential & Commercial | Ducted CEE Tier 1
213069307 | Central HP <5.4 tons | ACIQ | HRCU-A-CB (Split System: Heat Pump with Remote Outdoor Unit-Air-Source) | DLCURAH36ABK |  |  | EA*4X37L21A* | *96VTN0802120A* | 37000 | 15.5 | 8.5 | 38500 | 35000 | 90.91% | 2.1 | 0 | 10 |  |  |  | No | R-410A | 3.0833 | Residential & Commercial | Ducted CEE Tier 1
213069339 | Central HP <5.4 tons | ACIQ | HRCU-A-CB (Split System: Heat Pump with Remote Outdoor Unit-Air-Source) | DLCURAH36ABK |  |  | EA*4X42L21A* | *95ESN1002122A* | 36600 | 15.2 | 8.5 | 40000 | 35200 | 88% | 1.94 | 0 | 10 |  |  |  | No | R-410A | 3.05 | Residential & Commercial | Ducted CEE Tier 1
213069382 | Central HP <5.4 tons | ACIQ | HRCU-A-CB (Split System: Heat Pump with Remote Outdoor Unit-Air-Source) | DLCURAH36ABK |  |  | EA*4X42L24A* | *96VSN1002120A* | 35600 | 16 | 8.1 | 38500 | 35000 | 90.91% | 1.9 | 0 | 10 |  |  |  | No | R-410A | 2.9667 | Residential & Commercial | Ducted CEE Tier 1
213069407 | Central HP <5.4 tons | ACIQ | HRCU-A-CB (Split System: Heat Pump with Remote Outdoor Unit-Air-Source) | DLCURAH36ABK |  |  | EA*4X43L21A* | *80ESU0802120A | 38000 | 15.5 | 8.5 | 39000 | 35000 | 89.74% | 2.16 | 0 | 10 |  |  |  | No | R-410A | 3.1667 | Residential & Commercial | Ducted CEE Tier 1
213069482 | Central HP <5.4 tons | ACIQ | HRCU-A-CB (Split System: Heat Pump with Remote Outdoor Unit-Air-Source) | DLCURAH36ABK |  |  | EA*4X48L24A* | *80ES(N,L)0902120A* | 36600 | 16 | 8.5 | 38500 | 34800 | 90.39% | 2.08 | 0 | 10 |  |  |  | No | R-410A | 3.05 | Residential & Commercial | Ducted CEE Tier 1
213069489 | Central HP <5.4 tons | ACIQ | HRCU-A-CB (Split System: Heat Pump with Remote Outdoor Unit-Air-Source) | DLCURAH36ABK |  |  | EA*4X48L24A* | *80VSL0902120A* | 35600 | 16.5 | 8.1 | 37800 | 34600 | 91.53% | 2.04 | 0 | 10 |  |  |  | No | R-410A | 2.9667 | Residential & Commercial | Ducted CEE Tier 1
214572720 | Central HP <5.4 tons | HEIL | HRCU-A-CB (Split System: Heat Pump with Remote Outdoor Unit-Air-Source) | HVH837GKA** |  |  | EA*4X43L21A*+WALLCON | *95CSU0802120B* | 32800 | 17.5 | 8.5 | 32800 | 25200 | 76.83% | 2 | 0 | 11 |  |  |  | No | R-410A | 2.7333 | Residential & Commercial | Ducted CEE Tier 1
214572550 | Central HP <5.4 tons | HEIL | HRCU-A-CB (Split System: Heat Pump with Remote Outdoor Unit-Air-Source) | HVH837GKA** |  |  | EA*4X37L21A*+WALLCON | *95CSU1002122B* | 33000 | 17.5 | 8.5 | 32600 | 25000 | 76.69% | 2 | 0 | 11.5 |  |  |  | No | R-410A | 2.75 | Residential & Commercial | Ducted CEE Tier 1
213063066 | Central HP <5.4 tons | ACIQ | HRCU-A-CB (Split System: Heat Pump with Remote Outdoor Unit-Air-Source) | HVH825GKA3* |  |  | EA*4X37L17A*+WALLCON | *80CSU0601716A* | 24200 | 16.5 | 8.1 | 21400 | 16700 | 78.04% | 1.98 | 11.5 | 10.5 |  |  |  | No | R-410A | 2.0167 | Residential & Commercial | Ducted CEE Tier 1
213067394 | Central HP <5.4 tons | ACIQ | HRCU-A-CB (Split System: Heat Pump with Remote Outdoor Unit-Air-Source) | HVH825GKA3* |  |  | EHD4X42AAL+WALLCON | *95CSU0802120A* | 24200 | 16 | 8.1 | 21400 | 16600 | 77.57% | 2 | 0 | 11 |  |  |  | No | R-410A | 2.0167 | Residential & Commercial | Ducted CEE Tier 1
206136177 | Central HP <5.4 tons | AIRQUEST | HRCU-A-CB (Split System: Heat Pump with Remote Outdoor Unit-Air-Source) | HVH837GKA** |  |  | EA*4X48L21A*+WALLCON | *95CSU1002122A* | 32400 | 17.5 | 8.5 | 32600 | 24800 | 76.07% | 2 | 12 | 11.5 |  |  |  | No | R-410A | 2.7 | Residential & Commercial | Ducted CEE Tier 1
215682155 | Central HP <5.4 tons | HEIL | HRCU-A-CB (Split System: Heat Pump with Remote Outdoor Unit-Air-Source) | H5H0V48*K*AAA* |  |  | EVD5X48M21A*+WALLCON | *97CTN0802120A* | 47000 | 18.5 | 9 | 50000 | 36600 | 73.2% | 1.98 | 0 | 10 |  |  |  | No | R-454B | 3.9167 | Residential & Commercial | Ducted CEE Tier 1
215682455 | Central HP <5.4 tons | HEIL | HRCU-A-CB (Split System: Heat Pump with Remote Outdoor Unit-Air-Source) | H5H0V48*K*AAA* |  |  | EVD5X61M21A*+WALLCON | *80CSU0601716B* | 48500 | 19 | 9 | 50000 | 36800 | 73.6% | 2.1 | 0 | 10 |  |  |  | No | R-454B | 4.0417 | Residential & Commercial | Ducted CEE Tier 1
215682555 | Central HP <5.4 tons | HEIL | HRCU-A-CB (Split System: Heat Pump with Remote Outdoor Unit-Air-Source) | H5H0V48*K*AAA* |  |  | EVD5X61M24A*+WALLCON | *97CTN1002122A* | 48500 | 19.5 | 9.5 | 50000 | 36600 | 73.2% | 2.12 | 0 | 10.5 |  |  |  | No | R-454B | 4.0417 | Residential & Commercial | Ducted CEE Tier 1
213785347 | Central HP <5.4 tons | BRYANT HEATING AND COOLING SYSTEMS | HRCU-A-CB (Split System: Heat Pump with Remote Outdoor Unit-Air-Source) | 284ANV036*0**B* |  |  | CAP**3617AL*+UI | 987MC42080C17*** | 32000 | 18.5 | 8.5 | 38500 | 27000 | 70.13% | 1.92 | 0 | 11 |  |  |  | No | R-410A | 2.6667 | Residential & Commercial | Ducted CEE Tier 1
213785363 | Central HP <5.4 tons | BRYANT HEATING AND COOLING SYSTEMS | HRCU-A-CB (Split System: Heat Pump with Remote Outdoor Unit-Air-Source) | 284ANV036*0**B* |  |  | CAP**3621AL*+UI | 935CB48060C17*** | 32200 | 18.5 | 8.5 | 38500 | 27000 | 70.13% | 1.94 | 0 | 11 |  |  |  | No | R-410A | 2.6833 | Residential & Commercial | Ducted CEE Tier 1
213785463 | Central HP <5.4 tons | BRYANT HEATING AND COOLING SYSTEMS | HRCU-A-CB (Split System: Heat Pump with Remote Outdoor Unit-Air-Source) | 284ANV036*0**B* |  |  | CAP**4321AL*+UI | 88*TB60090C21*** | 33800 | 19.5 | 9 | 36400 | 25600 | 70.33% | 2.04 | 0 | 12 |  |  |  | No | R-410A | 2.8167 | Residential & Commercial | Ducted CEE Tier 1
215679286 | Central HP <5.4 tons | AIRQUEST | HRCU-A-CB (Split System: Heat Pump with Remote Outdoor Unit-Air-Source) | H5H0V36*K*AAA* |  |  | EA*5X37M21A*+WALLCON | *80CSU0401712B* | 34600 | 17.5 | 9 | 35200 | 25000 | 71.02% | 1.9 | 0 | 10 |  |  |  | No | R-454B | 2.8833 | Residential & Commercial | Ducted CEE Tier 1
215679636 | Central HP <5.4 tons | AIRQUEST | HRCU-A-CB (Split System: Heat Pump with Remote Outdoor Unit-Air-Source) | H5H0V36*K*AAA* |  |  | EA*5X61M21A*+WALLCON | *97CTN0801716A* | 34600 | 18 | 9 | 34600 | 25000 | 72.25% | 1.92 | 0 | 10 |  |  |  | No | R-454B | 2.8833 | Residential & Commercial | Ducted CEE Tier 1
215676419 | Central HP <5.4 tons | DAY & NIGHT | HRCU-A-CB (Split System: Heat Pump with Remote Outdoor Unit-Air-Source) | C5H0V48*K*AAA* |  |  | EVD5X60M21A*+WALLCON | *80CSU0802120A* | 48000 | 19 | 9 | 50000 | 36600 | 73.2% | 2.12 | 0 | 10 |  |  |  | No | R-454B | 4 | Residential & Commercial | Ducted CEE Tier 1
215676719 | Central HP <5.4 tons | DAY & NIGHT | HRCU-A-CB (Split System: Heat Pump with Remote Outdoor Unit-Air-Source) | C5H0V48*K*AAA* |  |  | EVD5X61M21A*+WALLCON | *80CTL0701716B* | 48500 | 19 | 9 | 50000 | 37200 | 74.4% | 1.98 | 0 | 10 |  |  |  | No | R-454B | 4.0417 | Residential & Commercial | Ducted CEE Tier 1
215678236 | Central HP <5.4 tons | AIRQUEST | HRCU-A-CB (Split System: Heat Pump with Remote Outdoor Unit-Air-Source) | H5H0V24*K*AAA* |  |  | EA*5X25M17A*+WALLCON | *80CSU0601716B* | 24000 | 17 | 9 | 23200 | 16300 | 70.26% | 2.02 | 0 | 10.5 |  |  |  | No | R-454B | 2 | Residential & Commercial | Ducted CEE Tier 1
213781285 | Central HP <5.4 tons | CARRIER | HRCU-A-CB (Split System: Heat Pump with Remote Outdoor Unit-Air-Source) | 25VNA837A*031* |  |  | CAP**4821AL*+UI | 58TN*B070C17**16 | 32200 | 17 | 8.1 | 32600 | 25000 | 76.69% | 1.96 | 0 | 11 |  |  |  | No | R-410A | 2.6833 | Residential & Commercial | Ducted CEE Tier 1
213781335 | Central HP <5.4 tons | CARRIER | HRCU-A-CB (Split System: Heat Pump with Remote Outdoor Unit-Air-Source) | 25VNA837A*031* |  |  | CAP**4821AL*+UI | 59MN7C060C17**14 | 32000 | 16.5 | 8.1 | 32800 | 25200 | 76.83% | 1.94 | 0 | 10.5 |  |  |  | No | R-410A | 2.6667 | Residential & Commercial | Ducted CEE Tier 1
213780865 | Central HP <5.4 tons | CARRIER | HRCU-A-CB (Split System: Heat Pump with Remote Outdoor Unit-Air-Source) | 25VNA837A*031* |  |  | CAP**3721AL*+UI | 58TN*B090C17**16 | 32600 | 17 | 8.5 | 32800 | 25000 | 76.22% | 1.98 | 0 | 11 |  |  |  | No | R-410A | 2.7167 | Residential & Commercial | Ducted CEE Tier 1
213780965 | Central HP <5.4 tons | CARRIER | HRCU-A-CB (Split System: Heat Pump with Remote Outdoor Unit-Air-Source) | 25VNA837A*031* |  |  | CAP**4221AL*+UI | 58TN*B045C17**12 | 31600 | 16.5 | 8.1 | 33400 | 24800 | 74.25% | 1.84 | 0 | 10.5 |  |  |  | No | R-410A | 2.6333 | Residential & Commercial | Ducted CEE Tier 1
214574598 | Central HP <5.4 tons | CARRIER | HRCU-A-CB (Split System: Heat Pump with Remote Outdoor Unit-Air-Source) | 25VNA837A*031* |  |  | CNPV*4821AL*+UI | 59MN7C060C21**20 | 32200 | 17 | 8.1 | 33000 | 25000 | 75.76% | 1.94 | 0 | 11.5 |  |  |  | No | R-410A | 2.6833 | Residential & Commercial | Ducted CEE Tier 1
213070404 | Central HP <5.4 tons | ACIQ | HRCU-A-CB (Split System: Heat Pump with Remote Outdoor Unit-Air-Source) | DLCURAH24ABK |  |  | EA*4X36L21A* | *95ESN0801716A* | 24800 | 15.5 | 8.5 | 26800 | 22000 | 82.09% | 1.8 | 0 | 10 |  |  |  | No | R-410A | 2.0667 | Residential & Commercial | Ducted CEE Tier 1
213070440 | Central HP <5.4 tons | ACIQ | HRCU-A-CB (Split System: Heat Pump with Remote Outdoor Unit-Air-Source) | DLCURAH24ABK |  |  | EA*4X36L21A* | OMV112K14A | 24200 | 16.5 | 8.5 | 26200 | 22600 | 86.26% | 1.86 | 0 | 10 |  |  |  | No | R-410A | 2.0167 | Residential & Commercial | Ducted CEE Tier 1
213070487 | Central HP <5.4 tons | ACIQ | HRCU-A-CB (Split System: Heat Pump with Remote Outdoor Unit-Air-Source) | DLCURAH24ABK |  |  | EA*4X37L17A* | *95ESU0401712A* | 24000 | 17 | 8.5 | 25200 | 22000 | 87.3% | 1.84 | 0 | 10 |  |  |  | No | R-410A | 2 | Residential & Commercial | Ducted CEE Tier 1
213070622 | Central HP <5.4 tons | ACIQ | HRCU-A-CB (Split System: Heat Pump with Remote Outdoor Unit-Air-Source) | DLCURAH24ABK |  |  | EA*4X37L17A* | *95ESN0601714A* | 25200 | 16 | 8.5 | 26200 | 21200 | 80.92% | 1.76 | 0 | 10 |  |  |  | No | R-410A | 2.1 | Residential & Commercial | Ducted CEE Tier 1
213070739 | Central HP <5.4 tons | ACIQ | HRCU-A-CB (Split System: Heat Pump with Remote Outdoor Unit-Air-Source) | DLCURAH24ABK |  |  | EA*4X37L21A* | *95ESU0601716A* | 25000 | 17 | 8.5 | 25600 | 20800 | 81.25% | 1.76 | 0 | 10.5 |  |  |  | No | R-410A | 2.0833 | Residential & Commercial | Ducted CEE Tier 1
213070789 | Central HP <5.4 tons | ACIQ | HRCU-A-CB (Split System: Heat Pump with Remote Outdoor Unit-Air-Source) | DLCURAH24ABK |  |  | EA*4X37L21A* | *96VTN0802120A* | 24200 | 17 | 8.1 | 25000 | 21400 | 85.6% | 1.8 | 0 | 10 |  |  |  | No | R-410A | 2.0167 | Residential & Commercial | Ducted CEE Tier 1
213070806 | Central HP <5.4 tons | ACIQ | HRCU-A-CB (Split System: Heat Pump with Remote Outdoor Unit-Air-Source) | DLCURAH24ABK |  |  | EA*4X37L21A* | *80ES(N,L)0451712A* | 24800 | 17 | 8.5 | 25400 | 21000 | 82.68% | 1.76 | 0 | 10.5 |  |  |  | No | R-410A | 2.0667 | Residential & Commercial | Ducted CEE Tier 1
214575797 | Central HP <5.4 tons | CARRIER | HRCU-A-CB (Split System: Heat Pump with Remote Outdoor Unit-Air-Source) | 25VNA436A*031* |  |  | CNPV*3621AL*+UI | 59TN6C080C21**20 | 32800 | 18.5 | 9 | 38500 | 27000 | 70.13% | 1.94 | 0 | 12 |  |  |  | No | R-410A | 2.7333 | Residential & Commercial | Ducted CEE Tier 1
213785200 | Central HP <5.4 tons | BRYANT HEATING AND COOLING SYSTEMS | HRCU-A-CB (Split System: Heat Pump with Remote Outdoor Unit-Air-Source) | 284ANV024*0**B* |  |  | CSPH*3012AL*+UI | 987MC42060C17*** | 23000 | 18.5 | 10 | 27000 | 20200 | 74.81% | 2.4 | 0 | 12 |  |  |  | No | R-410A | 1.9167 | Residential & Commercial | Ducted CEE Tier 1
213785234 | Central HP <5.4 tons | BRYANT HEATING AND COOLING SYSTEMS | HRCU-A-CB (Split System: Heat Pump with Remote Outdoor Unit-Air-Source) | 284ANV024*0**B* |  |  | CSPH*3612AL*+UI | 987MC66100C21*** | 23800 | 19 | 10 | 26600 | 19700 | 74.06% | 2.5 | 0 | 13 |  |  |  | No | R-410A | 1.9833 | Residential & Commercial | Ducted CEE Tier 1
214719828 | Central HP <5.4 tons | COLEMAN | HRCU-A-CB (Split System: Heat Pump with Remote Outdoor Unit-Air-Source) | HH836E2S11 |  |  | CTU48C5XFS1+TXV | TM8E080C16MP11 | 33200 | 19 | 9 | 31200 | 25400 | 81.41% | 2 | 0 | 11 |  |  |  | No | R-454B | 2.7667 | Residential & Commercial | Ducted CEE Tier 1
214719848 | Central HP <5.4 tons | COLEMAN | HRCU-A-CB (Split System: Heat Pump with Remote Outdoor Unit-Air-Source) | HH836E2S11 |  |  | CTU48C5XFS1+TXV | TM8E100C16MP11 | 33400 | 19 | 9 | 31400 | 25400 | 80.89% | 2 | 0 | 11 |  |  |  | No | R-454B | 2.7833 | Residential & Commercial | Ducted CEE Tier 1
213785467 | Central HP <5.4 tons | BRYANT HEATING AND COOLING SYSTEMS | HRCU-A-CB (Split System: Heat Pump with Remote Outdoor Unit-Air-Source) | 284ANV036*0**B* |  |  | CAP**4321AL*+UI | 935CB48060C17*** | 33800 | 19 | 9 | 36600 | 25800 | 70.49% | 2.02 | 0 | 11.7 |  |  |  | No | R-410A | 2.8167 | Residential & Commercial | Ducted CEE Tier 1
215676576 | Central HP <5.4 tons | AIRQUEST | HRCU-A-CB (Split System: Heat Pump with Remote Outdoor Unit-Air-Source) | H5H0V48*K*AAA* |  |  | EVD5X60M21A*+WALLCON | *96CTN1002122B* | 48000 | 19 | 9 | 50000 | 36600 | 73.2% | 2 | 0 | 10 |  |  |  | No | R-454B | 4 | Residential & Commercial | Ducted CEE Tier 1
215676826 | Central HP <5.4 tons | AIRQUEST | HRCU-A-CB (Split System: Heat Pump with Remote Outdoor Unit-Air-Source) | H5H0V48*K*AAA* |  |  | EVD5X61M21A*+WALLCON | *96CTN0801714B* | 48000 | 19 | 9 | 50000 | 36400 | 72.8% | 2.02 | 0 | 10 |  |  |  | No | R-454B | 4 | Residential & Commercial | Ducted CEE Tier 1
214569533 | Central HP <5.4 tons | BRYANT HEATING AND COOLING SYSTEMS | HRCU-A-CB (Split System: Heat Pump with Remote Outdoor Unit-Air-Source) | 284ANV036*0**B* |  |  | CAP**4221AL*+UI | 935CB66100C21*** | 33200 | 19 | 9.5 | 37800 | 26600 | 70.37% | 2 | 0 | 11.5 |  |  |  | No | R-410A | 2.7667 | Residential & Commercial | Ducted CEE Tier 1
215681826 | Central HP <5.4 tons | AIRQUEST | HRCU-A-CB (Split System: Heat Pump with Remote Outdoor Unit-Air-Source) | H5H0V48*K*AAA* |  |  | EVM5X49M21A*+WALLCON | *80CSU0401712B* | 48000 | 18.5 | 9 | 50000 | 36600 | 73.2% | 2 | 0 | 10 |  |  |  | No | R-454B | 4 | Residential & Commercial | Ducted CEE Tier 1
215682176 | Central HP <5.4 tons | AIRQUEST | HRCU-A-CB (Split System: Heat Pump with Remote Outdoor Unit-Air-Source) | H5H0V48*K*AAA* |  |  | EVD5X48M24A*+WALLCON | *96CTN0802120B* | 47000 | 18.5 | 9 | 50000 | 36400 | 72.8% | 2 | 0 | 10 |  |  |  | No | R-454B | 3.9167 | Residential & Commercial | Ducted CEE Tier 1
213070840 | Central HP <5.4 tons | ACIQ | HRCU-A-CB (Split System: Heat Pump with Remote Outdoor Unit-Air-Source) | DLCURAH24ABK |  |  | EA*4X37L21A* | *92ESN0601714A* | 25000 | 17 | 8.5 | 25600 | 20800 | 81.25% | 1.76 | 0 | 10.5 |  |  |  | No | R-410A | 2.0833 | Residential & Commercial | Ducted CEE Tier 1
213070905 | Central HP <5.4 tons | ACIQ | HRCU-A-CB (Split System: Heat Pump with Remote Outdoor Unit-Air-Source) | DLCURAH24ABK |  |  | EA*4X37L21A* | OMV112K14A | 25000 | 16 | 8.5 | 25600 | 21000 | 82.03% | 1.76 | 0 | 10 |  |  |  | No | R-410A | 2.0833 | Residential & Commercial | Ducted CEE Tier 1
213070956 | Central HP <5.4 tons | ACIQ | HRCU-A-CB (Split System: Heat Pump with Remote Outdoor Unit-Air-Source) | DLCURAH24ABK |  |  | EN(A,D)4X24L14** | *96VTN0601412A* | 23200 | 16 | 8.5 | 26400 | 24600 | 93.18% | 2.04 | 0 | 10 |  |  |  | No | R-410A | 1.9333 | Residential & Commercial | Ducted CEE Tier 1
213070990 | Central HP <5.4 tons | ACIQ | HRCU-A-CB (Split System: Heat Pump with Remote Outdoor Unit-Air-Source) | DLCURAH24ABK |  |  | EN(A,D)4X24L17** | *80VSL0451412A* | 23800 | 16 | 8.5 | 26800 | 23200 | 86.57% | 1.9 | 0 | 10 |  |  |  | No | R-410A | 1.9833 | Residential & Commercial | Ducted CEE Tier 1
213071460 | Central HP <5.4 tons | ACIQ | HRCU-A-CB (Split System: Heat Pump with Remote Outdoor Unit-Air-Source) | DLCURAH24ABK |  |  | EN(A,D)4X30L17** | *92ESN0401410A* | 24000 | 15.2 | 8.1 | 26600 | 22800 | 85.71% | 1.86 | 0 | 10 |  |  |  | No | R-410A | 2 | Residential & Commercial | Ducted CEE Tier 1
213071609 | Central HP <5.4 tons | ACIQ | HRCU-A-CB (Split System: Heat Pump with Remote Outdoor Unit-Air-Source) | DLCURAH24ABK |  |  | EN(A,D,W)4X36L17** | *96VTN0401410A* | 23400 | 16 | 8.1 | 25800 | 24000 | 93.02% | 2 | 0 | 10 |  |  |  | No | R-410A | 1.95 | Residential & Commercial | Ducted CEE Tier 1
213071941 | Central HP <5.4 tons | ACIQ | HRCU-A-CB (Split System: Heat Pump with Remote Outdoor Unit-Air-Source) | DLCURAH24ABK |  |  | EN(A,D)4X36L21** | *80ESU0601716A | 24800 | 16.5 | 8.5 | 26600 | 22200 | 83.46% | 1.84 | 0 | 10.5 |  |  |  | No | R-410A | 2.0667 | Residential & Commercial | Ducted CEE Tier 1
206772921 | Central HP <5.4 tons | AIRQUEST | HRCU-A-CB (Split System: Heat Pump with Remote Outdoor Unit-Air-Source) | HVH837GKA2* |  |  | EHD4X48AAL+WALLCON | *96CTN1202422A* | 32600 | 17 | 8.1 | 33000 | 24800 | 75.15% | 1.98 | 11 | 11 |  |  |  | No | R-410A | 2.7167 | Residential & Commercial | Ducted CEE Tier 1
206773038 | Central HP <5.4 tons | AIRQUEST | HRCU-A-CB (Split System: Heat Pump with Remote Outdoor Unit-Air-Source) | HVH837GKA2* |  |  | EA*4X37L21A*+WALLCON | *80CSU0401712A* | 32800 | 17.5 | 8.5 | 33000 | 25200 | 76.36% | 1.98 | 12 | 11 |  |  |  | No | R-410A | 2.7333 | Residential & Commercial | Ducted CEE Tier 1
213072060 | Central HP <5.4 tons | ACIQ | HRCU-A-CB (Split System: Heat Pump with Remote Outdoor Unit-Air-Source) | DLCURAH24ABK |  |  | FVM4X24***L |  | 23800 | 17 | 8.5 | 25800 | 23000 | 89.15% | 1.92 | 0 | 10 |  |  |  | No | R-410A | 1.9833 | Residential & Commercial | Ducted CEE Tier 1
215681515 | Central HP <5.4 tons | HEIL | HRCU-A-CB (Split System: Heat Pump with Remote Outdoor Unit-Air-Source) | H5H0V48*K*AAA* |  |  | EA*5X61M24A*+WALLCON | *96CTN0802120B* | 46000 | 18 | 9 | 48000 | 33800 | 70.42% | 2.08 | 0 | 10 |  |  |  | No | R-454B | 3.8333 | Residential & Commercial | Ducted CEE Tier 1
215675515 | Central HP <5.4 tons | HEIL | HRCU-A-CB (Split System: Heat Pump with Remote Outdoor Unit-Air-Source) | H5H0V48*K*AAA* |  |  | EVM5X49M21A*+WALLCON | *80CSU1002120A* | 48000 | 18.5 | 9 | 50000 | 36800 | 73.6% | 2 | 0 | 10 |  |  |  | No | R-454B | 4 | Residential & Commercial | Ducted CEE Tier 1
212973397 | Central HP <5.4 tons | DAY & NIGHT | HRCU-A-CB (Split System: Heat Pump with Remote Outdoor Unit-Air-Source) | DLCURAH18ABK |  |  | EN(A,D)4X30L17** | *96VSN0601412B* | 17500 | 16.5 | 8.1 | 18000 | 18700 | 103.9% | 2.24 | 0 | 11 |  |  |  | No | R-410A | 1.4583 | Residential & Commercial | Ducted CEE Tier 1
212975084 | Central HP <5.4 tons | DAY & NIGHT | HRCU-A-CB (Split System: Heat Pump with Remote Outdoor Unit-Air-Source) | DLCURAH18ABK |  |  | EA*4X24L17A* | *96VTN0401712B* | 17200 | 16 | 8.5 | 18200 | 19400 | 106.6% | 2.34 | 0 | 10.5 |  |  |  | No | R-410A | 1.4333 | Residential & Commercial | Ducted CEE Tier 1
212969737 | Central HP <5.4 tons | BRYANT HEATING AND COOLING SYSTEMS | HRCU-A-CB (Split System: Heat Pump with Remote Outdoor Unit-Air-Source) | 38MURAQ24AB3* |  |  | CAP**2417AL* | 82*SB36045V14*** | 23200 | 17 | 8.5 | 26800 | 27000 | 100.7% | 2.3 | 0 | 10 |  |  |  | No | R-410A | 1.9333 | Residential & Commercial | Ducted CEE Tier 1
212971677 | Central HP <5.4 tons | BRYANT HEATING AND COOLING SYSTEMS | HRCU-A-CB (Split System: Heat Pump with Remote Outdoor Unit-Air-Source) | 38MURAQ24AB3* |  |  | CAP**3717AL* | 82*TB48070V17*** | 24000 | 17 | 8.5 | 25200 | 22000 | 87.3% | 1.84 | 0 | 10 |  |  |  | No | R-410A | 2 | Residential & Commercial | Ducted CEE Tier 1
213069491 | Central HP <5.4 tons | ACIQ | HRCU-A-CB (Split System: Heat Pump with Remote Outdoor Unit-Air-Source) | DLCURAH36ABK |  |  | EA*4X48L24A* | *80VSL1102422A* | 35800 | 16.5 | 8.5 | 37800 | 34600 | 91.53% | 2.04 | 0 | 10 |  |  |  | No | R-410A | 2.9833 | Residential & Commercial | Ducted CEE Tier 1
213069498 | Central HP <5.4 tons | ACIQ | HRCU-A-CB (Split System: Heat Pump with Remote Outdoor Unit-Air-Source) | DLCURAH36ABK |  |  | EA*4X48L24A* | *92ESN1002122A* | 37400 | 15.5 | 8.5 | 38500 | 35000 | 90.91% | 2.12 | 0 | 10 |  |  |  | No | R-410A | 3.1167 | Residential & Commercial | Ducted CEE Tier 1
213069500 | Central HP <5.4 tons | ACIQ | HRCU-A-CB (Split System: Heat Pump with Remote Outdoor Unit-Air-Source) | DLCURAH36ABK |  |  | EA*4X48L24A* | *95ESN0802120A* | 36600 | 15.5 | 8.5 | 38500 | 34800 | 90.39% | 2.1 | 0 | 10 |  |  |  | No | R-410A | 3.05 | Residential & Commercial | Ducted CEE Tier 1
213069505 | Central HP <5.4 tons | ACIQ | HRCU-A-CB (Split System: Heat Pump with Remote Outdoor Unit-Air-Source) | DLCURAH36ABK |  |  | EA*4X48L24A* | *96VSN0802120A* | 36200 | 16 | 8.5 | 38500 | 34600 | 89.87% | 2.06 | 0 | 10 |  |  |  | No | R-410A | 3.0167 | Residential & Commercial | Ducted CEE Tier 1
213069514 | Central HP <5.4 tons | ACIQ | HRCU-A-CB (Split System: Heat Pump with Remote Outdoor Unit-Air-Source) | DLCURAH36ABK |  |  | EA*4X48L24A* | *96VTN1202422A* | 36000 | 16 | 8.5 | 38500 | 34600 | 89.87% | 2.06 | 0 | 10 |  |  |  | No | R-410A | 3 | Residential & Commercial | Ducted CEE Tier 1
213069564 | Central HP <5.4 tons | ACIQ | HRCU-A-CB (Split System: Heat Pump with Remote Outdoor Unit-Air-Source) | DLCURAH36ABK |  |  | EN(A,D,W)4X48L21** | *95ESU0601716A* | 35800 | 16 | 8.1 | 38500 | 34800 | 90.39% | 2 | 0 | 10 |  |  |  | No | R-410A | 2.9833 | Residential & Commercial | Ducted CEE Tier 1
213069584 | Central HP <5.4 tons | ACIQ | HRCU-A-CB (Split System: Heat Pump with Remote Outdoor Unit-Air-Source) | DLCURAH36ABK |  |  | EN(A,D)4X48L24** | *80VSL0702120A* | 36000 | 16 | 8.1 | 38500 | 34800 | 90.39% | 2.02 | 0 | 10 |  |  |  | No | R-410A | 3 | Residential & Commercial | Ducted CEE Tier 1
213069563 | Central HP <5.4 tons | ACIQ | HRCU-A-CB (Split System: Heat Pump with Remote Outdoor Unit-Air-Source) | DLCURAH36ABK |  |  | EN(A,D,W)4X48L21** | *96VSN1002120A* | 36200 | 16 | 8.1 | 38500 | 34800 | 90.39% | 2.02 | 0 | 10 |  |  |  | No | R-410A | 3.0167 | Residential & Commercial | Ducted CEE Tier 1
215679955 | Central HP <5.4 tons | HEIL | HRCU-A-CB (Split System: Heat Pump with Remote Outdoor Unit-Air-Source) | H5H0V36*K*AAA* |  |  | ESH5X60M12A*+WALLCON | *80CSU0601716B* | 34600 | 17 | 8.5 | 34600 | 24800 | 71.68% | 1.92 | 0 | 10 |  |  |  | No | R-454B | 2.8833 | Residential & Commercial | Ducted CEE Tier 1
215675779 | Central HP <5.4 tons | DAY & NIGHT | HRCU-A-CB (Split System: Heat Pump with Remote Outdoor Unit-Air-Source) | C5H0V48*K*AAA* |  |  | EVM5X60M21A*+WALLCON | *95CSU1002122B* | 48000 | 19 | 9 | 50000 | 36600 | 73.2% | 2.12 | 0 | 10 |  |  |  | No | R-454B | 4 | Residential & Commercial | Ducted CEE Tier 1
216051063 | Central HP <5.4 tons | RHEEM | HRCU-A-CB (Split System: Heat Pump with Remote Outdoor Unit-Air-Source) | RP19AY36AJVC |  |  | RCFY3621MEAAM | R802V0504A17UH | 34200 | 20 | 10 | 34200 | 29600 | 86.55% | 2 | 0 | 12 |  |  |  | No | R-454B | 2.85 | Residential & Commercial | Ducted CEE Tier 1
216051104 | Central HP <5.4 tons | RHEEM | HRCU-A-CB (Split System: Heat Pump with Remote Outdoor Unit-Air-Source) | RP19AY36AJVC |  |  | RCFY3621MEAAM | R98MV1005A21UP | 34200 | 21 | 10 | 34200 | 29400 | 85.96% | 2 | 0 | 12 |  |  |  | No | R-454B | 2.85 | Residential & Commercial | Ducted CEE Tier 1
216051073 | Central HP <5.4 tons | RHEEM | HRCU-A-CB (Split System: Heat Pump with Remote Outdoor Unit-Air-Source) | RP19AY36AJVC |  |  | RCFY3621MEAAM | R98MV0855A21UP | 34200 | 21 | 10 | 34200 | 29400 | 85.96% | 2 | 0 | 12 |  |  |  | No | R-454B | 2.85 | Residential & Commercial | Ducted CEE Tier 1
216051071 | Central HP <5.4 tons | RHEEM | HRCU-A-CB (Split System: Heat Pump with Remote Outdoor Unit-Air-Source) | RP19AY36AJVC |  |  | RCFY3621MEAAM | R98MV0603A17UP | 34200 | 20 | 10 | 34200 | 29600 | 86.55% | 2 | 0 | 12 |  |  |  | No | R-454B | 2.85 | Residential & Commercial | Ducted CEE Tier 1
216051080 | Central HP <5.4 tons | RHEEM | HRCU-A-CB (Split System: Heat Pump with Remote Outdoor Unit-Air-Source) | RP19AY36AJVC |  |  | RCFY3621MEAAM | R97MV0855A21DH | 34200 | 21 | 10 | 34200 | 29400 | 85.96% | 2 | 0 | 12 |  |  |  | No | R-454B | 2.85 | Residential & Commercial | Ducted CEE Tier 1
213069580 | Central HP <5.4 tons | ACIQ | HRCU-A-CB (Split System: Heat Pump with Remote Outdoor Unit-Air-Source) | DLCURAH36ABK |  |  | EN(A,D)4X48L24** | *80ES(N,L)1102120A* | 36200 | 16.5 | 8.1 | 38500 | 34800 | 90.39% | 2.02 | 0 | 10.5 |  |  |  | No | R-410A | 3.0167 | Residential & Commercial | Ducted CEE Tier 1
213069613 | Central HP <5.4 tons | ACIQ | HRCU-A-CB (Split System: Heat Pump with Remote Outdoor Unit-Air-Source) | DLCURAH36ABK |  |  | EN(A,D)4X48L24** | OMV154L20A | 37000 | 16 | 8.1 | 39500 | 35000 | 88.61% | 2.06 | 0 | 10.5 |  |  |  | No | R-410A | 3.0833 | Residential & Commercial | Ducted CEE Tier 1
213069244 | Central HP <5.4 tons | ACIQ | HRCU-A-CB (Split System: Heat Pump with Remote Outdoor Unit-Air-Source) | DLCURAH36ABK |  |  | EA*4X36L21A* | *95ESN1002122A* | 36400 | 15.2 | 8.1 | 40000 | 35400 | 88.5% | 1.88 | 0 | 10 |  |  |  | No | R-410A | 3.0333 | Residential & Commercial | Ducted CEE Tier 1
213069292 | Central HP <5.4 tons | ACIQ | HRCU-A-CB (Split System: Heat Pump with Remote Outdoor Unit-Air-Source) | DLCURAH36ABK |  |  | EA*4X37L21A* | *92ESN0801716A* | 36200 | 16 | 8.5 | 38500 | 34800 | 90.39% | 2.08 | 0 | 10 |  |  |  | No | R-410A | 3.0167 | Residential & Commercial | Ducted CEE Tier 1
213069294 | Central HP <5.4 tons | ACIQ | HRCU-A-CB (Split System: Heat Pump with Remote Outdoor Unit-Air-Source) | DLCURAH36ABK |  |  | EA*4X37L21A* | *92ESN1002122A* | 37400 | 15.5 | 8.5 | 39000 | 35000 | 89.74% | 2.16 | 0 | 10 |  |  |  | No | R-410A | 3.1167 | Residential & Commercial | Ducted CEE Tier 1
213069296 | Central HP <5.4 tons | ACIQ | HRCU-A-CB (Split System: Heat Pump with Remote Outdoor Unit-Air-Source) | DLCURAH36ABK |  |  | EA*4X37L21A* | *95ESN0802120A* | 37200 | 15.5 | 8.5 | 38500 | 35000 | 90.91% | 2.12 | 0 | 10 |  |  |  | No | R-410A | 3.1 | Residential & Commercial | Ducted CEE Tier 1
214396257 | Central HP <5.4 tons | COLEMAN | HRCU-A-CB (Split System: Heat Pump with Remote Outdoor Unit-Air-Source) | HH824E2S11 |  |  | CTF30B5ACS1+JMVT12BC2N1 |  | 23000 | 18 | 9.5 | 23000 | 19000 | 82.61% | 2 | 0 | 12 |  |  |  | No | R-454B | 1.9167 | Residential & Commercial | Ducted CEE Tier 1
213771317 | Central HP <5.4 tons | HEIL | HRCU-A-CB (Split System: Heat Pump with Remote Outdoor Unit-Air-Source) | HVH825GKA2* |  |  | EA*4X42L21A*+WALLCON | *97CMN0801714B* | 23600 | 16.5 | 8.1 | 21400 | 16700 | 78.04% | 1.96 | 0 | 10.5 |  |  |  | No | R-410A | 1.9667 | Residential & Commercial | Ducted CEE Tier 1
215912252 | Central HP <5.4 tons | COLEMAN | HRCU-A-CB (Split System: Heat Pump with Remote Outdoor Unit-Air-Source) | HH824E2S11 |  |  | CTM36B5ADS1 | TM9Y080B12MP11 | 23000 | 18 | 9.5 | 23000 | 18500 | 80.43% | 2 | 0 | 12 |  |  |  | No | R-454B | 1.9167 | Residential & Commercial | Ducted CEE Tier 1
214609215 | Central HP <5.4 tons | COLEMAN | HRCU-A-CB (Split System: Heat Pump with Remote Outdoor Unit-Air-Source) | HH824E2S11 |  |  | CTF36B5ADS1 | Z9ES080B12SMPS1 | 23000 | 18 | 9.5 | 23000 | 18600 | 80.87% | 2 | 0 | 12 |  |  |  | No | R-454B | 1.9167 | Residential & Commercial | Ducted CEE Tier 1
214396232 | Central HP <5.4 tons | COLEMAN | HRCU-A-CB (Split System: Heat Pump with Remote Outdoor Unit-Air-Source) | HH824E2S11 |  |  | CTF30A5ADS1 | TM9Y040A10MP11 | 23000 | 17 | 9 | 23000 | 18000 | 78.26% | 2 | 0 | 12 |  |  |  | No | R-454B | 1.9167 | Residential & Commercial | Ducted CEE Tier 1
213785117 | Central HP <5.4 tons | CARRIER | HRCU-A-CB (Split System: Heat Pump with Remote Outdoor Unit-Air-Source) | 25VNA424A*031* |  |  | CAP**3721AL*+UI | 59MN7C060C17**14 | 24000 | 19.5 | 10.5 | 26600 | 19900 | 74.81% | 2.5 | 0 | 13 |  |  |  | No | R-410A | 2 | Residential & Commercial | Ducted CEE Tier 1
213785153 | Central HP <5.4 tons | CARRIER | HRCU-A-CB (Split System: Heat Pump with Remote Outdoor Unit-Air-Source) | 25VNA424A*031* |  |  | CAP**4224AL*+UI | 58TN*B110C21**20 | 23200 | 20 | 10 | 26600 | 19700 | 74.06% | 2.46 | 0 | 13 |  |  |  | No | R-410A | 1.9333 | Residential & Commercial | Ducted CEE Tier 1
214651032 | Central HP <5.4 tons | LUXAIRE | HRCU-A-CB (Split System: Heat Pump with Remote Outdoor Unit-Air-Source) | HH860E2S11 |  |  | CTU60D5XHS1+TXV | Z9ES120D20SMPS1 | 53500 | 19 | 8.5 | 53500 | 38500 | 71.96% | 2 | 0 | 11.7 |  |  |  | No | R-454B | 4.4583 | Residential & Commercial | Ducted CEE Tier 1
214609048 | Central HP <5.4 tons | COLEMAN | HRCU-A-CB (Split System: Heat Pump with Remote Outdoor Unit-Air-Source) | HH860E2S11 |  |  | CTF60C5CHS1 | Z9ES080C20SMPS1 | 53500 | 19 | 8.5 | 54000 | 39000 | 72.22% | 2 | 0 | 11 |  |  |  | No | R-454B | 4.4583 | Residential & Commercial | Ducted CEE Tier 1
214398337 | Central HP <5.4 tons | COLEMAN | HRCU-A-CB (Split System: Heat Pump with Remote Outdoor Unit-Air-Source) | HH860E2S11 |  |  | CTF60C5CGS1 | TM8Y100C16MP11 | 44000 | 18 | 9 | 44000 | 33400 | 75.91% | 2 | 0 | 11.7 |  |  |  | No | R-454B | 3.6667 | Residential & Commercial | Ducted CEE Tier 1
213781065 | Central HP <5.4 tons | CARRIER | HRCU-A-CB (Split System: Heat Pump with Remote Outdoor Unit-Air-Source) | 25VNA837A*031* |  |  | CAP**4221AL*+UI | 59TN6C080C17**14 | 31600 | 17 | 8.1 | 33000 | 24600 | 74.55% | 1.86 | 0 | 10.5 |  |  |  | No | R-410A | 2.6333 | Residential & Commercial | Ducted CEE Tier 1
213781025 | Central HP <5.4 tons | CARRIER | HRCU-A-CB (Split System: Heat Pump with Remote Outdoor Unit-Air-Source) | 25VNA837A*031* |  |  | CAP**4221AL*+UI | 59MN7C060C17**14 | 31600 | 16.5 | 8.1 | 33200 | 24600 | 74.1% | 1.84 | 0 | 10.5 |  |  |  | No | R-410A | 2.6333 | Residential & Commercial | Ducted CEE Tier 1
214396488 | Central HP <5.4 tons | COLEMAN | HRCU-A-CB (Split System: Heat Pump with Remote Outdoor Unit-Air-Source) | HH836E2S11 |  |  | CTF48C5CFS1+JMC17C2SN1 |  | 34400 | 19 | 9 | 32000 | 25200 | 78.75% | 2 | 0 | 11.7 |  |  |  | No | R-454B | 2.8667 | Residential & Commercial | Ducted CEE Tier 1
214396906 | Central HP <5.4 tons | COLEMAN | HRCU-A-CB (Split System: Heat Pump with Remote Outdoor Unit-Air-Source) | HH836E2S11 |  |  | CTF36B5CDS1 | TM9Y060B12MP11 | 33200 | 18 | 8.5 | 31200 | 25600 | 82.05% | 2 | 0 | 11 |  |  |  | No | R-454B | 2.7667 | Residential & Commercial | Ducted CEE Tier 1
213779165 | Central HP <5.4 tons | CARRIER | HRCU-A-CB (Split System: Heat Pump with Remote Outdoor Unit-Air-Source) | 25VNA837A*030* |  |  | CAP**4221AL*+UI | 59TN6C100C21**22 | 31800 | 17 | 8.1 | 32800 | 24400 | 74.39% | 1.88 | 0 | 11 |  |  |  | No | R-410A | 2.65 | Residential & Commercial | Ducted CEE Tier 1
213069327 | Central HP <5.4 tons | ACIQ | HRCU-A-CB (Split System: Heat Pump with Remote Outdoor Unit-Air-Source) | DLCURAH36ABK |  |  | EA*4X42L21A* | *80ESU0802120A | 36800 | 15.5 | 8.5 | 40000 | 35200 | 88% | 1.96 | 0 | 10 |  |  |  | No | R-410A | 3.0667 | Residential & Commercial | Ducted CEE Tier 1
213069328 | Central HP <5.4 tons | ACIQ | HRCU-A-CB (Split System: Heat Pump with Remote Outdoor Unit-Air-Source) | DLCURAH36ABK |  |  | EA*4X42L21A* | *80ESU1002120A* | 35400 | 16 | 8.1 | 38500 | 35000 | 90.91% | 1.88 | 0 | 10 |  |  |  | No | R-410A | 2.95 | Residential & Commercial | Ducted CEE Tier 1
213069343 | Central HP <5.4 tons | ACIQ | HRCU-A-CB (Split System: Heat Pump with Remote Outdoor Unit-Air-Source) | DLCURAH36ABK |  |  | EA*4X42L21A* | *96VSN1002120A* | 35600 | 16 | 8.1 | 38500 | 35000 | 90.91% | 1.88 | 0 | 10 |  |  |  | No | R-410A | 2.9667 | Residential & Commercial | Ducted CEE Tier 1
213069359 | Central HP <5.4 tons | ACIQ | HRCU-A-CB (Split System: Heat Pump with Remote Outdoor Unit-Air-Source) | DLCURAH36ABK |  |  | EA*4X42L24A* | *80ES(N,L)0902420A* | 35400 | 16 | 8.1 | 38500 | 35000 | 90.91% | 1.88 | 0 | 10 |  |  |  | No | R-410A | 2.95 | Residential & Commercial | Ducted CEE Tier 1
213069360 | Central HP <5.4 tons | ACIQ | HRCU-A-CB (Split System: Heat Pump with Remote Outdoor Unit-Air-Source) | DLCURAH36ABK |  |  | EA*4X42L24A* | *80ES(N,L)1102120A* | 35400 | 16 | 8.1 | 38500 | 35000 | 90.91% | 1.88 | 0 | 10 |  |  |  | No | R-410A | 2.95 | Residential & Commercial | Ducted CEE Tier 1
213069361 | Central HP <5.4 tons | ACIQ | HRCU-A-CB (Split System: Heat Pump with Remote Outdoor Unit-Air-Source) | DLCURAH36ABK |  |  | EA*4X42L24A* | *80ES(N,L)1102420A* | 35400 | 16.5 | 8.1 | 38500 | 35000 | 90.91% | 1.88 | 0 | 10 |  |  |  | No | R-410A | 2.95 | Residential & Commercial | Ducted CEE Tier 1
213069395 | Central HP <5.4 tons | ACIQ | HRCU-A-CB (Split System: Heat Pump with Remote Outdoor Unit-Air-Source) | DLCURAH36ABK |  |  | EA*4X43L21A* | *80ES(N,L)0701712A* | 36400 | 15.5 | 8.5 | 38500 | 34800 | 90.39% | 2.08 | 0 | 10 |  |  |  | No | R-410A | 3.0333 | Residential & Commercial | Ducted CEE Tier 1
213069409 | Central HP <5.4 tons | ACIQ | HRCU-A-CB (Split System: Heat Pump with Remote Outdoor Unit-Air-Source) | DLCURAH36ABK |  |  | EA*4X43L21A* | *80VTL0701716A* | 36200 | 16 | 8.5 | 38500 | 34800 | 90.39% | 2.08 | 0 | 10 |  |  |  | No | R-410A | 3.0167 | Residential & Commercial | Ducted CEE Tier 1
216051004 | Central HP <5.4 tons | RHEEM | HRCU-A-CB (Split System: Heat Pump with Remote Outdoor Unit-Air-Source) | RP19AY24AJVC |  |  | RCFY2421HEAAM | R921V0603A17M4 | 22800 | 21 | 10 | 22800 | 18600 | 81.58% | 1.8 | 0 | 13 |  |  |  | No | R-454B | 1.9 | Residential & Commercial | Ducted CEE Tier 1
216051027 | Central HP <5.4 tons | RHEEM | HRCU-A-CB (Split System: Heat Pump with Remote Outdoor Unit-Air-Source) | RP19AY24AJVC |  |  | RCFY2421HEAAM | R97MV1005A21DH | 22800 | 20 | 10 | 22800 | 18400 | 80.7% | 1.8 | 0 | 12 |  |  |  | No | R-454B | 1.9 | Residential & Commercial | Ducted CEE Tier 1
216051058 | Central HP <5.4 tons | RHEEM | HRCU-A-CB (Split System: Heat Pump with Remote Outdoor Unit-Air-Source) | RP19AY24AJVC |  |  | RCFY2421HEAAM | R801V0504A17UHU | 22800 | 20 | 10 | 22800 | 18600 | 81.58% | 1.8 | 0 | 12 |  |  |  | No | R-454B | 1.9 | Residential & Commercial | Ducted CEE Tier 1
214720068 | Central HP <5.4 tons | COLEMAN | HRCU-A-CB (Split System: Heat Pump with Remote Outdoor Unit-Air-Source) | HH836E2S11 |  |  | CTU48C5XFS1+TXV | TPLC080C16MP13 | 33400 | 18 | 9 | 31600 | 25400 | 80.38% | 2 | 0 | 11 |  |  |  | No | R-454B | 2.7833 | Residential & Commercial | Ducted CEE Tier 1
214719868 | Central HP <5.4 tons | COLEMAN | HRCU-A-CB (Split System: Heat Pump with Remote Outdoor Unit-Air-Source) | HH836E2S11 |  |  | CTU48C5XFS1+TXV | TL9E080C16UH11 | 33400 | 18 | 9 | 31400 | 25400 | 80.89% | 2 | 0 | 11 |  |  |  | No | R-454B | 2.7833 | Residential & Commercial | Ducted CEE Tier 1
214720043 | Central HP <5.4 tons | COLEMAN | HRCU-A-CB (Split System: Heat Pump with Remote Outdoor Unit-Air-Source) | HH836E2S11 |  |  | CTU48C5XFS1+JMET12CS2N1+TXV |  | 34000 | 19 | 9 | 31800 | 25200 | 79.25% | 2 | 0 | 11.7 |  |  |  | No | R-454B | 2.8333 | Residential & Commercial | Ducted CEE Tier 1
214720058 | Central HP <5.4 tons | COLEMAN | HRCU-A-CB (Split System: Heat Pump with Remote Outdoor Unit-Air-Source) | HH836E2S11 |  |  | CTU48C5XFS1+TXV | TM8V080C16MP12 | 33400 | 18 | 9 | 31600 | 25400 | 80.38% | 2 | 0 | 11 |  |  |  | No | R-454B | 2.7833 | Residential & Commercial | Ducted CEE Tier 1
215576396 | Central HP <5.4 tons | RHEEM | HRCU-A-CB (Split System: Heat Pump with Remote Outdoor Unit-Air-Source) | RP19AY48AJVC |  |  | RHMVY4821SEACA |  | 45500 | 19 | 8.5 | 45500 | 42000 | 92.31% | 2.1 | 0 | 12 |  |  |  | No | R-454B | 3.7917 | Residential & Commercial | Ducted CEE Tier 1
213069629 | Central HP <5.4 tons | ACIQ | HRCU-A-CB (Split System: Heat Pump with Remote Outdoor Unit-Air-Source) | DLCURAH24ABK |  |  | EA*4X24L14A* | *80VSL0451412A* | 24000 | 16 | 8.5 | 27000 | 23800 | 88.15% | 1.96 | 0 | 10 |  |  |  | No | R-410A | 2 | Residential & Commercial | Ducted CEE Tier 1
213069643 | Central HP <5.4 tons | ACIQ | HRCU-A-CB (Split System: Heat Pump with Remote Outdoor Unit-Air-Source) | DLCURAH24ABK |  |  | EA*4X24L17A* | *96VSN0601714A* | 23800 | 16 | 8.5 | 26800 | 24000 | 89.55% | 1.98 | 0 | 10 |  |  |  | No | R-410A | 1.9833 | Residential & Commercial | Ducted CEE Tier 1
215675765 | Central HP <5.4 tons | HEIL | HRCU-A-CB (Split System: Heat Pump with Remote Outdoor Unit-Air-Source) | H5H0V48*K*AAA* |  |  | EVM5X60M21A*+WALLCON | *95CSU0802120B* | 48000 | 18.5 | 9 | 50000 | 36800 | 73.6% | 2 | 0 | 10 |  |  |  | No | R-454B | 4 | Residential & Commercial | Ducted CEE Tier 1
215675935 | Central HP <5.4 tons | HEIL | HRCU-A-CB (Split System: Heat Pump with Remote Outdoor Unit-Air-Source) | H5H0V48*K*AAA* |  |  | EVM5X60M24A*+WALLCON | *97CMN1202422B* | 48000 | 19 | 9 | 50000 | 36600 | 73.2% | 2 | 0 | 10 |  |  |  | No | R-454B | 4 | Residential & Commercial | Ducted CEE Tier 1
215676065 | Central HP <5.4 tons | HEIL | HRCU-A-CB (Split System: Heat Pump with Remote Outdoor Unit-Air-Source) | H5H0V48*K*AAA* |  |  | EVM5X61M24A*+WALLCON | *97CMN1202422B* | 48500 | 19.5 | 9.5 | 50000 | 36800 | 73.6% | 2.12 | 0 | 10.5 |  |  |  | No | R-454B | 4.0417 | Residential & Commercial | Ducted CEE Tier 1
215674477 | Central HP <5.4 tons | AIRQUEST | HRCU-A-CB (Split System: Heat Pump with Remote Outdoor Unit-Air-Source) | H5H0V48*K*AAA* |  |  | EA*5X61M24A*+WALLCON | *80CTL0702120B* | 46000 | 18 | 9 | 48000 | 33800 | 70.42% | 2.08 | 0 | 10 |  |  |  | No | R-454B | 3.8333 | Residential & Commercial | Ducted CEE Tier 1
215675346 | Central HP <5.4 tons | AIRQUEST | HRCU-A-CB (Split System: Heat Pump with Remote Outdoor Unit-Air-Source) | H5H0V48*K*AAA* |  |  | FCMA5B60L0D*+WALLCON |  | 46500 | 19.5 | 9.5 | 47000 | 33000 | 70.21% | 2.2 | 0 | 10.5 |  |  |  | No | R-454B | 3.875 | Residential & Commercial | Ducted CEE Tier 1
216440208 | Central HP <5.4 tons | TRANE | HRCU-A-CB (Split System: Heat Pump with Remote Outdoor Unit-Air-Source) | 5TWV0X36A1 |  |  | 5TXCC007AS3 | S9V2C100U5PSC+LRP | 34200 | 20 | 9.4 | 32600 | 24200 | 74.23% | 2.1 | 0 | 12.5 |  |  |  | No | R-454B | 2.85 | Residential & Commercial | Ducted CEE Tier 1
213779495 | Central HP <5.4 tons | CARRIER | HRCU-A-CB (Split System: Heat Pump with Remote Outdoor Unit-Air-Source) | 25VNA837A*030* |  |  | CAP**4824AL*+UI | 58TN*B110C21**20 | 32400 | 17.5 | 8.5 | 32200 | 24800 | 77.02% | 1.98 | 0 | 11.5 |  |  |  | No | R-410A | 2.7 | Residential & Commercial | Ducted CEE Tier 1
213780165 | Central HP <5.4 tons | CARRIER | HRCU-A-CB (Split System: Heat Pump with Remote Outdoor Unit-Air-Source) | 25VNA837A*030* |  |  | CSPH*4812AL*+UI | 58TN*B090C17**16 | 32400 | 16.5 | 8.1 | 33000 | 24800 | 75.15% | 1.96 | 0 | 11 |  |  |  | No | R-410A | 2.7 | Residential & Commercial | Ducted CEE Tier 1
215676246 | Central HP <5.4 tons | AIRQUEST | HRCU-A-CB (Split System: Heat Pump with Remote Outdoor Unit-Air-Source) | H5H0V48*K*AAA* |  |  | EVD5X48M24A*+WALLCON | *95CSU1002122B* | 47000 | 18.5 | 9 | 50000 | 36200 | 72.4% | 2.02 | 0 | 10 |  |  |  | No | R-454B | 3.9167 | Residential & Commercial | Ducted CEE Tier 1
215676446 | Central HP <5.4 tons | AIRQUEST | HRCU-A-CB (Split System: Heat Pump with Remote Outdoor Unit-Air-Source) | H5H0V48*K*AAA* |  |  | EVD5X60M21A*+WALLCON | *80CTL0701716B* | 48000 | 18.5 | 9 | 50000 | 37200 | 74.4% | 2 | 0 | 10 |  |  |  | No | R-454B | 4 | Residential & Commercial | Ducted CEE Tier 1
215676596 | Central HP <5.4 tons | AIRQUEST | HRCU-A-CB (Split System: Heat Pump with Remote Outdoor Unit-Air-Source) | H5H0V48*K*AAA* |  |  | EVD5X60M24A*+WALLCON | *80CSU1002120A* | 48000 | 18.5 | 9 | 50000 | 36600 | 73.2% | 2 | 0 | 10 |  |  |  | No | R-454B | 4 | Residential & Commercial | Ducted CEE Tier 1
215676646 | Central HP <5.4 tons | AIRQUEST | HRCU-A-CB (Split System: Heat Pump with Remote Outdoor Unit-Air-Source) | H5H0V48*K*AAA* |  |  | EVD5X60M24A*+WALLCON | *95CSU1002122B* | 48000 | 19 | 9 | 50000 | 36400 | 72.8% | 2.02 | 0 | 10 |  |  |  | No | R-454B | 4 | Residential & Commercial | Ducted CEE Tier 1
215676666 | Central HP <5.4 tons | AIRQUEST | HRCU-A-CB (Split System: Heat Pump with Remote Outdoor Unit-Air-Source) | H5H0V48*K*AAA* |  |  | EVD5X60M24A*+WALLCON | *97CMN1202422B* | 48000 | 19 | 9 | 50000 | 36600 | 73.2% | 2 | 0 | 10 |  |  |  | No | R-454B | 4 | Residential & Commercial | Ducted CEE Tier 1
215676696 | Central HP <5.4 tons | AIRQUEST | HRCU-A-CB (Split System: Heat Pump with Remote Outdoor Unit-Air-Source) | H5H0V48*K*AAA* |  |  | EVD5X61M21A*+WALLCON | *80CSU1002120A* | 48500 | 19 | 9 | 50000 | 37000 | 74% | 2 | 0 | 10 |  |  |  | No | R-454B | 4.0417 | Residential & Commercial | Ducted CEE Tier 1
215681376 | Central HP <5.4 tons | AIRQUEST | HRCU-A-CB (Split System: Heat Pump with Remote Outdoor Unit-Air-Source) | H5H0V48*K*AAA* |  |  | EA*5X60M24A*+WALLCON | *96CTN0802120B* | 45000 | 18 | 9 | 47500 | 33600 | 70.74% | 2.06 | 0 | 10 |  |  |  | No | R-454B | 3.75 | Residential & Commercial | Ducted CEE Tier 1
215676429 | Central HP <5.4 tons | DAY & NIGHT | HRCU-A-CB (Split System: Heat Pump with Remote Outdoor Unit-Air-Source) | C5H0V48*K*AAA* |  |  | EVD5X60M21A*+WALLCON | *80CSU1002120A* | 48000 | 18.5 | 9 | 50000 | 36800 | 73.6% | 2 | 0 | 10 |  |  |  | No | R-454B | 4 | Residential & Commercial | Ducted CEE Tier 1
215676449 | Central HP <5.4 tons | DAY & NIGHT | HRCU-A-CB (Split System: Heat Pump with Remote Outdoor Unit-Air-Source) | C5H0V48*K*AAA* |  |  | EVD5X60M21A*+WALLCON | *80CTL0701716B* | 48000 | 18.5 | 9 | 50000 | 37200 | 74.4% | 2 | 0 | 10 |  |  |  | No | R-454B | 4 | Residential & Commercial | Ducted CEE Tier 1
215676499 | Central HP <5.4 tons | DAY & NIGHT | HRCU-A-CB (Split System: Heat Pump with Remote Outdoor Unit-Air-Source) | C5H0V48*K*AAA* |  |  | EVD5X60M21A*+WALLCON | *95CSU0601716B* | 47500 | 18 | 9 | 50000 | 37200 | 74.4% | 1.98 | 0 | 10 |  |  |  | No | R-454B | 3.9583 | Residential & Commercial | Ducted CEE Tier 1
215676579 | Central HP <5.4 tons | DAY & NIGHT | HRCU-A-CB (Split System: Heat Pump with Remote Outdoor Unit-Air-Source) | C5H0V48*K*AAA* |  |  | EVD5X60M21A*+WALLCON | *96CTN1002122B* | 48000 | 19 | 9 | 50000 | 36600 | 73.2% | 2 | 0 | 10 |  |  |  | No | R-454B | 4 | Residential & Commercial | Ducted CEE Tier 1
215676749 | Central HP <5.4 tons | DAY & NIGHT | HRCU-A-CB (Split System: Heat Pump with Remote Outdoor Unit-Air-Source) | C5H0V48*K*AAA* |  |  | EVD5X61M21A*+WALLCON | *80CTL0902120B* | 48500 | 19.5 | 9.5 | 50000 | 36600 | 73.2% | 2.12 | 0 | 10.5 |  |  |  | No | R-454B | 4.0417 | Residential & Commercial | Ducted CEE Tier 1
215679655 | Central HP <5.4 tons | HEIL | HRCU-A-CB (Split System: Heat Pump with Remote Outdoor Unit-Air-Source) | H5H0V36*K*AAA* |  |  | EA*5X61M21A*+WALLCON | *97CTN1002122A* | 34800 | 18.5 | 9 | 34400 | 24800 | 72.09% | 1.92 | 0 | 10.5 |  |  |  | No | R-454B | 2.9 | Residential & Commercial | Ducted CEE Tier 1
215739589 | Central HP <5.4 tons | RHEEM | HRCU-A-CB (Split System: Heat Pump with Remote Outdoor Unit-Air-Source) | RP19AY24AJVC |  |  | RHMVY3621MEACA |  | 22800 | 19 | 8.5 | 22800 | 19500 | 85.53% | 1.9 | 0 | 12 |  |  |  | No | R-454B | 1.9 | Residential & Commercial | Ducted CEE Tier 1
213781325 | Central HP <5.4 tons | CARRIER | HRCU-A-CB (Split System: Heat Pump with Remote Outdoor Unit-Air-Source) | 25VNA837A*031* |  |  | CAP**4821AL*+UI | 59CU5B060C17**16 | 32200 | 17 | 8.1 | 32600 | 25000 | 76.69% | 1.94 | 0 | 11 |  |  |  | No | R-410A | 2.6833 | Residential & Commercial | Ducted CEE Tier 1
213781625 | Central HP <5.4 tons | CARRIER | HRCU-A-CB (Split System: Heat Pump with Remote Outdoor Unit-Air-Source) | 25VNA837A*031* |  |  | CAP**6121AL*+UI | 59TN6C060C17**14 | 33000 | 17 | 8.1 | 32200 | 25000 | 77.64% | 1.96 | 0 | 11 |  |  |  | No | R-410A | 2.75 | Residential & Commercial | Ducted CEE Tier 1
213781455 | Central HP <5.4 tons | CARRIER | HRCU-A-CB (Split System: Heat Pump with Remote Outdoor Unit-Air-Source) | 25VNA837A*031* |  |  | CAP**4824AL*+UI | 59TN6C120C24**22 | 32400 | 17 | 8.5 | 32400 | 24800 | 76.54% | 1.98 | 0 | 11 |  |  |  | No | R-410A | 2.7 | Residential & Commercial | Ducted CEE Tier 1
213781555 | Central HP <5.4 tons | CARRIER | HRCU-A-CB (Split System: Heat Pump with Remote Outdoor Unit-Air-Source) | 25VNA837A*031* |  |  | CAP**6121AL*+UI | 58TN*B090C17**16 | 33200 | 17.5 | 8.1 | 32000 | 24800 | 77.5% | 1.98 | 0 | 11.5 |  |  |  | No | R-410A | 2.7667 | Residential & Commercial | Ducted CEE Tier 1
213782155 | Central HP <5.4 tons | CARRIER | HRCU-A-CB (Split System: Heat Pump with Remote Outdoor Unit-Air-Source) | 25VNA837A*031* |  |  | CSPH*4812AL*+UI | 59MN7C120C24**22 | 32600 | 16.5 | 8.1 | 33000 | 24800 | 75.15% | 1.96 | 0 | 11 |  |  |  | No | R-410A | 2.7167 | Residential & Commercial | Ducted CEE Tier 1
213782325 | Central HP <5.4 tons | CARRIER | HRCU-A-CB (Split System: Heat Pump with Remote Outdoor Unit-Air-Source) | 25VNA837A*031* |  |  | CSPH*6012AL*+UI | 59TN6C060C17**14 | 32800 | 16.5 | 8.1 | 32400 | 25000 | 77.16% | 1.96 | 0 | 11 |  |  |  | No | R-410A | 2.7333 | Residential & Commercial | Ducted CEE Tier 1
215679605 | Central HP <5.4 tons | HEIL | HRCU-A-CB (Split System: Heat Pump with Remote Outdoor Unit-Air-Source) | H5H0V36*K*AAA* |  |  | EA*5X61M21A*+WALLCON | *80CSU0401712B* | 35000 | 18 | 9 | 34400 | 24800 | 72.09% | 1.92 | 0 | 10 |  |  |  | No | R-454B | 2.9167 | Residential & Commercial | Ducted CEE Tier 1
215674360 | Central HP <5.4 tons | DAY & NIGHT | HRCU-A-CB (Split System: Heat Pump with Remote Outdoor Unit-Air-Source) | C5H0V48*K*AAA* |  |  | EA*5X61M21A*+WALLCON | *80CTL0901716B* | 46000 | 18 | 9 | 48000 | 33800 | 70.42% | 2.06 | 0 | 10 |  |  |  | No | R-454B | 3.8333 | Residential & Commercial | Ducted CEE Tier 1
215674460 | Central HP <5.4 tons | DAY & NIGHT | HRCU-A-CB (Split System: Heat Pump with Remote Outdoor Unit-Air-Source) | C5H0V48*K*AAA* |  |  | EA*5X61M24A*+WALLCON | *80CSU0802120A* | 46000 | 18 | 9 | 47500 | 33600 | 70.74% | 2.08 | 0 | 10 |  |  |  | No | R-454B | 3.8333 | Residential & Commercial | Ducted CEE Tier 1
215668693 | Central HP <5.4 tons | AIRQUEST | HRCU-A-CB (Split System: Heat Pump with Remote Outdoor Unit-Air-Source) | H5H0V36*K*AAA* |  |  | EA*5X37M21A*+WALLCON | *80CTL1102120B* | 34600 | 18 | 9 | 35200 | 25000 | 71.02% | 1.9 | 0 | 10 |  |  |  | No | R-454B | 2.8833 | Residential & Commercial | Ducted CEE Tier 1
213779265 | Central HP <5.4 tons | CARRIER | HRCU-A-CB (Split System: Heat Pump with Remote Outdoor Unit-Air-Source) | 25VNA837A*030* |  |  | CAP**4321AL*+UI | 58TN*B090C17**16 | 33000 | 17 | 8.5 | 32800 | 25000 | 76.22% | 1.98 | 0 | 11 |  |  |  | No | R-410A | 2.75 | Residential & Commercial | Ducted CEE Tier 1
213778905 | Central HP <5.4 tons | CARRIER | HRCU-A-CB (Split System: Heat Pump with Remote Outdoor Unit-Air-Source) | 25VNA837A*030* |  |  | CAP**3621AL*+UI | 59TN6C060C17**14 | 31400 | 16.5 | 8.1 | 33200 | 24400 | 73.49% | 1.82 | 0 | 10.5 |  |  |  | No | R-410A | 2.6167 | Residential & Commercial | Ducted CEE Tier 1
213778955 | Central HP <5.4 tons | CARRIER | HRCU-A-CB (Split System: Heat Pump with Remote Outdoor Unit-Air-Source) | 25VNA837A*030* |  |  | CAP**3721AL*+UI | 58TN*B090C17**16 | 32600 | 17 | 8.5 | 32800 | 25000 | 76.22% | 1.98 | 0 | 11 |  |  |  | No | R-410A | 2.7167 | Residential & Commercial | Ducted CEE Tier 1
213779155 | Central HP <5.4 tons | CARRIER | HRCU-A-CB (Split System: Heat Pump with Remote Outdoor Unit-Air-Source) | 25VNA837A*030* |  |  | CAP**4221AL*+UI | 59TN6C080C17**14 | 31600 | 17 | 8.1 | 33000 | 24600 | 74.55% | 1.86 | 0 | 10.5 |  |  |  | No | R-410A | 2.6333 | Residential & Commercial | Ducted CEE Tier 1
211392888 | Central HP <5.4 tons | CHAMPION HEATING AND COOLING | HRCU-A-CB (Split System: Heat Pump with Remote Outdoor Unit-Air-Source) | HMH72B341 |  |  | XAFB36DBCN1 | TMLE040A12MP11 | 34000 | 18 | 8.1 | 33600 | 23800 | 70.83% | 2.06 | 0 | 10 |  |  |  | No | R-410A | 2.8333 | Residential & Commercial | Ducted CEE Tier 1
214575801 | Central HP <5.4 tons | CARRIER | HRCU-A-CB (Split System: Heat Pump with Remote Outdoor Unit-Air-Source) | 25VNA436A*031* |  |  | CNPV*4221AL*+UI | 59CU5B080C21**20 | 33200 | 18.5 | 9 | 38000 | 26600 | 70% | 1.98 | 0 | 12 |  |  |  | No | R-410A | 2.7667 | Residential & Commercial | Ducted CEE Tier 1
213785082 | Central HP <5.4 tons | BRYANT HEATING AND COOLING SYSTEMS | HRCU-A-CB (Split System: Heat Pump with Remote Outdoor Unit-Air-Source) | 284ANV024*0**B* |  |  | CAP**3617AL*+UI | 986TD42060C17*** | 23200 | 19.5 | 10 | 26800 | 20000 | 74.63% | 2.38 | 0 | 12.5 |  |  |  | No | R-410A | 1.9333 | Residential & Commercial | Ducted CEE Tier 1
213785112 | Central HP <5.4 tons | BRYANT HEATING AND COOLING SYSTEMS | HRCU-A-CB (Split System: Heat Pump with Remote Outdoor Unit-Air-Source) | 284ANV024*0**B* |  |  | CAP**3721AL*+UI | 88*TB48090C17*** | 23800 | 20 | 10.5 | 26400 | 19700 | 74.62% | 2.54 | 0 | 12.5 |  |  |  | No | R-410A | 1.9833 | Residential & Commercial | Ducted CEE Tier 1
213785146 | Central HP <5.4 tons | BRYANT HEATING AND COOLING SYSTEMS | HRCU-A-CB (Split System: Heat Pump with Remote Outdoor Unit-Air-Source) | 284ANV024*0**B* |  |  | CAP**4221AL*+UI | 986TD42060C17*** | 23400 | 20 | 10 | 26600 | 19900 | 74.81% | 2.42 | 0 | 12.5 |  |  |  | No | R-410A | 1.95 | Residential & Commercial | Ducted CEE Tier 1
213785196 | Central HP <5.4 tons | BRYANT HEATING AND COOLING SYSTEMS | HRCU-A-CB (Split System: Heat Pump with Remote Outdoor Unit-Air-Source) | 284ANV024*0**B* |  |  | CSPH*3012AL*+UI | 88*TB60110C21*** | 23400 | 18.5 | 10 | 26800 | 19900 | 74.25% | 2.44 | 0 | 12.5 |  |  |  | No | R-410A | 1.95 | Residential & Commercial | Ducted CEE Tier 1
211393553 | Central HP <5.4 tons | CHAMPION HEATING AND COOLING | HRCU-A-CB (Split System: Heat Pump with Remote Outdoor Unit-Air-Source) | HMH72B341 |  |  | XAFB36DBCN1 | TL8E060A12UH11 | 34000 | 18 | 8.1 | 33800 | 23800 | 70.41% | 2.06 | 0 | 10 |  |  |  | No | R-410A | 2.8333 | Residential & Commercial | Ducted CEE Tier 1
214720001 | Central HP <5.4 tons | COLEMAN | HRCU-A-CB (Split System: Heat Pump with Remote Outdoor Unit-Air-Source) | HH836E2S11 |  |  | CTU48C5XFS1+TXV | TM8E080C20MP11 | 34600 | 17 | 8.5 | 32800 | 25800 | 78.66% | 2 | 0 | 11 |  |  |  | No | R-454B | 2.8833 | Residential & Commercial | Ducted CEE Tier 1
214720053 | Central HP <5.4 tons | COLEMAN | HRCU-A-CB (Split System: Heat Pump with Remote Outdoor Unit-Air-Source) | HH836E2S11 |  |  | CTU48C5XFS1+TXV | TM8V100C16MP12 | 33400 | 18 | 9 | 31600 | 25400 | 80.38% | 2 | 0 | 11 |  |  |  | No | R-454B | 2.7833 | Residential & Commercial | Ducted CEE Tier 1
214720134 | Central HP <5.4 tons | COLEMAN | HRCU-A-CB (Split System: Heat Pump with Remote Outdoor Unit-Air-Source) | HH836E2S11 |  |  | CTU48C5XFS1+TXV | TM9E100C16MP12 | 33400 | 19 | 9 | 31400 | 25400 | 80.89% | 2 | 0 | 11 |  |  |  | No | R-454B | 2.7833 | Residential & Commercial | Ducted CEE Tier 1
215681426 | Central HP <5.4 tons | AIRQUEST | HRCU-A-CB (Split System: Heat Pump with Remote Outdoor Unit-Air-Source) | H5H0V48*K*AAA* |  |  | EA*5X60M24A*+WALLCON | *97CTN1202422A* | 45000 | 18 | 9 | 47500 | 33600 | 70.74% | 2.06 | 0 | 10 |  |  |  | No | R-454B | 3.75 | Residential & Commercial | Ducted CEE Tier 1
215682096 | Central HP <5.4 tons | AIRQUEST | HRCU-A-CB (Split System: Heat Pump with Remote Outdoor Unit-Air-Source) | H5H0V48*K*AAA* |  |  | EVD5X48M21A*+WALLCON | *96CTN0802120B* | 47000 | 18.5 | 9 | 50000 | 36600 | 73.2% | 1.98 | 0 | 10 |  |  |  | No | R-454B | 3.9167 | Residential & Commercial | Ducted CEE Tier 1
215681439 | Central HP <5.4 tons | DAY & NIGHT | HRCU-A-CB (Split System: Heat Pump with Remote Outdoor Unit-Air-Source) | C5H0V48*K*AAA* |  |  | EA*5X61M21A*+WALLCON | *96CTN0802120B* | 46000 | 18 | 9 | 48000 | 33800 | 70.42% | 2.08 | 0 | 10 |  |  |  | No | R-454B | 3.8333 | Residential & Commercial | Ducted CEE Tier 1
213781165 | Central HP <5.4 tons | CARRIER | HRCU-A-CB (Split System: Heat Pump with Remote Outdoor Unit-Air-Source) | 25VNA837A*031* |  |  | CAP**4321AL*+UI | 58TN*B070C17**16 | 32800 | 17 | 8.5 | 33000 | 25200 | 76.36% | 1.96 | 0 | 11 |  |  |  | No | R-410A | 2.7333 | Residential & Commercial | Ducted CEE Tier 1
213781315 | Central HP <5.4 tons | CARRIER | HRCU-A-CB (Split System: Heat Pump with Remote Outdoor Unit-Air-Source) | 25VNA837A*031* |  |  | CAP**4821AL*+UI | 58TN*B110C21**20 | 32400 | 17 | 8.1 | 32400 | 24800 | 76.54% | 1.98 | 0 | 11 |  |  |  | No | R-410A | 2.7 | Residential & Commercial | Ducted CEE Tier 1
213781685 | Central HP <5.4 tons | CARRIER | HRCU-A-CB (Split System: Heat Pump with Remote Outdoor Unit-Air-Source) | 25VNA837A*031* |  |  | CAP**6124AL*+UI | 59MN7C100C21**22 | 33200 | 17.5 | 8.5 | 32000 | 24800 | 77.5% | 2 | 0 | 11.7 |  |  |  | No | R-410A | 2.7667 | Residential & Commercial | Ducted CEE Tier 1
213780995 | Central HP <5.4 tons | CARRIER | HRCU-A-CB (Split System: Heat Pump with Remote Outdoor Unit-Air-Source) | 25VNA837A*031* |  |  | CAP**4221AL*+UI | 58TN*B090C21**20 | 31800 | 17 | 8.1 | 32800 | 24200 | 73.78% | 1.88 | 0 | 11 |  |  |  | No | R-410A | 2.65 | Residential & Commercial | Ducted CEE Tier 1
216051148 | Central HP <5.4 tons | RHEEM | HRCU-A-CB (Split System: Heat Pump with Remote Outdoor Unit-Air-Source) | RP19AY60AJVC |  |  | RCFY6021SEAAM | R962V1005A21M4 | 53500 | 16 | 10 | 53500 | 49000 | 91.59% | 2 | 0 | 10 |  |  |  | No | R-454B | 4.4583 | Residential & Commercial | Ducted CEE Tier 1
213781145 | Central HP <5.4 tons | CARRIER | HRCU-A-CB (Split System: Heat Pump with Remote Outdoor Unit-Air-Source) | 25VNA837A*031* |  |  | CAP**4224AL*+UI | 59TN6C120C24**22 | 31800 | 17 | 8.1 | 33000 | 24200 | 73.33% | 1.88 | 0 | 11 |  |  |  | No | R-410A | 2.65 | Residential & Commercial | Ducted CEE Tier 1
216051095 | Central HP <5.4 tons | RHEEM | HRCU-A-CB (Split System: Heat Pump with Remote Outdoor Unit-Air-Source) | RP19AY36AJVC |  |  | RCFY3621MEAAM | R97MV0603A17DH | 34200 | 21 | 10 | 34200 | 29600 | 86.55% | 2 | 0 | 12 |  |  |  | No | R-454B | 2.85 | Residential & Commercial | Ducted CEE Tier 1
215681895 | Central HP <5.4 tons | HEIL | HRCU-A-CB (Split System: Heat Pump with Remote Outdoor Unit-Air-Source) | H5H0V48*K*AAA* |  |  | EVM5X60M21A*+WALLCON | *96CTN0802120B* | 48000 | 19 | 9 | 50000 | 36800 | 73.6% | 2 | 0 | 10 |  |  |  | No | R-454B | 4 | Residential & Commercial | Ducted CEE Tier 1
215682245 | Central HP <5.4 tons | HEIL | HRCU-A-CB (Split System: Heat Pump with Remote Outdoor Unit-Air-Source) | H5H0V48*K*AAA* |  |  | EVD5X49M24A*+WALLCON | *80CSU0802120B* | 48000 | 19 | 9 | 50000 | 36200 | 72.4% | 2.12 | 0 | 10 |  |  |  | No | R-454B | 4 | Residential & Commercial | Ducted CEE Tier 1
215682046 | Central HP <5.4 tons | AIRQUEST | HRCU-A-CB (Split System: Heat Pump with Remote Outdoor Unit-Air-Source) | H5H0V48*K*AAA* |  |  | EVM5X61M24A*+WALLCON | *80CSU0802120B* | 49000 | 19 | 9 | 50000 | 36400 | 72.8% | 2.12 | 0 | 10.5 |  |  |  | No | R-454B | 4.0833 | Residential & Commercial | Ducted CEE Tier 1
215682345 | Central HP <5.4 tons | HEIL | HRCU-A-CB (Split System: Heat Pump with Remote Outdoor Unit-Air-Source) | H5H0V48*K*AAA* |  |  | EVD5X60M21A*+WALLCON | *97CTN0801716A* | 47500 | 18.5 | 9 | 50000 | 37200 | 74.4% | 1.98 | 0 | 10 |  |  |  | No | R-454B | 3.9583 | Residential & Commercial | Ducted CEE Tier 1
215682415 | Central HP <5.4 tons | HEIL | HRCU-A-CB (Split System: Heat Pump with Remote Outdoor Unit-Air-Source) | H5H0V48*K*AAA* |  |  | EVD5X60M24A*+WALLCON | *97CTN1002122A* | 48000 | 19 | 9 | 50000 | 36600 | 73.2% | 2 | 0 | 10 |  |  |  | No | R-454B | 4 | Residential & Commercial | Ducted CEE Tier 1
215675795 | Central HP <5.4 tons | HEIL | HRCU-A-CB (Split System: Heat Pump with Remote Outdoor Unit-Air-Source) | H5H0V48*K*AAA* |  |  | EVM5X60M21A*+WALLCON | *97CMN0801714B* | 47500 | 18.5 | 9 | 50000 | 37400 | 74.8% | 1.98 | 0 | 10 |  |  |  | No | R-454B | 3.9583 | Residential & Commercial | Ducted CEE Tier 1
215675595 | Central HP <5.4 tons | HEIL | HRCU-A-CB (Split System: Heat Pump with Remote Outdoor Unit-Air-Source) | H5H0V48*K*AAA* |  |  | EVM5X49M21A*+WALLCON | *95CSU1002122B* | 48000 | 19 | 9 | 50000 | 36600 | 73.2% | 2.02 | 0 | 10 |  |  |  | No | R-454B | 4 | Residential & Commercial | Ducted CEE Tier 1
214398686 | Central HP <5.4 tons | COLEMAN | HRCU-A-CB (Split System: Heat Pump with Remote Outdoor Unit-Air-Source) | HH860E2S11 |  |  | CTF60C5CGS1 | TMLE100C20MP11 | 44500 | 17 | 9 | 45000 | 33800 | 75.11% | 2 | 0 | 11.7 |  |  |  | No | R-454B | 3.7083 | Residential & Commercial | Ducted CEE Tier 1
214396312 | Central HP <5.4 tons | COLEMAN | HRCU-A-CB (Split System: Heat Pump with Remote Outdoor Unit-Air-Source) | HH860E2S11 |  |  | CTM60D5CHS1 | TM9Y120D20MP11 | 53500 | 19 | 8.5 | 54500 | 39500 | 72.48% | 2 | 0 | 11 |  |  |  | No | R-454B | 4.4583 | Residential & Commercial | Ducted CEE Tier 1
213785035 | Central HP <5.4 tons | CARRIER | HRCU-A-CB (Split System: Heat Pump with Remote Outdoor Unit-Air-Source) | 25VNA424A*031* |  |  | CAP**2517AL*+UI | 59MN7C060C17**14 | 24000 | 19.5 | 10.5 | 26600 | 19900 | 74.81% | 2.48 | 0 | 12.5 |  |  |  | No | R-410A | 2 | Residential & Commercial | Ducted CEE Tier 1
213785051 | Central HP <5.4 tons | CARRIER | HRCU-A-CB (Split System: Heat Pump with Remote Outdoor Unit-Air-Source) | 25VNA424A*031* |  |  | CAP**3017AL*+UI | 58TN*B070C14**12 | 23200 | 20 | 10 | 26600 | 20000 | 75.19% | 2.36 | 0 | 12.5 |  |  |  | No | R-410A | 1.9333 | Residential & Commercial | Ducted CEE Tier 1
213785067 | Central HP <5.4 tons | CARRIER | HRCU-A-CB (Split System: Heat Pump with Remote Outdoor Unit-Air-Source) | 25VNA424A*031* |  |  | CAP**3617AL*+UI | 58TN*B045C17**12 | 23200 | 19.5 | 10 | 26800 | 20000 | 74.63% | 2.36 | 0 | 12.5 |  |  |  | No | R-410A | 1.9333 | Residential & Commercial | Ducted CEE Tier 1
213785119 | Central HP <5.4 tons | CARRIER | HRCU-A-CB (Split System: Heat Pump with Remote Outdoor Unit-Air-Source) | 25VNA424A*031* |  |  | CAP**3721AL*+UI | 59MN7C080C17**14 | 24000 | 20 | 10.5 | 26400 | 19800 | 75% | 2.52 | 0 | 13 |  |  |  | No | R-410A | 2 | Residential & Commercial | Ducted CEE Tier 1
213785151 | Central HP <5.4 tons | CARRIER | HRCU-A-CB (Split System: Heat Pump with Remote Outdoor Unit-Air-Source) | 25VNA424A*031* |  |  | CAP**4224AL*+UI | 58TN*B090C21**20 | 23200 | 20 | 10 | 26600 | 19700 | 74.06% | 2.46 | 0 | 13 |  |  |  | No | R-410A | 1.9333 | Residential & Commercial | Ducted CEE Tier 1
215679285 | Central HP <5.4 tons | HEIL | HRCU-A-CB (Split System: Heat Pump with Remote Outdoor Unit-Air-Source) | H5H0V36*K*AAA* |  |  | EA*5X37M21A*+WALLCON | *80CSU0401712B* | 34600 | 17.5 | 9 | 35200 | 25000 | 71.02% | 1.9 | 0 | 10 |  |  |  | No | R-454B | 2.8833 | Residential & Commercial | Ducted CEE Tier 1
215679335 | Central HP <5.4 tons | HEIL | HRCU-A-CB (Split System: Heat Pump with Remote Outdoor Unit-Air-Source) | H5H0V36*K*AAA* |  |  | EA*5X37M21A*+WALLCON | *97CTN1002122A* | 34600 | 18 | 9 | 35200 | 25000 | 71.02% | 1.9 | 0 | 10 |  |  |  | No | R-454B | 2.8833 | Residential & Commercial | Ducted CEE Tier 1
215679485 | Central HP <5.4 tons | HEIL | HRCU-A-CB (Split System: Heat Pump with Remote Outdoor Unit-Air-Source) | H5H0V36*K*AAA* |  |  | EA*5X48M21A*+WALLCON | *96CTN0802120B* | 33800 | 18 | 9 | 35000 | 25000 | 71.43% | 1.88 | 0 | 10 |  |  |  | No | R-454B | 2.8167 | Residential & Commercial | Ducted CEE Tier 1
213069411 | Central HP <5.4 tons | ACIQ | HRCU-A-CB (Split System: Heat Pump with Remote Outdoor Unit-Air-Source) | DLCURAH36ABK |  |  | EA*4X43L21A* | *80VTL1102122A* | 37200 | 15.5 | 8.5 | 38500 | 34800 | 90.39% | 2.12 | 0 | 10 |  |  |  | No | R-410A | 3.1 | Residential & Commercial | Ducted CEE Tier 1
213069426 | Central HP <5.4 tons | ACIQ | HRCU-A-CB (Split System: Heat Pump with Remote Outdoor Unit-Air-Source) | DLCURAH36ABK |  |  | EA*4X43L21A* | *95ESU1002120A* | 36600 | 16 | 8.5 | 38500 | 34800 | 90.39% | 2.1 | 0 | 10 |  |  |  | No | R-410A | 3.05 | Residential & Commercial | Ducted CEE Tier 1
213069427 | Central HP <5.4 tons | ACIQ | HRCU-A-CB (Split System: Heat Pump with Remote Outdoor Unit-Air-Source) | DLCURAH36ABK |  |  | EA*4X43L21A* | *95ESU1002122A* | 37400 | 15.5 | 8.5 | 39000 | 35000 | 89.74% | 2.14 | 0 | 10 |  |  |  | No | R-410A | 3.1167 | Residential & Commercial | Ducted CEE Tier 1
213069572 | Central HP <5.4 tons | ACIQ | HRCU-A-CB (Split System: Heat Pump with Remote Outdoor Unit-Air-Source) | DLCURAH36ABK |  |  | EN(A,D,W)4X48L21** | OLV098A12* | 35600 | 15.2 | 8.1 | 38500 | 35000 | 90.91% | 2 | 0 | 10 |  |  |  | No | R-410A | 2.9667 | Residential & Commercial | Ducted CEE Tier 1
213781295 | Central HP <5.4 tons | CARRIER | HRCU-A-CB (Split System: Heat Pump with Remote Outdoor Unit-Air-Source) | 25VNA837A*031* |  |  | CAP**4821AL*+UI | 58TN*B090C17**16 | 32400 | 17 | 8.1 | 32600 | 25000 | 76.69% | 1.96 | 0 | 11 |  |  |  | No | R-410A | 2.7 | Residential & Commercial | Ducted CEE Tier 1
213069599 | Central HP <5.4 tons | ACIQ | HRCU-A-CB (Split System: Heat Pump with Remote Outdoor Unit-Air-Source) | DLCURAH36ABK |  |  | EN(A,D)4X48L24** | *95ESN1202422A* | 37400 | 15.5 | 8.1 | 39500 | 35000 | 88.61% | 2.08 | 0 | 10.5 |  |  |  | No | R-410A | 3.1167 | Residential & Commercial | Ducted CEE Tier 1
213069622 | Central HP <5.4 tons | ACIQ | HRCU-A-CB (Split System: Heat Pump with Remote Outdoor Unit-Air-Source) | DLCURAH36ABK |  |  | FXM4X36**AL |  | 35800 | 16.5 | 8.1 | 38500 | 34600 | 89.87% | 1.94 | 0 | 10 |  |  |  | No | R-410A | 2.9833 | Residential & Commercial | Ducted CEE Tier 1
213069263 | Central HP <5.4 tons | ACIQ | HRCU-A-CB (Split System: Heat Pump with Remote Outdoor Unit-Air-Source) | DLCURAH36ABK |  |  | EA*4X37L17A* | *92ESN0601412A* | 36200 | 15.2 | 8.5 | 38500 | 35000 | 90.91% | 2.02 | 0 | 10 |  |  |  | No | R-410A | 3.0167 | Residential & Commercial | Ducted CEE Tier 1
213069297 | Central HP <5.4 tons | ACIQ | HRCU-A-CB (Split System: Heat Pump with Remote Outdoor Unit-Air-Source) | DLCURAH36ABK |  |  | EA*4X37L21A* | *95ESN1002120A* | 37000 | 15.5 | 8.5 | 38500 | 34800 | 90.39% | 2.1 | 0 | 10 |  |  |  | No | R-410A | 3.0833 | Residential & Commercial | Ducted CEE Tier 1
213069347 | Central HP <5.4 tons | ACIQ | HRCU-A-CB (Split System: Heat Pump with Remote Outdoor Unit-Air-Source) | DLCURAH36ABK |  |  | EA*4X42L21A* | *95ESU1002122A* | 36600 | 15.2 | 8.1 | 40000 | 35200 | 88% | 1.94 | 0 | 10 |  |  |  | No | R-410A | 3.05 | Residential & Commercial | Ducted CEE Tier 1
213069458 | Central HP <5.4 tons | ACIQ | HRCU-A-CB (Split System: Heat Pump with Remote Outdoor Unit-Air-Source) | DLCURAH36ABK |  |  | EA*4X48L21A* | *92ESN1002122A* | 37400 | 15.2 | 8.5 | 38500 | 35000 | 90.91% | 2.12 | 0 | 10 |  |  |  | No | R-410A | 3.1167 | Residential & Commercial | Ducted CEE Tier 1
214569399 | Central HP <5.4 tons | BRYANT HEATING AND COOLING SYSTEMS | HRCU-A-CB (Split System: Heat Pump with Remote Outdoor Unit-Air-Source) | 284ANV048*0**B* |  |  | CAP**4821AL*+UI | 935CB60080C21*** | 43500 | 20.5 | 9.5 | 46500 | 36600 | 78.71% | 2.26 | 0 | 11 |  |  |  | No | R-410A | 3.625 | Residential & Commercial | Ducted CEE Tier 1
215675845 | Central HP <5.4 tons | HEIL | HRCU-A-CB (Split System: Heat Pump with Remote Outdoor Unit-Air-Source) | H5H0V48*K*AAA* |  |  | EVM5X60M24A*+WALLCON | *80CSU0802120A* | 48000 | 19 | 9 | 50000 | 36400 | 72.8% | 2.12 | 0 | 10 |  |  |  | No | R-454B | 4 | Residential & Commercial | Ducted CEE Tier 1
215676045 | Central HP <5.4 tons | HEIL | HRCU-A-CB (Split System: Heat Pump with Remote Outdoor Unit-Air-Source) | H5H0V48*K*AAA* |  |  | EVM5X61M24A*+WALLCON | *97CMN0802120B* | 48500 | 19 | 9.5 | 50000 | 36800 | 73.6% | 2.12 | 0 | 10.5 |  |  |  | No | R-454B | 4.0417 | Residential & Commercial | Ducted CEE Tier 1
215676265 | Central HP <5.4 tons | HEIL | HRCU-A-CB (Split System: Heat Pump with Remote Outdoor Unit-Air-Source) | H5H0V48*K*AAA* |  |  | EVD5X48M24A*+WALLCON | *97CMN1202422B* | 47000 | 18.5 | 9 | 50000 | 36400 | 72.8% | 2 | 0 | 10 |  |  |  | No | R-454B | 3.9167 | Residential & Commercial | Ducted CEE Tier 1
215676315 | Central HP <5.4 tons | HEIL | HRCU-A-CB (Split System: Heat Pump with Remote Outdoor Unit-Air-Source) | H5H0V48*K*AAA* |  |  | EVD5X49M24A*+WALLCON | *80CTL1102120B* | 48000 | 19 | 9 | 50000 | 36400 | 72.8% | 2 | 0 | 10.5 |  |  |  | No | R-454B | 4 | Residential & Commercial | Ducted CEE Tier 1
215676345 | Central HP <5.4 tons | HEIL | HRCU-A-CB (Split System: Heat Pump with Remote Outdoor Unit-Air-Source) | H5H0V48*K*AAA* |  |  | EVD5X49M24A*+WALLCON | *97CMN0602120B* | 47500 | 18.5 | 9 | 50000 | 37000 | 74% | 1.98 | 0 | 10 |  |  |  | No | R-454B | 3.9583 | Residential & Commercial | Ducted CEE Tier 1
215676395 | Central HP <5.4 tons | HEIL | HRCU-A-CB (Split System: Heat Pump with Remote Outdoor Unit-Air-Source) | H5H0V48*K*AAA* |  |  | EVD5X49M24A*+WALLCON | *96CTN1202422B* | 48000 | 19 | 9 | 50000 | 36600 | 73.2% | 2 | 0 | 10.5 |  |  |  | No | R-454B | 4 | Residential & Commercial | Ducted CEE Tier 1
207436591 | Central HP <5.4 tons | LENNOX | HRCU-A-CB (Split System: Heat Pump with Remote Outdoor Unit-Air-Source) | SL25XPV-048-230A** |  |  | CX35-49C+TDR | SL280UH090V60C* | 45500 | 20 | 8.9 | 43500 | 35600 | 81.84% | 1.8 | 12.5 | 12.4 |  |  |  | No | R-410A | 3.7917 | Residential & Commercial | Ducted CEE Tier 1
216051143 | Central HP <5.4 tons | RHEEM | HRCU-A-CB (Split System: Heat Pump with Remote Outdoor Unit-Air-Source) | RP19AY60AJVC |  |  | RCFY6021SEAAM | R98MV0855A21UP | 53500 | 17 | 10 | 53500 | 48500 | 90.65% | 2 | 0 | 10 |  |  |  | No | R-454B | 4.4583 | Residential & Commercial | Ducted CEE Tier 1
216051167 | Central HP <5.4 tons | RHEEM | HRCU-A-CB (Split System: Heat Pump with Remote Outdoor Unit-Air-Source) | RP19AY60AJVC |  |  | RCFY6021SEAAM | R802V1005A21UH | 54000 | 17 | 10 | 54000 | 48500 | 89.81% | 2 | 0 | 10 |  |  |  | No | R-454B | 4.5 | Residential & Commercial | Ducted CEE Tier 1
214574338 | Central HP <5.4 tons | CARRIER | HRCU-A-CB (Split System: Heat Pump with Remote Outdoor Unit-Air-Source) | 25VNA837A*031* |  |  | CSPH*4812AL*+UI | 59CU5B080C21**20 | 32600 | 17.5 | 8.5 | 32800 | 25000 | 76.22% | 1.98 | 0 | 11 |  |  |  | No | R-410A | 2.7167 | Residential & Commercial | Ducted CEE Tier 1
214574538 | Central HP <5.4 tons | CARRIER | HRCU-A-CB (Split System: Heat Pump with Remote Outdoor Unit-Air-Source) | 25VNA837A*031* |  |  | CNPV*4221AL*+UI | 59MN7C060C21**20 | 31600 | 16.5 | 8.1 | 33200 | 24600 | 74.1% | 1.86 | 0 | 11 |  |  |  | No | R-410A | 2.6333 | Residential & Commercial | Ducted CEE Tier 1
214574558 | Central HP <5.4 tons | CARRIER | HRCU-A-CB (Split System: Heat Pump with Remote Outdoor Unit-Air-Source) | 25VNA837A*031* |  |  | CNPV*4221AL*+UI | 59TN6C080C21**20 | 31800 | 17 | 8.1 | 33000 | 24400 | 73.94% | 1.9 | 0 | 11.5 |  |  |  | No | R-410A | 2.65 | Residential & Commercial | Ducted CEE Tier 1
215942626 | Central HP <5.4 tons | DAY & NIGHT | HRCU-A-CB (Split System: Heat Pump with Remote Outdoor Unit-Air-Source) | C5H3V36*K*AAA* |  |  | EVD5X61M21A*+WALLCON | *96CTN0802120B* | 35800 | 22 | 8.5 | 37400 | 28400 | 75.94% | 2.04 | 0 | 12.5 |  |  |  | No | R-454B | 2.9833 | Residential & Commercial | Ducted CEE Tier 1
216051142 | Central HP <5.4 tons | RHEEM | HRCU-A-CB (Split System: Heat Pump with Remote Outdoor Unit-Air-Source) | RP19AY60AJVC |  |  | RCFY6021SEAAM | R97MV1005A21DH | 53500 | 17 | 10 | 53500 | 48500 | 90.65% | 2 | 0 | 10 |  |  |  | No | R-454B | 4.4583 | Residential & Commercial | Ducted CEE Tier 1
216051172 | Central HP <5.4 tons | RHEEM | HRCU-A-CB (Split System: Heat Pump with Remote Outdoor Unit-Air-Source) | RP19AY60AJVC |  |  | RCFY6021SEAAM | R962V0855A21M4 | 53500 | 16 | 10 | 53500 | 49000 | 91.59% | 2 | 0 | 10 |  |  |  | No | R-454B | 4.4583 | Residential & Commercial | Ducted CEE Tier 1
215576395 | Central HP <5.4 tons | RHEEM | HRCU-A-CB (Split System: Heat Pump with Remote Outdoor Unit-Air-Source) | RP19AY36AJVC |  |  | RHMVY3621MEACA |  | 34200 | 19 | 8.5 | 34200 | 29400 | 85.96% | 2.1 | 0 | 12 |  |  |  | No | R-454B | 2.85 | Residential & Commercial | Ducted CEE Tier 1
216051107 | Central HP <5.4 tons | RHEEM | HRCU-A-CB (Split System: Heat Pump with Remote Outdoor Unit-Air-Source) | RP19AY36AJVC |  |  | RCFY3621MEAAM | R97MV1005A21DH | 34200 | 21 | 10 | 34200 | 29400 | 85.96% | 2 | 0 | 12 |  |  |  | No | R-454B | 2.85 | Residential & Commercial | Ducted CEE Tier 1
213069693 | Central HP <5.4 tons | ACIQ | HRCU-A-CB (Split System: Heat Pump with Remote Outdoor Unit-Air-Source) | DLCURAH24ABK |  |  | EA*4X25L17A* | *80VTL0451412A* | 24800 | 17 | 8.5 | 25600 | 21200 | 82.81% | 1.78 | 0 | 10.5 |  |  |  | No | R-410A | 2.0667 | Residential & Commercial | Ducted CEE Tier 1
213069694 | Central HP <5.4 tons | ACIQ | HRCU-A-CB (Split System: Heat Pump with Remote Outdoor Unit-Air-Source) | DLCURAH24ABK |  |  | EA*4X25L17A* | *96VTN0401712A* | 23800 | 16 | 8.1 | 25200 | 21800 | 86.51% | 1.82 | 0 | 10 |  |  |  | No | R-410A | 1.9833 | Residential & Commercial | Ducted CEE Tier 1
213070412 | Central HP <5.4 tons | ACIQ | HRCU-A-CB (Split System: Heat Pump with Remote Outdoor Unit-Air-Source) | DLCURAH24ABK |  |  | EA*4X36L21A* | *92ESN0401712A* | 23800 | 16 | 8.5 | 26000 | 23000 | 88.46% | 1.88 | 0 | 10 |  |  |  | No | R-410A | 1.9833 | Residential & Commercial | Ducted CEE Tier 1
213063305 | Central HP <5.4 tons | ACIQ | HRCU-A-CB (Split System: Heat Pump with Remote Outdoor Unit-Air-Source) | HVH837GKA2* |  |  | EA*4X36L21A*+WALLCON | *80CTL0901716A* | 31600 | 17.5 | 8.1 | 33000 | 24200 | 73.33% | 1.86 | 11.5 | 11.5 |  |  |  | No | R-410A | 2.6333 | Residential & Commercial | Ducted CEE Tier 1
213063350 | Central HP <5.4 tons | ACIQ | HRCU-A-CB (Split System: Heat Pump with Remote Outdoor Unit-Air-Source) | HVH837GKA2* |  |  | EHD4X42AAL+WALLCON | *80CTL0701716A* | 32400 | 16.5 | 8.1 | 33200 | 25000 | 75.3% | 1.94 | 11.5 | 11 |  |  |  | No | R-410A | 2.7 | Residential & Commercial | Ducted CEE Tier 1
213063398 | Central HP <5.4 tons | ACIQ | HRCU-A-CB (Split System: Heat Pump with Remote Outdoor Unit-Air-Source) | HVH837GKA2* |  |  | EA*4X37L21A*+WALLCON | *95CSU0802120A* | 33000 | 17.5 | 8.5 | 32800 | 25000 | 76.22% | 2 | 12 | 11.5 |  |  |  | No | R-410A | 2.75 | Residential & Commercial | Ducted CEE Tier 1
216050993 | Central HP <5.4 tons | RHEEM | HRCU-A-CB (Split System: Heat Pump with Remote Outdoor Unit-Air-Source) | RP19AY24AJVC |  |  | RCFY2421HEAAM | R921V0403A17M4 | 22800 | 21 | 10 | 22800 | 18500 | 81.14% | 1.8 | 0 | 13 |  |  |  | No | R-454B | 1.9 | Residential & Commercial | Ducted CEE Tier 1
215667708 | Central HP <5.4 tons | HEIL | HRCU-A-CB (Split System: Heat Pump with Remote Outdoor Unit-Air-Source) | H5H0V24*K*AAA* |  |  | EA*5X36M17A*+WALLCON | *96CTN0601714B* | 23000 | 17 | 9 | 23800 | 16700 | 70.17% | 1.96 | 0 | 10 |  |  |  | No | R-454B | 1.9167 | Residential & Commercial | Ducted CEE Tier 1
215678215 | Central HP <5.4 tons | HEIL | HRCU-A-CB (Split System: Heat Pump with Remote Outdoor Unit-Air-Source) | H5H0V24*K*AAA* |  |  | EA*5X24M17A*+WALLCON | *97CTN0801716A* | 22800 | 16.5 | 9 | 24000 | 16900 | 70.42% | 1.94 | 0 | 10 |  |  |  | No | R-454B | 1.9 | Residential & Commercial | Ducted CEE Tier 1
215678265 | Central HP <5.4 tons | HEIL | HRCU-A-CB (Split System: Heat Pump with Remote Outdoor Unit-Air-Source) | H5H0V24*K*AAA* |  |  | EA*5X30M17A*+WALLCON | *80CSU0401712B* | 23200 | 17 | 8.5 | 23600 | 16600 | 70.34% | 1.98 | 0 | 10 |  |  |  | No | R-454B | 1.9333 | Residential & Commercial | Ducted CEE Tier 1
213785382 | Central HP <5.4 tons | CARRIER | HRCU-A-CB (Split System: Heat Pump with Remote Outdoor Unit-Air-Source) | 25VNA436A*031* |  |  | CAP**3717AL*+UI | 58TN*B090C17**16 | 33400 | 19 | 9 | 36800 | 26000 | 70.65% | 2.02 | 0 | 11.7 |  |  |  | No | R-410A | 2.7833 | Residential & Commercial | Ducted CEE Tier 1
213785400 | Central HP <5.4 tons | CARRIER | HRCU-A-CB (Split System: Heat Pump with Remote Outdoor Unit-Air-Source) | 25VNA436A*031* |  |  | CAP**3721AL*+UI | 58TN*B090C21**20 | 33800 | 19 | 9 | 36400 | 25600 | 70.33% | 2.04 | 0 | 12 |  |  |  | No | R-410A | 2.8167 | Residential & Commercial | Ducted CEE Tier 1
213785414 | Central HP <5.4 tons | CARRIER | HRCU-A-CB (Split System: Heat Pump with Remote Outdoor Unit-Air-Source) | 25VNA436A*031* |  |  | CAP**3721AL*+UI | 59TN6C080C17**14 | 33800 | 19 | 9 | 36600 | 25800 | 70.49% | 2.02 | 0 | 11.7 |  |  |  | No | R-410A | 2.8167 | Residential & Commercial | Ducted CEE Tier 1
213785430 | Central HP <5.4 tons | CARRIER | HRCU-A-CB (Split System: Heat Pump with Remote Outdoor Unit-Air-Source) | 25VNA436A*031* |  |  | CAP**4221AL*+UI | 59MN7C060C17**14 | 32200 | 18.5 | 9 | 38000 | 26800 | 70.53% | 1.96 | 0 | 11 |  |  |  | No | R-410A | 2.6833 | Residential & Commercial | Ducted CEE Tier 1
215853385 | Central HP <5.4 tons | LUXAIRE | HRCU-A-CB (Split System: Heat Pump with Remote Outdoor Unit-Air-Source) | HH836E2S11 |  |  | CTF36B5CDS1 | TL9E060B12UH11 | 33000 | 18 | 8.5 | 30800 | 25200 | 81.82% | 2 | 0 | 11 |  |  |  | No | R-454B | 2.75 | Residential & Commercial | Ducted CEE Tier 1
215853396 | Central HP <5.4 tons | LUXAIRE | HRCU-A-CB (Split System: Heat Pump with Remote Outdoor Unit-Air-Source) | HH836E2S11 |  |  | CTF36B5CDS1 | Z9ES060B12SMPS1 | 33200 | 17 | 8.5 | 31000 | 25400 | 81.94% | 2 | 0 | 11 |  |  |  | No | R-454B | 2.7667 | Residential & Commercial | Ducted CEE Tier 1
212983717 | Central HP <5.4 tons | CARRIER | HRCU-A-CB (Split System: Heat Pump with Remote Outdoor Unit-Air-Source) | 38MURAQ18AB3* |  |  | CNPV*3014AL* | 59SC2E060M14**12 | 17400 | 16 | 8.1 | 17900 | 18600 | 103.9% | 2.24 | 0 | 11 |  |  |  | No | R-410A | 1.45 | Residential & Commercial | Ducted CEE Tier 1
215668676 | Central HP <5.4 tons | HEIL | HRCU-A-CB (Split System: Heat Pump with Remote Outdoor Unit-Air-Source) | H5H0V36*K*AAA* |  |  | EA*5X37M21A*+WALLCON | *80CTL0901716B* | 34400 | 18 | 9 | 35400 | 25200 | 71.19% | 1.88 | 0 | 10 |  |  |  | No | R-454B | 2.8667 | Residential & Commercial | Ducted CEE Tier 1
215668692 | Central HP <5.4 tons | HEIL | HRCU-A-CB (Split System: Heat Pump with Remote Outdoor Unit-Air-Source) | H5H0V36*K*AAA* |  |  | EA*5X37M21A*+WALLCON | *80CTL1102120B* | 34600 | 18 | 9 | 35200 | 25000 | 71.02% | 1.9 | 0 | 10 |  |  |  | No | R-454B | 2.8833 | Residential & Commercial | Ducted CEE Tier 1
215668876 | Central HP <5.4 tons | HEIL | HRCU-A-CB (Split System: Heat Pump with Remote Outdoor Unit-Air-Source) | H5H0V36*K*AAA* |  |  | EA*5X42M21A*+WALLCON | *95CSU1002122B* | 33200 | 17.5 | 9 | 35800 | 25600 | 71.51% | 1.84 | 0 | 10 |  |  |  | No | R-454B | 2.7667 | Residential & Commercial | Ducted CEE Tier 1
213077675 | Central HP <5.4 tons | CARRIER | HRCU-A-CB (Split System: Heat Pump with Remote Outdoor Unit-Air-Source) | 38MURAQ36AB3* |  |  | CNPV*4821AL* | 59TP6C100V21**20 | 36000 | 16.5 | 8.1 | 38500 | 35000 | 90.91% | 2 | 0 | 10 |  |  |  | No | R-410A | 3 | Residential & Commercial | Ducted CEE Tier 1
213080668 | Central HP <5.4 tons | CARRIER | HRCU-A-CB (Split System: Heat Pump with Remote Outdoor Unit-Air-Source) | 38MURAQ36AB3* |  |  | CAP**3717AL* | 59SU5B060M17**16 | 36000 | 15.5 | 8.5 | 38500 | 35000 | 90.91% | 2 | 0 | 10 |  |  |  | No | R-410A | 3 | Residential & Commercial | Ducted CEE Tier 1
213067419 | Central HP <5.4 tons | ACIQ | HRCU-A-CB (Split System: Heat Pump with Remote Outdoor Unit-Air-Source) | HVH825GKA3* |  |  | EHD4X48AAL+WALLCON | *80CTL0451712A* | 24200 | 16 | 8.1 | 21400 | 16700 | 78.04% | 2 | 0 | 10.5 |  |  |  | No | R-410A | 2.0167 | Residential & Commercial | Ducted CEE Tier 1
213067426 | Central HP <5.4 tons | ACIQ | HRCU-A-CB (Split System: Heat Pump with Remote Outdoor Unit-Air-Source) | HVH825GKA3* |  |  | EHD4X48AAL+WALLCON | *97CMN0801714A* | 24200 | 16 | 8.1 | 21400 | 16700 | 78.04% | 2 | 0 | 10.5 |  |  |  | No | R-410A | 2.0167 | Residential & Commercial | Ducted CEE Tier 1
213067717 | Central HP <5.4 tons | ACIQ | HRCU-A-CB (Split System: Heat Pump with Remote Outdoor Unit-Air-Source) | HVH837GKA** |  |  | EHD4X60AAL+WALLCON | *96CTN1202422A* | 33000 | 17 | 8.1 | 32200 | 24800 | 77.02% | 2.02 | 0 | 11.5 |  |  |  | No | R-410A | 2.75 | Residential & Commercial | Ducted CEE Tier 1
214572540 | Central HP <5.4 tons | HEIL | HRCU-A-CB (Split System: Heat Pump with Remote Outdoor Unit-Air-Source) | HVH837GKA** |  |  | EA*4X37L21A*+WALLCON | *95CSU0802120B* | 32800 | 17.5 | 8.5 | 32800 | 25200 | 76.83% | 2 | 0 | 11 |  |  |  | No | R-410A | 2.7333 | Residential & Commercial | Ducted CEE Tier 1
213779785 | Central HP <5.4 tons | CARRIER | HRCU-A-CB (Split System: Heat Pump with Remote Outdoor Unit-Air-Source) | 25VNA837A*030* |  |  | CAP**6124AL*+UI | 59MN7C120C24**22 | 33200 | 17.5 | 8.5 | 32000 | 24800 | 77.5% | 1.98 | 0 | 11.7 |  |  |  | No | R-410A | 2.7667 | Residential & Commercial | Ducted CEE Tier 1
213780305 | Central HP <5.4 tons | CARRIER | HRCU-A-CB (Split System: Heat Pump with Remote Outdoor Unit-Air-Source) | 25VNA837A*030* |  |  | CSPH*6012AL*+UI | 58TN*B070C14**12 | 32800 | 16.5 | 8.1 | 32400 | 25600 | 79.01% | 2 | 0 | 11 |  |  |  | No | R-410A | 2.7333 | Residential & Commercial | Ducted CEE Tier 1
213779315 | Central HP <5.4 tons | CARRIER | HRCU-A-CB (Split System: Heat Pump with Remote Outdoor Unit-Air-Source) | 25VNA837A*030* |  |  | CAP**4321AL*+UI | 59MN7C080C17**14 | 32800 | 17 | 8.1 | 33000 | 25200 | 76.36% | 1.96 | 0 | 11 |  |  |  | No | R-410A | 2.7333 | Residential & Commercial | Ducted CEE Tier 1
213779515 | Central HP <5.4 tons | CARRIER | HRCU-A-CB (Split System: Heat Pump with Remote Outdoor Unit-Air-Source) | 25VNA837A*030* |  |  | CAP**4824AL*+UI | 59MN7C100C21**22 | 32400 | 17 | 8.5 | 32200 | 24800 | 77.02% | 1.98 | 0 | 11 |  |  |  | No | R-410A | 2.7 | Residential & Commercial | Ducted CEE Tier 1
213779665 | Central HP <5.4 tons | CARRIER | HRCU-A-CB (Split System: Heat Pump with Remote Outdoor Unit-Air-Source) | 25VNA837A*030* |  |  | CAP**6121AL*+UI | 58TN*B110C21**20 | 33200 | 17.5 | 8.5 | 32000 | 24800 | 77.5% | 1.98 | 0 | 11.5 |  |  |  | No | R-410A | 2.7667 | Residential & Commercial | Ducted CEE Tier 1
213780035 | Central HP <5.4 tons | CARRIER | HRCU-A-CB (Split System: Heat Pump with Remote Outdoor Unit-Air-Source) | 25VNA837A*030* |  |  | CSPH*4212AL*+UI | 58TN*B135C24**22 | 32600 | 16.5 | 8.1 | 33000 | 24600 | 74.55% | 1.96 | 0 | 11 |  |  |  | No | R-410A | 2.7167 | Residential & Commercial | Ducted CEE Tier 1
207436606 | Central HP <5.4 tons | LENNOX | HRCU-A-CB (Split System: Heat Pump with Remote Outdoor Unit-Air-Source) | SL25XPV-048-230A** |  |  | CX35-60C+TDR | SL280UH090V60C* | 46000 | 20.8 | 9.5 | 43500 | 35800 | 82.3% | 1.92 | 12.5 | 12.5 |  |  |  | No | R-410A | 3.8333 | Residential & Commercial | Ducted CEE Tier 1
207436607 | Central HP <5.4 tons | LENNOX | HRCU-A-CB (Split System: Heat Pump with Remote Outdoor Unit-Air-Source) | SL25XPV-048-230A** |  |  | CX35-60C+TDR | SL280UH090XV60C* | 46000 | 20.8 | 9.5 | 43500 | 35800 | 82.3% | 1.92 | 12.5 | 12.5 |  |  |  | No | R-410A | 3.8333 | Residential & Commercial | Ducted CEE Tier 1
215676335 | Central HP <5.4 tons | HEIL | HRCU-A-CB (Split System: Heat Pump with Remote Outdoor Unit-Air-Source) | H5H0V48*K*AAA* |  |  | EVD5X49M24A*+WALLCON | *95CSU1002122B* | 48000 | 19 | 9 | 50000 | 36400 | 72.8% | 2.02 | 0 | 10 |  |  |  | No | R-454B | 4 | Residential & Commercial | Ducted CEE Tier 1
214569553 | Central HP <5.4 tons | BRYANT HEATING AND COOLING SYSTEMS | HRCU-A-CB (Split System: Heat Pump with Remote Outdoor Unit-Air-Source) | 284ANV036*0**B* |  |  | CAP**4321AL*+UI | 935CB66100C21*** | 34600 | 19.5 | 9.5 | 36400 | 25600 | 70.33% | 2.06 | 0 | 12 |  |  |  | No | R-410A | 2.8833 | Residential & Commercial | Ducted CEE Tier 1
215676585 | Central HP <5.4 tons | HEIL | HRCU-A-CB (Split System: Heat Pump with Remote Outdoor Unit-Air-Source) | H5H0V48*K*AAA* |  |  | EVD5X60M24A*+WALLCON | *80CSU0802120A* | 48000 | 19 | 9 | 50000 | 36400 | 72.8% | 2.12 | 0 | 10 |  |  |  | No | R-454B | 4 | Residential & Commercial | Ducted CEE Tier 1
215676635 | Central HP <5.4 tons | HEIL | HRCU-A-CB (Split System: Heat Pump with Remote Outdoor Unit-Air-Source) | H5H0V48*K*AAA* |  |  | EVD5X60M24A*+WALLCON | *95CSU0802120B* | 47500 | 18.5 | 9 | 50000 | 36600 | 73.2% | 2 | 0 | 10 |  |  |  | No | R-454B | 3.9583 | Residential & Commercial | Ducted CEE Tier 1
215668832 | Central HP <5.4 tons | DAY & NIGHT | HRCU-A-CB (Split System: Heat Pump with Remote Outdoor Unit-Air-Source) | C5H0V36*K*AAA* |  |  | EA*5X42M21A*+WALLCON | *80CTL0702120B* | 33000 | 17.5 | 9 | 35800 | 25600 | 71.51% | 1.86 | 0 | 10 |  |  |  | No | R-454B | 2.75 | Residential & Commercial | Ducted CEE Tier 1
215668848 | Central HP <5.4 tons | DAY & NIGHT | HRCU-A-CB (Split System: Heat Pump with Remote Outdoor Unit-Air-Source) | C5H0V36*K*AAA* |  |  | EA*5X42M21A*+WALLCON | *80CTL0902120B* | 33200 | 18 | 9 | 35800 | 25600 | 71.51% | 1.86 | 0 | 10 |  |  |  | No | R-454B | 2.7667 | Residential & Commercial | Ducted CEE Tier 1
215679329 | Central HP <5.4 tons | DAY & NIGHT | HRCU-A-CB (Split System: Heat Pump with Remote Outdoor Unit-Air-Source) | C5H0V36*K*AAA* |  |  | EA*5X37M21A*+WALLCON | *97CTN0802120A* | 34400 | 18 | 9 | 35400 | 25200 | 71.19% | 1.88 | 0 | 10 |  |  |  | No | R-454B | 2.8667 | Residential & Commercial | Ducted CEE Tier 1
215679679 | Central HP <5.4 tons | DAY & NIGHT | HRCU-A-CB (Split System: Heat Pump with Remote Outdoor Unit-Air-Source) | C5H0V36*K*AAA* |  |  | EA*5X61M24A*+WALLCON | *97CTN0802120A* | 34800 | 18 | 9 | 34400 | 24800 | 72.09% | 1.92 | 0 | 10.5 |  |  |  | No | R-454B | 2.9 | Residential & Commercial | Ducted CEE Tier 1
213785497 | Central HP <5.4 tons | BRYANT HEATING AND COOLING SYSTEMS | HRCU-A-CB (Split System: Heat Pump with Remote Outdoor Unit-Air-Source) | 284ANV036*0**B* |  |  | CAP**4821AL*+UI | 987MC66100C21*** | 33200 | 19.5 | 9 | 36400 | 25800 | 70.88% | 2.02 | 0 | 12 |  |  |  | No | R-410A | 2.7667 | Residential & Commercial | Ducted CEE Tier 1
213785647 | Central HP <5.4 tons | BRYANT HEATING AND COOLING SYSTEMS | HRCU-A-CB (Split System: Heat Pump with Remote Outdoor Unit-Air-Source) | 284ANV036*0**B* |  |  | CSPH*3612AL*+UI | 88*TB66135C24*** | 33200 | 18 | 8.5 | 37000 | 26200 | 70.81% | 2.02 | 0 | 11.7 |  |  |  | No | R-410A | 2.7667 | Residential & Commercial | Ducted CEE Tier 1
215676606 | Central HP <5.4 tons | AIRQUEST | HRCU-A-CB (Split System: Heat Pump with Remote Outdoor Unit-Air-Source) | H5H0V48*K*AAA* |  |  | EVD5X60M24A*+WALLCON | *80CTL0702120B* | 47500 | 19 | 9 | 50000 | 36800 | 73.6% | 2 | 0 | 10 |  |  |  | No | R-454B | 3.9583 | Residential & Commercial | Ducted CEE Tier 1
215676206 | Central HP <5.4 tons | AIRQUEST | HRCU-A-CB (Split System: Heat Pump with Remote Outdoor Unit-Air-Source) | H5H0V48*K*AAA* |  |  | EVD5X48M24A*+WALLCON | *80CTL0902120B* | 47000 | 19 | 9 | 50000 | 36200 | 72.4% | 2 | 0 | 10 |  |  |  | No | R-454B | 3.9167 | Residential & Commercial | Ducted CEE Tier 1
215676906 | Central HP <5.4 tons | AIRQUEST | HRCU-A-CB (Split System: Heat Pump with Remote Outdoor Unit-Air-Source) | H5H0V48*K*AAA* |  |  | EVD5X61M24A*+WALLCON | *97CMN0602120B* | 48000 | 19 | 9 | 50000 | 37200 | 74.4% | 1.98 | 0 | 10 |  |  |  | No | R-454B | 4 | Residential & Commercial | Ducted CEE Tier 1
213062478 | Central HP <5.4 tons | ACIQ | HRCU-A-CB (Split System: Heat Pump with Remote Outdoor Unit-Air-Source) | HVH837GKA** |  |  | EA*4X48L21A*+WALLCON | *97CMN0602120A* | 32200 | 17 | 8.1 | 32800 | 25200 | 76.83% | 1.96 | 11.5 | 11 |  |  |  | No | R-410A | 2.6833 | Residential & Commercial | Ducted CEE Tier 1
213062487 | Central HP <5.4 tons | ACIQ | HRCU-A-CB (Split System: Heat Pump with Remote Outdoor Unit-Air-Source) | HVH837GKA** |  |  | EN(A,D,W)4X48L21**+WALLCON | *80CTL0701716A* | 32400 | 17.5 | 8.1 | 33000 | 25000 | 75.76% | 1.94 | 12 | 11.5 |  |  |  | No | R-410A | 2.7 | Residential & Commercial | Ducted CEE Tier 1
213069641 | Central HP <5.4 tons | ACIQ | HRCU-A-CB (Split System: Heat Pump with Remote Outdoor Unit-Air-Source) | DLCURAH24ABK |  |  | EA*4X24L14A* | *80ES(N,L)0701412A* | 24000 | 16.5 | 8.5 | 26800 | 24000 | 89.55% | 1.98 | 0 | 10 |  |  |  | No | R-410A | 2 | Residential & Commercial | Ducted CEE Tier 1
213069650 | Central HP <5.4 tons | ACIQ | HRCU-A-CB (Split System: Heat Pump with Remote Outdoor Unit-Air-Source) | DLCURAH24ABK |  |  | EA*4X24L17A* | *80VSL0451716A* | 23800 | 16 | 8.5 | 26800 | 24000 | 89.55% | 1.98 | 0 | 10 |  |  |  | No | R-410A | 1.9833 | Residential & Commercial | Ducted CEE Tier 1
213069657 | Central HP <5.4 tons | ACIQ | HRCU-A-CB (Split System: Heat Pump with Remote Outdoor Unit-Air-Source) | DLCURAH24ABK |  |  | EA*4X24L17A* | *80VTL0701716A* | 23800 | 16.5 | 8.5 | 26800 | 24000 | 89.55% | 2 | 0 | 10 |  |  |  | No | R-410A | 1.9833 | Residential & Commercial | Ducted CEE Tier 1
213069673 | Central HP <5.4 tons | ACIQ | HRCU-A-CB (Split System: Heat Pump with Remote Outdoor Unit-Air-Source) | DLCURAH24ABK |  |  | EA*4X24L17A* | *95ESN0801716A* | 24400 | 15.5 | 8.5 | 27400 | 23000 | 83.94% | 1.88 | 0 | 10 |  |  |  | No | R-410A | 2.0333 | Residential & Commercial | Ducted CEE Tier 1
216051123 | Central HP <5.4 tons | RHEEM | HRCU-A-CB (Split System: Heat Pump with Remote Outdoor Unit-Air-Source) | RP19AY48AJVC |  |  | RCFY4821SEAAM | R802V0754A17DZ | 45500 | 19 | 10 | 45500 | 42000 | 92.31% | 2.1 | 0 | 11.7 |  |  |  | No | R-454B | 3.7917 | Residential & Commercial | Ducted CEE Tier 1
216051124 | Central HP <5.4 tons | RHEEM | HRCU-A-CB (Split System: Heat Pump with Remote Outdoor Unit-Air-Source) | RP19AY48AJVC |  |  | RCFY4821SEAAM | R802V0755A21UH | 45500 | 19 | 10 | 45500 | 42000 | 92.31% | 2.1 | 0 | 12 |  |  |  | No | R-454B | 3.7917 | Residential & Commercial | Ducted CEE Tier 1
213070463 | Central HP <5.4 tons | ACIQ | HRCU-A-CB (Split System: Heat Pump with Remote Outdoor Unit-Air-Source) | DLCURAH24ABK |  |  | EA*4X37L17A* | *96VSN0401410A* | 24200 | 16 | 8.5 | 25600 | 21800 | 85.16% | 1.8 | 0 | 10 |  |  |  | No | R-410A | 2.0167 | Residential & Commercial | Ducted CEE Tier 1
216051131 | Central HP <5.4 tons | RHEEM | HRCU-A-CB (Split System: Heat Pump with Remote Outdoor Unit-Air-Source) | RP19AY48AJVC |  |  | RCFY4821SEAAM | R97MV1005A21DH | 45500 | 19 | 10 | 45500 | 42000 | 92.31% | 2.1 | 0 | 12 |  |  |  | No | R-454B | 3.7917 | Residential & Commercial | Ducted CEE Tier 1
213069698 | Central HP <5.4 tons | ACIQ | HRCU-A-CB (Split System: Heat Pump with Remote Outdoor Unit-Air-Source) | DLCURAH24ABK |  |  | EA*4X25L17A* | *95ESN0401712A* | 24600 | 15.2 | 8.5 | 25800 | 21200 | 82.17% | 1.76 | 0 | 10 |  |  |  | No | R-410A | 2.05 | Residential & Commercial | Ducted CEE Tier 1
213069734 | Central HP <5.4 tons | ACIQ | HRCU-A-CB (Split System: Heat Pump with Remote Outdoor Unit-Air-Source) | DLCURAH24ABK |  |  | EA*4X30L17A* | *96VSN0601714A* | 23400 | 16.5 | 8.5 | 25800 | 24200 | 93.8% | 2.02 | 0 | 10 |  |  |  | No | R-410A | 1.95 | Residential & Commercial | Ducted CEE Tier 1
213070007 | Central HP <5.4 tons | ACIQ | HRCU-A-CB (Split System: Heat Pump with Remote Outdoor Unit-Air-Source) | DLCURAH24ABK |  |  | EA*4X36L17A* | *80VTL0451412A* | 24200 | 16.5 | 8.5 | 26200 | 22400 | 85.5% | 1.86 | 0 | 10 |  |  |  | No | R-410A | 2.0167 | Residential & Commercial | Ducted CEE Tier 1
213785410 | Central HP <5.4 tons | CARRIER | HRCU-A-CB (Split System: Heat Pump with Remote Outdoor Unit-Air-Source) | 25VNA436A*031* |  |  | CAP**3721AL*+UI | 59MN7C100C21**22 | 33800 | 19.5 | 9 | 36400 | 25600 | 70.33% | 2.04 | 0 | 12 |  |  |  | No | R-410A | 2.8167 | Residential & Commercial | Ducted CEE Tier 1
213785428 | Central HP <5.4 tons | CARRIER | HRCU-A-CB (Split System: Heat Pump with Remote Outdoor Unit-Air-Source) | 25VNA436A*031* |  |  | CAP**4221AL*+UI | 59CU5B060C17**16 | 32400 | 18.5 | 9 | 38000 | 26800 | 70.53% | 1.96 | 0 | 11.5 |  |  |  | No | R-410A | 2.7 | Residential & Commercial | Ducted CEE Tier 1
213785510 | Central HP <5.4 tons | CARRIER | HRCU-A-CB (Split System: Heat Pump with Remote Outdoor Unit-Air-Source) | 25VNA436A*031* |  |  | CAP**4824AL*+UI | 59MN7C100C21**22 | 33200 | 19.5 | 9 | 36400 | 25800 | 70.88% | 2.04 | 0 | 12 |  |  |  | No | R-410A | 2.7667 | Residential & Commercial | Ducted CEE Tier 1
213785528 | Central HP <5.4 tons | CARRIER | HRCU-A-CB (Split System: Heat Pump with Remote Outdoor Unit-Air-Source) | 25VNA436A*031* |  |  | CAP**6024AL*+UI | 59TN6C100C21**22 | 33800 | 19.5 | 9 | 35800 | 25200 | 70.39% | 2 | 0 | 12 |  |  |  | No | R-410A | 2.8167 | Residential & Commercial | Ducted CEE Tier 1
213785644 | Central HP <5.4 tons | CARRIER | HRCU-A-CB (Split System: Heat Pump with Remote Outdoor Unit-Air-Source) | 25VNA436A*031* |  |  | CSPH*3612AL*+UI | 58TN*B110C21**20 | 33200 | 18.5 | 8.5 | 37000 | 26200 | 70.81% | 2.02 | 0 | 11.7 |  |  |  | No | R-410A | 2.7667 | Residential & Commercial | Ducted CEE Tier 1
213785694 | Central HP <5.4 tons | CARRIER | HRCU-A-CB (Split System: Heat Pump with Remote Outdoor Unit-Air-Source) | 25VNA436A*031* |  |  | CSPH*4212AL*+UI | 59TN6C100C21**22 | 33400 | 18.5 | 8.5 | 36600 | 26000 | 71.04% | 2.02 | 0 | 11.7 |  |  |  | No | R-410A | 2.7833 | Residential & Commercial | Ducted CEE Tier 1
213785728 | Central HP <5.4 tons | CARRIER | HRCU-A-CB (Split System: Heat Pump with Remote Outdoor Unit-Air-Source) | 25VNA436A*031* |  |  | CSPH*4812AL*+UI | 59TN6C120C24**22 | 33600 | 18.5 | 8.5 | 36600 | 25800 | 70.49% | 2.04 | 0 | 12 |  |  |  | No | R-410A | 2.8 | Residential & Commercial | Ducted CEE Tier 1
213072115 | Central HP <5.4 tons | ACIQ | HRCU-A-CB (Split System: Heat Pump with Remote Outdoor Unit-Air-Source) | DLCURAH18ABK |  |  | EA*4X19L17A* | *80VSL0451716A* | 18100 | 16 | 8.5 | 18100 | 17700 | 97.79% | 2.14 | 0 | 10.5 |  |  |  | No | R-410A | 1.5083 | Residential & Commercial | Ducted CEE Tier 1
213072131 | Central HP <5.4 tons | ACIQ | HRCU-A-CB (Split System: Heat Pump with Remote Outdoor Unit-Air-Source) | DLCURAH18ABK |  |  | EA*4X19L17A* | *80ES(N,L)0701712A* | 18600 | 16.5 | 8.5 | 18400 | 17500 | 95.11% | 2.14 | 0 | 11 |  |  |  | No | R-410A | 1.55 | Residential & Commercial | Ducted CEE Tier 1
213072163 | Central HP <5.4 tons | ACIQ | HRCU-A-CB (Split System: Heat Pump with Remote Outdoor Unit-Air-Source) | DLCURAH18ABK |  |  | EA*4X24L17A* | *80ESU0401712A* | 18400 | 16.5 | 9 | 19200 | 18700 | 97.4% | 2.26 | 0 | 11 |  |  |  | No | R-410A | 1.5333 | Residential & Commercial | Ducted CEE Tier 1
214569417 | Central HP <5.4 tons | BRYANT HEATING AND COOLING SYSTEMS | HRCU-A-CB (Split System: Heat Pump with Remote Outdoor Unit-Air-Source) | 284ANV048*0**B* |  |  | CAP**4824AL*+UI | 987MC60080C21*** | 43500 | 20.5 | 9.5 | 46500 | 36400 | 78.28% | 2.28 | 0 | 11.5 |  |  |  | No | R-410A | 3.625 | Residential & Commercial | Ducted CEE Tier 1
214569433 | Central HP <5.4 tons | BRYANT HEATING AND COOLING SYSTEMS | HRCU-A-CB (Split System: Heat Pump with Remote Outdoor Unit-Air-Source) | 284ANV048*0**B* |  |  | CAP**6121AL*+UI | 88*TB60070C21*** | 45000 | 21 | 10 | 46000 | 36600 | 79.57% | 2.34 | 0 | 11.5 |  |  |  | No | R-410A | 3.75 | Residential & Commercial | Ducted CEE Tier 1
214569451 | Central HP <5.4 tons | BRYANT HEATING AND COOLING SYSTEMS | HRCU-A-CB (Split System: Heat Pump with Remote Outdoor Unit-Air-Source) | 284ANV048*0**B* |  |  | CAP**6124AL*+UI | 987MC60060C21*** | 45000 | 20.5 | 9.5 | 46500 | 37000 | 79.57% | 2.3 | 0 | 11 |  |  |  | No | R-410A | 3.75 | Residential & Commercial | Ducted CEE Tier 1
214569469 | Central HP <5.4 tons | BRYANT HEATING AND COOLING SYSTEMS | HRCU-A-CB (Split System: Heat Pump with Remote Outdoor Unit-Air-Source) | 284ANV048*0**B* |  |  | CSPH*6012AL*+UI | 88*TB60070C21*** | 45000 | 20.5 | 9.5 | 46500 | 36400 | 78.28% | 2.34 | 0 | 11.5 |  |  |  | No | R-410A | 3.75 | Residential & Commercial | Ducted CEE Tier 1
214569485 | Central HP <5.4 tons | BRYANT HEATING AND COOLING SYSTEMS | HRCU-A-CB (Split System: Heat Pump with Remote Outdoor Unit-Air-Source) | 284ANV048*0**B* |  |  | CNPV*4821AL*+UI | 935CB66100C21*** | 44000 | 21 | 9 | 46500 | 36200 | 77.85% | 2.18 | 0 | 12 |  |  |  | No | R-410A | 3.6667 | Residential & Commercial | Ducted CEE Tier 1
214569503 | Central HP <5.4 tons | BRYANT HEATING AND COOLING SYSTEMS | HRCU-A-CB (Split System: Heat Pump with Remote Outdoor Unit-Air-Source) | 284ANV048*0**B* |  |  | CNPV*4824AL*+UI | 986TD60080C21*** | 44000 | 21 | 9 | 46500 | 36400 | 78.28% | 2.18 | 0 | 12 |  |  |  | No | R-410A | 3.6667 | Residential & Commercial | Ducted CEE Tier 1
215668920 | Central HP <5.4 tons | DAY & NIGHT | HRCU-A-CB (Split System: Heat Pump with Remote Outdoor Unit-Air-Source) | C5H0V36*K*AAA* |  |  | EA*5X42M21A*+WALLCON | *97CMN1002122B* | 33200 | 17.5 | 9 | 35800 | 25600 | 71.51% | 1.84 | 0 | 10 |  |  |  | No | R-454B | 2.7667 | Residential & Commercial | Ducted CEE Tier 1
215679999 | Central HP <5.4 tons | DAY & NIGHT | HRCU-A-CB (Split System: Heat Pump with Remote Outdoor Unit-Air-Source) | C5H0V36*K*AAA* |  |  | ESH5X60M12A*+WALLCON | *97CTN1002122A* | 34600 | 17 | 8.5 | 34600 | 24800 | 71.68% | 1.82 | 0 | 10 |  |  |  | No | R-454B | 2.8833 | Residential & Commercial | Ducted CEE Tier 1
215680009 | Central HP <5.4 tons | DAY & NIGHT | HRCU-A-CB (Split System: Heat Pump with Remote Outdoor Unit-Air-Source) | C5H0V36*K*AAA* |  |  | ESH5X60M12A*+WALLCON | *97CTN1202422A* | 34600 | 16.5 | 8.5 | 34600 | 24800 | 71.68% | 1.92 | 0 | 10 |  |  |  | No | R-454B | 2.8833 | Residential & Commercial | Ducted CEE Tier 1
213780765 | Central HP <5.4 tons | CARRIER | HRCU-A-CB (Split System: Heat Pump with Remote Outdoor Unit-Air-Source) | 25VNA837A*031* |  |  | CAP**3621AL*+UI | 58TN*B110C21**20 | 31600 | 17 | 8.1 | 32800 | 24200 | 73.78% | 1.86 | 0 | 11 |  |  |  | No | R-410A | 2.6333 | Residential & Commercial | Ducted CEE Tier 1
214574128 | Central HP <5.4 tons | CARRIER | HRCU-A-CB (Split System: Heat Pump with Remote Outdoor Unit-Air-Source) | 25VNA837A*031* |  |  | CAP**6121AL*+UI | 59MN7C080C21**20 | 33200 | 17.5 | 8.5 | 32000 | 24800 | 77.5% | 2 | 0 | 11.5 |  |  |  | No | R-410A | 2.7667 | Residential & Commercial | Ducted CEE Tier 1
214574428 | Central HP <5.4 tons | CARRIER | HRCU-A-CB (Split System: Heat Pump with Remote Outdoor Unit-Air-Source) | 25VNA837A*031* |  |  | CSPH*6012AL*+UI | 59MN7C080C21**20 | 33000 | 17 | 8.5 | 32200 | 24800 | 77.02% | 2 | 0 | 11.5 |  |  |  | No | R-410A | 2.75 | Residential & Commercial | Ducted CEE Tier 1
214574578 | Central HP <5.4 tons | CARRIER | HRCU-A-CB (Split System: Heat Pump with Remote Outdoor Unit-Air-Source) | 25VNA837A*031* |  |  | CNPV*4821AL*+UI | 59CU5B080C21**20 | 32400 | 17.5 | 8.1 | 32800 | 24800 | 75.61% | 1.96 | 0 | 11.5 |  |  |  | No | R-410A | 2.7 | Residential & Commercial | Ducted CEE Tier 1
213785709 | Central HP <5.4 tons | BRYANT HEATING AND COOLING SYSTEMS | HRCU-A-CB (Split System: Heat Pump with Remote Outdoor Unit-Air-Source) | 284ANV036*0**B* |  |  | CSPH*4812AL*+UI | 88*TB60110C21*** | 33600 | 19 | 8.5 | 36600 | 25800 | 70.49% | 2.04 | 0 | 12 |  |  |  | No | R-410A | 2.8 | Residential & Commercial | Ducted CEE Tier 1
213785757 | Central HP <5.4 tons | BRYANT HEATING AND COOLING SYSTEMS | HRCU-A-CB (Split System: Heat Pump with Remote Outdoor Unit-Air-Source) | 284ANV036*0**B* |  |  | CSPH*6012AL*+UI | 986TD42080C17*** | 33800 | 18.5 | 8.5 | 36200 | 25400 | 70.17% | 2.02 | 0 | 11.7 |  |  |  | No | R-410A | 2.8167 | Residential & Commercial | Ducted CEE Tier 1
215682505 | Central HP <5.4 tons | HEIL | HRCU-A-CB (Split System: Heat Pump with Remote Outdoor Unit-Air-Source) | H5H0V48*K*AAA* |  |  | EVD5X61M21A*+WALLCON | *97CTN1002122A* | 48500 | 19.5 | 9.5 | 50000 | 36800 | 73.6% | 2.12 | 0 | 10.5 |  |  |  | No | R-454B | 4.0417 | Residential & Commercial | Ducted CEE Tier 1
214569539 | Central HP <5.4 tons | BRYANT HEATING AND COOLING SYSTEMS | HRCU-A-CB (Split System: Heat Pump with Remote Outdoor Unit-Air-Source) | 284ANV036*0**B* |  |  | CAP**4224AL*+UI | 88*TB60070C21*** | 33200 | 19 | 9.5 | 37800 | 26600 | 70.37% | 2 | 0 | 11.5 |  |  |  | No | R-410A | 2.7667 | Residential & Commercial | Ducted CEE Tier 1
211206944 | Central HP <5.4 tons | LUXAIRE | HRCU-A-CB (Split System: Heat Pump with Remote Outdoor Unit-Air-Source) | HL20B4821 |  |  | XAMC48HE3N1+CC | TP9C080C16MP13 | 43500 | 18 | 8.5 | 45500 | 36800 | 80.88% | 2.14 | 0 | 11 |  |  |  | No | R-410A | 3.625 | Residential & Commercial | Ducted CEE Tier 1
213785535 | Central HP <5.4 tons | BRYANT HEATING AND COOLING SYSTEMS | HRCU-A-CB (Split System: Heat Pump with Remote Outdoor Unit-Air-Source) | 284ANV036*0**B* |  |  | CAP**6121AL*+UI | 88*TB48070C17*** | 34000 | 19.5 | 9 | 36000 | 25200 | 70% | 2 | 0 | 12 |  |  |  | No | R-410A | 2.8333 | Residential & Commercial | Ducted CEE Tier 1
213785537 | Central HP <5.4 tons | BRYANT HEATING AND COOLING SYSTEMS | HRCU-A-CB (Split System: Heat Pump with Remote Outdoor Unit-Air-Source) | 284ANV036*0**B* |  |  | CAP**6121AL*+UI | 88*TB48090C17*** | 34200 | 19.5 | 9 | 35800 | 25200 | 70.39% | 2 | 0 | 12 |  |  |  | No | R-410A | 2.85 | Residential & Commercial | Ducted CEE Tier 1
213785553 | Central HP <5.4 tons | BRYANT HEATING AND COOLING SYSTEMS | HRCU-A-CB (Split System: Heat Pump with Remote Outdoor Unit-Air-Source) | 284ANV036*0**B* |  |  | CAP**6121AL*+UI | 986TD42080C17*** | 34000 | 19.5 | 9 | 36000 | 25200 | 70% | 2 | 0 | 12 |  |  |  | No | R-410A | 2.8333 | Residential & Commercial | Ducted CEE Tier 1
213785685 | Central HP <5.4 tons | BRYANT HEATING AND COOLING SYSTEMS | HRCU-A-CB (Split System: Heat Pump with Remote Outdoor Unit-Air-Source) | 284ANV036*0**B* |  |  | CSPH*4212AL*+UI | 987MC42080C17*** | 33200 | 18 | 8.5 | 36800 | 26200 | 71.2% | 2 | 0 | 11.5 |  |  |  | No | R-410A | 2.7667 | Residential & Commercial | Ducted CEE Tier 1
213785703 | Central HP <5.4 tons | BRYANT HEATING AND COOLING SYSTEMS | HRCU-A-CB (Split System: Heat Pump with Remote Outdoor Unit-Air-Source) | 284ANV036*0**B* |  |  | CSPH*4812AL*+UI | 88*TB48070C17*** | 33400 | 18.5 | 8.5 | 36800 | 26000 | 70.65% | 2.02 | 0 | 11.7 |  |  |  | No | R-410A | 2.7833 | Residential & Commercial | Ducted CEE Tier 1
213067691 | Central HP <5.4 tons | ACIQ | HRCU-A-CB (Split System: Heat Pump with Remote Outdoor Unit-Air-Source) | HVH837GKA** |  |  | EA*4X60L24A*+WALLCON | *95CSU1002122A* | 32800 | 18 | 8.5 | 31800 | 24800 | 77.99% | 2 | 0 | 11.5 |  |  |  | No | R-410A | 2.7333 | Residential & Commercial | Ducted CEE Tier 1
213072133 | Central HP <5.4 tons | ACIQ | HRCU-A-CB (Split System: Heat Pump with Remote Outdoor Unit-Air-Source) | DLCURAH18ABK |  |  | EA*4X19L17A* | *92ESN0601714A* | 18200 | 16.5 | 8.5 | 18100 | 17600 | 97.24% | 2.14 | 0 | 11 |  |  |  | No | R-410A | 1.5167 | Residential & Commercial | Ducted CEE Tier 1
213072135 | Central HP <5.4 tons | ACIQ | HRCU-A-CB (Split System: Heat Pump with Remote Outdoor Unit-Air-Source) | DLCURAH18ABK |  |  | EA*4X19L17A* | *92ESN0401712A* | 18300 | 15.5 | 8.5 | 18400 | 17600 | 95.65% | 2.12 | 0 | 10.5 |  |  |  | No | R-410A | 1.525 | Residential & Commercial | Ducted CEE Tier 1
213785185 | Central HP <5.4 tons | CARRIER | HRCU-A-CB (Split System: Heat Pump with Remote Outdoor Unit-Air-Source) | 25VNA424A*031* |  |  | CSPH*3012AL*+UI | 58TN*B045C17**12 | 23000 | 18 | 10 | 27000 | 20200 | 74.81% | 2.4 | 0 | 12 |  |  |  | No | R-410A | 1.9167 | Residential & Commercial | Ducted CEE Tier 1
213785235 | Central HP <5.4 tons | CARRIER | HRCU-A-CB (Split System: Heat Pump with Remote Outdoor Unit-Air-Source) | 25VNA424A*031* |  |  | CSPH*3612AL*+UI | 59TN6C040C14**10 | 23400 | 17 | 9.5 | 27000 | 20400 | 75.56% | 2.38 | 0 | 11.5 |  |  |  | No | R-410A | 1.95 | Residential & Commercial | Ducted CEE Tier 1
213785267 | Central HP <5.4 tons | CARRIER | HRCU-A-CB (Split System: Heat Pump with Remote Outdoor Unit-Air-Source) | 25VNA424A*031* |  |  | CSPH*4212AL*+UI | 59TN6C060C17**14 | 23800 | 19 | 9 | 26600 | 19800 | 74.44% | 2.48 | 0 | 12.5 |  |  |  | No | R-410A | 1.9833 | Residential & Commercial | Ducted CEE Tier 1
214396730 | Central HP <5.4 tons | COLEMAN | HRCU-A-CB (Split System: Heat Pump with Remote Outdoor Unit-Air-Source) | HH860E2S11 |  |  | CTF60C5CHS1 | TL8E100C20UH11 | 53000 | 19 | 9 | 53500 | 38500 | 71.96% | 2 | 0 | 11.7 |  |  |  | No | R-454B | 4.4167 | Residential & Commercial | Ducted CEE Tier 1
214397501 | Central HP <5.4 tons | COLEMAN | HRCU-A-CB (Split System: Heat Pump with Remote Outdoor Unit-Air-Source) | HH860E2S11 |  |  | CTF60C5CGS1 | TP9C080C16MP13 | 43500 | 17 | 9 | 44000 | 33600 | 76.36% | 2 | 0 | 11 |  |  |  | No | R-454B | 3.625 | Residential & Commercial | Ducted CEE Tier 1
214397869 | Central HP <5.4 tons | COLEMAN | HRCU-A-CB (Split System: Heat Pump with Remote Outdoor Unit-Air-Source) | HH860E2S11 |  |  | CTF60C5CGS1 | TM9E080C20MP12 | 44500 | 17 | 9 | 45000 | 33800 | 75.11% | 2 | 0 | 11.7 |  |  |  | No | R-454B | 3.7083 | Residential & Commercial | Ducted CEE Tier 1
214398002 | Central HP <5.4 tons | COLEMAN | HRCU-A-CB (Split System: Heat Pump with Remote Outdoor Unit-Air-Source) | HH860E2S11 |  |  | CTF60D5CHS1 | TM9Y120D20MP11 | 53500 | 19 | 8.5 | 54500 | 39500 | 72.48% | 2 | 0 | 11 |  |  |  | No | R-454B | 4.4583 | Residential & Commercial | Ducted CEE Tier 1
213781495 | Central HP <5.4 tons | CARRIER | HRCU-A-CB (Split System: Heat Pump with Remote Outdoor Unit-Air-Source) | 25VNA837A*031* |  |  | CAP**6024AL*+UI | 59MN7C100C21**22 | 32800 | 17.5 | 8.1 | 31800 | 24600 | 77.36% | 1.98 | 0 | 11.5 |  |  |  | No | R-410A | 2.7333 | Residential & Commercial | Ducted CEE Tier 1
213782015 | Central HP <5.4 tons | CARRIER | HRCU-A-CB (Split System: Heat Pump with Remote Outdoor Unit-Air-Source) | 25VNA837A*031* |  |  | CSPH*4212AL*+UI | 59TN6C080C17**14 | 32400 | 16 | 8.1 | 33000 | 24800 | 75.15% | 1.92 | 0 | 11 |  |  |  | No | R-410A | 2.7 | Residential & Commercial | Ducted CEE Tier 1
213782065 | Central HP <5.4 tons | CARRIER | HRCU-A-CB (Split System: Heat Pump with Remote Outdoor Unit-Air-Source) | 25VNA837A*031* |  |  | CSPH*4812AL*+UI | 58TN*B070C17**16 | 32600 | 16.5 | 8.1 | 33200 | 25000 | 75.3% | 1.94 | 0 | 11 |  |  |  | No | R-410A | 2.7167 | Residential & Commercial | Ducted CEE Tier 1
213782115 | Central HP <5.4 tons | CARRIER | HRCU-A-CB (Split System: Heat Pump with Remote Outdoor Unit-Air-Source) | 25VNA837A*031* |  |  | CSPH*4812AL*+UI | 59CU5B060C17**16 | 32400 | 16 | 8.1 | 33000 | 25000 | 75.76% | 1.94 | 0 | 11 |  |  |  | No | R-410A | 2.7 | Residential & Commercial | Ducted CEE Tier 1
213779255 | Central HP <5.4 tons | CARRIER | HRCU-A-CB (Split System: Heat Pump with Remote Outdoor Unit-Air-Source) | 25VNA837A*030* |  |  | CAP**4321AL*+UI | 58TN*B070C17**16 | 32800 | 17 | 8.5 | 33000 | 25200 | 76.36% | 1.96 | 0 | 11 |  |  |  | No | R-410A | 2.7333 | Residential & Commercial | Ducted CEE Tier 1
213779505 | Central HP <5.4 tons | CARRIER | HRCU-A-CB (Split System: Heat Pump with Remote Outdoor Unit-Air-Source) | 25VNA837A*030* |  |  | CAP**4824AL*+UI | 58TN*B135C24**22 | 32400 | 17.5 | 8.5 | 32400 | 24800 | 76.54% | 1.98 | 0 | 11.5 |  |  |  | No | R-410A | 2.7 | Residential & Commercial | Ducted CEE Tier 1
213779675 | Central HP <5.4 tons | CARRIER | HRCU-A-CB (Split System: Heat Pump with Remote Outdoor Unit-Air-Source) | 25VNA837A*030* |  |  | CAP**6121AL*+UI | 59CU5B060C17**16 | 33000 | 17 | 8.1 | 32200 | 25000 | 77.64% | 1.96 | 0 | 11 |  |  |  | No | R-410A | 2.75 | Residential & Commercial | Ducted CEE Tier 1
214397533 | Central HP <5.4 tons | COLEMAN | HRCU-A-CB (Split System: Heat Pump with Remote Outdoor Unit-Air-Source) | HH824E2S11 |  |  | CTF36B5ADS1 | TM8E080B12MP11 | 23000 | 18 | 9.5 | 23000 | 18700 | 81.3% | 2 | 0 | 12 |  |  |  | No | R-454B | 1.9167 | Residential & Commercial | Ducted CEE Tier 1
214396683 | Central HP <5.4 tons | COLEMAN | HRCU-A-CB (Split System: Heat Pump with Remote Outdoor Unit-Air-Source) | HH824E2S11 |  |  | CTF36B5ADS1 | TM9E060B12MP12 | 23000 | 18 | 9.5 | 23000 | 19200 | 83.48% | 2 | 0 | 12 |  |  |  | No | R-454B | 1.9167 | Residential & Commercial | Ducted CEE Tier 1
214397100 | Central HP <5.4 tons | COLEMAN | HRCU-A-CB (Split System: Heat Pump with Remote Outdoor Unit-Air-Source) | HH824E2S11 |  |  | CTF36B5ADS1+JME08B2SN1 |  | 23000 | 19 | 9.5 | 23000 | 18000 | 78.26% | 2 | 0 | 12 |  |  |  | No | R-454B | 1.9167 | Residential & Commercial | Ducted CEE Tier 1
215223950 | Central HP <5.4 tons | COLEMAN | HRCU-A-CB (Split System: Heat Pump with Remote Outdoor Unit-Air-Source) | HH824E2S11 |  |  | CTM36B5ADS1 | Z8ES100B12SMPS1 | 23000 | 18 | 9.5 | 23000 | 18800 | 81.74% | 2 | 0 | 12 |  |  |  | No | R-454B | 1.9167 | Residential & Commercial | Ducted CEE Tier 1
214397933 | Central HP <5.4 tons | COLEMAN | HRCU-A-CB (Split System: Heat Pump with Remote Outdoor Unit-Air-Source) | HH824E2S11 |  |  | CTF30A5ADS1 | TM9E060A10MP12 | 23000 | 17 | 9 | 23000 | 18100 | 78.7% | 2 | 0 | 12 |  |  |  | No | R-454B | 1.9167 | Residential & Commercial | Ducted CEE Tier 1
216013297 | Central HP <5.4 tons | COLEMAN | HRCU-A-CB (Split System: Heat Pump with Remote Outdoor Unit-Air-Source) | HH824E2S11 |  |  | CTM36B5ADS1+JMET08BS2N1 |  | 23000 | 18 | 9 | 23000 | 17800 | 77.39% | 2 | 0 | 12 |  |  |  | No | R-454B | 1.9167 | Residential & Commercial | Ducted CEE Tier 1
214242477 | Central HP <5.4 tons | HEIL | HRCU-A-CB (Split System: Heat Pump with Remote Outdoor Unit-Air-Source) | HVH825GKA2* |  |  | EN(A,D)4X24L17**+WALLCON | *97CMN0801714B* | 23200 | 16 | 8.1 | 22000 | 16900 | 76.82% | 1.92 | 0 | 10.5 |  |  |  | No | R-410A | 1.9333 | Residential & Commercial | Ducted CEE Tier 1
214242727 | Central HP <5.4 tons | HEIL | HRCU-A-CB (Split System: Heat Pump with Remote Outdoor Unit-Air-Source) | HVH825GKA2* |  |  | EN(A,D,W)4X36L17**+WALLCON | *96CTN0801714B* | 23400 | 16.5 | 8.1 | 21600 | 16700 | 77.31% | 1.92 | 0 | 11 |  |  |  | No | R-410A | 1.95 | Residential & Commercial | Ducted CEE Tier 1
211206873 | Central HP <5.4 tons | LUXAIRE | HRCU-A-CB (Split System: Heat Pump with Remote Outdoor Unit-Air-Source) | HL20B3621 |  |  | XAMC36DE2N1+CC | TP9C080C16MP13 | 33000 | 18 | 8.5 | 34200 | 29200 | 85.38% | 1.96 | 0 | 12 |  |  |  | No | R-410A | 2.75 | Residential & Commercial | Ducted CEE Tier 1
211206890 | Central HP <5.4 tons | LUXAIRE | HRCU-A-CB (Split System: Heat Pump with Remote Outdoor Unit-Air-Source) | HL20B3621 |  |  | XAMB36DE2N1+CC | LP9C080B12MP13 | 32200 | 18 | 8.5 | 34000 | 29400 | 86.47% | 1.92 | 0 | 11.7 |  |  |  | No | R-410A | 2.6833 | Residential & Commercial | Ducted CEE Tier 1
213785705 | Central HP <5.4 tons | BRYANT HEATING AND COOLING SYSTEMS | HRCU-A-CB (Split System: Heat Pump with Remote Outdoor Unit-Air-Source) | 284ANV036*0**B* |  |  | CSPH*4812AL*+UI | 88*TB48090C17*** | 33600 | 18.5 | 8.5 | 36600 | 25800 | 70.49% | 2.04 | 0 | 11.7 |  |  |  | No | R-410A | 2.8 | Residential & Commercial | Ducted CEE Tier 1
213785721 | Central HP <5.4 tons | BRYANT HEATING AND COOLING SYSTEMS | HRCU-A-CB (Split System: Heat Pump with Remote Outdoor Unit-Air-Source) | 284ANV036*0**B* |  |  | CSPH*4812AL*+UI | 987MC66120C24*** | 33600 | 18.5 | 8.5 | 36600 | 25800 | 70.49% | 2.04 | 0 | 11.7 |  |  |  | No | R-410A | 2.8 | Residential & Commercial | Ducted CEE Tier 1
213785729 | Central HP <5.4 tons | BRYANT HEATING AND COOLING SYSTEMS | HRCU-A-CB (Split System: Heat Pump with Remote Outdoor Unit-Air-Source) | 284ANV036*0**B* |  |  | CSPH*4812AL*+UI | 986TD66120C24*** | 33600 | 18.5 | 8.5 | 36600 | 25800 | 70.49% | 2.04 | 0 | 12 |  |  |  | No | R-410A | 2.8 | Residential & Commercial | Ducted CEE Tier 1
213785743 | Central HP <5.4 tons | BRYANT HEATING AND COOLING SYSTEMS | HRCU-A-CB (Split System: Heat Pump with Remote Outdoor Unit-Air-Source) | 284ANV036*0**B* |  |  | CSPH*6012AL*+UI | 88*TB66135C24*** | 34000 | 19 | 8.5 | 36000 | 25200 | 70% | 2.04 | 0 | 12 |  |  |  | No | R-410A | 2.8333 | Residential & Commercial | Ducted CEE Tier 1
213785761 | Central HP <5.4 tons | BRYANT HEATING AND COOLING SYSTEMS | HRCU-A-CB (Split System: Heat Pump with Remote Outdoor Unit-Air-Source) | 284ANV036*0**B* |  |  | CSPH*6012AL*+UI | 986TD66120C24*** | 34000 | 19 | 8.5 | 36000 | 25200 | 70% | 2.02 | 0 | 12 |  |  |  | No | R-410A | 2.8333 | Residential & Commercial | Ducted CEE Tier 1
211206920 | Central HP <5.4 tons | LUXAIRE | HRCU-A-CB (Split System: Heat Pump with Remote Outdoor Unit-Air-Source) | HL20B4821 |  |  | XAMC48HE3N1+CC | TP9C100C20MP13 | 43500 | 19 | 9 | 44500 | 36400 | 81.8% | 2.14 | 0 | 11.7 |  |  |  | No | R-410A | 3.625 | Residential & Commercial | Ducted CEE Tier 1
215682286 | Central HP <5.4 tons | AIRQUEST | HRCU-A-CB (Split System: Heat Pump with Remote Outdoor Unit-Air-Source) | H5H0V48*K*AAA* |  |  | EVD5X49M24A*+WALLCON | *97CTN1202422A* | 48000 | 19 | 9 | 50000 | 36600 | 73.2% | 2 | 0 | 10.5 |  |  |  | No | R-454B | 4 | Residential & Commercial | Ducted CEE Tier 1
214243227 | Central HP <5.4 tons | HEIL | HRCU-A-CB (Split System: Heat Pump with Remote Outdoor Unit-Air-Source) | HVH825GKA2* |  |  | EN(A,D)4X48L24**+WALLCON | *97CMN1002122B* | 24200 | 17 | 8.1 | 21200 | 16600 | 78.3% | 2.02 | 0 | 11.5 |  |  |  | No | R-410A | 2.0167 | Residential & Commercial | Ducted CEE Tier 1
214242458 | Central HP <5.4 tons | AIRQUEST | HRCU-A-CB (Split System: Heat Pump with Remote Outdoor Unit-Air-Source) | HVH825GKA2* |  |  | EN(A,D)4X24L17**+WALLCON | *95CSU0601716B* | 23200 | 15.5 | 8.1 | 22000 | 16900 | 76.82% | 1.92 | 0 | 10.5 |  |  |  | No | R-410A | 1.9333 | Residential & Commercial | Ducted CEE Tier 1
214242728 | Central HP <5.4 tons | AIRQUEST | HRCU-A-CB (Split System: Heat Pump with Remote Outdoor Unit-Air-Source) | HVH825GKA2* |  |  | EN(A,D,W)4X36L17**+WALLCON | *96CTN0801714B* | 23400 | 16.5 | 8.1 | 21600 | 16700 | 77.31% | 1.92 | 0 | 11 |  |  |  | No | R-410A | 1.95 | Residential & Commercial | Ducted CEE Tier 1
214242778 | Central HP <5.4 tons | AIRQUEST | HRCU-A-CB (Split System: Heat Pump with Remote Outdoor Unit-Air-Source) | HVH825GKA2* |  |  | EN(A,D)4X36L21**+WALLCON | *80CTL1102120B* | 23600 | 16.5 | 8.1 | 21600 | 16700 | 77.31% | 1.92 | 0 | 11 |  |  |  | No | R-410A | 1.9667 | Residential & Commercial | Ducted CEE Tier 1
214243028 | Central HP <5.4 tons | AIRQUEST | HRCU-A-CB (Split System: Heat Pump with Remote Outdoor Unit-Air-Source) | HVH825GKA2* |  |  | EN(A,D,W)4X42L21**+WALLCON | *97CMN0801714B* | 23600 | 16.5 | 8.1 | 21400 | 16700 | 78.04% | 1.96 | 0 | 11 |  |  |  | No | R-410A | 1.9667 | Residential & Commercial | Ducted CEE Tier 1
214097630 | Central HP <5.4 tons | RHEEM | HRCU-A-CB (Split System: Heat Pump with Remote Outdoor Unit-Air-Source) | RD17AZ48AJ3N |  |  | RCFZ6024SEANM | R98MV1155A24UPS | 45500 | 17 | 8.1 | 45500 | 40500 | 89.01% | 2.1 | 0 | 10 |  |  |  | No | R-410A | 3.7917 | Residential & Commercial | Ducted CEE Tier 1
214097663 | Central HP <5.4 tons | RHEEM | HRCU-A-CB (Split System: Heat Pump with Remote Outdoor Unit-Air-Source) | RD17AZ48AJ3N |  |  | RCFZ6024SEANM | R802VA125524M | 45500 | 17 | 8.1 | 45500 | 40000 | 87.91% | 2.1 | 0 | 10 |  |  |  | No | R-410A | 3.7917 | Residential & Commercial | Ducted CEE Tier 1
213296968 | Central HP <5.4 tons | COLEMAN | HRCU-A-CB (Split System: Heat Pump with Remote Outdoor Unit-Air-Source) | HMH72B341 |  |  | XAHC36DBCN1 | Z8ES080B12LMPS1 | 33400 | 17.5 | 8.1 | 32800 | 23000 | 70.12% | 2.02 | 0 | 10 |  |  |  | No | R-410A | 2.7833 | Residential & Commercial | Ducted CEE Tier 1
213297018 | Central HP <5.4 tons | COLEMAN | HRCU-A-CB (Split System: Heat Pump with Remote Outdoor Unit-Air-Source) | HMH72B341 |  |  | XAFB36DBCN1 | Z9ET080B12SMPS1 | 33800 | 18 | 8.5 | 33000 | 23200 | 70.3% | 2 | 0 | 10 |  |  |  | No | R-410A | 2.8167 | Residential & Commercial | Ducted CEE Tier 1
213297218 | Central HP <5.4 tons | COLEMAN | HRCU-A-CB (Split System: Heat Pump with Remote Outdoor Unit-Air-Source) | HMH72B341 |  |  | XAHC36DBCN1+JMET12CS2N1 |  | 33800 | 18 | 8.1 | 32800 | 23000 | 70.12% | 2.06 | 0 | 10 |  |  |  | No | R-410A | 2.8167 | Residential & Commercial | Ducted CEE Tier 1
213297703 | Central HP <5.4 tons | COLEMAN | HRCU-A-CB (Split System: Heat Pump with Remote Outdoor Unit-Air-Source) | HMH72B341 |  |  | XAHC36DBCN1 | Z9ES080C20SMPS1 | 33800 | 17 | 8.5 | 32800 | 23000 | 70.12% | 1.8 | 0 | 10 |  |  |  | No | R-410A | 2.8167 | Residential & Commercial | Ducted CEE Tier 1
214398320 | Central HP <5.4 tons | COLEMAN | HRCU-A-CB (Split System: Heat Pump with Remote Outdoor Unit-Air-Source) | HH860E2S11 |  |  | CTM60C5CGS1 | CP9C100C16MP13 | 43500 | 18 | 9 | 44000 | 33200 | 75.45% | 2 | 0 | 11.7 |  |  |  | No | R-454B | 3.625 | Residential & Commercial | Ducted CEE Tier 1
214398404 | Central HP <5.4 tons | COLEMAN | HRCU-A-CB (Split System: Heat Pump with Remote Outdoor Unit-Air-Source) | HH860E2S11 |  |  | CTM60C5CHS1 | TL9E100C20UH11 | 53000 | 19 | 8.5 | 53500 | 38500 | 71.96% | 2 | 0 | 11.7 |  |  |  | No | R-454B | 4.4167 | Residential & Commercial | Ducted CEE Tier 1
216374569 | Central HP <5.4 tons | COLEMAN | HRCU-A-CB (Split System: Heat Pump with Remote Outdoor Unit-Air-Source) | HH860E2S11 |  |  | CTF60D5CGS1 | Z9ET120D20SMPS1 | 44500 | 17 | 9 | 45000 | 32600 | 72.44% | 2 | 0 | 11.7 |  |  |  | No | R-454B | 3.7083 | Residential & Commercial | Ducted CEE Tier 1
214397419 | Central HP <5.4 tons | COLEMAN | HRCU-A-CB (Split System: Heat Pump with Remote Outdoor Unit-Air-Source) | HH860E2S11 |  |  | CTF60C5CGS1 | TM8E100C16MP11 | 44500 | 18 | 9 | 45500 | 34200 | 75.16% | 2 | 0 | 11 |  |  |  | No | R-454B | 3.7083 | Residential & Commercial | Ducted CEE Tier 1
214720119 | Central HP <5.4 tons | COLEMAN | HRCU-A-CB (Split System: Heat Pump with Remote Outdoor Unit-Air-Source) | HH860E2S11 |  |  | CTU60C5XGS1+TXV | TM8E120C20MP11 | 44500 | 17 | 9 | 45000 | 33600 | 74.67% | 2 | 0 | 11.7 |  |  |  | No | R-454B | 3.7083 | Residential & Commercial | Ducted CEE Tier 1
214809245 | Central HP <5.4 tons | COLEMAN | HRCU-A-CB (Split System: Heat Pump with Remote Outdoor Unit-Air-Source) | HH860E2S11 |  |  | CTU60C5XGS1+TXV | TM8Y080C16MP11 | 44000 | 18 | 9 | 44000 | 33400 | 75.91% | 2 | 0 | 11.7 |  |  |  | No | R-454B | 3.6667 | Residential & Commercial | Ducted CEE Tier 1
214719950 | Central HP <5.4 tons | COLEMAN | HRCU-A-CB (Split System: Heat Pump with Remote Outdoor Unit-Air-Source) | HH860E2S11 |  |  | CTU60C5XGS1+TXV | TM8V100C20MP12 | 44500 | 18 | 9 | 45000 | 33800 | 75.11% | 2 | 0 | 11 |  |  |  | No | R-454B | 3.7083 | Residential & Commercial | Ducted CEE Tier 1
213298103 | Central HP <5.4 tons | COLEMAN | HRCU-A-CB (Split System: Heat Pump with Remote Outdoor Unit-Air-Source) | HMH72B341 |  |  | XAFB36DBCN1+JMET12BS2N1 |  | 34000 | 18.5 | 8.5 | 33800 | 23800 | 70.41% | 2.12 | 0 | 10.5 |  |  |  | No | R-410A | 2.8333 | Residential & Commercial | Ducted CEE Tier 1
214595024 | Central HP <5.4 tons | COLEMAN | HRCU-A-CB (Split System: Heat Pump with Remote Outdoor Unit-Air-Source) | HH836E2S11 |  |  | CTM48C5CFS1 | Z8ES100C20SMPS1 | 34400 | 19 | 9 | 32000 | 25400 | 79.38% | 2 | 0 | 11 |  |  |  | No | R-454B | 2.8667 | Residential & Commercial | Ducted CEE Tier 1
214595059 | Central HP <5.4 tons | COLEMAN | HRCU-A-CB (Split System: Heat Pump with Remote Outdoor Unit-Air-Source) | HH836E2S11 |  |  | CTF36C5CDS1 | Z8ES080C20SMPS1 | 35000 | 19 | 8.5 | 32800 | 27000 | 82.32% | 2 | 0 | 11 |  |  |  | No | R-454B | 2.9167 | Residential & Commercial | Ducted CEE Tier 1
212987394 | Central HP <5.4 tons | HEIL | HRCU-A-CB (Split System: Heat Pump with Remote Outdoor Unit-Air-Source) | DLCURAH24ABK |  |  | EA*4X30L17A* | *96MSN0801716A* | 23600 | 17 | 8.5 | 26400 | 24200 | 91.67% | 2.02 | 0 | 10 |  |  |  | No | R-410A | 1.9667 | Residential & Commercial | Ducted CEE Tier 1
216051139 | Central HP <5.4 tons | RHEEM | HRCU-A-CB (Split System: Heat Pump with Remote Outdoor Unit-Air-Source) | RP19AY48AJVC |  |  | RCFY4821SEAAM | R97MV0855A21DH | 45500 | 19 | 10 | 45500 | 42000 | 92.31% | 2.1 | 0 | 12 |  |  |  | No | R-454B | 3.7917 | Residential & Commercial | Ducted CEE Tier 1
213069651 | Central HP <5.4 tons | ACIQ | HRCU-A-CB (Split System: Heat Pump with Remote Outdoor Unit-Air-Source) | DLCURAH24ABK |  |  | EA*4X24L17A* | *80VSL0701716A* | 23600 | 16.5 | 8.5 | 26600 | 24600 | 92.48% | 2.04 | 0 | 10 |  |  |  | No | R-410A | 1.9667 | Residential & Commercial | Ducted CEE Tier 1
213069656 | Central HP <5.4 tons | ACIQ | HRCU-A-CB (Split System: Heat Pump with Remote Outdoor Unit-Air-Source) | DLCURAH24ABK |  |  | EA*4X24L17A* | *96VTN0801716A* | 23800 | 16.5 | 8.5 | 26800 | 24000 | 89.55% | 1.98 | 0 | 10 |  |  |  | No | R-410A | 1.9833 | Residential & Commercial | Ducted CEE Tier 1
213069676 | Central HP <5.4 tons | ACIQ | HRCU-A-CB (Split System: Heat Pump with Remote Outdoor Unit-Air-Source) | DLCURAH24ABK |  |  | EA*4X24L17A* | *80ES(N,L)0701412A* | 24000 | 16.5 | 8.5 | 26800 | 23800 | 88.81% | 1.96 | 0 | 10 |  |  |  | No | R-410A | 2 | Residential & Commercial | Ducted CEE Tier 1
213069715 | Central HP <5.4 tons | ACIQ | HRCU-A-CB (Split System: Heat Pump with Remote Outdoor Unit-Air-Source) | DLCURAH24ABK |  |  | EA*4X25L17A* | *80ES(N,L)0701412A* | 25000 | 17 | 8.5 | 25600 | 21000 | 82.03% | 1.78 | 0 | 10.5 |  |  |  | No | R-410A | 2.0833 | Residential & Commercial | Ducted CEE Tier 1
211206838 | Central HP <5.4 tons | LUXAIRE | HRCU-A-CB (Split System: Heat Pump with Remote Outdoor Unit-Air-Source) | HL20B2421 |  |  | XAMB24DE1N1+CC | TP9C060B12MP13 | 22600 | 17 | 8.5 | 23800 | 18500 | 77.73% | 1.92 | 0 | 12 |  |  |  | No | R-410A | 1.8833 | Residential & Commercial | Ducted CEE Tier 1
213072137 | Central HP <5.4 tons | ACIQ | HRCU-A-CB (Split System: Heat Pump with Remote Outdoor Unit-Air-Source) | DLCURAH18ABK |  |  | EA*4X19L17A* | *80ESU0601716A | 19100 | 16.5 | 9 | 19000 | 17400 | 91.58% | 2.14 | 0 | 11 |  |  |  | No | R-410A | 1.5917 | Residential & Commercial | Ducted CEE Tier 1
213072151 | Central HP <5.4 tons | ACIQ | HRCU-A-CB (Split System: Heat Pump with Remote Outdoor Unit-Air-Source) | DLCURAH18ABK |  |  | EA*4X24L14A* | *92ESN0601412A* | 18100 | 16 | 9 | 18900 | 18900 | 100% | 2.28 | 0 | 10.5 |  |  |  | No | R-410A | 1.5083 | Residential & Commercial | Ducted CEE Tier 1
213072168 | Central HP <5.4 tons | ACIQ | HRCU-A-CB (Split System: Heat Pump with Remote Outdoor Unit-Air-Source) | DLCURAH18ABK |  |  | EA*4X24L17A* | *95ESN0401410A* | 17700 | 15.5 | 8.5 | 18700 | 19000 | 101.6% | 2.28 | 0 | 10.5 |  |  |  | No | R-410A | 1.475 | Residential & Commercial | Ducted CEE Tier 1
213072186 | Central HP <5.4 tons | ACIQ | HRCU-A-CB (Split System: Heat Pump with Remote Outdoor Unit-Air-Source) | DLCURAH18ABK |  |  | EA*4X24L17A* | OMV112K14A | 18100 | 15.5 | 8.5 | 19100 | 18900 | 98.95% | 2.26 | 0 | 10.5 |  |  |  | No | R-410A | 1.5083 | Residential & Commercial | Ducted CEE Tier 1
213072201 | Central HP <5.4 tons | ACIQ | HRCU-A-CB (Split System: Heat Pump with Remote Outdoor Unit-Air-Source) | DLCURAH18ABK |  |  | EA*4X25L17A* | *95ESN0401410A* | 18300 | 16 | 8.5 | 18200 | 17500 | 96.15% | 2.12 | 0 | 10.5 |  |  |  | No | R-410A | 1.525 | Residential & Commercial | Ducted CEE Tier 1
213072234 | Central HP <5.4 tons | ACIQ | HRCU-A-CB (Split System: Heat Pump with Remote Outdoor Unit-Air-Source) | DLCURAH18ABK |  |  | EA*4X30L17A* | *96VSN0601714A* | 17800 | 16 | 8.5 | 18400 | 18500 | 100.5% | 2.22 | 0 | 10.5 |  |  |  | No | R-410A | 1.4833 | Residential & Commercial | Ducted CEE Tier 1
213072251 | Central HP <5.4 tons | ACIQ | HRCU-A-CB (Split System: Heat Pump with Remote Outdoor Unit-Air-Source) | DLCURAH18ABK |  |  | EA*4X30L17A* | *96VTN0601412A* | 18000 | 16 | 8.5 | 18600 | 18500 | 99.46% | 2.22 | 0 | 10.5 |  |  |  | No | R-410A | 1.5 | Residential & Commercial | Ducted CEE Tier 1
213072254 | Central HP <5.4 tons | ACIQ | HRCU-A-CB (Split System: Heat Pump with Remote Outdoor Unit-Air-Source) | DLCURAH18ABK |  |  | EA*4X30L17A* | *80ES(N,L)0451412A* | 18200 | 16.5 | 8.5 | 18700 | 18400 | 98.4% | 2.22 | 0 | 11 |  |  |  | No | R-410A | 1.5167 | Residential & Commercial | Ducted CEE Tier 1
213067376 | Central HP <5.4 tons | ACIQ | HRCU-A-CB (Split System: Heat Pump with Remote Outdoor Unit-Air-Source) | HVH825GKA3* |  |  | EN(A,D,W)4X48L21**+WALLCON | *80CTL0701716A* | 24200 | 17 | 8.1 | 21400 | 16600 | 77.57% | 2.02 | 0 | 11 |  |  |  | No | R-410A | 2.0167 | Residential & Commercial | Ducted CEE Tier 1
214570760 | Central HP <5.4 tons | HEIL | HRCU-A-CB (Split System: Heat Pump with Remote Outdoor Unit-Air-Source) | HVH825GKA3* |  |  | EA*4X48L24A*+WALLCON | *97CMN0602120B* | 24000 | 16.5 | 8.5 | 21000 | 16600 | 79.05% | 2 | 0 | 10.5 |  |  |  | No | R-410A | 2 | Residential & Commercial | Ducted CEE Tier 1
214570440 | Central HP <5.4 tons | HEIL | HRCU-A-CB (Split System: Heat Pump with Remote Outdoor Unit-Air-Source) | HVH825GKA3* |  |  | EA*4X37L21A*+WALLCON | *95CSU0802120B* | 24400 | 16.5 | 8.5 | 21200 | 16600 | 78.3% | 2.02 | 0 | 11 |  |  |  | No | R-410A | 2.0333 | Residential & Commercial | Ducted CEE Tier 1
214570390 | Central HP <5.4 tons | HEIL | HRCU-A-CB (Split System: Heat Pump with Remote Outdoor Unit-Air-Source) | HVH825GKA3* |  |  | EA*4X36L21A*+WALLCON | *95CSU1002122B* | 23600 | 16.5 | 8.1 | 21400 | 16600 | 77.57% | 1.94 | 0 | 10.5 |  |  |  | No | R-410A | 1.9667 | Residential & Commercial | Ducted CEE Tier 1
212983870 | Central HP <5.4 tons | BRYANT HEATING AND COOLING SYSTEMS | HRCU-A-CB (Split System: Heat Pump with Remote Outdoor Unit-Air-Source) | 38MURAQ36AB3* |  |  | CAP**4821AL* | 912SE42060M17*** | 35600 | 16 | 8.5 | 37800 | 34800 | 92.06% | 2.02 | 0 | 10 |  |  |  | No | R-410A | 2.9667 | Residential & Commercial | Ducted CEE Tier 1
212980156 | Central HP <5.4 tons | CARRIER | HRCU-A-CB (Split System: Heat Pump with Remote Outdoor Unit-Air-Source) | 38MURAQ36AB3* |  |  | CAP**4821AL* | 58S(B,C)*B090M21**16 | 35600 | 16.5 | 8.5 | 37800 | 34600 | 91.53% | 2.02 | 0 | 10 |  |  |  | No | R-410A | 2.9667 | Residential & Commercial | Ducted CEE Tier 1
211206979 | Central HP <5.4 tons | LUXAIRE | HRCU-A-CB (Split System: Heat Pump with Remote Outdoor Unit-Air-Source) | HL20B4821 |  |  | XAMC48HE3N1+CC | TM8V100C16MP12 | 43500 | 19 | 9 | 44500 | 36200 | 81.35% | 2.14 | 0 | 12 |  |  |  | No | R-410A | 3.625 | Residential & Commercial | Ducted CEE Tier 1
215681425 | Central HP <5.4 tons | HEIL | HRCU-A-CB (Split System: Heat Pump with Remote Outdoor Unit-Air-Source) | H5H0V48*K*AAA* |  |  | EA*5X60M24A*+WALLCON | *97CTN1202422A* | 45000 | 18 | 9 | 47500 | 33600 | 70.74% | 2.06 | 0 | 10 |  |  |  | No | R-454B | 3.75 | Residential & Commercial | Ducted CEE Tier 1
215681505 | Central HP <5.4 tons | HEIL | HRCU-A-CB (Split System: Heat Pump with Remote Outdoor Unit-Air-Source) | H5H0V48*K*AAA* |  |  | EA*5X61M21A*+WALLCON | *97CTN1002122A* | 46000 | 18 | 9 | 47500 | 33800 | 71.16% | 2.08 | 0 | 10 |  |  |  | No | R-454B | 3.8333 | Residential & Commercial | Ducted CEE Tier 1
215681775 | Central HP <5.4 tons | HEIL | HRCU-A-CB (Split System: Heat Pump with Remote Outdoor Unit-Air-Source) | H5H0V48*K*AAA* |  |  | EVM5X48M21A*+WALLCON | *80CSU0802120B* | 47000 | 18.5 | 9 | 50000 | 36200 | 72.4% | 2 | 0 | 10 |  |  |  | No | R-454B | 3.9167 | Residential & Commercial | Ducted CEE Tier 1
215681925 | Central HP <5.4 tons | HEIL | HRCU-A-CB (Split System: Heat Pump with Remote Outdoor Unit-Air-Source) | H5H0V48*K*AAA* |  |  | EVM5X60M21A*+WALLCON | *80CSU0802120B* | 48500 | 19 | 9 | 50000 | 36400 | 72.8% | 2.12 | 0 | 10 |  |  |  | No | R-454B | 4.0417 | Residential & Commercial | Ducted CEE Tier 1
213069726 | Central HP <5.4 tons | ACIQ | HRCU-A-CB (Split System: Heat Pump with Remote Outdoor Unit-Air-Source) | DLCURAH24ABK |  |  | EA*4X30L14A* | *96VTN0401410A* | 23600 | 15.5 | 8.5 | 26200 | 23600 | 90.08% | 1.94 | 0 | 10 |  |  |  | No | R-410A | 1.9667 | Residential & Commercial | Ducted CEE Tier 1
213069831 | Central HP <5.4 tons | ACIQ | HRCU-A-CB (Split System: Heat Pump with Remote Outdoor Unit-Air-Source) | DLCURAH24ABK |  |  | EA*4X30L17A* | *96VTN0601412A* | 23400 | 16.5 | 8.5 | 26000 | 24000 | 92.31% | 1.98 | 0 | 10 |  |  |  | No | R-410A | 1.95 | Residential & Commercial | Ducted CEE Tier 1
213069910 | Central HP <5.4 tons | ACIQ | HRCU-A-CB (Split System: Heat Pump with Remote Outdoor Unit-Air-Source) | DLCURAH24ABK |  |  | EA*4X30L17A* | *80ES(N,L)0701412A* | 24200 | 16.5 | 8.5 | 26400 | 22800 | 86.36% | 1.88 | 0 | 10 |  |  |  | No | R-410A | 2.0167 | Residential & Commercial | Ducted CEE Tier 1
213070042 | Central HP <5.4 tons | ACIQ | HRCU-A-CB (Split System: Heat Pump with Remote Outdoor Unit-Air-Source) | DLCURAH24ABK |  |  | EA*4X36L17A* | *95ESN0601412A* | 24400 | 15.5 | 8.5 | 26600 | 22400 | 84.21% | 1.84 | 0 | 10 |  |  |  | No | R-410A | 2.0333 | Residential & Commercial | Ducted CEE Tier 1
213070119 | Central HP <5.4 tons | ACIQ | HRCU-A-CB (Split System: Heat Pump with Remote Outdoor Unit-Air-Source) | DLCURAH24ABK |  |  | EA*4X36L17A* | *95ESN0801716A* | 24800 | 15.5 | 8.5 | 26800 | 22000 | 82.09% | 1.8 | 0 | 10 |  |  |  | No | R-410A | 2.0667 | Residential & Commercial | Ducted CEE Tier 1
213070244 | Central HP <5.4 tons | ACIQ | HRCU-A-CB (Split System: Heat Pump with Remote Outdoor Unit-Air-Source) | DLCURAH24ABK |  |  | EA*4X36L21A* | *80VTL0902120A* | 24200 | 17 | 8.5 | 26000 | 22800 | 87.69% | 1.88 | 0 | 10 |  |  |  | No | R-410A | 2.0167 | Residential & Commercial | Ducted CEE Tier 1
213070544 | Central HP <5.4 tons | ACIQ | HRCU-A-CB (Split System: Heat Pump with Remote Outdoor Unit-Air-Source) | DLCURAH24ABK |  |  | EA*4X37L17A* | *95ESN0401410A* | 24800 | 15.2 | 8.5 | 26200 | 21200 | 80.92% | 1.76 | 0 | 10 |  |  |  | No | R-410A | 2.0667 | Residential & Commercial | Ducted CEE Tier 1
213070583 | Central HP <5.4 tons | ACIQ | HRCU-A-CB (Split System: Heat Pump with Remote Outdoor Unit-Air-Source) | DLCURAH24ABK |  |  | EA*4X37L17A* | *80ES(N,L)0451412A* | 25200 | 16 | 8.5 | 26200 | 21000 | 80.15% | 1.76 | 0 | 10 |  |  |  | No | R-410A | 2.1 | Residential & Commercial | Ducted CEE Tier 1
213069445 | Central HP <5.4 tons | ACIQ | HRCU-A-CB (Split System: Heat Pump with Remote Outdoor Unit-Air-Source) | DLCURAH36ABK |  |  | EA*4X48L21A* | *80VSL0702120A* | 35800 | 16 | 8.5 | 38500 | 34600 | 89.87% | 2.04 | 0 | 10 |  |  |  | No | R-410A | 2.9833 | Residential & Commercial | Ducted CEE Tier 1
213069494 | Central HP <5.4 tons | ACIQ | HRCU-A-CB (Split System: Heat Pump with Remote Outdoor Unit-Air-Source) | DLCURAH36ABK |  |  | EA*4X48L24A* | *80VTL0902120A* | 35600 | 16.5 | 8.1 | 37800 | 34600 | 91.53% | 2.04 | 0 | 10 |  |  |  | No | R-410A | 2.9667 | Residential & Commercial | Ducted CEE Tier 1
214569423 | Central HP <5.4 tons | BRYANT HEATING AND COOLING SYSTEMS | HRCU-A-CB (Split System: Heat Pump with Remote Outdoor Unit-Air-Source) | 284ANV048*0**B* |  |  | CAP**6024AL*+UI | 935CB60080C21*** | 44500 | 21 | 10 | 46000 | 36400 | 79.13% | 2.34 | 0 | 11.5 |  |  |  | No | R-410A | 3.7083 | Residential & Commercial | Ducted CEE Tier 1
212973847 | Central HP <5.4 tons | DAY & NIGHT | HRCU-A-CB (Split System: Heat Pump with Remote Outdoor Unit-Air-Source) | DLCURAH24ABK |  |  | EA*4X30L17A* | *96VSN0801716B* | 23400 | 17 | 8.5 | 26200 | 25000 | 95.42% | 2.08 | 0 | 10 |  |  |  | No | R-410A | 1.95 | Residential & Commercial | Ducted CEE Tier 1
212974970 | Central HP <5.4 tons | DAY & NIGHT | HRCU-A-CB (Split System: Heat Pump with Remote Outdoor Unit-Air-Source) | DLCURAH24ABK |  |  | EA*4X30L17A* | *96VTN0401410B* | 23400 | 16 | 8.5 | 26400 | 24800 | 93.94% | 2.06 | 0 | 10 |  |  |  | No | R-410A | 1.95 | Residential & Commercial | Ducted CEE Tier 1
212975722 | Central HP <5.4 tons | DAY & NIGHT | HRCU-A-CB (Split System: Heat Pump with Remote Outdoor Unit-Air-Source) | DLCURAH24ABK |  |  | EN(A,D)4X24L17** | *96VTN0601412B* | 23200 | 16.5 | 8.5 | 26800 | 25400 | 94.78% | 2.12 | 0 | 10 |  |  |  | No | R-410A | 1.9333 | Residential & Commercial | Ducted CEE Tier 1
213070209 | Central HP <5.4 tons | ACIQ | HRCU-A-CB (Split System: Heat Pump with Remote Outdoor Unit-Air-Source) | DLCURAH24ABK |  |  | EA*4X36L21A* | *80VSL0451716A* | 23400 | 17 | 8.5 | 25600 | 23600 | 92.19% | 1.96 | 0 | 10 |  |  |  | No | R-410A | 1.95 | Residential & Commercial | Ducted CEE Tier 1
214397669 | Central HP <5.4 tons | COLEMAN | HRCU-A-CB (Split System: Heat Pump with Remote Outdoor Unit-Air-Source) | HH836E2S11 |  |  | CTF36C5CDS1 | TMLE080C16MP11 | 33800 | 18 | 8.5 | 31400 | 25600 | 81.53% | 2 | 0 | 11 |  |  |  | No | R-454B | 2.8167 | Residential & Commercial | Ducted CEE Tier 1
214397766 | Central HP <5.4 tons | COLEMAN | HRCU-A-CB (Split System: Heat Pump with Remote Outdoor Unit-Air-Source) | HH836E2S11 |  |  | CTF36C5CDS1 | CPLC080C16MP13 | 34000 | 18 | 8.5 | 31600 | 26000 | 82.28% | 2 | 0 | 11 |  |  |  | No | R-454B | 2.8333 | Residential & Commercial | Ducted CEE Tier 1
214398171 | Central HP <5.4 tons | COLEMAN | HRCU-A-CB (Split System: Heat Pump with Remote Outdoor Unit-Air-Source) | HH836E2S11 |  |  | CTM36C5CDS1 | TM8E100C16MP11 | 33800 | 18 | 8.5 | 31600 | 25800 | 81.65% | 2 | 0 | 11 |  |  |  | No | R-454B | 2.8167 | Residential & Commercial | Ducted CEE Tier 1
214396381 | Central HP <5.4 tons | COLEMAN | HRCU-A-CB (Split System: Heat Pump with Remote Outdoor Unit-Air-Source) | HH836E2S11 |  |  | CTM48C5CFS1 | TM8Y080C16MP11 | 33800 | 19 | 9 | 31800 | 25400 | 79.87% | 2 | 0 | 11 |  |  |  | No | R-454B | 2.8167 | Residential & Commercial | Ducted CEE Tier 1
214396413 | Central HP <5.4 tons | COLEMAN | HRCU-A-CB (Split System: Heat Pump with Remote Outdoor Unit-Air-Source) | HH836E2S11 |  |  | CTM36C5CDS1 | TM8E080C16MP11 | 33800 | 18 | 8.5 | 31400 | 25600 | 81.53% | 2 | 0 | 11 |  |  |  | No | R-454B | 2.8167 | Residential & Commercial | Ducted CEE Tier 1
214396780 | Central HP <5.4 tons | COLEMAN | HRCU-A-CB (Split System: Heat Pump with Remote Outdoor Unit-Air-Source) | HH836E2S11 |  |  | CTF48C5CFS1 | TM9Y100C16MP11 | 33200 | 19 | 9 | 31400 | 25400 | 80.89% | 2 | 0 | 11 |  |  |  | No | R-454B | 2.7667 | Residential & Commercial | Ducted CEE Tier 1
214396850 | Central HP <5.4 tons | COLEMAN | HRCU-A-CB (Split System: Heat Pump with Remote Outdoor Unit-Air-Source) | HH836E2S11 |  |  | CTF36B5CDS1 | CP9C060B12MP13 | 33000 | 17 | 8.5 | 31000 | 25200 | 81.29% | 2 | 0 | 11 |  |  |  | No | R-454B | 2.75 | Residential & Commercial | Ducted CEE Tier 1
213785731 | Central HP <5.4 tons | BRYANT HEATING AND COOLING SYSTEMS | HRCU-A-CB (Split System: Heat Pump with Remote Outdoor Unit-Air-Source) | 284ANV036*0**B* |  |  | CSPH*6012AL*+UI | 88*TB36045C17*** | 33600 | 18 | 8.5 | 36400 | 25600 | 70.33% | 2 | 0 | 11.5 |  |  |  | No | R-410A | 2.8 | Residential & Commercial | Ducted CEE Tier 1
213785747 | Central HP <5.4 tons | BRYANT HEATING AND COOLING SYSTEMS | HRCU-A-CB (Split System: Heat Pump with Remote Outdoor Unit-Air-Source) | 284ANV036*0**B* |  |  | CSPH*6012AL*+UI | 987MC42060C17*** | 33600 | 18 | 8.5 | 36400 | 25600 | 70.33% | 2 | 0 | 11.5 |  |  |  | No | R-410A | 2.8 | Residential & Commercial | Ducted CEE Tier 1
213785751 | Central HP <5.4 tons | BRYANT HEATING AND COOLING SYSTEMS | HRCU-A-CB (Split System: Heat Pump with Remote Outdoor Unit-Air-Source) | 284ANV036*0**B* |  |  | CSPH*6012AL*+UI | 987MC66100C21*** | 34000 | 19 | 8.5 | 36000 | 25200 | 70% | 2.02 | 0 | 12 |  |  |  | No | R-410A | 2.8333 | Residential & Commercial | Ducted CEE Tier 1
215681495 | Central HP <5.4 tons | HEIL | HRCU-A-CB (Split System: Heat Pump with Remote Outdoor Unit-Air-Source) | H5H0V48*K*AAA* |  |  | EA*5X61M21A*+WALLCON | *97CTN0802120A* | 46000 | 18 | 9 | 48000 | 33800 | 70.42% | 2.08 | 0 | 10 |  |  |  | No | R-454B | 3.8333 | Residential & Commercial | Ducted CEE Tier 1
215681995 | Central HP <5.4 tons | HEIL | HRCU-A-CB (Split System: Heat Pump with Remote Outdoor Unit-Air-Source) | H5H0V48*K*AAA* |  |  | EVM5X60M24A*+WALLCON | *80CSU1002120B* | 48000 | 18.5 | 9 | 50000 | 36600 | 73.2% | 2 | 0 | 10 |  |  |  | No | R-454B | 4 | Residential & Commercial | Ducted CEE Tier 1
214396867 | Central HP <5.4 tons | COLEMAN | HRCU-A-CB (Split System: Heat Pump with Remote Outdoor Unit-Air-Source) | HH836E2S11 |  |  | CTM36C5CDS1 | TMLV100C16MP12 | 34000 | 18 | 8.5 | 32000 | 26200 | 81.88% | 2 | 0 | 11 |  |  |  | No | R-454B | 2.8333 | Residential & Commercial | Ducted CEE Tier 1
211387871 | Central HP <5.4 tons | COLEMAN | HRCU-A-CB (Split System: Heat Pump with Remote Outdoor Unit-Air-Source) | HMH72B341 |  |  | XAFB36DXXN1+TXV | TM9V080B12MP12 | 33600 | 17.5 | 8.5 | 33400 | 23400 | 70.06% | 2.04 | 0 | 10 |  |  |  | No | R-410A | 2.8 | Residential & Commercial | Ducted CEE Tier 1
213070652 | Central HP <5.4 tons | ACIQ | HRCU-A-CB (Split System: Heat Pump with Remote Outdoor Unit-Air-Source) | DLCURAH24ABK |  |  | EA*4X37L17A* | OMV098J12* | 24200 | 16.5 | 8.5 | 25400 | 21800 | 85.83% | 1.82 | 0 | 10 |  |  |  | No | R-410A | 2.0167 | Residential & Commercial | Ducted CEE Tier 1
213071029 | Central HP <5.4 tons | ACIQ | HRCU-A-CB (Split System: Heat Pump with Remote Outdoor Unit-Air-Source) | DLCURAH24ABK |  |  | EN(A,D)4X24L17** | *80ES(N,L)0701716A* | 24400 | 15.5 | 8.5 | 27400 | 22400 | 81.75% | 1.84 | 0 | 10 |  |  |  | No | R-410A | 2.0333 | Residential & Commercial | Ducted CEE Tier 1
213071302 | Central HP <5.4 tons | ACIQ | HRCU-A-CB (Split System: Heat Pump with Remote Outdoor Unit-Air-Source) | DLCURAH24ABK |  |  | EN(A,D)4X30L17** | *96VSN0401712A* | 23400 | 16 | 8.1 | 25800 | 24000 | 93.02% | 1.98 | 0 | 10 |  |  |  | No | R-410A | 1.95 | Residential & Commercial | Ducted CEE Tier 1
213071397 | Central HP <5.4 tons | ACIQ | HRCU-A-CB (Split System: Heat Pump with Remote Outdoor Unit-Air-Source) | DLCURAH24ABK |  |  | EN(A,D)4X30L17** | *95ESN0261410A* | 23400 | 16 | 8.1 | 25800 | 24200 | 93.8% | 2 | 0 | 10 |  |  |  | No | R-410A | 1.95 | Residential & Commercial | Ducted CEE Tier 1
213071529 | Central HP <5.4 tons | ACIQ | HRCU-A-CB (Split System: Heat Pump with Remote Outdoor Unit-Air-Source) | DLCURAH24ABK |  |  | EN(A,D,W)4X36L17** | *96VSN0801716A* | 24200 | 16.5 | 8.1 | 26200 | 23000 | 87.79% | 1.9 | 0 | 10.5 |  |  |  | No | R-410A | 2.0167 | Residential & Commercial | Ducted CEE Tier 1
213779775 | Central HP <5.4 tons | CARRIER | HRCU-A-CB (Split System: Heat Pump with Remote Outdoor Unit-Air-Source) | 25VNA837A*030* |  |  | CAP**6124AL*+UI | 59MN7C100C21**22 | 33200 | 17.5 | 8.5 | 32000 | 24800 | 77.5% | 2 | 0 | 11.7 |  |  |  | No | R-410A | 2.7667 | Residential & Commercial | Ducted CEE Tier 1
213779185 | Central HP <5.4 tons | CARRIER | HRCU-A-CB (Split System: Heat Pump with Remote Outdoor Unit-Air-Source) | 25VNA837A*030* |  |  | CAP**4224AL*+UI | 58TN*B110C21**20 | 31800 | 17 | 8.1 | 32800 | 24200 | 73.78% | 1.88 | 0 | 11 |  |  |  | No | R-410A | 2.65 | Residential & Commercial | Ducted CEE Tier 1
213779235 | Central HP <5.4 tons | CARRIER | HRCU-A-CB (Split System: Heat Pump with Remote Outdoor Unit-Air-Source) | 25VNA837A*030* |  |  | CAP**4224AL*+UI | 59TN6C120C24**22 | 31800 | 17 | 8.1 | 33000 | 24200 | 73.33% | 1.88 | 0 | 11 |  |  |  | No | R-410A | 2.65 | Residential & Commercial | Ducted CEE Tier 1
210599340 | Central HP <5.4 tons | HEIL | HRCU-A-CB (Split System: Heat Pump with Remote Outdoor Unit-Air-Source) | HVH837GKA** |  |  | EHD4X36AAL+WALLCON | *95CSU0802120A* | 32200 | 16.5 | 8.1 | 33200 | 24600 | 74.1% | 1.94 | 0 | 11 |  |  |  | No | R-410A | 2.6833 | Residential & Commercial | Ducted CEE Tier 1
210599509 | Central HP <5.4 tons | HEIL | HRCU-A-CB (Split System: Heat Pump with Remote Outdoor Unit-Air-Source) | HVH837GKA** |  |  | EN(A,D)4X48L24**+WALLCON | *95CSU1002122A* | 32400 | 17.5 | 8.1 | 32800 | 24600 | 75% | 1.98 | 0 | 11.7 |  |  |  | No | R-410A | 2.7 | Residential & Commercial | Ducted CEE Tier 1
210599576 | Central HP <5.4 tons | HEIL | HRCU-A-CB (Split System: Heat Pump with Remote Outdoor Unit-Air-Source) | HVH837GKA** |  |  | EN(A,D,W)4X60L24**+WALLCON | *80CTL0902120A* | 32800 | 18 | 8.1 | 32200 | 24800 | 77.02% | 1.98 | 0 | 12 |  |  |  | No | R-410A | 2.7333 | Residential & Commercial | Ducted CEE Tier 1
212986983 | Central HP <5.4 tons | DAY & NIGHT | HRCU-A-CB (Split System: Heat Pump with Remote Outdoor Unit-Air-Source) | DLCURAH18ABK |  |  | EA*4X19L17A* | *96MSN0601412A* | 17800 | 16.5 | 8.1 | 17800 | 17900 | 100.6% | 2.16 | 0 | 10.5 |  |  |  | No | R-410A | 1.4833 | Residential & Commercial | Ducted CEE Tier 1
212977725 | Central HP <5.4 tons | HEIL | HRCU-A-CB (Split System: Heat Pump with Remote Outdoor Unit-Air-Source) | DLCURAH18ABK |  |  | EA*4X24L14A* | *80MS(N,L)0451412A* | 17500 | 16.5 | 8.5 | 18400 | 19500 | 106% | 2.34 | 0 | 10.5 |  |  |  | No | R-410A | 1.4583 | Residential & Commercial | Ducted CEE Tier 1
212977809 | Central HP <5.4 tons | HEIL | HRCU-A-CB (Split System: Heat Pump with Remote Outdoor Unit-Air-Source) | DLCURAH18ABK |  |  | EN(A,D)4X24L17** | *80MS(N,L)0451412A* | 17500 | 16.5 | 8.5 | 18400 | 19200 | 104.3% | 2.3 | 0 | 11 |  |  |  | No | R-410A | 1.4583 | Residential & Commercial | Ducted CEE Tier 1
212975118 | Central HP <5.4 tons | HEIL | HRCU-A-CB (Split System: Heat Pump with Remote Outdoor Unit-Air-Source) | DLCURAH18ABK |  |  | EN(A,D)4X24L17** | *96VTN0401712B* | 17500 | 15.5 | 8.5 | 18600 | 19200 | 103.2% | 2.3 | 0 | 10.5 |  |  |  | No | R-410A | 1.4583 | Residential & Commercial | Ducted CEE Tier 1
212975470 | Central HP <5.4 tons | HEIL | HRCU-A-CB (Split System: Heat Pump with Remote Outdoor Unit-Air-Source) | DLCURAH18ABK |  |  | EN(A,D)4X24L17** | *96VTN0601412B* | 17500 | 16 | 8.5 | 18500 | 19200 | 103.8% | 2.3 | 0 | 10.5 |  |  |  | No | R-410A | 1.4583 | Residential & Commercial | Ducted CEE Tier 1
214239635 | Central HP <5.4 tons | HEIL | HRCU-A-CB (Split System: Heat Pump with Remote Outdoor Unit-Air-Source) | HVH837GKA** |  |  | END4X42L17**+WALLCON | *80CTL0451712B* | 31800 | 16.5 | 8.1 | 33400 | 25000 | 74.85% | 1.86 | 0 | 11 |  |  |  | No | R-410A | 2.65 | Residential & Commercial | Ducted CEE Tier 1
214239685 | Central HP <5.4 tons | HEIL | HRCU-A-CB (Split System: Heat Pump with Remote Outdoor Unit-Air-Source) | HVH837GKA** |  |  | END4X42L17**+WALLCON | *97CMN0601714B* | 31800 | 16.5 | 8.1 | 33200 | 25000 | 75.3% | 1.88 | 0 | 11 |  |  |  | No | R-410A | 2.65 | Residential & Commercial | Ducted CEE Tier 1
214239985 | Central HP <5.4 tons | HEIL | HRCU-A-CB (Split System: Heat Pump with Remote Outdoor Unit-Air-Source) | HVH837GKA** |  |  | EN(A,D)4X48L24**+WALLCON | *80CTL1352422B* | 32400 | 17 | 8.1 | 32600 | 24600 | 75.46% | 1.96 | 0 | 11.7 |  |  |  | No | R-410A | 2.7 | Residential & Commercial | Ducted CEE Tier 1
214240035 | Central HP <5.4 tons | HEIL | HRCU-A-CB (Split System: Heat Pump with Remote Outdoor Unit-Air-Source) | HVH837GKA** |  |  | EN(A,D,W)4X60L24**+WALLCON | *80CTL0902120B* | 32800 | 17.5 | 8.1 | 32200 | 24600 | 76.4% | 1.96 | 0 | 12 |  |  |  | No | R-410A | 2.7333 | Residential & Commercial | Ducted CEE Tier 1
214571130 | Central HP <5.4 tons | HEIL | HRCU-A-CB (Split System: Heat Pump with Remote Outdoor Unit-Air-Source) | HVH825GKA3* |  |  | EN(A,D)4X36L21**+WALLCON | *97CMN0802120B* | 23400 | 16.5 | 8.1 | 21600 | 16700 | 77.31% | 1.92 | 0 | 11 |  |  |  | No | R-410A | 1.95 | Residential & Commercial | Ducted CEE Tier 1
213779335 | Central HP <5.4 tons | CARRIER | HRCU-A-CB (Split System: Heat Pump with Remote Outdoor Unit-Air-Source) | 25VNA837A*030* |  |  | CAP**4321AL*+UI | 59TN6C060C17**14 | 32800 | 17 | 8.1 | 33000 | 25400 | 76.97% | 1.96 | 0 | 11 |  |  |  | No | R-410A | 2.7333 | Residential & Commercial | Ducted CEE Tier 1
211206908 | Central HP <5.4 tons | LUXAIRE | HRCU-A-CB (Split System: Heat Pump with Remote Outdoor Unit-Air-Source) | HL20B6021 |  |  | XAMC60HE4N1+CC | TP9C100C20MP13 | 52000 | 18 | 8.5 | 55000 | 42000 | 76.36% | 2.16 | 0 | 11 |  |  |  | No | R-410A | 4.3333 | Residential & Commercial | Ducted CEE Tier 1
213080795 | Central HP <5.4 tons | HEIL | HRCU-A-CB (Split System: Heat Pump with Remote Outdoor Unit-Air-Source) | DLCURAH36ABK |  |  | EA*4X37L21A* | *95MSU0802120A* | 36600 | 16 | 8.5 | 38500 | 35000 | 90.91% | 2.06 | 0 | 10 |  |  |  | No | R-410A | 3.05 | Residential & Commercial | Ducted CEE Tier 1
213070800 | Central HP <5.4 tons | ACIQ | HRCU-A-CB (Split System: Heat Pump with Remote Outdoor Unit-Air-Source) | DLCURAH24ABK |  |  | EA*4X37L21A* | *80VTL1102122A* | 24400 | 17 | 8.5 | 25200 | 21200 | 84.13% | 1.8 | 0 | 10.5 |  |  |  | No | R-410A | 2.0333 | Residential & Commercial | Ducted CEE Tier 1
213070984 | Central HP <5.4 tons | ACIQ | HRCU-A-CB (Split System: Heat Pump with Remote Outdoor Unit-Air-Source) | DLCURAH24ABK |  |  | EN(A,D)4X24L14** | *80ES(N,L)0701412A* | 23800 | 16 | 8.5 | 26800 | 23200 | 86.57% | 1.92 | 0 | 10 |  |  |  | No | R-410A | 1.9833 | Residential & Commercial | Ducted CEE Tier 1
213071166 | Central HP <5.4 tons | ACIQ | HRCU-A-CB (Split System: Heat Pump with Remote Outdoor Unit-Air-Source) | DLCURAH24ABK |  |  | EN(A,D)4X24L17** | *95ESN0801716A* | 24200 | 15.2 | 8.5 | 27400 | 22600 | 82.48% | 1.84 | 0 | 10 |  |  |  | No | R-410A | 2.0167 | Residential & Commercial | Ducted CEE Tier 1
213071534 | Central HP <5.4 tons | ACIQ | HRCU-A-CB (Split System: Heat Pump with Remote Outdoor Unit-Air-Source) | DLCURAH24ABK |  |  | EN(A,D,W)4X36L17** | *95ESU0401712A* | 23600 | 16.5 | 8.1 | 25800 | 23600 | 91.47% | 1.96 | 0 | 10 |  |  |  | No | R-410A | 1.9667 | Residential & Commercial | Ducted CEE Tier 1
213071551 | Central HP <5.4 tons | ACIQ | HRCU-A-CB (Split System: Heat Pump with Remote Outdoor Unit-Air-Source) | DLCURAH24ABK |  |  | EN(A,D,W)4X36L17** | *80VSL0701716A* | 23800 | 16.5 | 8.1 | 26000 | 23200 | 89.23% | 1.92 | 0 | 10.5 |  |  |  | No | R-410A | 1.9833 | Residential & Commercial | Ducted CEE Tier 1
213071619 | Central HP <5.4 tons | ACIQ | HRCU-A-CB (Split System: Heat Pump with Remote Outdoor Unit-Air-Source) | DLCURAH24ABK |  |  | EN(A,D,W)4X36L17** | *95ESN0261410A* | 23400 | 16 | 8.1 | 25800 | 24200 | 93.8% | 2 | 0 | 10 |  |  |  | No | R-410A | 1.95 | Residential & Commercial | Ducted CEE Tier 1
213071682 | Central HP <5.4 tons | ACIQ | HRCU-A-CB (Split System: Heat Pump with Remote Outdoor Unit-Air-Source) | DLCURAH24ABK |  |  | EN(A,D,W)4X36L17** | *92ESN0401410A* | 24000 | 15.2 | 8.1 | 26600 | 22800 | 85.71% | 1.86 | 0 | 10 |  |  |  | No | R-410A | 2 | Residential & Commercial | Ducted CEE Tier 1
213071751 | Central HP <5.4 tons | ACIQ | HRCU-A-CB (Split System: Heat Pump with Remote Outdoor Unit-Air-Source) | DLCURAH24ABK |  |  | EN(A,D)4X36L21** | *95ESU0401712A* | 23600 | 16.5 | 8.1 | 26000 | 23600 | 90.77% | 1.96 | 0 | 10.5 |  |  |  | No | R-410A | 1.9667 | Residential & Commercial | Ducted CEE Tier 1
213071786 | Central HP <5.4 tons | ACIQ | HRCU-A-CB (Split System: Heat Pump with Remote Outdoor Unit-Air-Source) | DLCURAH24ABK |  |  | EN(A,D)4X36L21** | *80VSL0902120A* | 23800 | 16.5 | 8.1 | 26000 | 23200 | 89.23% | 1.92 | 0 | 10.5 |  |  |  | No | R-410A | 1.9833 | Residential & Commercial | Ducted CEE Tier 1
213071867 | Central HP <5.4 tons | ACIQ | HRCU-A-CB (Split System: Heat Pump with Remote Outdoor Unit-Air-Source) | DLCURAH24ABK |  |  | EN(A,D)4X36L21** | *80ES(N,L)0701712A* | 24400 | 16.5 | 8.1 | 26400 | 22600 | 85.61% | 1.88 | 0 | 10.5 |  |  |  | No | R-410A | 2.0333 | Residential & Commercial | Ducted CEE Tier 1
215936700 | Central HP <5.4 tons | DAY & NIGHT | HRCU-A-CB (Split System: Heat Pump with Remote Outdoor Unit-Air-Source) | C5H3V36*K*AAA* |  |  | EVD5X60M21A*+WALLCON | *97CMN0802120B* | 35600 | 21.5 | 8.5 | 38000 | 28600 | 75.26% | 2.02 | 0 | 12.5 |  |  |  | No | R-454B | 2.9667 | Residential & Commercial | Ducted CEE Tier 1
213780915 | Central HP <5.4 tons | CARRIER | HRCU-A-CB (Split System: Heat Pump with Remote Outdoor Unit-Air-Source) | 25VNA837A*031* |  |  | CAP**3721AL*+UI | 59MN7C080C17**14 | 32800 | 17 | 8.1 | 33000 | 25200 | 76.36% | 1.96 | 0 | 11 |  |  |  | No | R-410A | 2.7333 | Residential & Commercial | Ducted CEE Tier 1
213781015 | Central HP <5.4 tons | CARRIER | HRCU-A-CB (Split System: Heat Pump with Remote Outdoor Unit-Air-Source) | 25VNA837A*031* |  |  | CAP**4221AL*+UI | 59CU5B060C17**16 | 31600 | 16.5 | 8.1 | 33000 | 24600 | 74.55% | 1.86 | 0 | 10.5 |  |  |  | No | R-410A | 2.6333 | Residential & Commercial | Ducted CEE Tier 1
213781485 | Central HP <5.4 tons | CARRIER | HRCU-A-CB (Split System: Heat Pump with Remote Outdoor Unit-Air-Source) | 25VNA837A*031* |  |  | CAP**6024AL*+UI | 58TN*B135C24**22 | 32800 | 17.5 | 8.1 | 31800 | 24600 | 77.36% | 1.98 | 0 | 11.5 |  |  |  | No | R-410A | 2.7333 | Residential & Commercial | Ducted CEE Tier 1
215936720 | Central HP <5.4 tons | DAY & NIGHT | HRCU-A-CB (Split System: Heat Pump with Remote Outdoor Unit-Air-Source) | C5H3V36*K*AAA* |  |  | EVD5X60M21A*+WALLCON | *96CTN0801714B* | 35400 | 21.5 | 8.5 | 38000 | 28800 | 75.79% | 2.02 | 0 | 12 |  |  |  | No | R-454B | 2.95 | Residential & Commercial | Ducted CEE Tier 1
215936770 | Central HP <5.4 tons | DAY & NIGHT | HRCU-A-CB (Split System: Heat Pump with Remote Outdoor Unit-Air-Source) | C5H3V36*K*AAA* |  |  | EVD5X60M24A*+WALLCON | *80CTL1102120B* | 35600 | 22 | 8.5 | 38000 | 28400 | 74.74% | 2.04 | 0 | 12.5 |  |  |  | No | R-454B | 2.9667 | Residential & Commercial | Ducted CEE Tier 1
214241857 | Central HP <5.4 tons | HEIL | HRCU-A-CB (Split System: Heat Pump with Remote Outdoor Unit-Air-Source) | HVH825GKA3* |  |  | EN(A,D,W)4X36L17**+WALLCON | *96CTN0801714B* | 23400 | 16.5 | 8.1 | 21600 | 16700 | 77.31% | 1.9 | 0 | 10.5 |  |  |  | No | R-410A | 1.95 | Residential & Commercial | Ducted CEE Tier 1
212973048 | Central HP <5.4 tons | HEIL | HRCU-A-CB (Split System: Heat Pump with Remote Outdoor Unit-Air-Source) | DLCURAH18ABK |  |  | EA*4X30L17A* | *96VSN0401712B* | 17400 | 16 | 8.5 | 18000 | 18800 | 104.4% | 2.24 | 0 | 10.5 |  |  |  | No | R-410A | 1.45 | Residential & Commercial | Ducted CEE Tier 1
212971492 | Central HP <5.4 tons | AIRQUEST | HRCU-A-CB (Split System: Heat Pump with Remote Outdoor Unit-Air-Source) | DLCURAH18ABK |  |  | EN(A,D)4X30L17** | *80VTL0701716B* | 17700 | 16 | 8.1 | 18200 | 18600 | 102.2% | 2.24 | 0 | 11 |  |  |  | No | R-410A | 1.475 | Residential & Commercial | Ducted CEE Tier 1
212972694 | Central HP <5.4 tons | AIRQUEST | HRCU-A-CB (Split System: Heat Pump with Remote Outdoor Unit-Air-Source) | DLCURAH18ABK |  |  | EA*4X25L17A* | *96VSN0401410B* | 17700 | 16 | 8.1 | 17800 | 17800 | 100% | 2.14 | 0 | 10.5 |  |  |  | No | R-410A | 1.475 | Residential & Commercial | Ducted CEE Tier 1
211389394 | Central HP <5.4 tons | CHAMPION HEATING AND COOLING | HRCU-A-CB (Split System: Heat Pump with Remote Outdoor Unit-Air-Source) | HMH72B341 |  |  | XAFC36DBCN1 | TM8Y120C20MP11 | 34000 | 17.5 | 8.5 | 33800 | 23800 | 70.41% | 2.1 | 0 | 10 |  |  |  | No | R-410A | 2.8333 | Residential & Commercial | Ducted CEE Tier 1
215682095 | Central HP <5.4 tons | HEIL | HRCU-A-CB (Split System: Heat Pump with Remote Outdoor Unit-Air-Source) | H5H0V48*K*AAA* |  |  | EVD5X48M21A*+WALLCON | *96CTN0802120B* | 47000 | 18.5 | 9 | 50000 | 36600 | 73.2% | 1.98 | 0 | 10 |  |  |  | No | R-454B | 3.9167 | Residential & Commercial | Ducted CEE Tier 1
215681896 | Central HP <5.4 tons | AIRQUEST | HRCU-A-CB (Split System: Heat Pump with Remote Outdoor Unit-Air-Source) | H5H0V48*K*AAA* |  |  | EVM5X60M21A*+WALLCON | *96CTN0802120B* | 48000 | 19 | 9 | 50000 | 36800 | 73.6% | 2 | 0 | 10 |  |  |  | No | R-454B | 4 | Residential & Commercial | Ducted CEE Tier 1
215682446 | Central HP <5.4 tons | AIRQUEST | HRCU-A-CB (Split System: Heat Pump with Remote Outdoor Unit-Air-Source) | H5H0V48*K*AAA* |  |  | EVD5X61M21A*+WALLCON | *80CSU0401712B* | 48500 | 19 | 9 | 50000 | 36800 | 73.6% | 2.12 | 0 | 10 |  |  |  | No | R-454B | 4.0417 | Residential & Commercial | Ducted CEE Tier 1
215682346 | Central HP <5.4 tons | AIRQUEST | HRCU-A-CB (Split System: Heat Pump with Remote Outdoor Unit-Air-Source) | H5H0V48*K*AAA* |  |  | EVD5X60M21A*+WALLCON | *97CTN0801716A* | 47500 | 18.5 | 9 | 50000 | 37200 | 74.4% | 1.98 | 0 | 10 |  |  |  | No | R-454B | 3.9583 | Residential & Commercial | Ducted CEE Tier 1
213785531 | Central HP <5.4 tons | BRYANT HEATING AND COOLING SYSTEMS | HRCU-A-CB (Split System: Heat Pump with Remote Outdoor Unit-Air-Source) | 284ANV036*0**B* |  |  | CAP**6024AL*+UI | 986TD66120C24*** | 33800 | 19.5 | 9 | 35800 | 25200 | 70.39% | 2 | 0 | 12 |  |  |  | No | R-410A | 2.8167 | Residential & Commercial | Ducted CEE Tier 1
213785665 | Central HP <5.4 tons | BRYANT HEATING AND COOLING SYSTEMS | HRCU-A-CB (Split System: Heat Pump with Remote Outdoor Unit-Air-Source) | 284ANV036*0**B* |  |  | CSPH*3612AL*+UI | 986TD66120C24*** | 33200 | 18 | 8.5 | 37000 | 26200 | 70.81% | 2.02 | 0 | 11.7 |  |  |  | No | R-410A | 2.7667 | Residential & Commercial | Ducted CEE Tier 1
213785667 | Central HP <5.4 tons | BRYANT HEATING AND COOLING SYSTEMS | HRCU-A-CB (Split System: Heat Pump with Remote Outdoor Unit-Air-Source) | 284ANV036*0**B* |  |  | CSPH*4212AL*+UI | 88*TB36045C17*** | 33000 | 18 | 8.5 | 37000 | 26200 | 70.81% | 2 | 0 | 11 |  |  |  | No | R-410A | 2.75 | Residential & Commercial | Ducted CEE Tier 1
213071919 | Central HP <5.4 tons | ACIQ | HRCU-A-CB (Split System: Heat Pump with Remote Outdoor Unit-Air-Source) | DLCURAH24ABK |  |  | EN(A,D)4X36L21** | *95ESN0601714A* | 24600 | 16 | 8.1 | 26600 | 22400 | 84.21% | 1.84 | 0 | 10.5 |  |  |  | No | R-410A | 2.05 | Residential & Commercial | Ducted CEE Tier 1
213067199 | Central HP <5.4 tons | ACIQ | HRCU-A-CB (Split System: Heat Pump with Remote Outdoor Unit-Air-Source) | HVH837GKA2* |  |  | EHD4X60AAL+WALLCON | *80CTL0701412A* | 32800 | 17 | 8.1 | 32400 | 25000 | 77.16% | 2 | 0 | 11 |  |  |  | No | R-410A | 2.7333 | Residential & Commercial | Ducted CEE Tier 1
213067201 | Central HP <5.4 tons | ACIQ | HRCU-A-CB (Split System: Heat Pump with Remote Outdoor Unit-Air-Source) | HVH837GKA2* |  |  | EHD4X60AAL+WALLCON | *97CMN0602120A* | 32800 | 16.5 | 8.1 | 32400 | 25200 | 77.78% | 1.98 | 0 | 11 |  |  |  | No | R-410A | 2.7333 | Residential & Commercial | Ducted CEE Tier 1
213781585 | Central HP <5.4 tons | CARRIER | HRCU-A-CB (Split System: Heat Pump with Remote Outdoor Unit-Air-Source) | 25VNA837A*031* |  |  | CAP**6121AL*+UI | 59CU5B060C17**16 | 33000 | 17 | 8.1 | 32200 | 25000 | 77.64% | 1.96 | 0 | 11 |  |  |  | No | R-410A | 2.75 | Residential & Commercial | Ducted CEE Tier 1
213781665 | Central HP <5.4 tons | CARRIER | HRCU-A-CB (Split System: Heat Pump with Remote Outdoor Unit-Air-Source) | 25VNA837A*031* |  |  | CAP**6124AL*+UI | 58TN*B110C21**20 | 33200 | 17.5 | 8.5 | 32000 | 24800 | 77.5% | 2 | 0 | 11.5 |  |  |  | No | R-410A | 2.7667 | Residential & Commercial | Ducted CEE Tier 1
213781935 | Central HP <5.4 tons | CARRIER | HRCU-A-CB (Split System: Heat Pump with Remote Outdoor Unit-Air-Source) | 25VNA837A*031* |  |  | CSPH*4212AL*+UI | 58TN*B110C21**20 | 32600 | 16.5 | 8.1 | 32800 | 24600 | 75% | 1.94 | 0 | 11 |  |  |  | No | R-410A | 2.7167 | Residential & Commercial | Ducted CEE Tier 1
213781985 | Central HP <5.4 tons | CARRIER | HRCU-A-CB (Split System: Heat Pump with Remote Outdoor Unit-Air-Source) | 25VNA837A*031* |  |  | CSPH*4212AL*+UI | 59MN7C100C21**22 | 32600 | 16.5 | 8.1 | 33000 | 24600 | 74.55% | 1.94 | 0 | 11 |  |  |  | No | R-410A | 2.7167 | Residential & Commercial | Ducted CEE Tier 1
212972764 | Central HP <5.4 tons | AIRQUEST | HRCU-A-CB (Split System: Heat Pump with Remote Outdoor Unit-Air-Source) | DLCURAH18ABK |  |  | EN(A,D)4X30L17** | *96VSN0401410B* | 17400 | 16 | 8.1 | 18000 | 18700 | 103.9% | 2.24 | 0 | 10.5 |  |  |  | No | R-410A | 1.45 | Residential & Commercial | Ducted CEE Tier 1
212973014 | Central HP <5.4 tons | AIRQUEST | HRCU-A-CB (Split System: Heat Pump with Remote Outdoor Unit-Air-Source) | DLCURAH18ABK |  |  | EA*4X19L17A* | *96VSN0401712B* | 17700 | 16 | 8.1 | 17800 | 17900 | 100.6% | 2.16 | 0 | 10.5 |  |  |  | No | R-410A | 1.475 | Residential & Commercial | Ducted CEE Tier 1
212970909 | Central HP <5.4 tons | AIRQUEST | HRCU-A-CB (Split System: Heat Pump with Remote Outdoor Unit-Air-Source) | DLCURAH18ABK |  |  | EN(A,D)4X18L14** | *80VTL0451412B* | 17400 | 16 | 8.5 | 18600 | 19700 | 105.9% | 2.38 | 0 | 10.5 |  |  |  | No | R-410A | 1.45 | Residential & Commercial | Ducted CEE Tier 1
212974668 | Central HP <5.4 tons | AIRQUEST | HRCU-A-CB (Split System: Heat Pump with Remote Outdoor Unit-Air-Source) | DLCURAH18ABK |  |  | EA*4X30L14A* | *96VTN0401410B* | 17300 | 16 | 8.1 | 17900 | 18700 | 104.5% | 2.24 | 0 | 10.5 |  |  |  | No | R-410A | 1.4417 | Residential & Commercial | Ducted CEE Tier 1
212975103 | Central HP <5.4 tons | AIRQUEST | HRCU-A-CB (Split System: Heat Pump with Remote Outdoor Unit-Air-Source) | DLCURAH18ABK |  |  | EA*4X30L17A* | *96VTN0401712B* | 17400 | 16 | 8.5 | 18000 | 18800 | 104.4% | 2.24 | 0 | 10.5 |  |  |  | No | R-410A | 1.45 | Residential & Commercial | Ducted CEE Tier 1
212977745 | Central HP <5.4 tons | AIRQUEST | HRCU-A-CB (Split System: Heat Pump with Remote Outdoor Unit-Air-Source) | DLCURAH18ABK |  |  | EA*4X25L17A* | *80MS(N,L)0451412A* | 18000 | 16.5 | 8.5 | 17900 | 17700 | 98.88% | 2.14 | 0 | 11 |  |  |  | No | R-410A | 1.5 | Residential & Commercial | Ducted CEE Tier 1
212971710 | Central HP <5.4 tons | BRYANT HEATING AND COOLING SYSTEMS | HRCU-A-CB (Split System: Heat Pump with Remote Outdoor Unit-Air-Source) | 38MURAQ24AB3* |  |  | CNPV*3017AL* | 82*TB48070V17*** | 23600 | 17 | 8.5 | 26400 | 24200 | 91.67% | 2.02 | 0 | 10.5 |  |  |  | No | R-410A | 1.9667 | Residential & Commercial | Ducted CEE Tier 1
215668760 | Central HP <5.4 tons | DAY & NIGHT | HRCU-A-CB (Split System: Heat Pump with Remote Outdoor Unit-Air-Source) | C5H0V36*K*AAA* |  |  | EA*5X37M21A*+WALLCON | *97CMN1002122B* | 34600 | 18 | 9 | 35200 | 25000 | 71.02% | 1.9 | 0 | 10 |  |  |  | No | R-454B | 2.8833 | Residential & Commercial | Ducted CEE Tier 1
215679289 | Central HP <5.4 tons | DAY & NIGHT | HRCU-A-CB (Split System: Heat Pump with Remote Outdoor Unit-Air-Source) | C5H0V36*K*AAA* |  |  | EA*5X37M21A*+WALLCON | *80CSU0401712B* | 34600 | 17.5 | 9 | 35200 | 25000 | 71.02% | 1.9 | 0 | 10 |  |  |  | No | R-454B | 2.8833 | Residential & Commercial | Ducted CEE Tier 1
213785717 | Central HP <5.4 tons | BRYANT HEATING AND COOLING SYSTEMS | HRCU-A-CB (Split System: Heat Pump with Remote Outdoor Unit-Air-Source) | 284ANV036*0**B* |  |  | CSPH*4812AL*+UI | 987MC42080C17*** | 33400 | 18.5 | 8.5 | 36800 | 26000 | 70.65% | 2.02 | 0 | 11.5 |  |  |  | No | R-410A | 2.7833 | Residential & Commercial | Ducted CEE Tier 1
215676415 | Central HP <5.4 tons | HEIL | HRCU-A-CB (Split System: Heat Pump with Remote Outdoor Unit-Air-Source) | H5H0V48*K*AAA* |  |  | EVD5X60M21A*+WALLCON | *80CSU0802120A* | 48000 | 19 | 9 | 50000 | 36600 | 73.2% | 2.12 | 0 | 10 |  |  |  | No | R-454B | 4 | Residential & Commercial | Ducted CEE Tier 1
215676515 | Central HP <5.4 tons | HEIL | HRCU-A-CB (Split System: Heat Pump with Remote Outdoor Unit-Air-Source) | H5H0V48*K*AAA* |  |  | EVD5X60M21A*+WALLCON | *95CSU1002122B* | 48000 | 19 | 9 | 50000 | 36600 | 73.2% | 2.12 | 0 | 10 |  |  |  | No | R-454B | 4 | Residential & Commercial | Ducted CEE Tier 1
212988739 | Central HP <5.4 tons | DAY & NIGHT | HRCU-A-CB (Split System: Heat Pump with Remote Outdoor Unit-Air-Source) | DLCURAH24ABK |  |  | EN(A,D)4X30L17** | *95MSU0401712A* | 23600 | 16.5 | 8.1 | 26400 | 24200 | 91.67% | 2.02 | 0 | 10 |  |  |  | No | R-410A | 1.9667 | Residential & Commercial | Ducted CEE Tier 1
212989159 | Central HP <5.4 tons | DAY & NIGHT | HRCU-A-CB (Split System: Heat Pump with Remote Outdoor Unit-Air-Source) | DLCURAH24ABK |  |  | EA*4X30L17A* | *95MSU0601716A* | 23600 | 17 | 8.5 | 26400 | 24600 | 93.18% | 2.04 | 0 | 10 |  |  |  | No | R-410A | 1.9667 | Residential & Commercial | Ducted CEE Tier 1
213607654 | Central HP <5.4 tons | HEIL | HRCU-A-CB (Split System: Heat Pump with Remote Outdoor Unit-Air-Source) | DLCURAH24ABK |  |  | FTMA4X24L0B* |  | 24600 | 17 | 9.5 | 26000 | 22200 | 85.38% | 1.84 | 0 | 10 |  |  |  | No | R-410A | 2.05 | Residential & Commercial | Ducted CEE Tier 1
212977593 | Central HP <5.4 tons | HEIL | HRCU-A-CB (Split System: Heat Pump with Remote Outdoor Unit-Air-Source) | DLCURAH24ABK |  |  | EA*4X25L17A* | *80MS(N,L)0451412A* | 24200 | 17 | 8.5 | 25200 | 21800 | 86.51% | 1.82 | 0 | 10 |  |  |  | No | R-410A | 2.0167 | Residential & Commercial | Ducted CEE Tier 1
212977677 | Central HP <5.4 tons | HEIL | HRCU-A-CB (Split System: Heat Pump with Remote Outdoor Unit-Air-Source) | DLCURAH24ABK |  |  | EN(A,D)4X30L14** | *80MS(N,L)0451412A* | 23600 | 17 | 8.1 | 26000 | 24000 | 92.31% | 2 | 0 | 10 |  |  |  | No | R-410A | 1.9667 | Residential & Commercial | Ducted CEE Tier 1
212978109 | Central HP <5.4 tons | HEIL | HRCU-A-CB (Split System: Heat Pump with Remote Outdoor Unit-Air-Source) | DLCURAH24ABK |  |  | EA*4X25L17A* | *80MS(N,L)0701412A* | 24200 | 17.5 | 8.5 | 25200 | 21800 | 86.51% | 1.82 | 0 | 10.5 |  |  |  | No | R-410A | 2.0167 | Residential & Commercial | Ducted CEE Tier 1
216051173 | Central HP <5.4 tons | RHEEM | HRCU-A-CB (Split System: Heat Pump with Remote Outdoor Unit-Air-Source) | RP19AY60AJVC |  |  | RCFY6021SEAAM | R97MV0855A21DH | 53500 | 17 | 10 | 53500 | 48500 | 90.65% | 2 | 0 | 10 |  |  |  | No | R-454B | 4.4583 | Residential & Commercial | Ducted CEE Tier 1
213780735 | Central HP <5.4 tons | CARRIER | HRCU-A-CB (Split System: Heat Pump with Remote Outdoor Unit-Air-Source) | 25VNA837A*031* |  |  | CAP**3621AL*+UI | 58TN*B070C17**16 | 31400 | 16.5 | 8.1 | 33000 | 24400 | 73.94% | 1.84 | 0 | 10.5 |  |  |  | No | R-410A | 2.6167 | Residential & Commercial | Ducted CEE Tier 1
213780835 | Central HP <5.4 tons | CARRIER | HRCU-A-CB (Split System: Heat Pump with Remote Outdoor Unit-Air-Source) | 25VNA837A*031* |  |  | CAP**3621AL*+UI | 59TN6C100C21**22 | 31600 | 17 | 8.1 | 32800 | 24200 | 73.78% | 1.86 | 0 | 11 |  |  |  | No | R-410A | 2.6333 | Residential & Commercial | Ducted CEE Tier 1
213781035 | Central HP <5.4 tons | CARRIER | HRCU-A-CB (Split System: Heat Pump with Remote Outdoor Unit-Air-Source) | 25VNA837A*031* |  |  | CAP**4221AL*+UI | 59MN7C080C17**14 | 31600 | 16.5 | 8.1 | 33400 | 24600 | 73.65% | 1.86 | 0 | 10.5 |  |  |  | No | R-410A | 2.6333 | Residential & Commercial | Ducted CEE Tier 1
216051161 | Central HP <5.4 tons | RHEEM | HRCU-A-CB (Split System: Heat Pump with Remote Outdoor Unit-Air-Source) | RP19AY60AJVC |  |  | RCFY6021SEAAM | R802V1005A21DZ | 54000 | 17 | 10 | 54000 | 48000 | 88.89% | 2 | 0 | 10 |  |  |  | No | R-454B | 4.5 | Residential & Commercial | Ducted CEE Tier 1
213785746 | Central HP <5.4 tons | CARRIER | HRCU-A-CB (Split System: Heat Pump with Remote Outdoor Unit-Air-Source) | 25VNA436A*031* |  |  | CSPH*6012AL*+UI | 59MN7C060C17**14 | 33600 | 18 | 8.5 | 36400 | 25600 | 70.33% | 2 | 0 | 11.5 |  |  |  | No | R-410A | 2.8 | Residential & Commercial | Ducted CEE Tier 1
214719903 | Central HP <5.4 tons | COLEMAN | HRCU-A-CB (Split System: Heat Pump with Remote Outdoor Unit-Air-Source) | HH836E2S11 |  |  | CTU48C5XFS1+TXV | CP9C080C16MP13 | 33200 | 18 | 9 | 31600 | 25400 | 80.38% | 2 | 0 | 11 |  |  |  | No | R-454B | 2.7667 | Residential & Commercial | Ducted CEE Tier 1
214720216 | Central HP <5.4 tons | COLEMAN | HRCU-A-CB (Split System: Heat Pump with Remote Outdoor Unit-Air-Source) | HH836E2S11 |  |  | CTU48C5XFS1+TXV | Z8ES080C16SMPS1 | 34400 | 19 | 9 | 32200 | 25400 | 78.88% | 2 | 0 | 11 |  |  |  | No | R-454B | 2.8667 | Residential & Commercial | Ducted CEE Tier 1
211393657 | Central HP <5.4 tons | COLEMAN | HRCU-A-CB (Split System: Heat Pump with Remote Outdoor Unit-Air-Source) | HMH72B341 |  |  | XAFA30DXXN1+TXV | TM8Y060A12MP11 | 33600 | 17.5 | 8.1 | 33200 | 23400 | 70.48% | 2.02 | 0 | 10 |  |  |  | No | R-410A | 2.8 | Residential & Commercial | Ducted CEE Tier 1
212978193 | Central HP <5.4 tons | HEIL | HRCU-A-CB (Split System: Heat Pump with Remote Outdoor Unit-Air-Source) | DLCURAH24ABK |  |  | EN(A,D)4X30L14** | *80MS(N,L)0701412A* | 23600 | 17 | 8.5 | 26200 | 24600 | 93.89% | 2.04 | 0 | 10.5 |  |  |  | No | R-410A | 1.9667 | Residential & Commercial | Ducted CEE Tier 1
212974984 | Central HP <5.4 tons | HEIL | HRCU-A-CB (Split System: Heat Pump with Remote Outdoor Unit-Air-Source) | DLCURAH24ABK |  |  | EA*4X36L17A* | *96VTN0401410B* | 23400 | 16 | 8.5 | 26200 | 24200 | 92.37% | 2 | 0 | 10 |  |  |  | No | R-410A | 1.95 | Residential & Commercial | Ducted CEE Tier 1
214238915 | Central HP <5.4 tons | HEIL | HRCU-A-CB (Split System: Heat Pump with Remote Outdoor Unit-Air-Source) | HVH837GKA2* |  |  | EN(A,D)4X36L21**+WALLCON | *97CMN1002122B* | 31400 | 16.5 | 8.1 | 33000 | 24000 | 72.73% | 1.82 | 0 | 11 |  |  |  | No | R-410A | 2.6167 | Residential & Commercial | Ducted CEE Tier 1
214239085 | Central HP <5.4 tons | HEIL | HRCU-A-CB (Split System: Heat Pump with Remote Outdoor Unit-Air-Source) | HVH837GKA2* |  |  | EN(A,D,W)4X42L21**+WALLCON | *80CTL1102120B* | 31800 | 17 | 8.1 | 33000 | 24400 | 73.94% | 1.88 | 0 | 11 |  |  |  | No | R-410A | 2.65 | Residential & Commercial | Ducted CEE Tier 1
214239265 | Central HP <5.4 tons | HEIL | HRCU-A-CB (Split System: Heat Pump with Remote Outdoor Unit-Air-Source) | HVH837GKA2* |  |  | EN(A,D,W)4X48L21**+WALLCON | *96CTN0801714B* | 32200 | 17 | 8.1 | 32800 | 24800 | 75.61% | 1.94 | 0 | 11.5 |  |  |  | No | R-410A | 2.6833 | Residential & Commercial | Ducted CEE Tier 1
214239285 | Central HP <5.4 tons | HEIL | HRCU-A-CB (Split System: Heat Pump with Remote Outdoor Unit-Air-Source) | HVH837GKA2* |  |  | EN(A,D)4X48L24**+WALLCON | *80CTL0902120B* | 32400 | 17 | 8.1 | 32600 | 24600 | 75.46% | 1.96 | 0 | 11.7 |  |  |  | No | R-410A | 2.7 | Residential & Commercial | Ducted CEE Tier 1
212972998 | Central HP <5.4 tons | HEIL | HRCU-A-CB (Split System: Heat Pump with Remote Outdoor Unit-Air-Source) | DLCURAH24ABK |  |  | EN(A,D)4X30L17** | *96VSN0401410B* | 23400 | 16 | 8.1 | 26400 | 24600 | 93.18% | 2.02 | 0 | 10 |  |  |  | No | R-410A | 1.95 | Residential & Commercial | Ducted CEE Tier 1
212973848 | Central HP <5.4 tons | HEIL | HRCU-A-CB (Split System: Heat Pump with Remote Outdoor Unit-Air-Source) | DLCURAH24ABK |  |  | EA*4X30L17A* | *96VSN0801716B* | 23400 | 17 | 8.5 | 26200 | 25000 | 95.42% | 2.08 | 0 | 10 |  |  |  | No | R-410A | 1.95 | Residential & Commercial | Ducted CEE Tier 1
212972914 | Central HP <5.4 tons | AIRQUEST | HRCU-A-CB (Split System: Heat Pump with Remote Outdoor Unit-Air-Source) | DLCURAH24ABK |  |  | EA*4X25L17A* | *96VSN0401410B* | 24000 | 16.5 | 8.1 | 25200 | 21800 | 86.51% | 1.82 | 0 | 10 |  |  |  | No | R-410A | 2 | Residential & Commercial | Ducted CEE Tier 1
212975019 | Central HP <5.4 tons | AIRQUEST | HRCU-A-CB (Split System: Heat Pump with Remote Outdoor Unit-Air-Source) | DLCURAH24ABK |  |  | EN(A,D)4X24L17** | *96VTN0401410B* | 23200 | 15.5 | 8.5 | 27000 | 25000 | 92.59% | 2.06 | 0 | 10 |  |  |  | No | R-410A | 1.9333 | Residential & Commercial | Ducted CEE Tier 1
212976990 | Central HP <5.4 tons | AIRQUEST | HRCU-A-CB (Split System: Heat Pump with Remote Outdoor Unit-Air-Source) | DLCURAH24ABK |  |  | EA*4X37L21A* | *96VTN1002122B* | 24600 | 17.5 | 8.5 | 25200 | 21200 | 84.13% | 1.78 | 0 | 10.5 |  |  |  | No | R-410A | 2.05 | Residential & Commercial | Ducted CEE Tier 1
212977661 | Central HP <5.4 tons | AIRQUEST | HRCU-A-CB (Split System: Heat Pump with Remote Outdoor Unit-Air-Source) | DLCURAH24ABK |  |  | EN(A,D)4X24L17** | *80MS(N,L)0451412A* | 23200 | 16.5 | 8.5 | 26800 | 25000 | 93.28% | 2.08 | 0 | 10 |  |  |  | No | R-410A | 1.9333 | Residential & Commercial | Ducted CEE Tier 1
212978129 | Central HP <5.4 tons | AIRQUEST | HRCU-A-CB (Split System: Heat Pump with Remote Outdoor Unit-Air-Source) | DLCURAH24ABK |  |  | EA*4X30L17A* | *80MS(N,L)0701412A* | 23600 | 17.5 | 8.5 | 26200 | 24600 | 93.89% | 2.06 | 0 | 10 |  |  |  | No | R-410A | 1.9667 | Residential & Commercial | Ducted CEE Tier 1
212978711 | Central HP <5.4 tons | AIRQUEST | HRCU-A-CB (Split System: Heat Pump with Remote Outdoor Unit-Air-Source) | DLCURAH24ABK |  |  | EN(A,D)4X30L17** | *80MS(N,L)0701712A* | 23400 | 17 | 8.1 | 25800 | 24200 | 93.8% | 2.04 | 0 | 10.5 |  |  |  | No | R-410A | 1.95 | Residential & Commercial | Ducted CEE Tier 1
214238866 | Central HP <5.4 tons | AIRQUEST | HRCU-A-CB (Split System: Heat Pump with Remote Outdoor Unit-Air-Source) | HVH837GKA2* |  |  | EN(A,D)4X36L21**+WALLCON | *80CTL0902120B* | 31400 | 16.5 | 8.1 | 33000 | 24000 | 72.73% | 1.82 | 0 | 11 |  |  |  | No | R-410A | 2.6167 | Residential & Commercial | Ducted CEE Tier 1
214239016 | Central HP <5.4 tons | AIRQUEST | HRCU-A-CB (Split System: Heat Pump with Remote Outdoor Unit-Air-Source) | HVH837GKA2* |  |  | END4X42L17**+WALLCON | *97CMN0801714B* | 32000 | 16.5 | 8.1 | 33200 | 24800 | 74.7% | 1.88 | 0 | 11 |  |  |  | No | R-410A | 2.6667 | Residential & Commercial | Ducted CEE Tier 1
214239316 | Central HP <5.4 tons | AIRQUEST | HRCU-A-CB (Split System: Heat Pump with Remote Outdoor Unit-Air-Source) | HVH837GKA2* |  |  | EN(A,D)4X48L24**+WALLCON | *97CMN1002122B* | 32400 | 17 | 8.1 | 32600 | 24600 | 75.46% | 1.96 | 0 | 11.7 |  |  |  | No | R-410A | 2.7 | Residential & Commercial | Ducted CEE Tier 1
212982271 | Central HP <5.4 tons | HEIL | HRCU-A-CB (Split System: Heat Pump with Remote Outdoor Unit-Air-Source) | DLCURAH24ABK |  |  | EA*4X30L17A* | *80MSU0401712A* | 23800 | 16.5 | 8.5 | 25800 | 24000 | 93.02% | 2 | 0 | 10 |  |  |  | No | R-410A | 1.9833 | Residential & Commercial | Ducted CEE Tier 1
212983593 | Central HP <5.4 tons | HEIL | HRCU-A-CB (Split System: Heat Pump with Remote Outdoor Unit-Air-Source) | DLCURAH24ABK |  |  | EN(A,D)4X24L17** | *92MSN0601412A* | 23400 | 16.5 | 8.5 | 27000 | 24600 | 91.11% | 2.04 | 0 | 10 |  |  |  | No | R-410A | 1.95 | Residential & Commercial | Ducted CEE Tier 1
214574150 | Central HP <5.4 tons | HEIL | HRCU-A-CB (Split System: Heat Pump with Remote Outdoor Unit-Air-Source) | HVH837GKA2* |  |  | EA*4X61L24A*+WALLCON | *80CTL0702120B* | 33200 | 18 | 8.5 | 32000 | 24800 | 77.5% | 2 | 0 | 11.5 |  |  |  | No | R-410A | 2.7667 | Residential & Commercial | Ducted CEE Tier 1
214395009 | Central HP <5.4 tons | HEIL | HRCU-A-CB (Split System: Heat Pump with Remote Outdoor Unit-Air-Source) | DLCURAH24ABK |  |  | EN(A,D)4X24L17** | *96MSN0601716A* | 23400 | 16 | 9 | 26600 | 24200 | 90.98% | 2 | 0 | 10 |  |  |  | No | R-410A | 1.95 | Residential & Commercial | Ducted CEE Tier 1
214097664 | Central HP <5.4 tons | RHEEM | HRCU-A-CB (Split System: Heat Pump with Remote Outdoor Unit-Air-Source) | RD17AZ48AJ3N |  |  | RCFZ6024SEANM | R802VA100521Z | 45500 | 17 | 8.1 | 45500 | 40000 | 87.91% | 2.1 | 0 | 10 |  |  |  | No | R-410A | 3.7917 | Residential & Commercial | Ducted CEE Tier 1
213062603 | Central HP <5.4 tons | ACIQ | HRCU-A-CB (Split System: Heat Pump with Remote Outdoor Unit-Air-Source) | HVH825GKA2* |  |  | EA*4X36L17A*+WALLCON | *97CMN0601714A* | 23400 | 16 | 8.1 | 21600 | 16800 | 77.78% | 1.92 | 11 | 10.5 |  |  |  | No | R-410A | 1.95 | Residential & Commercial | Ducted CEE Tier 1
213062612 | Central HP <5.4 tons | ACIQ | HRCU-A-CB (Split System: Heat Pump with Remote Outdoor Unit-Air-Source) | HVH825GKA2* |  |  | EA*4X36L21A*+WALLCON | *97CMN0801714A* | 23600 | 16.5 | 8.1 | 21600 | 16700 | 77.31% | 1.92 | 11.5 | 11 |  |  |  | No | R-410A | 1.9667 | Residential & Commercial | Ducted CEE Tier 1
213062707 | Central HP <5.4 tons | ACIQ | HRCU-A-CB (Split System: Heat Pump with Remote Outdoor Unit-Air-Source) | HVH825GKA2* |  |  | EA*4X37L21A*+WALLCON | *80CTL0701716A* | 24400 | 17 | 8.5 | 21200 | 16600 | 78.3% | 2.02 | 11 | 11 |  |  |  | No | R-410A | 2.0333 | Residential & Commercial | Ducted CEE Tier 1
213062712 | Central HP <5.4 tons | ACIQ | HRCU-A-CB (Split System: Heat Pump with Remote Outdoor Unit-Air-Source) | HVH825GKA2* |  |  | EA*4X37L21A*+WALLCON | *97CMN1002122A* | 24400 | 16.5 | 8.5 | 21200 | 16600 | 78.3% | 2.04 | 11 | 11 |  |  |  | No | R-410A | 2.0333 | Residential & Commercial | Ducted CEE Tier 1
214097694 | Central HP <5.4 tons | RHEEM | HRCU-A-CB (Split System: Heat Pump with Remote Outdoor Unit-Air-Source) | RD17AZ48AJ3N |  |  | RCFZ6024SEANM | R801V1255A24DZ | 45500 | 17 | 8.1 | 45500 | 40000 | 87.91% | 2.1 | 0 | 10 |  |  |  | No | R-410A | 3.7917 | Residential & Commercial | Ducted CEE Tier 1
214097697 | Central HP <5.4 tons | RHEEM | HRCU-A-CB (Split System: Heat Pump with Remote Outdoor Unit-Air-Source) | RD17AZ48AJ3N |  |  | RCFZ6024SEANM | R801V1005A21UHU | 45500 | 17 | 8.1 | 45500 | 40000 | 87.91% | 2.1 | 0 | 10 |  |  |  | No | R-410A | 3.7917 | Residential & Commercial | Ducted CEE Tier 1
211206845 | Central HP <5.4 tons | LUXAIRE | HRCU-A-CB (Split System: Heat Pump with Remote Outdoor Unit-Air-Source) | HL20B2421 |  |  | XAMB24DE1N1+CC | TM8V080B12MP12 | 22400 | 18 | 8.5 | 23600 | 18400 | 77.97% | 1.92 | 0 | 12 |  |  |  | No | R-410A | 1.8667 | Residential & Commercial | Ducted CEE Tier 1
213785378 | Central HP <5.4 tons | CARRIER | HRCU-A-CB (Split System: Heat Pump with Remote Outdoor Unit-Air-Source) | 25VNA436A*031* |  |  | CAP**3717AL*+UI | 58TN*B070C14**12 | 33200 | 18.5 | 9 | 37000 | 26200 | 70.81% | 2 | 0 | 11.5 |  |  |  | No | R-410A | 2.7667 | Residential & Commercial | Ducted CEE Tier 1
213785394 | Central HP <5.4 tons | CARRIER | HRCU-A-CB (Split System: Heat Pump with Remote Outdoor Unit-Air-Source) | 25VNA436A*031* |  |  | CAP**3721AL*+UI | 58TN*B045C17**12 | 33600 | 18.5 | 9 | 36800 | 26000 | 70.65% | 2 | 0 | 11.5 |  |  |  | No | R-410A | 2.8 | Residential & Commercial | Ducted CEE Tier 1
213785462 | Central HP <5.4 tons | CARRIER | HRCU-A-CB (Split System: Heat Pump with Remote Outdoor Unit-Air-Source) | 25VNA436A*031* |  |  | CAP**4321AL*+UI | 58TN*B090C21**20 | 33800 | 19.5 | 9 | 36400 | 25600 | 70.33% | 2.04 | 0 | 12 |  |  |  | No | R-410A | 2.8167 | Residential & Commercial | Ducted CEE Tier 1
213785478 | Central HP <5.4 tons | CARRIER | HRCU-A-CB (Split System: Heat Pump with Remote Outdoor Unit-Air-Source) | 25VNA436A*031* |  |  | CAP**4321AL*+UI | 59TN6C100C21**22 | 33800 | 19.5 | 9 | 36400 | 25600 | 70.33% | 2.04 | 0 | 12 |  |  |  | No | R-410A | 2.8167 | Residential & Commercial | Ducted CEE Tier 1
213785494 | Central HP <5.4 tons | CARRIER | HRCU-A-CB (Split System: Heat Pump with Remote Outdoor Unit-Air-Source) | 25VNA436A*031* |  |  | CAP**4821AL*+UI | 59MN7C080C17**14 | 33000 | 19 | 9 | 36800 | 26000 | 70.65% | 2 | 0 | 11.7 |  |  |  | No | R-410A | 2.75 | Residential & Commercial | Ducted CEE Tier 1
211387901 | Central HP <5.4 tons | COLEMAN | HRCU-A-CB (Split System: Heat Pump with Remote Outdoor Unit-Air-Source) | HMH72B341 |  |  | XAFB36DXXN1+TXV | CP9C080B12MP13 | 33600 | 17.5 | 8.5 | 33400 | 23400 | 70.06% | 2.04 | 0 | 10 |  |  |  | No | R-410A | 2.8 | Residential & Commercial | Ducted CEE Tier 1
214397652 | Central HP <5.4 tons | COLEMAN | HRCU-A-CB (Split System: Heat Pump with Remote Outdoor Unit-Air-Source) | HH836E2S11 |  |  | CTF48C5CFS1 | TP9C100C16MP13 | 33200 | 18 | 9 | 31200 | 25200 | 80.77% | 2 | 0 | 11 |  |  |  | No | R-454B | 2.7667 | Residential & Commercial | Ducted CEE Tier 1
214397719 | Central HP <5.4 tons | COLEMAN | HRCU-A-CB (Split System: Heat Pump with Remote Outdoor Unit-Air-Source) | HH836E2S11 |  |  | CTF36C5CDS1 | TP9C100C16MP13 | 33800 | 18 | 8.5 | 31400 | 25600 | 81.53% | 2 | 0 | 11 |  |  |  | No | R-454B | 2.8167 | Residential & Commercial | Ducted CEE Tier 1
214397817 | Central HP <5.4 tons | COLEMAN | HRCU-A-CB (Split System: Heat Pump with Remote Outdoor Unit-Air-Source) | HH836E2S11 |  |  | CTF48C5CFS1 | TM9E080C20MP12 | 34000 | 17 | 9 | 32000 | 25400 | 79.38% | 2 | 0 | 11 |  |  |  | No | R-454B | 2.8333 | Residential & Commercial | Ducted CEE Tier 1
214398137 | Central HP <5.4 tons | COLEMAN | HRCU-A-CB (Split System: Heat Pump with Remote Outdoor Unit-Air-Source) | HH836E2S11 |  |  | CTM36B5CDS1 | TM9Y060B12MP11 | 33000 | 17 | 8.5 | 31200 | 25600 | 82.05% | 2 | 0 | 11 |  |  |  | No | R-454B | 2.75 | Residential & Commercial | Ducted CEE Tier 1
214398169 | Central HP <5.4 tons | COLEMAN | HRCU-A-CB (Split System: Heat Pump with Remote Outdoor Unit-Air-Source) | HH836E2S11 |  |  | CTM36C5CDS1 | CP9C100C16MP13 | 33800 | 18 | 8.5 | 31400 | 25800 | 82.17% | 2 | 0 | 11 |  |  |  | No | R-454B | 2.8167 | Residential & Commercial | Ducted CEE Tier 1
214066709 | Central HP <5.4 tons | RHEEM | HRCU-A-CB (Split System: Heat Pump with Remote Outdoor Unit-Air-Source) | RD17AZ36AJ3N |  |  | RCFZ3621MTANM | R802VA075317Z | 34200 | 18 | 8.1 | 34200 | 29600 | 86.55% | 1.9 | 0 | 10 |  |  |  | No | R-410A | 2.85 | Residential & Commercial | Ducted CEE Tier 1
213779435 | Central HP <5.4 tons | CARRIER | HRCU-A-CB (Split System: Heat Pump with Remote Outdoor Unit-Air-Source) | 25VNA837A*030* |  |  | CAP**4821AL*+UI | 59MN7C080C17**14 | 32200 | 17 | 8.1 | 32600 | 25000 | 76.69% | 1.94 | 0 | 11 |  |  |  | No | R-410A | 2.6833 | Residential & Commercial | Ducted CEE Tier 1
213779485 | Central HP <5.4 tons | CARRIER | HRCU-A-CB (Split System: Heat Pump with Remote Outdoor Unit-Air-Source) | 25VNA837A*030* |  |  | CAP**4824AL*+UI | 58TN*B090C21**20 | 32400 | 17 | 8.5 | 32200 | 24800 | 77.02% | 1.98 | 0 | 11.5 |  |  |  | No | R-410A | 2.7 | Residential & Commercial | Ducted CEE Tier 1
213779555 | Central HP <5.4 tons | CARRIER | HRCU-A-CB (Split System: Heat Pump with Remote Outdoor Unit-Air-Source) | 25VNA837A*030* |  |  | CAP**6024AL*+UI | 58TN*B090C21**20 | 32800 | 17.5 | 8.1 | 31800 | 24600 | 77.36% | 1.98 | 0 | 11.5 |  |  |  | No | R-410A | 2.7333 | Residential & Commercial | Ducted CEE Tier 1
213780155 | Central HP <5.4 tons | CARRIER | HRCU-A-CB (Split System: Heat Pump with Remote Outdoor Unit-Air-Source) | 25VNA837A*030* |  |  | CSPH*4812AL*+UI | 58TN*B070C17**16 | 32600 | 16.5 | 8.1 | 33200 | 25000 | 75.3% | 1.94 | 0 | 11 |  |  |  | No | R-410A | 2.7167 | Residential & Commercial | Ducted CEE Tier 1
213780255 | Central HP <5.4 tons | CARRIER | HRCU-A-CB (Split System: Heat Pump with Remote Outdoor Unit-Air-Source) | 25VNA837A*030* |  |  | CSPH*4812AL*+UI | 59TN6C060C17**14 | 32400 | 16 | 8.1 | 33000 | 25200 | 76.36% | 1.94 | 0 | 10.5 |  |  |  | No | R-410A | 2.7 | Residential & Commercial | Ducted CEE Tier 1
213780405 | Central HP <5.4 tons | CARRIER | HRCU-A-CB (Split System: Heat Pump with Remote Outdoor Unit-Air-Source) | 25VNA837A*030* |  |  | CSPH*6012AL*+UI | 59MN7C120C24**22 | 33000 | 16.5 | 8.1 | 32200 | 24800 | 77.02% | 2 | 0 | 11 |  |  |  | No | R-410A | 2.75 | Residential & Commercial | Ducted CEE Tier 1
214066626 | Central HP <5.4 tons | RHEEM | HRCU-A-CB (Split System: Heat Pump with Remote Outdoor Unit-Air-Source) | RD17AZ36AJ3N |  |  | RCFZ3621MTANM | R97MV0603A17DHS | 34200 | 18 | 8.1 | 34200 | 29600 | 86.55% | 1.9 | 0 | 10 |  |  |  | No | R-410A | 2.85 | Residential & Commercial | Ducted CEE Tier 1
212971996 | Central HP <5.4 tons | BRYANT HEATING AND COOLING SYSTEMS | HRCU-A-CB (Split System: Heat Pump with Remote Outdoor Unit-Air-Source) | 38MURAQ24AB3* |  |  | CAP**3717AL* | 82*TB48090V17*** | 24200 | 17 | 8.5 | 25200 | 22000 | 87.3% | 1.84 | 0 | 10 |  |  |  | No | R-410A | 2.0167 | Residential & Commercial | Ducted CEE Tier 1
212972012 | Central HP <5.4 tons | BRYANT HEATING AND COOLING SYSTEMS | HRCU-A-CB (Split System: Heat Pump with Remote Outdoor Unit-Air-Source) | 38MURAQ24AB3* |  |  | CNPV*3617AL* | 82*TB48090V17*** | 23400 | 17 | 8.5 | 26200 | 24600 | 93.89% | 2.06 | 0 | 10 |  |  |  | No | R-410A | 1.95 | Residential & Commercial | Ducted CEE Tier 1
214242308 | Central HP <5.4 tons | AIRQUEST | HRCU-A-CB (Split System: Heat Pump with Remote Outdoor Unit-Air-Source) | HVH825GKA3* |  |  | EN(A,D,W)4X48L21**+WALLCON | *96CTN0801714B* | 24000 | 17 | 8.1 | 21400 | 16600 | 77.57% | 2 | 0 | 11 |  |  |  | No | R-410A | 2 | Residential & Commercial | Ducted CEE Tier 1
214242358 | Central HP <5.4 tons | AIRQUEST | HRCU-A-CB (Split System: Heat Pump with Remote Outdoor Unit-Air-Source) | HVH825GKA3* |  |  | EN(A,D)4X48L24**+WALLCON | *97CMN1002122B* | 24200 | 17 | 8.1 | 21200 | 16500 | 77.83% | 2 | 0 | 11.5 |  |  |  | No | R-410A | 2.0167 | Residential & Commercial | Ducted CEE Tier 1
212982391 | Central HP <5.4 tons | HEIL | HRCU-A-CB (Split System: Heat Pump with Remote Outdoor Unit-Air-Source) | DLCURAH18ABK |  |  | EA*4X24L17A* | *80MSU0401712A* | 17200 | 16 | 8.5 | 18300 | 19100 | 104.4% | 2.3 | 0 | 10 |  |  |  | No | R-410A | 1.4333 | Residential & Commercial | Ducted CEE Tier 1
212983257 | Central HP <5.4 tons | HEIL | HRCU-A-CB (Split System: Heat Pump with Remote Outdoor Unit-Air-Source) | DLCURAH18ABK |  |  | EA*4X19L17A* | *92MSN0401712A* | 17700 | 16 | 8.1 | 17900 | 18000 | 100.6% | 2.16 | 0 | 10.5 |  |  |  | No | R-410A | 1.475 | Residential & Commercial | Ducted CEE Tier 1
216051122 | Central HP <5.4 tons | RHEEM | HRCU-A-CB (Split System: Heat Pump with Remote Outdoor Unit-Air-Source) | RP19AY48AJVC |  |  | RCFY4821SEAAM | R802V1005A21UH | 45500 | 19 | 10 | 45500 | 41500 | 91.21% | 2.1 | 0 | 12 |  |  |  | No | R-454B | 3.7917 | Residential & Commercial | Ducted CEE Tier 1
214573800 | Central HP <5.4 tons | HEIL | HRCU-A-CB (Split System: Heat Pump with Remote Outdoor Unit-Air-Source) | HVH837GKA2* |  |  | EA*4X42L24A*+WALLCON | *95CSU0802120B* | 31800 | 17 | 8.5 | 33000 | 24400 | 73.94% | 1.9 | 0 | 11 |  |  |  | No | R-410A | 2.65 | Residential & Commercial | Ducted CEE Tier 1
214574100 | Central HP <5.4 tons | HEIL | HRCU-A-CB (Split System: Heat Pump with Remote Outdoor Unit-Air-Source) | HVH837GKA2* |  |  | EA*4X61L21A*+WALLCON | *95CSU0802120B* | 33200 | 17.5 | 8.5 | 32000 | 25000 | 78.12% | 2 | 0 | 11.5 |  |  |  | No | R-410A | 2.7667 | Residential & Commercial | Ducted CEE Tier 1
216051117 | Central HP <5.4 tons | RHEEM | HRCU-A-CB (Split System: Heat Pump with Remote Outdoor Unit-Air-Source) | RP19AY48AJVC |  |  | RCFY4821SEAAM | R802V0754A17UH | 45500 | 19 | 10 | 45500 | 42000 | 92.31% | 2.1 | 0 | 12 |  |  |  | No | R-454B | 3.7917 | Residential & Commercial | Ducted CEE Tier 1
216051133 | Central HP <5.4 tons | RHEEM | HRCU-A-CB (Split System: Heat Pump with Remote Outdoor Unit-Air-Source) | RP19AY48AJVC |  |  | RCFY4821SEAAM | R962V0855A21M4 | 45500 | 19 | 10 | 45500 | 42000 | 92.31% | 2.1 | 0 | 11.7 |  |  |  | No | R-454B | 3.7917 | Residential & Commercial | Ducted CEE Tier 1
212979198 | Central HP <5.4 tons | HEIL | HRCU-A-CB (Split System: Heat Pump with Remote Outdoor Unit-Air-Source) | DLCURAH24ABK |  |  | EA*4X37L21A* | *80MS(N,L)0701716A* | 24200 | 17.5 | 8.5 | 25200 | 21600 | 85.71% | 1.82 | 0 | 10.5 |  |  |  | No | R-410A | 2.0167 | Residential & Commercial | Ducted CEE Tier 1
212981803 | Central HP <5.4 tons | HEIL | HRCU-A-CB (Split System: Heat Pump with Remote Outdoor Unit-Air-Source) | DLCURAH24ABK |  |  | EN(A,D,W)4X36L17** | *80MSU1002120A* | 23800 | 16.5 | 8.5 | 26400 | 24000 | 90.91% | 1.98 | 0 | 10.5 |  |  |  | No | R-410A | 1.9833 | Residential & Commercial | Ducted CEE Tier 1
214398471 | Central HP <5.4 tons | COLEMAN | HRCU-A-CB (Split System: Heat Pump with Remote Outdoor Unit-Air-Source) | HH836E2S11 |  |  | CTF48C5CFS1+JMVT16CC2N1 |  | 34400 | 19 | 9 | 32000 | 25200 | 78.75% | 2 | 0 | 11.7 |  |  |  | No | R-454B | 2.8667 | Residential & Commercial | Ducted CEE Tier 1
216508736 | Central HP <5.4 tons | COLEMAN | HRCU-A-CB (Split System: Heat Pump with Remote Outdoor Unit-Air-Source) | HH836E2S11 |  |  | CTF30A5ADS1 | TPLC060A12MP13 | 32800 | 17 | 8.5 | 30600 | 25200 | 82.35% | 2 | 0 | 11 |  |  |  | No | R-454B | 2.7333 | Residential & Commercial | Ducted CEE Tier 1
214397333 | Central HP <5.4 tons | COLEMAN | HRCU-A-CB (Split System: Heat Pump with Remote Outdoor Unit-Air-Source) | HH836E2S11 |  |  | CTM48C5CFS1 | TM8E080C20MP11 | 34600 | 18 | 8.5 | 32800 | 25800 | 78.66% | 2 | 0 | 11 |  |  |  | No | R-454B | 2.8833 | Residential & Commercial | Ducted CEE Tier 1
214397301 | Central HP <5.4 tons | COLEMAN | HRCU-A-CB (Split System: Heat Pump with Remote Outdoor Unit-Air-Source) | HH836E2S11 |  |  | CTF36C5CDS1 | TM9E080C20MP12 | 34600 | 17 | 8.5 | 32600 | 26800 | 82.21% | 2 | 0 | 11 |  |  |  | No | R-454B | 2.8833 | Residential & Commercial | Ducted CEE Tier 1
214397318 | Central HP <5.4 tons | COLEMAN | HRCU-A-CB (Split System: Heat Pump with Remote Outdoor Unit-Air-Source) | HH836E2S11 |  |  | JHC42C5CF2SS1 |  | 34400 | 19 | 9 | 31600 | 25000 | 79.11% | 2 | 0 | 11.7 |  |  |  | No | R-454B | 2.8667 | Residential & Commercial | Ducted CEE Tier 1
214396533 | Central HP <5.4 tons | COLEMAN | HRCU-A-CB (Split System: Heat Pump with Remote Outdoor Unit-Air-Source) | HH836E2S11 |  |  | CTM48C5CFS1 | TPLC080C16MP13 | 33000 | 19 | 9 | 31200 | 25200 | 80.77% | 2 | 0 | 11 |  |  |  | No | R-454B | 2.75 | Residential & Commercial | Ducted CEE Tier 1
214396830 | Central HP <5.4 tons | COLEMAN | HRCU-A-CB (Split System: Heat Pump with Remote Outdoor Unit-Air-Source) | HH836E2S11 |  |  | CTF36B5CDS1 | TM8E080B12MP11 | 33600 | 18 | 8.5 | 31800 | 26000 | 81.76% | 2 | 0 | 11 |  |  |  | No | R-454B | 2.8 | Residential & Commercial | Ducted CEE Tier 1
214719682 | Central HP <5.4 tons | COLEMAN | HRCU-A-CB (Split System: Heat Pump with Remote Outdoor Unit-Air-Source) | HH836E2S11 |  |  | CTU36B5XDS1+TXV | TM8E100B12MP11 | 33200 | 18 | 8.5 | 31200 | 25200 | 80.77% | 2 | 0 | 11 |  |  |  | No | R-454B | 2.7667 | Residential & Commercial | Ducted CEE Tier 1
214719935 | Central HP <5.4 tons | COLEMAN | HRCU-A-CB (Split System: Heat Pump with Remote Outdoor Unit-Air-Source) | HH836E2S11 |  |  | CTU48C5XFS1+TXV | TP9C100C16MP13 | 33200 | 18 | 9 | 31200 | 25200 | 80.77% | 2 | 0 | 11 |  |  |  | No | R-454B | 2.7667 | Residential & Commercial | Ducted CEE Tier 1
214720016 | Central HP <5.4 tons | COLEMAN | HRCU-A-CB (Split System: Heat Pump with Remote Outdoor Unit-Air-Source) | HH836E2S11 |  |  | CTU48C5XFS1+TXV | Z8ES120C20SMPS1 | 34200 | 19 | 9 | 32000 | 25400 | 79.38% | 2 | 0 | 11 |  |  |  | No | R-454B | 2.85 | Residential & Commercial | Ducted CEE Tier 1
213072181 | Central HP <5.4 tons | ACIQ | HRCU-A-CB (Split System: Heat Pump with Remote Outdoor Unit-Air-Source) | DLCURAH18ABK |  |  | EA*4X24L17A* | *92ESN0401712A* | 17800 | 15.5 | 8.5 | 18800 | 19000 | 101.1% | 2.28 | 0 | 10.5 |  |  |  | No | R-410A | 1.4833 | Residential & Commercial | Ducted CEE Tier 1
213062514 | Central HP <5.4 tons | ACIQ | HRCU-A-CB (Split System: Heat Pump with Remote Outdoor Unit-Air-Source) | HVH837GKA** |  |  | EHD4X48AAL+WALLCON | *80CTL1352422A* | 32600 | 17 | 8.1 | 33000 | 24800 | 75.15% | 1.98 | 11 | 11 |  |  |  | No | R-410A | 2.7167 | Residential & Commercial | Ducted CEE Tier 1
213062521 | Central HP <5.4 tons | ACIQ | HRCU-A-CB (Split System: Heat Pump with Remote Outdoor Unit-Air-Source) | HVH837GKA** |  |  | EHD4X48AAL+WALLCON | *97CMN0602120A* | 32400 | 16.5 | 8.1 | 33200 | 25200 | 75.9% | 1.94 | 11.5 | 11 |  |  |  | No | R-410A | 2.7 | Residential & Commercial | Ducted CEE Tier 1
213062782 | Central HP <5.4 tons | ACIQ | HRCU-A-CB (Split System: Heat Pump with Remote Outdoor Unit-Air-Source) | HVH837GKA** |  |  | EA*4X42L21A*+WALLCON | *80CSU0601716A* | 31800 | 17 | 8.1 | 33200 | 24400 | 73.49% | 1.86 | 11.5 | 11 |  |  |  | No | R-410A | 2.65 | Residential & Commercial | Ducted CEE Tier 1
213072285 | Central HP <5.4 tons | ACIQ | HRCU-A-CB (Split System: Heat Pump with Remote Outdoor Unit-Air-Source) | DLCURAH18ABK |  |  | EN(A,D)4X24L14** | *96VTN0601412A* | 17900 | 15.5 | 8.5 | 18800 | 18700 | 99.47% | 2.26 | 0 | 11 |  |  |  | No | R-410A | 1.4917 | Residential & Commercial | Ducted CEE Tier 1
213072317 | Central HP <5.4 tons | ACIQ | HRCU-A-CB (Split System: Heat Pump with Remote Outdoor Unit-Air-Source) | DLCURAH18ABK |  |  | EN(A,D)4X24L17** | *92ESN0601714A* | 17700 | 16 | 8.5 | 18500 | 18800 | 101.6% | 2.26 | 0 | 11 |  |  |  | No | R-410A | 1.475 | Residential & Commercial | Ducted CEE Tier 1
213062459 | Central HP <5.4 tons | ACIQ | HRCU-A-CB (Split System: Heat Pump with Remote Outdoor Unit-Air-Source) | HVH837GKA** |  |  | EA*4X36L21A*+WALLCON | *97CMN1002122A* | 31600 | 17 | 8.1 | 33200 | 24200 | 72.89% | 1.86 | 11.5 | 11 |  |  |  | No | R-410A | 2.6333 | Residential & Commercial | Ducted CEE Tier 1
214807791 | Central HP <5.4 tons | COLEMAN | HRCU-A-CB (Split System: Heat Pump with Remote Outdoor Unit-Air-Source) | HH836E2S11 |  |  | CTU48C5XFS1+JMVT16CC2N1+TXV |  | 34400 | 19 | 9 | 32000 | 25200 | 78.75% | 2 | 0 | 11.7 |  |  |  | No | R-454B | 2.8667 | Residential & Commercial | Ducted CEE Tier 1
211391350 | Central HP <5.4 tons | COLEMAN | HRCU-A-CB (Split System: Heat Pump with Remote Outdoor Unit-Air-Source) | HMH72B341 |  |  | XAFC36DBCN1 | TMLE120C16MP11 | 34000 | 18 | 8.5 | 33600 | 23800 | 70.83% | 2.08 | 0 | 10 |  |  |  | No | R-410A | 2.8333 | Residential & Commercial | Ducted CEE Tier 1
211391425 | Central HP <5.4 tons | COLEMAN | HRCU-A-CB (Split System: Heat Pump with Remote Outdoor Unit-Air-Source) | HMH72B341 |  |  | XAHC36DBCN1 | TM8E100C16MP11 | 33600 | 17.5 | 8.1 | 33000 | 23200 | 70.3% | 2.04 | 0 | 10 |  |  |  | No | R-410A | 2.8 | Residential & Commercial | Ducted CEE Tier 1
211391734 | Central HP <5.4 tons | COLEMAN | HRCU-A-CB (Split System: Heat Pump with Remote Outdoor Unit-Air-Source) | HMH72B341 |  |  | XAFC36DXXN1+TXV | TM8E100B12MP11 | 34000 | 18 | 8.1 | 33800 | 23800 | 70.41% | 2.06 | 0 | 10 |  |  |  | No | R-410A | 2.8333 | Residential & Commercial | Ducted CEE Tier 1
214575777 | Central HP <5.4 tons | CARRIER | HRCU-A-CB (Split System: Heat Pump with Remote Outdoor Unit-Air-Source) | 25VNA436A*031* |  |  | CAP**3621AL*+UI | 59MN7C060C21**20 | 32600 | 18.5 | 9.5 | 38500 | 27000 | 70.13% | 1.94 | 0 | 11.5 |  |  |  | No | R-410A | 2.7167 | Residential & Commercial | Ducted CEE Tier 1
213062460 | Central HP <5.4 tons | ACIQ | HRCU-A-CB (Split System: Heat Pump with Remote Outdoor Unit-Air-Source) | HVH837GKA** |  |  | EA*4X36L21A*+WALLCON | *96CTN1002122A* | 31600 | 17 | 8.1 | 33200 | 24200 | 72.89% | 1.86 | 11 | 11 |  |  |  | No | R-410A | 2.6333 | Residential & Commercial | Ducted CEE Tier 1
213062787 | Central HP <5.4 tons | ACIQ | HRCU-A-CB (Split System: Heat Pump with Remote Outdoor Unit-Air-Source) | HVH837GKA** |  |  | EA*4X48L21A*+WALLCON | *80CSU0401712A* | 32400 | 17.5 | 8.1 | 32600 | 25000 | 76.69% | 1.96 | 12 | 11 |  |  |  | No | R-410A | 2.7 | Residential & Commercial | Ducted CEE Tier 1
213062923 | Central HP <5.4 tons | ACIQ | HRCU-A-CB (Split System: Heat Pump with Remote Outdoor Unit-Air-Source) | HVH825GKA3* |  |  | EA*4X24L17A*+WALLCON | *80CTL0901716A* | 23400 | 17 | 8.1 | 21800 | 16700 | 76.61% | 1.9 | 11.5 | 11 |  |  |  | No | R-410A | 1.95 | Residential & Commercial | Ducted CEE Tier 1
213062932 | Central HP <5.4 tons | ACIQ | HRCU-A-CB (Split System: Heat Pump with Remote Outdoor Unit-Air-Source) | HVH825GKA3* |  |  | EA*4X30L14A*+WALLCON | *80CTL0701412A* | 23400 | 17 | 8.1 | 21600 | 16700 | 77.31% | 1.92 | 11 | 11 |  |  |  | No | R-410A | 1.95 | Residential & Commercial | Ducted CEE Tier 1
213062955 | Central HP <5.4 tons | ACIQ | HRCU-A-CB (Split System: Heat Pump with Remote Outdoor Unit-Air-Source) | HVH825GKA3* |  |  | EA*4X36L21A*+WALLCON | *97CMN1002122A* | 23600 | 16.5 | 8.1 | 21400 | 16600 | 77.57% | 1.94 | 11 | 11 |  |  |  | No | R-410A | 1.9667 | Residential & Commercial | Ducted CEE Tier 1
214395061 | Central HP <5.4 tons | HEIL | HRCU-A-CB (Split System: Heat Pump with Remote Outdoor Unit-Air-Source) | DLCURAH18ABK |  |  | EN(A,D)4X24L17** | *96MSN0601716A* | 17500 | 15.5 | 8.5 | 18500 | 19000 | 102.7% | 2.28 | 0 | 10.5 |  |  |  | No | R-410A | 1.4583 | Residential & Commercial | Ducted CEE Tier 1
214572780 | Central HP <5.4 tons | HEIL | HRCU-A-CB (Split System: Heat Pump with Remote Outdoor Unit-Air-Source) | HVH837GKA** |  |  | EA*4X48L21A*+WALLCON | *95CSU0802120B* | 32200 | 17.5 | 8.5 | 32400 | 25000 | 77.16% | 1.98 | 0 | 11 |  |  |  | No | R-410A | 2.6833 | Residential & Commercial | Ducted CEE Tier 1
211393237 | Central HP <5.4 tons | COLEMAN | HRCU-A-CB (Split System: Heat Pump with Remote Outdoor Unit-Air-Source) | HMH72B341 |  |  | XAFB36DXXN1+TXV | TL9E060B12UH11 | 33400 | 17.5 | 8.1 | 33000 | 23200 | 70.3% | 2.02 | 0 | 10 |  |  |  | No | R-410A | 2.7833 | Residential & Commercial | Ducted CEE Tier 1
211389735 | Central HP <5.4 tons | CHAMPION HEATING AND COOLING | HRCU-A-CB (Split System: Heat Pump with Remote Outdoor Unit-Air-Source) | HMH72B341 |  |  | XAFB36DXXN1+TXV | TM8Y080B12MP11 | 34000 | 18 | 8.1 | 33400 | 23600 | 70.66% | 2.04 | 0 | 10 |  |  |  | No | R-410A | 2.8333 | Residential & Commercial | Ducted CEE Tier 1
214569339 | Central HP <5.4 tons | BRYANT HEATING AND COOLING SYSTEMS | HRCU-A-CB (Split System: Heat Pump with Remote Outdoor Unit-Air-Source) | 284ANV024*0**B* |  |  | CAP**4221AL*+UI | 987MC60060C21*** | 23400 | 20 | 10.5 | 26600 | 19900 | 74.81% | 2.44 | 0 | 12.5 |  |  |  | No | R-410A | 1.95 | Residential & Commercial | Ducted CEE Tier 1
214569353 | Central HP <5.4 tons | BRYANT HEATING AND COOLING SYSTEMS | HRCU-A-CB (Split System: Heat Pump with Remote Outdoor Unit-Air-Source) | 284ANV024*0**B* |  |  | CAP**4321AL*+UI | 935CB66100C21*** | 24200 | 20.5 | 11 | 26400 | 19600 | 74.24% | 2.56 | 0 | 13.5 |  |  |  | No | R-410A | 2.0167 | Residential & Commercial | Ducted CEE Tier 1
214572730 | Central HP <5.4 tons | HEIL | HRCU-A-CB (Split System: Heat Pump with Remote Outdoor Unit-Air-Source) | HVH837GKA** |  |  | EA*4X43L21A*+WALLCON | *95CSU1002122B* | 33000 | 17.5 | 8.5 | 32600 | 25000 | 76.69% | 2 | 0 | 11.5 |  |  |  | No | R-410A | 2.75 | Residential & Commercial | Ducted CEE Tier 1
214573030 | Central HP <5.4 tons | HEIL | HRCU-A-CB (Split System: Heat Pump with Remote Outdoor Unit-Air-Source) | HVH837GKA** |  |  | EA*4X61L24A*+WALLCON | *95CSU1002122B* | 33200 | 18.5 | 8.5 | 31800 | 24800 | 77.99% | 2 | 0 | 11.5 |  |  |  | No | R-410A | 2.7667 | Residential & Commercial | Ducted CEE Tier 1
214573050 | Central HP <5.4 tons | HEIL | HRCU-A-CB (Split System: Heat Pump with Remote Outdoor Unit-Air-Source) | HVH837GKA** |  |  | EA*4X61L24A*+WALLCON | *97CMN0802120B* | 33200 | 17.5 | 8.5 | 31800 | 24800 | 77.99% | 2 | 0 | 11.5 |  |  |  | No | R-410A | 2.7667 | Residential & Commercial | Ducted CEE Tier 1
214572830 | Central HP <5.4 tons | HEIL | HRCU-A-CB (Split System: Heat Pump with Remote Outdoor Unit-Air-Source) | HVH837GKA** |  |  | EA*4X48L24A*+WALLCON | *80CTL0702120B* | 32400 | 17.5 | 8.5 | 32400 | 25000 | 77.16% | 1.98 | 0 | 11 |  |  |  | No | R-410A | 2.7 | Residential & Commercial | Ducted CEE Tier 1
212979984 | Central HP <5.4 tons | HEIL | HRCU-A-CB (Split System: Heat Pump with Remote Outdoor Unit-Air-Source) | DLCURAH18ABK |  |  | EA*4X30L17A* | *80MS(N,L)0901714A* | 17700 | 16 | 8.5 | 18300 | 18700 | 102.2% | 2.24 | 0 | 10.5 |  |  |  | No | R-410A | 1.475 | Residential & Commercial | Ducted CEE Tier 1
213785512 | Central HP <5.4 tons | CARRIER | HRCU-A-CB (Split System: Heat Pump with Remote Outdoor Unit-Air-Source) | 25VNA436A*031* |  |  | CAP**4824AL*+UI | 59MN7C120C24**22 | 33200 | 19.5 | 9 | 36400 | 25800 | 70.88% | 2.02 | 0 | 12 |  |  |  | No | R-410A | 2.7667 | Residential & Commercial | Ducted CEE Tier 1
213785526 | Central HP <5.4 tons | CARRIER | HRCU-A-CB (Split System: Heat Pump with Remote Outdoor Unit-Air-Source) | 25VNA436A*031* |  |  | CAP**6024AL*+UI | 59MN7C120C24**22 | 33800 | 19.5 | 9 | 35800 | 25200 | 70.39% | 2 | 0 | 12 |  |  |  | No | R-410A | 2.8167 | Residential & Commercial | Ducted CEE Tier 1
213785696 | Central HP <5.4 tons | CARRIER | HRCU-A-CB (Split System: Heat Pump with Remote Outdoor Unit-Air-Source) | 25VNA436A*031* |  |  | CSPH*4212AL*+UI | 59TN6C120C24**22 | 33400 | 18.5 | 8.5 | 36600 | 26000 | 71.04% | 2.02 | 0 | 11.7 |  |  |  | No | R-410A | 2.7833 | Residential & Commercial | Ducted CEE Tier 1
211391759 | Central HP <5.4 tons | COLEMAN | HRCU-A-CB (Split System: Heat Pump with Remote Outdoor Unit-Air-Source) | HMH72B341 |  |  | XAFC36DBCN1 | TM8E100B12MP11 | 34000 | 18 | 8.1 | 33800 | 23800 | 70.41% | 2.06 | 0 | 10 |  |  |  | No | R-410A | 2.8333 | Residential & Commercial | Ducted CEE Tier 1
211393381 | Central HP <5.4 tons | COLEMAN | HRCU-A-CB (Split System: Heat Pump with Remote Outdoor Unit-Air-Source) | HMH72B341 |  |  | XAFC30CXXN1+TXV | TL8E100C20UH11 | 33400 | 17.5 | 8.5 | 33000 | 23200 | 70.3% | 2.06 | 0 | 10 |  |  |  | No | R-410A | 2.7833 | Residential & Commercial | Ducted CEE Tier 1
211393747 | Central HP <5.4 tons | COLEMAN | HRCU-A-CB (Split System: Heat Pump with Remote Outdoor Unit-Air-Source) | HMH72B341 |  |  | XAFA30DXXN1+TXV | TM8E040A12MP11 | 33800 | 18 | 8.1 | 33600 | 23600 | 70.24% | 2.04 | 0 | 10 |  |  |  | No | R-410A | 2.8167 | Residential & Commercial | Ducted CEE Tier 1
211390183 | Central HP <5.4 tons | COLEMAN | HRCU-A-CB (Split System: Heat Pump with Remote Outdoor Unit-Air-Source) | HMH72B341 |  |  | XAFC36DXXN1+TXV | TMLV100C16MP12 | 34000 | 17.5 | 8.5 | 33800 | 23800 | 70.41% | 2.08 | 0 | 10 |  |  |  | No | R-410A | 2.8333 | Residential & Commercial | Ducted CEE Tier 1
211392102 | Central HP <5.4 tons | COLEMAN | HRCU-A-CB (Split System: Heat Pump with Remote Outdoor Unit-Air-Source) | HMH72B341 |  |  | XAFC30CXXN1+TXV | TM8E080C16MP11 | 33000 | 18 | 8.5 | 33000 | 23200 | 70.3% | 2.04 | 0 | 10 |  |  |  | No | R-410A | 2.75 | Residential & Commercial | Ducted CEE Tier 1
214573850 | Central HP <5.4 tons | HEIL | HRCU-A-CB (Split System: Heat Pump with Remote Outdoor Unit-Air-Source) | HVH837GKA2* |  |  | EA*4X43L21A*+WALLCON | *80CTL0702120B* | 32800 | 17.5 | 8.5 | 32800 | 25200 | 76.83% | 2 | 0 | 11 |  |  |  | No | R-410A | 2.7333 | Residential & Commercial | Ducted CEE Tier 1
214573950 | Central HP <5.4 tons | HEIL | HRCU-A-CB (Split System: Heat Pump with Remote Outdoor Unit-Air-Source) | HVH837GKA2* |  |  | EA*4X48L21A*+WALLCON | *97CMN0802120B* | 32200 | 17.5 | 8.5 | 32400 | 25000 | 77.16% | 1.98 | 0 | 11 |  |  |  | No | R-410A | 2.6833 | Residential & Commercial | Ducted CEE Tier 1
216439957 | Central HP <5.4 tons | AMERICAN STANDARD | HRCU-A-CB (Split System: Heat Pump with Remote Outdoor Unit-Air-Source) | 5A6V0X24A1 |  |  | 5PX*B003AS3 | S9V2B040D3PSC+LRP | 19200 | 17.1 | 9 | 22800 | 16900 | 74.12% | 2 | 0 | 11 |  |  |  | No | R-454B | 1.6 | Residential & Commercial | Ducted CEE Tier 1
213785024 | Central HP <5.4 tons | BRYANT HEATING AND COOLING SYSTEMS | HRCU-A-CB (Split System: Heat Pump with Remote Outdoor Unit-Air-Source) | 284ANV024*0**B* |  |  | CAP**2417AL*+UI | 986TD42060C17*** | 22800 | 19.5 | 10 | 27200 | 20200 | 74.26% | 2.28 | 0 | 12 |  |  |  | No | R-410A | 1.9 | Residential & Commercial | Ducted CEE Tier 1
215674476 | Central HP <5.4 tons | HEIL | HRCU-A-CB (Split System: Heat Pump with Remote Outdoor Unit-Air-Source) | H5H0V48*K*AAA* |  |  | EA*5X61M24A*+WALLCON | *80CTL0702120B* | 46000 | 18 | 9 | 48000 | 33800 | 70.42% | 2.08 | 0 | 10 |  |  |  | No | R-454B | 3.8333 | Residential & Commercial | Ducted CEE Tier 1
215682025 | Central HP <5.4 tons | HEIL | HRCU-A-CB (Split System: Heat Pump with Remote Outdoor Unit-Air-Source) | H5H0V48*K*AAA* |  |  | EVM5X60M24A*+WALLCON | *97CTN1202422A* | 48000 | 19 | 9 | 50000 | 36600 | 73.2% | 2 | 0 | 10.5 |  |  |  | No | R-454B | 4 | Residential & Commercial | Ducted CEE Tier 1
215682175 | Central HP <5.4 tons | HEIL | HRCU-A-CB (Split System: Heat Pump with Remote Outdoor Unit-Air-Source) | H5H0V48*K*AAA* |  |  | EVD5X48M24A*+WALLCON | *96CTN0802120B* | 47000 | 18.5 | 9 | 50000 | 36400 | 72.8% | 2 | 0 | 10 |  |  |  | No | R-454B | 3.9167 | Residential & Commercial | Ducted CEE Tier 1
215682275 | Central HP <5.4 tons | HEIL | HRCU-A-CB (Split System: Heat Pump with Remote Outdoor Unit-Air-Source) | H5H0V48*K*AAA* |  |  | EVD5X49M24A*+WALLCON | *97CTN1002122A* | 48000 | 19 | 9 | 50000 | 36600 | 73.2% | 2 | 0 | 10.5 |  |  |  | No | R-454B | 4 | Residential & Commercial | Ducted CEE Tier 1
213785104 | Central HP <5.4 tons | BRYANT HEATING AND COOLING SYSTEMS | HRCU-A-CB (Split System: Heat Pump with Remote Outdoor Unit-Air-Source) | 284ANV024*0**B* |  |  | CAP**3621AL*+UI | 986TD42080C17*** | 23200 | 20 | 10 | 26600 | 19900 | 74.81% | 2.4 | 0 | 12.5 |  |  |  | No | R-410A | 1.9333 | Residential & Commercial | Ducted CEE Tier 1
213785122 | Central HP <5.4 tons | BRYANT HEATING AND COOLING SYSTEMS | HRCU-A-CB (Split System: Heat Pump with Remote Outdoor Unit-Air-Source) | 284ANV024*0**B* |  |  | CAP**3721AL*+UI | 987MC66100C21*** | 24200 | 20 | 10.5 | 26400 | 19700 | 74.62% | 2.54 | 0 | 13 |  |  |  | No | R-410A | 2.0167 | Residential & Commercial | Ducted CEE Tier 1
213785140 | Central HP <5.4 tons | BRYANT HEATING AND COOLING SYSTEMS | HRCU-A-CB (Split System: Heat Pump with Remote Outdoor Unit-Air-Source) | 284ANV024*0**B* |  |  | CAP**4221AL*+UI | 987MC42060C17*** | 23200 | 19.5 | 10 | 26800 | 19900 | 74.25% | 2.42 | 0 | 12.5 |  |  |  | No | R-410A | 1.9333 | Residential & Commercial | Ducted CEE Tier 1
213785174 | Central HP <5.4 tons | BRYANT HEATING AND COOLING SYSTEMS | HRCU-A-CB (Split System: Heat Pump with Remote Outdoor Unit-Air-Source) | 284ANV024*0**B* |  |  | CAP**4321AL*+UI | 987MC42060C17*** | 24000 | 19.5 | 10.5 | 26400 | 19900 | 75.38% | 2.5 | 0 | 13 |  |  |  | No | R-410A | 2 | Residential & Commercial | Ducted CEE Tier 1
213785224 | Central HP <5.4 tons | BRYANT HEATING AND COOLING SYSTEMS | HRCU-A-CB (Split System: Heat Pump with Remote Outdoor Unit-Air-Source) | 284ANV024*0**B* |  |  | CSPH*3612AL*+UI | 88*TB60090C21*** | 23800 | 19 | 10 | 26600 | 19700 | 74.06% | 2.48 | 0 | 13 |  |  |  | No | R-410A | 1.9833 | Residential & Commercial | Ducted CEE Tier 1
213785238 | Central HP <5.4 tons | BRYANT HEATING AND COOLING SYSTEMS | HRCU-A-CB (Split System: Heat Pump with Remote Outdoor Unit-Air-Source) | 284ANV024*0**B* |  |  | CSPH*3612AL*+UI | 986TD42060C17*** | 23600 | 19 | 9 | 26600 | 19900 | 74.81% | 2.46 | 0 | 12.5 |  |  |  | No | R-410A | 1.9667 | Residential & Commercial | Ducted CEE Tier 1
213785274 | Central HP <5.4 tons | BRYANT HEATING AND COOLING SYSTEMS | HRCU-A-CB (Split System: Heat Pump with Remote Outdoor Unit-Air-Source) | 284ANV024*0**B* |  |  | CSPH*4212AL*+UI | 986TD66120C24*** | 23800 | 19.5 | 10 | 26400 | 19700 | 74.62% | 2.52 | 0 | 13 |  |  |  | No | R-410A | 1.9833 | Residential & Commercial | Ducted CEE Tier 1
213785425 | Central HP <5.4 tons | BRYANT HEATING AND COOLING SYSTEMS | HRCU-A-CB (Split System: Heat Pump with Remote Outdoor Unit-Air-Source) | 284ANV036*0**B* |  |  | CAP**4221AL*+UI | 88*TB60090C21*** | 32600 | 19 | 9 | 37800 | 26600 | 70.37% | 1.98 | 0 | 11.7 |  |  |  | No | R-410A | 2.7167 | Residential & Commercial | Ducted CEE Tier 1
213785441 | Central HP <5.4 tons | BRYANT HEATING AND COOLING SYSTEMS | HRCU-A-CB (Split System: Heat Pump with Remote Outdoor Unit-Air-Source) | 284ANV036*0**B* |  |  | CAP**4221AL*+UI | 986TD66100C21*** | 32600 | 19 | 9 | 37800 | 26600 | 70.37% | 1.98 | 0 | 11.7 |  |  |  | No | R-410A | 2.7167 | Residential & Commercial | Ducted CEE Tier 1
213785475 | Central HP <5.4 tons | BRYANT HEATING AND COOLING SYSTEMS | HRCU-A-CB (Split System: Heat Pump with Remote Outdoor Unit-Air-Source) | 284ANV036*0**B* |  |  | CAP**4321AL*+UI | 986TD42060C17*** | 33600 | 19 | 9 | 36600 | 25800 | 70.49% | 2.02 | 0 | 11.7 |  |  |  | No | R-410A | 2.8 | Residential & Commercial | Ducted CEE Tier 1
213785505 | Central HP <5.4 tons | BRYANT HEATING AND COOLING SYSTEMS | HRCU-A-CB (Split System: Heat Pump with Remote Outdoor Unit-Air-Source) | 284ANV036*0**B* |  |  | CAP**4824AL*+UI | 88*TB60090C21*** | 33200 | 19.5 | 9 | 36400 | 25800 | 70.88% | 2.04 | 0 | 12 |  |  |  | No | R-410A | 2.7667 | Residential & Commercial | Ducted CEE Tier 1
213785675 | Central HP <5.4 tons | BRYANT HEATING AND COOLING SYSTEMS | HRCU-A-CB (Split System: Heat Pump with Remote Outdoor Unit-Air-Source) | 284ANV036*0**B* |  |  | CSPH*4212AL*+UI | 88*TB60090C21*** | 33400 | 18.5 | 8.5 | 36600 | 26000 | 71.04% | 2.04 | 0 | 11.7 |  |  |  | No | R-410A | 2.7833 | Residential & Commercial | Ducted CEE Tier 1
213785739 | Central HP <5.4 tons | BRYANT HEATING AND COOLING SYSTEMS | HRCU-A-CB (Split System: Heat Pump with Remote Outdoor Unit-Air-Source) | 284ANV036*0**B* |  |  | CSPH*6012AL*+UI | 88*TB60090C21*** | 34000 | 19 | 8.5 | 36000 | 25200 | 70% | 2.04 | 0 | 12 |  |  |  | No | R-410A | 2.8333 | Residential & Commercial | Ducted CEE Tier 1
214397239 | Central HP <5.4 tons | COLEMAN | HRCU-A-CB (Split System: Heat Pump with Remote Outdoor Unit-Air-Source) | HH836E2S11 |  |  | CTF36B5CDS1 | TM8E100B12MP11 | 33200 | 18 | 8.5 | 31200 | 25200 | 80.77% | 2 | 0 | 11 |  |  |  | No | R-454B | 2.7667 | Residential & Commercial | Ducted CEE Tier 1
216439965 | Central HP <5.4 tons | AMERICAN STANDARD | HRCU-A-CB (Split System: Heat Pump with Remote Outdoor Unit-Air-Source) | 5A6V0X24A1 |  |  | 5PX*B006AS3 | S9V2B060U3VSB+LRP | 20800 | 20 | 9.4 | 22200 | 17000 | 76.58% | 2.1 | 0 | 12 |  |  |  | No | R-454B | 1.7333 | Residential & Commercial | Ducted CEE Tier 1
207826659 | Central HP <5.4 tons | CARRIER | HRCU-A-CB (Split System: Heat Pump with Remote Outdoor Unit-Air-Source) | 38MARBQ18AA3 |  |  | 40MBABQ18XB3 |  | 18000 | 17.6 | 9.6 | 19000 | 17000 | 89.47% | 2 | 12.5 | 11.7 |  |  |  | No | R-410A | 1.5 | Residential & Commercial | Ducted CEE Tier 1
211388723 | Central HP <5.4 tons | CHAMPION HEATING AND COOLING | HRCU-A-CB (Split System: Heat Pump with Remote Outdoor Unit-Air-Source) | HMH72B341 |  |  | XAFC36DBCN1 | TM9E080C16MP12 | 34000 | 18 | 8.1 | 33600 | 23800 | 70.83% | 2.08 | 0 | 10 |  |  |  | No | R-410A | 2.8333 | Residential & Commercial | Ducted CEE Tier 1
211388890 | Central HP <5.4 tons | CHAMPION HEATING AND COOLING | HRCU-A-CB (Split System: Heat Pump with Remote Outdoor Unit-Air-Source) | HMH72B341 |  |  | XAFB36DBCN1 | TM9E080B12MP12 | 34000 | 17.5 | 8.1 | 33800 | 24000 | 71.01% | 2.06 | 0 | 10 |  |  |  | No | R-410A | 2.8333 | Residential & Commercial | Ducted CEE Tier 1
214719702 | Central HP <5.4 tons | COLEMAN | HRCU-A-CB (Split System: Heat Pump with Remote Outdoor Unit-Air-Source) | HH836E2S11 |  |  | CTU36B5XDS1+TXV | TMLE080B12MP11 | 33600 | 18 | 8.5 | 31800 | 26000 | 81.76% | 2 | 0 | 11 |  |  |  | No | R-454B | 2.8 | Residential & Commercial | Ducted CEE Tier 1
214075251 | Central HP <5.4 tons | RHEEM | HRCU-A-CB (Split System: Heat Pump with Remote Outdoor Unit-Air-Source) | RD17AZ60AJ3N |  |  | RCFZ6024STANM | R802V1255A24UHS | 55500 | 18 | 8.1 | 53500 | 49000 | 91.59% | 1.75 | 0 | 10 |  |  |  | No | R-410A | 4.625 | Residential & Commercial | Ducted CEE Tier 1
214075286 | Central HP <5.4 tons | RHEEM | HRCU-A-CB (Split System: Heat Pump with Remote Outdoor Unit-Air-Source) | RD17AZ60AJ3N |  |  | RCFZ6024STANM | R802VA125524Z | 55500 | 18 | 8.1 | 53500 | 49000 | 91.59% | 1.75 | 0 | 10 |  |  |  | No | R-410A | 4.625 | Residential & Commercial | Ducted CEE Tier 1
213785120 | Central HP <5.4 tons | BRYANT HEATING AND COOLING SYSTEMS | HRCU-A-CB (Split System: Heat Pump with Remote Outdoor Unit-Air-Source) | 284ANV024*0**B* |  |  | CAP**3721AL*+UI | 987MC42080C17*** | 24000 | 20 | 10.5 | 26400 | 19800 | 75% | 2.52 | 0 | 13 |  |  |  | No | R-410A | 2 | Residential & Commercial | Ducted CEE Tier 1
204456526 | Central HP <5.4 tons | BRYANT HEATING AND COOLING SYSTEMS | HRCU-A-CB (Split System: Heat Pump with Remote Outdoor Unit-Air-Source) | 288BNV025*0**B* |  |  | CAP**3017AL*+UI | 88*TA48070C17*** | 23400 | 16.5 | 8.1 | 21600 | 16700 | 77.31% | 1.92 | 11 | 11 |  |  |  | No | R-410A | 1.95 | Residential & Commercial | Ducted CEE Tier 1
214290144 | Central HP <5.4 tons | YISO | HRCU-A-CB (Split System: Heat Pump with Remote Outdoor Unit-Air-Source) | YOHA2-60AA |  |  | YLCN2-3036BA | MGH96M080B3A | 33000 | 18 | 9 | 35000 | 28000 | 80% | 1.95 | 0 | 12 |  |  |  | No | R-410A | 2.75 | Residential & Commercial | Ducted CEE Tier 1
214290151 | Central HP <5.4 tons | YISO | HRCU-A-CB (Split System: Heat Pump with Remote Outdoor Unit-Air-Source) | YOHA2-60AA |  |  | YAHA1-36BA |  | 35200 | 19.5 | 9.5 | 36000 | 29200 | 81.11% | 1.9 | 0 | 12.5 |  |  |  | No | R-410A | 2.9333 | Residential & Commercial | Ducted CEE Tier 1
216439985 | Central HP <5.4 tons | AMERICAN STANDARD | HRCU-A-CB (Split System: Heat Pump with Remote Outdoor Unit-Air-Source) | 5A6V0X24A1 |  |  | 5TXCB003AS3 | S9V2B040U3VSB+LRP | 20600 | 19 | 9.4 | 23800 | 17600 | 73.95% | 2.1 | 0 | 11.7 |  |  |  | No | R-454B | 1.7167 | Residential & Commercial | Ducted CEE Tier 1
211206961 | Central HP <5.4 tons | LUXAIRE | HRCU-A-CB (Split System: Heat Pump with Remote Outdoor Unit-Air-Source) | HL20B4821 |  |  | XAMC48HE3N1+CC | TMLV120C20MP12 | 43500 | 19 | 9 | 44500 | 36200 | 81.35% | 2.14 | 0 | 12 |  |  |  | No | R-410A | 3.625 | Residential & Commercial | Ducted CEE Tier 1
213785427 | Central HP <5.4 tons | BRYANT HEATING AND COOLING SYSTEMS | HRCU-A-CB (Split System: Heat Pump with Remote Outdoor Unit-Air-Source) | 284ANV036*0**B* |  |  | CAP**4221AL*+UI | 88*TB60110C21*** | 32600 | 19 | 9 | 37800 | 26600 | 70.37% | 1.98 | 0 | 11.7 |  |  |  | No | R-410A | 2.7167 | Residential & Commercial | Ducted CEE Tier 1
213785443 | Central HP <5.4 tons | BRYANT HEATING AND COOLING SYSTEMS | HRCU-A-CB (Split System: Heat Pump with Remote Outdoor Unit-Air-Source) | 284ANV036*0**B* |  |  | CAP**4224AL*+UI | 88*TB60090C21*** | 32600 | 19 | 9 | 37800 | 26600 | 70.37% | 1.98 | 0 | 11.7 |  |  |  | No | R-410A | 2.7167 | Residential & Commercial | Ducted CEE Tier 1
213785461 | Central HP <5.4 tons | BRYANT HEATING AND COOLING SYSTEMS | HRCU-A-CB (Split System: Heat Pump with Remote Outdoor Unit-Air-Source) | 284ANV036*0**B* |  |  | CAP**4321AL*+UI | 88*TB48090C17*** | 33800 | 19.5 | 9 | 36400 | 25600 | 70.33% | 2.04 | 0 | 12 |  |  |  | No | R-410A | 2.8167 | Residential & Commercial | Ducted CEE Tier 1
213785493 | Central HP <5.4 tons | BRYANT HEATING AND COOLING SYSTEMS | HRCU-A-CB (Split System: Heat Pump with Remote Outdoor Unit-Air-Source) | 284ANV036*0**B* |  |  | CAP**4821AL*+UI | 987MC42060C17*** | 33000 | 18.5 | 9 | 36800 | 26000 | 70.65% | 2 | 0 | 11.5 |  |  |  | No | R-410A | 2.75 | Residential & Commercial | Ducted CEE Tier 1
215676409 | Central HP <5.4 tons | DAY & NIGHT | HRCU-A-CB (Split System: Heat Pump with Remote Outdoor Unit-Air-Source) | C5H0V48*K*AAA* |  |  | EVD5X60M21A*+WALLCON | *80CSU0601716A* | 48000 | 19 | 9 | 50000 | 36800 | 73.6% | 2 | 0 | 10 |  |  |  | No | R-454B | 4 | Residential & Commercial | Ducted CEE Tier 1
215676509 | Central HP <5.4 tons | DAY & NIGHT | HRCU-A-CB (Split System: Heat Pump with Remote Outdoor Unit-Air-Source) | C5H0V48*K*AAA* |  |  | EVD5X60M21A*+WALLCON | *95CSU0802120B* | 48000 | 18.5 | 9 | 50000 | 36800 | 73.6% | 2 | 0 | 10 |  |  |  | No | R-454B | 4 | Residential & Commercial | Ducted CEE Tier 1
215676289 | Central HP <5.4 tons | DAY & NIGHT | HRCU-A-CB (Split System: Heat Pump with Remote Outdoor Unit-Air-Source) | C5H0V48*K*AAA* |  |  | EVD5X49M24A*+WALLCON | *80CSU0802120A* | 48000 | 19 | 9 | 50000 | 36400 | 72.8% | 2.12 | 0 | 10 |  |  |  | No | R-454B | 4 | Residential & Commercial | Ducted CEE Tier 1
215682369 | Central HP <5.4 tons | DAY & NIGHT | HRCU-A-CB (Split System: Heat Pump with Remote Outdoor Unit-Air-Source) | C5H0V48*K*AAA* |  |  | EVD5X60M21A*+WALLCON | *97CTN1002122A* | 48000 | 19 | 9 | 50000 | 36600 | 73.2% | 2 | 0 | 10.5 |  |  |  | No | R-454B | 4 | Residential & Commercial | Ducted CEE Tier 1
216051016 | Central HP <5.4 tons | RHEEM | HRCU-A-CB (Split System: Heat Pump with Remote Outdoor Unit-Air-Source) | RP19AY24AJVC |  |  | RCFY2421HEAAM | R98MV1005A21UP | 22800 | 21 | 10 | 22800 | 18500 | 81.14% | 1.8 | 0 | 13 |  |  |  | No | R-454B | 1.9 | Residential & Commercial | Ducted CEE Tier 1
214075570 | Central HP <5.4 tons | RHEEM | HRCU-A-CB (Split System: Heat Pump with Remote Outdoor Unit-Air-Source) | RD17AZ24AJ3N |  |  | RCFZ2417MTANM | R97MV0703A17DHS | 22600 | 17 | 9.5 | 22600 | 16900 | 74.78% | 2 | 0 | 11.2 |  |  |  | No | R-410A | 1.8833 | Residential & Commercial | Ducted CEE Tier 1
216051057 | Central HP <5.4 tons | RHEEM | HRCU-A-CB (Split System: Heat Pump with Remote Outdoor Unit-Air-Source) | RP19AY24AJVC |  |  | RCFY2421HEAAM | R802V0504A17UH | 22800 | 20 | 10 | 22800 | 18500 | 81.14% | 1.8 | 0 | 12 |  |  |  | No | R-454B | 1.9 | Residential & Commercial | Ducted CEE Tier 1
216050992 | Central HP <5.4 tons | RHEEM | HRCU-A-CB (Split System: Heat Pump with Remote Outdoor Unit-Air-Source) | RP19AY24AJVC |  |  | RCFY2421HEAAM | R951V0703A17M4 | 22800 | 20 | 10 | 22800 | 18600 | 81.58% | 1.8 | 0 | 12 |  |  |  | No | R-454B | 1.9 | Residential & Commercial | Ducted CEE Tier 1
216051006 | Central HP <5.4 tons | RHEEM | HRCU-A-CB (Split System: Heat Pump with Remote Outdoor Unit-Air-Source) | RP19AY24AJVC |  |  | RCFY2421HEAAM | R951V0403A17UH | 22800 | 21 | 10 | 22800 | 18700 | 82.02% | 1.8 | 0 | 13 |  |  |  | No | R-454B | 1.9 | Residential & Commercial | Ducted CEE Tier 1
213079676 | Central HP <5.4 tons | HEIL | HRCU-A-CB (Split System: Heat Pump with Remote Outdoor Unit-Air-Source) | DLCURAH36ABK |  |  | EA*4X42L24A* | *92MSN0802120A* | 35200 | 16.5 | 8.1 | 38500 | 35000 | 90.91% | 1.88 | 0 | 10 |  |  |  | No | R-410A | 2.9333 | Residential & Commercial | Ducted CEE Tier 1
213079726 | Central HP <5.4 tons | HEIL | HRCU-A-CB (Split System: Heat Pump with Remote Outdoor Unit-Air-Source) | DLCURAH36ABK |  |  | EN(A,D)4X48L24** | *92MSN0802120A* | 35800 | 16.5 | 8.1 | 38500 | 34800 | 90.39% | 2 | 0 | 10 |  |  |  | No | R-410A | 2.9833 | Residential & Commercial | Ducted CEE Tier 1
213069481 | Central HP <5.4 tons | ACIQ | HRCU-A-CB (Split System: Heat Pump with Remote Outdoor Unit-Air-Source) | DLCURAH36ABK |  |  | EA*4X48L24A* | *80ES(N,L)0902116A* | 36400 | 16 | 8.5 | 38500 | 34600 | 89.87% | 2.08 | 0 | 10 |  |  |  | No | R-410A | 3.0333 | Residential & Commercial | Ducted CEE Tier 1
213069490 | Central HP <5.4 tons | ACIQ | HRCU-A-CB (Split System: Heat Pump with Remote Outdoor Unit-Air-Source) | DLCURAH36ABK |  |  | EA*4X48L24A* | *80VSL0902420A* | 35800 | 16.5 | 8.5 | 37800 | 34600 | 91.53% | 2.04 | 0 | 10 |  |  |  | No | R-410A | 2.9833 | Residential & Commercial | Ducted CEE Tier 1
213069533 | Central HP <5.4 tons | ACIQ | HRCU-A-CB (Split System: Heat Pump with Remote Outdoor Unit-Air-Source) | DLCURAH36ABK |  |  | EN(A,D,W)4X48L21** | *80ES(N,L)0451712A* | 35800 | 15.5 | 8.1 | 38500 | 35000 | 90.91% | 2 | 0 | 10 |  |  |  | No | R-410A | 2.9833 | Residential & Commercial | Ducted CEE Tier 1
215853873 | Central HP <5.4 tons | BLUERIDGE | HRCU-A-CB (Split System: Heat Pump with Remote Outdoor Unit-Air-Source) | BMSAH48HHC |  |  | BMS2AH48I |  | 48000 | 16.5 | 9.5 | 50000 | 46000 | 92% | 1.9 | 0 | 10.5 |  |  |  | No | R-454B | 4 | Residential & Commercial | Ducted CEE Tier 1
214066525 | Central HP <5.4 tons | RHEEM | HRCU-A-CB (Split System: Heat Pump with Remote Outdoor Unit-Air-Source) | RD17AZ36AJ3N |  |  | RCFZ3621MTANM | R802V0754A17DZ | 34200 | 18 | 8.1 | 34200 | 29600 | 86.55% | 1.9 | 0 | 10 |  |  |  | No | R-410A | 2.85 | Residential & Commercial | Ducted CEE Tier 1
213779715 | Central HP <5.4 tons | CARRIER | HRCU-A-CB (Split System: Heat Pump with Remote Outdoor Unit-Air-Source) | 25VNA837A*030* |  |  | CAP**6121AL*+UI | 59TN6C060C17**14 | 33000 | 17 | 8.1 | 32200 | 25000 | 77.64% | 1.96 | 0 | 11 |  |  |  | No | R-410A | 2.75 | Residential & Commercial | Ducted CEE Tier 1
213780185 | Central HP <5.4 tons | CARRIER | HRCU-A-CB (Split System: Heat Pump with Remote Outdoor Unit-Air-Source) | 25VNA837A*030* |  |  | CSPH*4812AL*+UI | 58TN*B110C21**20 | 32600 | 16.5 | 8.1 | 32800 | 24800 | 75.61% | 1.96 | 0 | 11 |  |  |  | No | R-410A | 2.7167 | Residential & Commercial | Ducted CEE Tier 1
213780435 | Central HP <5.4 tons | CARRIER | HRCU-A-CB (Split System: Heat Pump with Remote Outdoor Unit-Air-Source) | 25VNA837A*030* |  |  | CSPH*6012AL*+UI | 59TN6C100C21**22 | 33000 | 16.5 | 8.1 | 32200 | 24800 | 77.02% | 2 | 0 | 11.5 |  |  |  | No | R-410A | 2.75 | Residential & Commercial | Ducted CEE Tier 1
215678259 | Central HP <5.4 tons | DAY & NIGHT | HRCU-A-CB (Split System: Heat Pump with Remote Outdoor Unit-Air-Source) | C5H0V24*K*AAA* |  |  | EA*5X25M17A*+WALLCON | *97CTN0801716A* | 23800 | 17 | 9 | 23400 | 16500 | 70.51% | 2.02 | 0 | 10.5 |  |  |  | No | R-454B | 1.9833 | Residential & Commercial | Ducted CEE Tier 1
215682399 | Central HP <5.4 tons | DAY & NIGHT | HRCU-A-CB (Split System: Heat Pump with Remote Outdoor Unit-Air-Source) | C5H0V48*K*AAA* |  |  | EVD5X60M24A*+WALLCON | *80CSU1002120B* | 48000 | 18.5 | 9 | 50000 | 36600 | 73.2% | 2 | 0 | 10 |  |  |  | No | R-454B | 4 | Residential & Commercial | Ducted CEE Tier 1
215682469 | Central HP <5.4 tons | DAY & NIGHT | HRCU-A-CB (Split System: Heat Pump with Remote Outdoor Unit-Air-Source) | C5H0V48*K*AAA* |  |  | EVD5X61M21A*+WALLCON | *80CSU0802120B* | 49000 | 19 | 9 | 50000 | 36600 | 73.2% | 2.12 | 0 | 10 |  |  |  | No | R-454B | 4.0833 | Residential & Commercial | Ducted CEE Tier 1
212972693 | Central HP <5.4 tons | BRYANT HEATING AND COOLING SYSTEMS | HRCU-A-CB (Split System: Heat Pump with Remote Outdoor Unit-Air-Source) | 38MURAQ18AB3* |  |  | CAP**2517AL* | 926SB30040V14*** | 17700 | 16 | 8.1 | 17800 | 17800 | 100% | 2.14 | 0 | 10.5 |  |  |  | No | R-410A | 1.475 | Residential & Commercial | Ducted CEE Tier 1
215682099 | Central HP <5.4 tons | DAY & NIGHT | HRCU-A-CB (Split System: Heat Pump with Remote Outdoor Unit-Air-Source) | C5H0V48*K*AAA* |  |  | EVD5X48M21A*+WALLCON | *96CTN0802120B* | 47000 | 18.5 | 9 | 50000 | 36600 | 73.2% | 1.98 | 0 | 10 |  |  |  | No | R-454B | 3.9167 | Residential & Commercial | Ducted CEE Tier 1
215682269 | Central HP <5.4 tons | DAY & NIGHT | HRCU-A-CB (Split System: Heat Pump with Remote Outdoor Unit-Air-Source) | C5H0V48*K*AAA* |  |  | EVD5X49M24A*+WALLCON | *97CTN0802120A* | 48000 | 19 | 9 | 50000 | 36600 | 73.2% | 2 | 0 | 10 |  |  |  | No | R-454B | 4 | Residential & Commercial | Ducted CEE Tier 1
212975442 | Central HP <5.4 tons | BRYANT HEATING AND COOLING SYSTEMS | HRCU-A-CB (Split System: Heat Pump with Remote Outdoor Unit-Air-Source) | 38MURAQ18AB3* |  |  | CNPV*1814AL* | 926TC36060V14*** | 17300 | 16 | 8.5 | 18500 | 19800 | 107% | 2.38 | 0 | 10.5 |  |  |  | No | R-410A | 1.4417 | Residential & Commercial | Ducted CEE Tier 1
216051101 | Central HP <5.4 tons | RHEEM | HRCU-A-CB (Split System: Heat Pump with Remote Outdoor Unit-Air-Source) | RP19AY36AJVC |  |  | RCFY3621MEAAM | R962V0855A21M4 | 34200 | 19 | 10 | 34200 | 29400 | 85.96% | 2 | 0 | 12 |  |  |  | No | R-454B | 2.85 | Residential & Commercial | Ducted CEE Tier 1
216439959 | Central HP <5.4 tons | AMERICAN STANDARD | HRCU-A-CB (Split System: Heat Pump with Remote Outdoor Unit-Air-Source) | 5A6V0X24A1 |  |  | 5PX*B006AS3 | S9V2B060U4PSC+LRP | 20800 | 20 | 9.4 | 22200 | 17000 | 76.58% | 2.1 | 0 | 12 |  |  |  | No | R-454B | 1.7333 | Residential & Commercial | Ducted CEE Tier 1
213785170 | Central HP <5.4 tons | BRYANT HEATING AND COOLING SYSTEMS | HRCU-A-CB (Split System: Heat Pump with Remote Outdoor Unit-Air-Source) | 284ANV024*0**B* |  |  | CAP**4321AL*+UI | 88*TB60090C21*** | 24200 | 20 | 10.5 | 26400 | 19700 | 74.62% | 2.54 | 0 | 13 |  |  |  | No | R-410A | 2.0167 | Residential & Commercial | Ducted CEE Tier 1
215935466 | Central HP <5.4 tons | HEIL | HRCU-A-CB (Split System: Heat Pump with Remote Outdoor Unit-Air-Source) | H5H3V36*K*AAA* |  |  | EVM5X61M24A*+WALLCON | *80CTL1102120B* | 36000 | 22.5 | 8.5 | 37600 | 28200 | 75% | 2.06 | 0 | 12.5 |  |  |  | No | R-454B | 3 | Residential & Commercial | Ducted CEE Tier 1
211243070 | Central HP <5.4 tons | HEIL | HRCU-A-CB (Split System: Heat Pump with Remote Outdoor Unit-Air-Source) | DLCURAH24ABK |  |  | EA*4X37L17A* | *92ESN0601412A* | 25200 | 16.5 | 8.5 | 26200 | 21000 | 80.15% | 1.76 | 0 | 10 |  |  |  | No | R-410A | 2.1 | Residential & Commercial | Ducted CEE Tier 1
213063303 | Central HP <5.4 tons | ACIQ | HRCU-A-CB (Split System: Heat Pump with Remote Outdoor Unit-Air-Source) | HVH837GKA2* |  |  | EA*4X36L21A*+WALLCON | *97CMN1002122A* | 31600 | 17 | 8.1 | 33200 | 24200 | 72.89% | 1.86 | 11.5 | 11 |  |  |  | No | R-410A | 2.6333 | Residential & Commercial | Ducted CEE Tier 1
213063352 | Central HP <5.4 tons | ACIQ | HRCU-A-CB (Split System: Heat Pump with Remote Outdoor Unit-Air-Source) | HVH837GKA2* |  |  | EHD4X42AAL+WALLCON | *80CTL1352422A* | 32600 | 17 | 8.1 | 33000 | 24800 | 75.15% | 1.96 | 11 | 11 |  |  |  | No | R-410A | 2.7167 | Residential & Commercial | Ducted CEE Tier 1
215676609 | Central HP <5.4 tons | DAY & NIGHT | HRCU-A-CB (Split System: Heat Pump with Remote Outdoor Unit-Air-Source) | C5H0V48*K*AAA* |  |  | EVD5X60M24A*+WALLCON | *80CTL0702120B* | 47500 | 19 | 9 | 50000 | 36800 | 73.6% | 2 | 0 | 10 |  |  |  | No | R-454B | 3.9583 | Residential & Commercial | Ducted CEE Tier 1
215676659 | Central HP <5.4 tons | DAY & NIGHT | HRCU-A-CB (Split System: Heat Pump with Remote Outdoor Unit-Air-Source) | C5H0V48*K*AAA* |  |  | EVD5X60M24A*+WALLCON | *97CMN0602120B* | 47500 | 18.5 | 9 | 50000 | 37000 | 74% | 1.98 | 0 | 10 |  |  |  | No | R-454B | 3.9583 | Residential & Commercial | Ducted CEE Tier 1
215676809 | Central HP <5.4 tons | DAY & NIGHT | HRCU-A-CB (Split System: Heat Pump with Remote Outdoor Unit-Air-Source) | C5H0V48*K*AAA* |  |  | EVD5X61M21A*+WALLCON | *97CMN0801714B* | 48000 | 18.5 | 9 | 50000 | 37400 | 74.8% | 1.98 | 0 | 10 |  |  |  | No | R-454B | 4 | Residential & Commercial | Ducted CEE Tier 1
215676589 | Central HP <5.4 tons | DAY & NIGHT | HRCU-A-CB (Split System: Heat Pump with Remote Outdoor Unit-Air-Source) | C5H0V48*K*AAA* |  |  | EVD5X60M24A*+WALLCON | *80CSU0802120A* | 48000 | 19 | 9 | 50000 | 36400 | 72.8% | 2.12 | 0 | 10 |  |  |  | No | R-454B | 4 | Residential & Commercial | Ducted CEE Tier 1
215676939 | Central HP <5.4 tons | DAY & NIGHT | HRCU-A-CB (Split System: Heat Pump with Remote Outdoor Unit-Air-Source) | C5H0V48*K*AAA* |  |  | EVD5X61M24A*+WALLCON | *97CMN1202422B* | 48500 | 19.5 | 9.5 | 50000 | 36800 | 73.6% | 2.12 | 0 | 10.5 |  |  |  | No | R-454B | 4.0417 | Residential & Commercial | Ducted CEE Tier 1
215678309 | Central HP <5.4 tons | DAY & NIGHT | HRCU-A-CB (Split System: Heat Pump with Remote Outdoor Unit-Air-Source) | C5H0V24*K*AAA* |  |  | EA*5X36M17A*+WALLCON | *80CSU0401712B* | 23200 | 17 | 8.5 | 23400 | 16500 | 70.51% | 2 | 0 | 10 |  |  |  | No | R-454B | 1.9333 | Residential & Commercial | Ducted CEE Tier 1
216051146 | Central HP <5.4 tons | RHEEM | HRCU-A-CB (Split System: Heat Pump with Remote Outdoor Unit-Air-Source) | RP19AY60AJVC |  |  | RCFY6021SEAAM | R802V0755A21DZ | 54000 | 17 | 10 | 54000 | 48500 | 89.81% | 2 | 0 | 10 |  |  |  | No | R-454B | 4.5 | Residential & Commercial | Ducted CEE Tier 1
213069538 | Central HP <5.4 tons | ACIQ | HRCU-A-CB (Split System: Heat Pump with Remote Outdoor Unit-Air-Source) | DLCURAH36ABK |  |  | EN(A,D,W)4X48L21** | *80ES(N,L)0902120A* | 36600 | 16 | 8.1 | 39500 | 34800 | 88.1% | 2.04 | 0 | 10.5 |  |  |  | No | R-410A | 3.05 | Residential & Commercial | Ducted CEE Tier 1
206771528 | Central HP <5.4 tons | DAY & NIGHT | HRCU-A-CB (Split System: Heat Pump with Remote Outdoor Unit-Air-Source) | CVH837GKA2* |  |  | EA*4X42L24A*+WALLCON | *80CTL0902120A* | 31800 | 17.5 | 8.1 | 33200 | 24400 | 73.49% | 1.9 | 11 | 11.5 |  |  |  | No | R-410A | 2.65 | Residential & Commercial | Ducted CEE Tier 1
206771762 | Central HP <5.4 tons | DAY & NIGHT | HRCU-A-CB (Split System: Heat Pump with Remote Outdoor Unit-Air-Source) | CVH837GKA2* |  |  | EA*4X48L21A*+WALLCON | *80CTL0701716A* | 32200 | 17.5 | 8.1 | 32600 | 25000 | 76.69% | 1.96 | 11 | 11.5 |  |  |  | No | R-410A | 2.6833 | Residential & Commercial | Ducted CEE Tier 1
213785529 | Central HP <5.4 tons | BRYANT HEATING AND COOLING SYSTEMS | HRCU-A-CB (Split System: Heat Pump with Remote Outdoor Unit-Air-Source) | 284ANV036*0**B* |  |  | CAP**6024AL*+UI | 986TD66100C21*** | 33800 | 19.5 | 9 | 35800 | 25200 | 70.39% | 2 | 0 | 12 |  |  |  | No | R-410A | 2.8167 | Residential & Commercial | Ducted CEE Tier 1
215681855 | Central HP <5.4 tons | HEIL | HRCU-A-CB (Split System: Heat Pump with Remote Outdoor Unit-Air-Source) | H5H0V48*K*AAA* |  |  | EVM5X49M21A*+WALLCON | *80CSU1002120B* | 48000 | 18.5 | 9 | 50000 | 36600 | 73.2% | 2 | 0 | 10 |  |  |  | No | R-454B | 4 | Residential & Commercial | Ducted CEE Tier 1
211206939 | Central HP <5.4 tons | LUXAIRE | HRCU-A-CB (Split System: Heat Pump with Remote Outdoor Unit-Air-Source) | HL20B4821 |  |  | XAMC48HE3N1+CC | TM9V080C16MP12 | 43500 | 18 | 8.5 | 45500 | 36800 | 80.88% | 2.14 | 0 | 11 |  |  |  | No | R-410A | 3.625 | Residential & Commercial | Ducted CEE Tier 1
215682355 | Central HP <5.4 tons | HEIL | HRCU-A-CB (Split System: Heat Pump with Remote Outdoor Unit-Air-Source) | H5H0V48*K*AAA* |  |  | EVD5X60M21A*+WALLCON | *97CTN0802120A* | 48000 | 19 | 9 | 50000 | 36800 | 73.6% | 2 | 0 | 10 |  |  |  | No | R-454B | 4 | Residential & Commercial | Ducted CEE Tier 1
213063353 | Central HP <5.4 tons | ACIQ | HRCU-A-CB (Split System: Heat Pump with Remote Outdoor Unit-Air-Source) | HVH837GKA2* |  |  | EHD4X42AAL+WALLCON | *96CTN1202422A* | 32600 | 17 | 8.1 | 33000 | 24800 | 75.15% | 1.96 | 11 | 11 |  |  |  | No | R-410A | 2.7167 | Residential & Commercial | Ducted CEE Tier 1
213063371 | Central HP <5.4 tons | ACIQ | HRCU-A-CB (Split System: Heat Pump with Remote Outdoor Unit-Air-Source) | HVH837GKA2* |  |  | EA*4X37L21A*+WALLCON | *80CSU0401712A* | 32800 | 17.5 | 8.5 | 33000 | 25200 | 76.36% | 1.98 | 12 | 11 |  |  |  | No | R-410A | 2.7333 | Residential & Commercial | Ducted CEE Tier 1
213070594 | Central HP <5.4 tons | ACIQ | HRCU-A-CB (Split System: Heat Pump with Remote Outdoor Unit-Air-Source) | DLCURAH24ABK |  |  | EA*4X37L17A* | *80ES(N,L)0701712A* | 24800 | 16.5 | 8.5 | 25800 | 21400 | 82.95% | 1.78 | 0 | 10 |  |  |  | No | R-410A | 2.0667 | Residential & Commercial | Ducted CEE Tier 1
213070717 | Central HP <5.4 tons | ACIQ | HRCU-A-CB (Split System: Heat Pump with Remote Outdoor Unit-Air-Source) | DLCURAH24ABK |  |  | EA*4X37L21A* | *80VSL0451716A* | 24800 | 16.5 | 8.5 | 25600 | 21000 | 82.03% | 1.76 | 0 | 10.5 |  |  |  | No | R-410A | 2.0667 | Residential & Commercial | Ducted CEE Tier 1
213071035 | Central HP <5.4 tons | ACIQ | HRCU-A-CB (Split System: Heat Pump with Remote Outdoor Unit-Air-Source) | DLCURAH24ABK |  |  | EN(A,D)4X24L17** | *80VSL0451716A* | 23800 | 16 | 8.5 | 26800 | 23400 | 87.31% | 1.92 | 0 | 10 |  |  |  | No | R-410A | 1.9833 | Residential & Commercial | Ducted CEE Tier 1
213071046 | Central HP <5.4 tons | ACIQ | HRCU-A-CB (Split System: Heat Pump with Remote Outdoor Unit-Air-Source) | DLCURAH24ABK |  |  | EN(A,D)4X24L17** | *95ESU0601716A* | 23800 | 16.5 | 8.5 | 26800 | 23400 | 87.31% | 1.92 | 0 | 10 |  |  |  | No | R-410A | 1.9833 | Residential & Commercial | Ducted CEE Tier 1
213778725 | Central HP <5.4 tons | CARRIER | HRCU-A-CB (Split System: Heat Pump with Remote Outdoor Unit-Air-Source) | 25VNA837A*030* |  |  | CAP**3617AL*+UI | 58TN*B045C17**12 | 31200 | 16.5 | 8.1 | 33400 | 24600 | 73.65% | 1.8 | 0 | 10.5 |  |  |  | No | R-410A | 2.6 | Residential & Commercial | Ducted CEE Tier 1
213779025 | Central HP <5.4 tons | CARRIER | HRCU-A-CB (Split System: Heat Pump with Remote Outdoor Unit-Air-Source) | 25VNA837A*030* |  |  | CAP**3721AL*+UI | 59TN6C060C17**14 | 32600 | 17 | 8.1 | 33000 | 25400 | 76.97% | 1.94 | 0 | 11 |  |  |  | No | R-410A | 2.7167 | Residential & Commercial | Ducted CEE Tier 1
213062617 | Central HP <5.4 tons | ACIQ | HRCU-A-CB (Split System: Heat Pump with Remote Outdoor Unit-Air-Source) | HVH825GKA2* |  |  | EA*4X37L17A*+WALLCON | *80CTL0451712A* | 24000 | 16 | 8.1 | 21600 | 16800 | 77.78% | 1.98 | 11 | 10.5 |  |  |  | No | R-410A | 2 | Residential & Commercial | Ducted CEE Tier 1
213067514 | Central HP <5.4 tons | ACIQ | HRCU-A-CB (Split System: Heat Pump with Remote Outdoor Unit-Air-Source) | HVH825GKA2* |  |  | EA*4X42L24A*+WALLCON | *97CMN1002122A* | 23800 | 16.5 | 8.1 | 21400 | 16600 | 77.57% | 1.96 | 0 | 11 |  |  |  | No | R-410A | 1.9833 | Residential & Commercial | Ducted CEE Tier 1
213067529 | Central HP <5.4 tons | ACIQ | HRCU-A-CB (Split System: Heat Pump with Remote Outdoor Unit-Air-Source) | HVH825GKA2* |  |  | EA*4X43L21A*+WALLCON | *97CMN0801714A* | 24400 | 16.5 | 8.1 | 21200 | 16700 | 78.77% | 2.02 | 0 | 11 |  |  |  | No | R-410A | 2.0333 | Residential & Commercial | Ducted CEE Tier 1
213774525 | Central HP <5.4 tons | CARRIER | HRCU-A-CB (Split System: Heat Pump with Remote Outdoor Unit-Air-Source) | 25VNA825A*032* |  |  | CSPH*4212AL*+UI | 59TN6C080C17**14 | 24000 | 16 | 8.1 | 21400 | 16600 | 77.57% | 2 | 0 | 10.5 |  |  |  | No | R-410A | 2 | Residential & Commercial | Ducted CEE Tier 1
214574448 | Central HP <5.4 tons | CARRIER | HRCU-A-CB (Split System: Heat Pump with Remote Outdoor Unit-Air-Source) | 25VNA837A*031* |  |  | CNPV*3621AL*+UI | 58TN*B070C21**20 | 31400 | 17 | 8.1 | 33200 | 24200 | 72.89% | 1.82 | 0 | 11 |  |  |  | No | R-410A | 2.6167 | Residential & Commercial | Ducted CEE Tier 1
215939740 | Central HP <5.4 tons | DAY & NIGHT | HRCU-A-CB (Split System: Heat Pump with Remote Outdoor Unit-Air-Source) | C5H3V36*K*AAA* |  |  | EA*5X48M21A*+WALLCON | *80CSU0601716B* | 33400 | 20.5 | 9.5 | 34400 | 26200 | 76.16% | 2.04 | 0 | 11.7 |  |  |  | No | R-454B | 2.7833 | Residential & Commercial | Ducted CEE Tier 1
214572530 | Central HP <5.4 tons | HEIL | HRCU-A-CB (Split System: Heat Pump with Remote Outdoor Unit-Air-Source) | HVH837GKA** |  |  | EA*4X37L21A*+WALLCON | *80CTL0702120B* | 32800 | 17.5 | 8.5 | 32800 | 25200 | 76.83% | 2 | 0 | 11 |  |  |  | No | R-410A | 2.7333 | Residential & Commercial | Ducted CEE Tier 1
213071137 | Central HP <5.4 tons | ACIQ | HRCU-A-CB (Split System: Heat Pump with Remote Outdoor Unit-Air-Source) | DLCURAH24ABK |  |  | EN(A,D)4X24L17** | *80ES(N,L)0901714A* | 24000 | 16 | 8.5 | 27000 | 23000 | 85.19% | 1.9 | 0 | 10 |  |  |  | No | R-410A | 2 | Residential & Commercial | Ducted CEE Tier 1
213071269 | Central HP <5.4 tons | ACIQ | HRCU-A-CB (Split System: Heat Pump with Remote Outdoor Unit-Air-Source) | DLCURAH24ABK |  |  | EN(A,D)4X30L14** | *92ESN0601412A* | 23400 | 16.5 | 8.1 | 25800 | 24200 | 93.8% | 2.02 | 0 | 10 |  |  |  | No | R-410A | 1.95 | Residential & Commercial | Ducted CEE Tier 1
213067163 | Central HP <5.4 tons | ACIQ | HRCU-A-CB (Split System: Heat Pump with Remote Outdoor Unit-Air-Source) | HVH837GKA2* |  |  | EA*4X61L21A*+WALLCON | *95CSU0802120A* | 33200 | 18 | 8.5 | 32000 | 24800 | 77.5% | 2 | 0 | 11.5 |  |  |  | No | R-410A | 2.7667 | Residential & Commercial | Ducted CEE Tier 1
213067181 | Central HP <5.4 tons | ACIQ | HRCU-A-CB (Split System: Heat Pump with Remote Outdoor Unit-Air-Source) | HVH837GKA2* |  |  | EHD4X36AAL+WALLCON | *95CSU0802120A* | 32200 | 16.5 | 8.1 | 33200 | 24600 | 74.1% | 1.94 | 0 | 11 |  |  |  | No | R-410A | 2.6833 | Residential & Commercial | Ducted CEE Tier 1
213067195 | Central HP <5.4 tons | ACIQ | HRCU-A-CB (Split System: Heat Pump with Remote Outdoor Unit-Air-Source) | HVH837GKA2* |  |  | EHD4X60AAL+WALLCON | *97CMN0801714A* | 32800 | 16.5 | 8.1 | 32600 | 25200 | 77.3% | 1.98 | 0 | 11 |  |  |  | No | R-410A | 2.7333 | Residential & Commercial | Ducted CEE Tier 1
213067196 | Central HP <5.4 tons | ACIQ | HRCU-A-CB (Split System: Heat Pump with Remote Outdoor Unit-Air-Source) | HVH837GKA2* |  |  | EHD4X60AAL+WALLCON | *97CMN1002122A* | 33000 | 17 | 8.1 | 32200 | 24800 | 77.02% | 2.02 | 0 | 11.5 |  |  |  | No | R-410A | 2.75 | Residential & Commercial | Ducted CEE Tier 1
213071314 | Central HP <5.4 tons | ACIQ | HRCU-A-CB (Split System: Heat Pump with Remote Outdoor Unit-Air-Source) | DLCURAH24ABK |  |  | EN(A,D)4X30L17** | *95ESU0401712A* | 23600 | 16.5 | 8.1 | 25800 | 23600 | 91.47% | 1.96 | 0 | 10 |  |  |  | No | R-410A | 1.9667 | Residential & Commercial | Ducted CEE Tier 1
213071403 | Central HP <5.4 tons | ACIQ | HRCU-A-CB (Split System: Heat Pump with Remote Outdoor Unit-Air-Source) | DLCURAH24ABK |  |  | EN(A,D)4X30L17** | *96VTN0601714A* | 24000 | 16.5 | 8.1 | 26200 | 23200 | 88.55% | 1.92 | 0 | 10 |  |  |  | No | R-410A | 2 | Residential & Commercial | Ducted CEE Tier 1
213071814 | Central HP <5.4 tons | ACIQ | HRCU-A-CB (Split System: Heat Pump with Remote Outdoor Unit-Air-Source) | DLCURAH24ABK |  |  | EN(A,D)4X36L21** | *95ESN0802120A* | 24600 | 16.5 | 8.5 | 26600 | 22400 | 84.21% | 1.84 | 0 | 10.5 |  |  |  | No | R-410A | 2.05 | Residential & Commercial | Ducted CEE Tier 1
213071907 | Central HP <5.4 tons | ACIQ | HRCU-A-CB (Split System: Heat Pump with Remote Outdoor Unit-Air-Source) | DLCURAH24ABK |  |  | EN(A,D)4X36L21** | *92ESN0802120A* | 24800 | 16.5 | 8.5 | 26800 | 22200 | 82.84% | 1.84 | 0 | 10.5 |  |  |  | No | R-410A | 2.0667 | Residential & Commercial | Ducted CEE Tier 1
213780006 | Central HP <5.4 tons | BRYANT HEATING AND COOLING SYSTEMS | HRCU-A-CB (Split System: Heat Pump with Remote Outdoor Unit-Air-Source) | 288BNV037*0**A* |  |  | CSPH*4212AL*+UI | 88*TB48090C17*** | 32200 | 16.5 | 8.1 | 33000 | 24800 | 75.15% | 1.94 | 0 | 11 |  |  |  | No | R-410A | 2.6833 | Residential & Commercial | Ducted CEE Tier 1
213780186 | Central HP <5.4 tons | BRYANT HEATING AND COOLING SYSTEMS | HRCU-A-CB (Split System: Heat Pump with Remote Outdoor Unit-Air-Source) | 288BNV037*0**A* |  |  | CSPH*4812AL*+UI | 88*TB60110C21*** | 32600 | 16.5 | 8.1 | 32800 | 24800 | 75.61% | 1.96 | 0 | 11 |  |  |  | No | R-410A | 2.7167 | Residential & Commercial | Ducted CEE Tier 1
213780256 | Central HP <5.4 tons | BRYANT HEATING AND COOLING SYSTEMS | HRCU-A-CB (Split System: Heat Pump with Remote Outdoor Unit-Air-Source) | 288BNV037*0**A* |  |  | CSPH*4812AL*+UI | 986TD42060C17*** | 32400 | 16 | 8.1 | 33000 | 25200 | 76.36% | 1.94 | 0 | 10.5 |  |  |  | No | R-410A | 2.7 | Residential & Commercial | Ducted CEE Tier 1
214584760 | Central HP <5.4 tons | JOHNSON CONTROLS | HRCU-A-CB (Split System: Heat Pump with Remote Outdoor Unit-Air-Source) | HH860E2S11 |  |  | CTF60C5CGS1 | Z8ES120C16SMPS1 | 44000 | 18 | 9 | 43500 | 33000 | 75.86% | 2 | 0 | 12 |  |  |  | No | R-454B | 3.6667 | Residential & Commercial | Ducted CEE Tier 1
213785011 | Central HP <5.4 tons | CARRIER | HRCU-A-CB (Split System: Heat Pump with Remote Outdoor Unit-Air-Source) | 25VNA424A*031* |  |  | CAP**2417AL*+UI | 58TN*B070C14**12 | 23000 | 20 | 10 | 27000 | 20200 | 74.81% | 2.28 | 0 | 12.5 |  |  |  | No | R-410A | 1.9167 | Residential & Commercial | Ducted CEE Tier 1
213785059 | Central HP <5.4 tons | CARRIER | HRCU-A-CB (Split System: Heat Pump with Remote Outdoor Unit-Air-Source) | 25VNA424A*031* |  |  | CAP**3017AL*+UI | 59MN7C080C17**14 | 22800 | 19.5 | 10 | 26800 | 20000 | 74.63% | 2.36 | 0 | 12.5 |  |  |  | No | R-410A | 1.9 | Residential & Commercial | Ducted CEE Tier 1
213785093 | Central HP <5.4 tons | CARRIER | HRCU-A-CB (Split System: Heat Pump with Remote Outdoor Unit-Air-Source) | 25VNA424A*031* |  |  | CAP**3621AL*+UI | 58TN*B110C21**20 | 23400 | 20 | 10 | 26600 | 19800 | 74.44% | 2.42 | 0 | 13 |  |  |  | No | R-410A | 1.95 | Residential & Commercial | Ducted CEE Tier 1
213785081 | Central HP <5.4 tons | CARRIER | HRCU-A-CB (Split System: Heat Pump with Remote Outdoor Unit-Air-Source) | 25VNA424A*031* |  |  | CAP**3617AL*+UI | 59TN6C060C17**14 | 23200 | 19.5 | 10 | 26800 | 20000 | 74.63% | 2.38 | 0 | 12.5 |  |  |  | No | R-410A | 1.9333 | Residential & Commercial | Ducted CEE Tier 1
213785147 | Central HP <5.4 tons | CARRIER | HRCU-A-CB (Split System: Heat Pump with Remote Outdoor Unit-Air-Source) | 25VNA424A*031* |  |  | CAP**4221AL*+UI | 59TN6C080C17**14 | 23400 | 20 | 10 | 26600 | 19800 | 74.44% | 2.44 | 0 | 13 |  |  |  | No | R-410A | 1.95 | Residential & Commercial | Ducted CEE Tier 1
213785149 | Central HP <5.4 tons | CARRIER | HRCU-A-CB (Split System: Heat Pump with Remote Outdoor Unit-Air-Source) | 25VNA424A*031* |  |  | CAP**4221AL*+UI | 59TN6C100C21**22 | 23200 | 20 | 10 | 26600 | 19700 | 74.06% | 2.46 | 0 | 13 |  |  |  | No | R-410A | 1.9333 | Residential & Commercial | Ducted CEE Tier 1
213062917 | Central HP <5.4 tons | ACIQ | HRCU-A-CB (Split System: Heat Pump with Remote Outdoor Unit-Air-Source) | HVH825GKA3* |  |  | EA*4X24L17A*+WALLCON | *80CTL0451712A* | 23200 | 16 | 8.1 | 22000 | 16900 | 76.82% | 1.88 | 11 | 10.5 |  |  |  | No | R-410A | 1.9333 | Residential & Commercial | Ducted CEE Tier 1
213063069 | Central HP <5.4 tons | ACIQ | HRCU-A-CB (Split System: Heat Pump with Remote Outdoor Unit-Air-Source) | HVH825GKA3* |  |  | EA*4X37L21A*+WALLCON | *80CSU1002120A* | 24400 | 16.5 | 8.1 | 21200 | 16700 | 78.77% | 2.02 | 11.5 | 10.5 |  |  |  | No | R-410A | 2.0333 | Residential & Commercial | Ducted CEE Tier 1
213067280 | Central HP <5.4 tons | ACIQ | HRCU-A-CB (Split System: Heat Pump with Remote Outdoor Unit-Air-Source) | HVH825GKA3* |  |  | EA*4X42L21A*+WALLCON | *80CSU0401712A* | 23800 | 17 | 8.1 | 21400 | 16600 | 77.57% | 1.96 | 0 | 11 |  |  |  | No | R-410A | 1.9833 | Residential & Commercial | Ducted CEE Tier 1
213067313 | Central HP <5.4 tons | ACIQ | HRCU-A-CB (Split System: Heat Pump with Remote Outdoor Unit-Air-Source) | HVH825GKA3* |  |  | EA*4X43L21A*+WALLCON | *97CMN0801714A* | 24400 | 16.5 | 8.1 | 21200 | 16700 | 78.77% | 2.02 | 0 | 11 |  |  |  | No | R-410A | 2.0333 | Residential & Commercial | Ducted CEE Tier 1
206771879 | Central HP <5.4 tons | DAY & NIGHT | HRCU-A-CB (Split System: Heat Pump with Remote Outdoor Unit-Air-Source) | CVH837GKA2* |  |  | EA*4X48L21A*+WALLCON | *97CMN0602120A* | 32200 | 17 | 8.1 | 32800 | 25200 | 76.83% | 1.96 | 11.5 | 11 |  |  |  | No | R-410A | 2.6833 | Residential & Commercial | Ducted CEE Tier 1
206772329 | Central HP <5.4 tons | DAY & NIGHT | HRCU-A-CB (Split System: Heat Pump with Remote Outdoor Unit-Air-Source) | CVH837GKA2* |  |  | EN(A,D,W)4X48L21**+WALLCON | *80CTL0901716A* | 32400 | 18 | 8.1 | 32800 | 24800 | 75.61% | 1.98 | 12.5 | 11.7 |  |  |  | No | R-410A | 2.7 | Residential & Commercial | Ducted CEE Tier 1
206772365 | Central HP <5.4 tons | DAY & NIGHT | HRCU-A-CB (Split System: Heat Pump with Remote Outdoor Unit-Air-Source) | CVH837GKA2* |  |  | EN(A,D)4X48L24**+WALLCON | *80CTL0902120A* | 32400 | 17.5 | 8.1 | 33000 | 24800 | 75.15% | 1.96 | 12 | 11.7 |  |  |  | No | R-410A | 2.7 | Residential & Commercial | Ducted CEE Tier 1
213785165 | Central HP <5.4 tons | CARRIER | HRCU-A-CB (Split System: Heat Pump with Remote Outdoor Unit-Air-Source) | 25VNA424A*031* |  |  | CAP**4321AL*+UI | 58TN*B070C17**16 | 23800 | 20 | 10.5 | 26400 | 19800 | 75% | 2.52 | 0 | 13 |  |  |  | No | R-410A | 1.9833 | Residential & Commercial | Ducted CEE Tier 1
214719967 | Central HP <5.4 tons | COLEMAN | HRCU-A-CB (Split System: Heat Pump with Remote Outdoor Unit-Air-Source) | HH860E2S11 |  |  | CTU60C5XGS1+TXV | TPLC120C20MP13 | 44500 | 18 | 9 | 45000 | 33800 | 75.11% | 2 | 0 | 11 |  |  |  | No | R-454B | 3.7083 | Residential & Commercial | Ducted CEE Tier 1
214720184 | Central HP <5.4 tons | COLEMAN | HRCU-A-CB (Split System: Heat Pump with Remote Outdoor Unit-Air-Source) | HH860E2S11 |  |  | CTU60C5XGS1+TXV | TM8E080C16MP11 | 44500 | 18 | 9 | 45500 | 34200 | 75.16% | 2 | 0 | 11 |  |  |  | No | R-454B | 3.7083 | Residential & Commercial | Ducted CEE Tier 1
214719972 | Central HP <5.4 tons | COLEMAN | HRCU-A-CB (Split System: Heat Pump with Remote Outdoor Unit-Air-Source) | HH860E2S11 |  |  | CTU60C5XGS1+TXV | CPLC100C20MP13 | 44500 | 18 | 9 | 45000 | 33800 | 75.11% | 2 | 0 | 11 |  |  |  | No | R-454B | 3.7083 | Residential & Commercial | Ducted CEE Tier 1
215676239 | Central HP <5.4 tons | DAY & NIGHT | HRCU-A-CB (Split System: Heat Pump with Remote Outdoor Unit-Air-Source) | C5H0V48*K*AAA* |  |  | EVD5X48M24A*+WALLCON | *95CSU0802120B* | 47000 | 18 | 9 | 50000 | 36600 | 73.2% | 2.02 | 0 | 10 |  |  |  | No | R-454B | 3.9167 | Residential & Commercial | Ducted CEE Tier 1
215676489 | Central HP <5.4 tons | DAY & NIGHT | HRCU-A-CB (Split System: Heat Pump with Remote Outdoor Unit-Air-Source) | C5H0V48*K*AAA* |  |  | EVD5X60M21A*+WALLCON | *80CTL1102120B* | 48000 | 19 | 9.5 | 50000 | 36600 | 73.2% | 2.1 | 0 | 10.5 |  |  |  | No | R-454B | 4 | Residential & Commercial | Ducted CEE Tier 1
215676539 | Central HP <5.4 tons | DAY & NIGHT | HRCU-A-CB (Split System: Heat Pump with Remote Outdoor Unit-Air-Source) | C5H0V48*K*AAA* |  |  | EVD5X60M21A*+WALLCON | *97CMN0801714B* | 47500 | 18.5 | 9 | 50000 | 37400 | 74.8% | 1.98 | 0 | 10 |  |  |  | No | R-454B | 3.9583 | Residential & Commercial | Ducted CEE Tier 1
216051062 | Central HP <5.4 tons | RHEEM | HRCU-A-CB (Split System: Heat Pump with Remote Outdoor Unit-Air-Source) | RP19AY36AJVC |  |  | RCFY3621MEAAM | R802V1005A21UH | 34200 | 20 | 10 | 34200 | 29200 | 85.38% | 2 | 0 | 12 |  |  |  | No | R-454B | 2.85 | Residential & Commercial | Ducted CEE Tier 1
216051076 | Central HP <5.4 tons | RHEEM | HRCU-A-CB (Split System: Heat Pump with Remote Outdoor Unit-Air-Source) | RP19AY36AJVC |  |  | RCFY3621MEAAM | R962V0603A17M4 | 34200 | 20 | 10 | 34200 | 29600 | 86.55% | 2 | 0 | 12 |  |  |  | No | R-454B | 2.85 | Residential & Commercial | Ducted CEE Tier 1
216051078 | Central HP <5.4 tons | RHEEM | HRCU-A-CB (Split System: Heat Pump with Remote Outdoor Unit-Air-Source) | RP19AY36AJVC |  |  | RCFY3621MEAAM | R962V0403A17M4 | 34200 | 20 | 10 | 34200 | 29600 | 86.55% | 2 | 0 | 12 |  |  |  | No | R-454B | 2.85 | Residential & Commercial | Ducted CEE Tier 1
212972663 | Central HP <5.4 tons | BRYANT HEATING AND COOLING SYSTEMS | HRCU-A-CB (Split System: Heat Pump with Remote Outdoor Unit-Air-Source) | 38MURAQ18AB3* |  |  | CAP**1917AL* | 926SB30040V14*** | 17700 | 16 | 8.1 | 17800 | 17900 | 100.6% | 2.16 | 0 | 10.5 |  |  |  | No | R-410A | 1.475 | Residential & Commercial | Ducted CEE Tier 1
215222790 | Central HP <5.4 tons | RHEEM | HRCU-A-CB (Split System: Heat Pump with Remote Outdoor Unit-Air-Source) | RD17AZ60AJ3N |  |  | RCFZ6021STAAM | R921T0705A21M4 | 54500 | 18 | 8.1 | 46500 | 33800 | 72.69% | 2 | 0 | 10 |  |  |  | No | R-410A | 4.5417 | Residential & Commercial | Ducted CEE Tier 1
215676779 | Central HP <5.4 tons | DAY & NIGHT | HRCU-A-CB (Split System: Heat Pump with Remote Outdoor Unit-Air-Source) | C5H0V48*K*AAA* |  |  | EVD5X61M21A*+WALLCON | *95CSU0802120B* | 48500 | 18.5 | 9 | 50000 | 37000 | 74% | 2 | 0 | 10 |  |  |  | No | R-454B | 4.0417 | Residential & Commercial | Ducted CEE Tier 1
215681859 | Central HP <5.4 tons | DAY & NIGHT | HRCU-A-CB (Split System: Heat Pump with Remote Outdoor Unit-Air-Source) | C5H0V48*K*AAA* |  |  | EVM5X49M21A*+WALLCON | *80CSU1002120B* | 48000 | 18.5 | 9 | 50000 | 36600 | 73.2% | 2 | 0 | 10 |  |  |  | No | R-454B | 4 | Residential & Commercial | Ducted CEE Tier 1
214720201 | Central HP <5.4 tons | COLEMAN | HRCU-A-CB (Split System: Heat Pump with Remote Outdoor Unit-Air-Source) | HH860E2S11 |  |  | CTU60C5XGS1+TXV | TP9C100C20MP13 | 44000 | 18 | 9 | 45000 | 33800 | 75.11% | 2 | 0 | 11 |  |  |  | No | R-454B | 3.6667 | Residential & Commercial | Ducted CEE Tier 1
214720036 | Central HP <5.4 tons | COLEMAN | HRCU-A-CB (Split System: Heat Pump with Remote Outdoor Unit-Air-Source) | HH860E2S11 |  |  | CTU60C5XGS1+TXV | CP9C080C16MP13 | 43500 | 17 | 9 | 44000 | 33600 | 76.36% | 2 | 0 | 11 |  |  |  | No | R-454B | 3.625 | Residential & Commercial | Ducted CEE Tier 1
214396327 | Central HP <5.4 tons | COLEMAN | HRCU-A-CB (Split System: Heat Pump with Remote Outdoor Unit-Air-Source) | HH860E2S11 |  |  | CTM60C5CHS1 | TM8Y120C20MP11 | 54000 | 19 | 9 | 55000 | 39500 | 71.82% | 2 | 0 | 11 |  |  |  | No | R-454B | 4.5 | Residential & Commercial | Ducted CEE Tier 1
214066900 | Central HP <5.4 tons | FRIEDRICH | HRCU-A-CB (Split System: Heat Pump with Remote Outdoor Unit-Air-Source) | RD17AZ36AJ3N |  |  | TCFZ3621MTANM | FR951V0703A17M4 | 34200 | 18 | 8.1 | 34200 | 29600 | 86.55% | 1.9 | 0 | 10 |  |  |  | No | R-410A | 2.85 | Residential & Commercial | Ducted CEE Tier 1
215681909 | Central HP <5.4 tons | DAY & NIGHT | HRCU-A-CB (Split System: Heat Pump with Remote Outdoor Unit-Air-Source) | C5H0V48*K*AAA* |  |  | EVM5X60M21A*+WALLCON | *80CSU0401712B* | 48000 | 18.5 | 9 | 50000 | 36600 | 73.2% | 2 | 0 | 10 |  |  |  | No | R-454B | 4 | Residential & Commercial | Ducted CEE Tier 1
215222797 | Central HP <5.4 tons | RHEEM | HRCU-A-CB (Split System: Heat Pump with Remote Outdoor Unit-Air-Source) | RD17AZ60AJ3N |  |  | RCFZ6021STAAM | R951T0705A21M4 | 54500 | 18 | 8.1 | 46500 | 33800 | 72.69% | 2 | 0 | 10 |  |  |  | No | R-410A | 4.5417 | Residential & Commercial | Ducted CEE Tier 1
213067314 | Central HP <5.4 tons | ACIQ | HRCU-A-CB (Split System: Heat Pump with Remote Outdoor Unit-Air-Source) | HVH825GKA3* |  |  | EA*4X43L21A*+WALLCON | *97CMN1002122A* | 24400 | 16.5 | 8.5 | 21200 | 16600 | 78.3% | 2.04 | 0 | 11 |  |  |  | No | R-410A | 2.0333 | Residential & Commercial | Ducted CEE Tier 1
213067332 | Central HP <5.4 tons | ACIQ | HRCU-A-CB (Split System: Heat Pump with Remote Outdoor Unit-Air-Source) | HVH825GKA3* |  |  | EA*4X48L21A*+WALLCON | *97CMN0602120A* | 24000 | 16.5 | 8.1 | 21000 | 16600 | 79.05% | 2 | 0 | 11 |  |  |  | No | R-410A | 2 | Residential & Commercial | Ducted CEE Tier 1
213067414 | Central HP <5.4 tons | ACIQ | HRCU-A-CB (Split System: Heat Pump with Remote Outdoor Unit-Air-Source) | HVH825GKA3* |  |  | EHD4X48AAL+WALLCON | *95CSU0802120A* | 24200 | 16.5 | 8.1 | 21200 | 16600 | 78.3% | 2.02 | 0 | 11 |  |  |  | No | R-410A | 2.0167 | Residential & Commercial | Ducted CEE Tier 1
213067415 | Central HP <5.4 tons | ACIQ | HRCU-A-CB (Split System: Heat Pump with Remote Outdoor Unit-Air-Source) | HVH825GKA3* |  |  | EHD4X48AAL+WALLCON | *95CSU1002122A* | 24200 | 16.5 | 8.1 | 21200 | 16600 | 78.3% | 2.02 | 0 | 11 |  |  |  | No | R-410A | 2.0167 | Residential & Commercial | Ducted CEE Tier 1
213067720 | Central HP <5.4 tons | ACIQ | HRCU-A-CB (Split System: Heat Pump with Remote Outdoor Unit-Air-Source) | HVH837GKA** |  |  | EHD4X60AAL+WALLCON | *97CMN1002122A* | 33000 | 17 | 8.1 | 32200 | 24800 | 77.02% | 2.02 | 0 | 11.5 |  |  |  | No | R-410A | 2.75 | Residential & Commercial | Ducted CEE Tier 1
213072139 | Central HP <5.4 tons | ACIQ | HRCU-A-CB (Split System: Heat Pump with Remote Outdoor Unit-Air-Source) | DLCURAH18ABK |  |  | EA*4X19L17A* | OLV098A12* | 18600 | 16 | 8.5 | 18600 | 17500 | 94.09% | 2.12 | 0 | 11 |  |  |  | No | R-410A | 1.55 | Residential & Commercial | Ducted CEE Tier 1
216051035 | Central HP <5.4 tons | RHEEM | HRCU-A-CB (Split System: Heat Pump with Remote Outdoor Unit-Air-Source) | RP19AY24AJVC |  |  | RCFY2421HEAAM | R97MV0703A17DH | 22800 | 21 | 10 | 22800 | 18500 | 81.14% | 1.8 | 0 | 13 |  |  |  | No | R-454B | 1.9 | Residential & Commercial | Ducted CEE Tier 1
211206861 | Central HP <5.4 tons | LUXAIRE | HRCU-A-CB (Split System: Heat Pump with Remote Outdoor Unit-Air-Source) | HL20B3621 |  |  | XAMC36DE2N1+CC | TP9C100C16MP13 | 33000 | 18 | 8.5 | 34000 | 29200 | 85.88% | 1.96 | 0 | 12 |  |  |  | No | R-410A | 2.75 | Residential & Commercial | Ducted CEE Tier 1
211206868 | Central HP <5.4 tons | LUXAIRE | HRCU-A-CB (Split System: Heat Pump with Remote Outdoor Unit-Air-Source) | HL20B3621 |  |  | XAMC36DE2N1+CC | TM9V080C16MP12 | 33000 | 18 | 8.5 | 34200 | 29200 | 85.38% | 1.96 | 0 | 12 |  |  |  | No | R-410A | 2.75 | Residential & Commercial | Ducted CEE Tier 1
206772374 | Central HP <5.4 tons | DAY & NIGHT | HRCU-A-CB (Split System: Heat Pump with Remote Outdoor Unit-Air-Source) | CVH837GKA2* |  |  | EN(A,D)4X48L24**+WALLCON | *80CTL1352422A* | 32400 | 17.5 | 8.1 | 32800 | 24800 | 75.61% | 1.98 | 12 | 11.7 |  |  |  | No | R-410A | 2.7 | Residential & Commercial | Ducted CEE Tier 1
206772401 | Central HP <5.4 tons | DAY & NIGHT | HRCU-A-CB (Split System: Heat Pump with Remote Outdoor Unit-Air-Source) | CVH837GKA2* |  |  | EN(A,D)4X48L24**+WALLCON | *97CMN1002122A* | 32400 | 17.5 | 8.1 | 33000 | 24800 | 75.15% | 1.96 | 12 | 11.7 |  |  |  | No | R-410A | 2.7 | Residential & Commercial | Ducted CEE Tier 1
206772410 | Central HP <5.4 tons | DAY & NIGHT | HRCU-A-CB (Split System: Heat Pump with Remote Outdoor Unit-Air-Source) | CVH837GKA2* |  |  | EN(A,D)4X48L24**+WALLCON | *97CMN1202422A* | 32400 | 17.5 | 8.1 | 33000 | 24800 | 75.15% | 1.96 | 12 | 11.5 |  |  |  | No | R-410A | 2.7 | Residential & Commercial | Ducted CEE Tier 1
213069551 | Central HP <5.4 tons | ACIQ | HRCU-A-CB (Split System: Heat Pump with Remote Outdoor Unit-Air-Source) | DLCURAH36ABK |  |  | EN(A,D,W)4X48L21** | *92ESN0601714A* | 36200 | 16 | 8.1 | 38500 | 34800 | 90.39% | 2.02 | 0 | 10 |  |  |  | No | R-410A | 3.0167 | Residential & Commercial | Ducted CEE Tier 1
213069270 | Central HP <5.4 tons | ACIQ | HRCU-A-CB (Split System: Heat Pump with Remote Outdoor Unit-Air-Source) | DLCURAH36ABK |  |  | EA*4X37L17A* | *95ESU0601716A* | 36200 | 15.5 | 8.5 | 38500 | 35000 | 90.91% | 2.02 | 0 | 10 |  |  |  | No | R-410A | 3.0167 | Residential & Commercial | Ducted CEE Tier 1
213069318 | Central HP <5.4 tons | ACIQ | HRCU-A-CB (Split System: Heat Pump with Remote Outdoor Unit-Air-Source) | DLCURAH36ABK |  |  | EA*4X42L21A* | *80ES(N,L)0901714A* | 36000 | 15.5 | 8.1 | 39500 | 35200 | 89.11% | 1.9 | 0 | 10 |  |  |  | No | R-410A | 3 | Residential & Commercial | Ducted CEE Tier 1
215939840 | Central HP <5.4 tons | DAY & NIGHT | HRCU-A-CB (Split System: Heat Pump with Remote Outdoor Unit-Air-Source) | C5H3V36*K*AAA* |  |  | EA*5X61M21A*+WALLCON | *80CSU0401712B* | 34400 | 20.5 | 9.5 | 34200 | 26000 | 76.02% | 2.06 | 0 | 12 |  |  |  | No | R-454B | 2.8667 | Residential & Commercial | Ducted CEE Tier 1
213780715 | Central HP <5.4 tons | CARRIER | HRCU-A-CB (Split System: Heat Pump with Remote Outdoor Unit-Air-Source) | 25VNA837A*031* |  |  | CAP**3617AL*+UI | 59TN6C080C17**14 | 31400 | 16.5 | 8.1 | 33200 | 24400 | 73.49% | 1.82 | 0 | 10.5 |  |  |  | No | R-410A | 2.6167 | Residential & Commercial | Ducted CEE Tier 1
213781415 | Central HP <5.4 tons | CARRIER | HRCU-A-CB (Split System: Heat Pump with Remote Outdoor Unit-Air-Source) | 25VNA837A*031* |  |  | CAP**4824AL*+UI | 58TN*B135C24**22 | 32400 | 17.5 | 8.5 | 32400 | 24800 | 76.54% | 1.98 | 0 | 11.5 |  |  |  | No | R-410A | 2.7 | Residential & Commercial | Ducted CEE Tier 1
213781465 | Central HP <5.4 tons | CARRIER | HRCU-A-CB (Split System: Heat Pump with Remote Outdoor Unit-Air-Source) | 25VNA837A*031* |  |  | CAP**6024AL*+UI | 58TN*B090C21**20 | 32800 | 17.5 | 8.1 | 31800 | 24600 | 77.36% | 1.98 | 0 | 11.5 |  |  |  | No | R-410A | 2.7333 | Residential & Commercial | Ducted CEE Tier 1
213781535 | Central HP <5.4 tons | CARRIER | HRCU-A-CB (Split System: Heat Pump with Remote Outdoor Unit-Air-Source) | 25VNA837A*031* |  |  | CAP**6121AL*+UI | 58TN*B045C17**12 | 33000 | 17 | 8.1 | 32400 | 25200 | 77.78% | 1.94 | 0 | 11 |  |  |  | No | R-410A | 2.75 | Residential & Commercial | Ducted CEE Tier 1
213781565 | Central HP <5.4 tons | CARRIER | HRCU-A-CB (Split System: Heat Pump with Remote Outdoor Unit-Air-Source) | 25VNA837A*031* |  |  | CAP**6121AL*+UI | 58TN*B090C21**20 | 33200 | 17.5 | 8.5 | 32000 | 24800 | 77.5% | 1.98 | 0 | 11.7 |  |  |  | No | R-410A | 2.7667 | Residential & Commercial | Ducted CEE Tier 1
213781635 | Central HP <5.4 tons | CARRIER | HRCU-A-CB (Split System: Heat Pump with Remote Outdoor Unit-Air-Source) | 25VNA837A*031* |  |  | CAP**6121AL*+UI | 59TN6C080C17**14 | 33000 | 17 | 8.1 | 32000 | 25000 | 78.12% | 1.96 | 0 | 11 |  |  |  | No | R-410A | 2.75 | Residential & Commercial | Ducted CEE Tier 1
213785643 | Central HP <5.4 tons | BRYANT HEATING AND COOLING SYSTEMS | HRCU-A-CB (Split System: Heat Pump with Remote Outdoor Unit-Air-Source) | 284ANV036*0**B* |  |  | CSPH*3612AL*+UI | 88*TB60090C21*** | 33200 | 18 | 8.5 | 37000 | 26200 | 70.81% | 2.02 | 0 | 11.7 |  |  |  | No | R-410A | 2.7667 | Residential & Commercial | Ducted CEE Tier 1
215681375 | Central HP <5.4 tons | HEIL | HRCU-A-CB (Split System: Heat Pump with Remote Outdoor Unit-Air-Source) | H5H0V48*K*AAA* |  |  | EA*5X60M24A*+WALLCON | *96CTN0802120B* | 45000 | 18 | 9 | 47500 | 33600 | 70.74% | 2.06 | 0 | 10 |  |  |  | No | R-454B | 3.75 | Residential & Commercial | Ducted CEE Tier 1
215681405 | Central HP <5.4 tons | HEIL | HRCU-A-CB (Split System: Heat Pump with Remote Outdoor Unit-Air-Source) | H5H0V48*K*AAA* |  |  | EA*5X60M24A*+WALLCON | *97CTN0802120A* | 45000 | 18 | 9 | 47500 | 33600 | 70.74% | 2.06 | 0 | 10 |  |  |  | No | R-454B | 3.75 | Residential & Commercial | Ducted CEE Tier 1
213785409 | Central HP <5.4 tons | BRYANT HEATING AND COOLING SYSTEMS | HRCU-A-CB (Split System: Heat Pump with Remote Outdoor Unit-Air-Source) | 284ANV036*0**B* |  |  | CAP**3721AL*+UI | 987MC42080C17*** | 33600 | 19 | 9 | 36600 | 25800 | 70.49% | 2.02 | 0 | 11.7 |  |  |  | No | R-410A | 2.8 | Residential & Commercial | Ducted CEE Tier 1
215682336 | Central HP <5.4 tons | AIRQUEST | HRCU-A-CB (Split System: Heat Pump with Remote Outdoor Unit-Air-Source) | H5H0V48*K*AAA* |  |  | EVD5X60M21A*+WALLCON | *80CSU1002120B* | 48000 | 18.5 | 9 | 50000 | 36600 | 73.2% | 2 | 0 | 10 |  |  |  | No | R-454B | 4 | Residential & Commercial | Ducted CEE Tier 1
215679299 | Central HP <5.4 tons | DAY & NIGHT | HRCU-A-CB (Split System: Heat Pump with Remote Outdoor Unit-Air-Source) | C5H0V36*K*AAA* |  |  | EA*5X37M21A*+WALLCON | *80CSU0601716B* | 34600 | 17.5 | 9 | 35200 | 25000 | 71.02% | 1.9 | 0 | 10 |  |  |  | No | R-454B | 2.8833 | Residential & Commercial | Ducted CEE Tier 1
213782246 | Central HP <5.4 tons | BRYANT HEATING AND COOLING SYSTEMS | HRCU-A-CB (Split System: Heat Pump with Remote Outdoor Unit-Air-Source) | 288BNV037*0**B* |  |  | CSPH*6012AL*+UI | 88*TB60090C21*** | 33000 | 16.5 | 8.1 | 32200 | 24800 | 77.02% | 2 | 0 | 11.5 |  |  |  | No | R-410A | 2.75 | Residential & Commercial | Ducted CEE Tier 1
215679429 | Central HP <5.4 tons | DAY & NIGHT | HRCU-A-CB (Split System: Heat Pump with Remote Outdoor Unit-Air-Source) | C5H0V36*K*AAA* |  |  | EA*5X43M21A*+WALLCON | *80CSU0401712B* | 34600 | 18 | 9 | 35200 | 25000 | 71.02% | 1.9 | 0 | 10 |  |  |  | No | R-454B | 2.8833 | Residential & Commercial | Ducted CEE Tier 1
215679599 | Central HP <5.4 tons | DAY & NIGHT | HRCU-A-CB (Split System: Heat Pump with Remote Outdoor Unit-Air-Source) | C5H0V36*K*AAA* |  |  | EA*5X61M21A*+WALLCON | *96CTN0802120B* | 34800 | 18 | 9 | 34400 | 24800 | 72.09% | 1.92 | 0 | 10.5 |  |  |  | No | R-454B | 2.9 | Residential & Commercial | Ducted CEE Tier 1
213072021 | Central HP <5.4 tons | ACIQ | HRCU-A-CB (Split System: Heat Pump with Remote Outdoor Unit-Air-Source) | DLCURAH24ABK |  |  | FMA4X30**AL* |  | 25800 | 18 | 9 | 27600 | 21000 | 76.09% | 1.8 | 0 | 10.5 |  |  |  | No | R-410A | 2.15 | Residential & Commercial | Ducted CEE Tier 1
214229161 | Central HP <5.4 tons | COMFORTMAKER | HRCU-A-CB (Split System: Heat Pump with Remote Outdoor Unit-Air-Source) | DLCURAH24ABK |  |  | EA*4X36L17A* | *80MSU0601716A* | 23800 | 17.5 | 8.5 | 25600 | 23600 | 92.19% | 1.96 | 0 | 10 |  |  |  | No | R-410A | 1.9833 | Residential & Commercial | Ducted CEE Tier 1
214229150 | Central HP <5.4 tons | COMFORTMAKER | HRCU-A-CB (Split System: Heat Pump with Remote Outdoor Unit-Air-Source) | DLCURAH24ABK |  |  | EA*4X30L17A* | *80MSU0601716A* | 23600 | 17 | 8.5 | 25800 | 24200 | 93.8% | 2.02 | 0 | 10 |  |  |  | No | R-410A | 1.9667 | Residential & Commercial | Ducted CEE Tier 1
215682366 | Central HP <5.4 tons | AIRQUEST | HRCU-A-CB (Split System: Heat Pump with Remote Outdoor Unit-Air-Source) | H5H0V48*K*AAA* |  |  | EVD5X60M21A*+WALLCON | *97CTN1002122A* | 48000 | 19 | 9 | 50000 | 36600 | 73.2% | 2 | 0 | 10.5 |  |  |  | No | R-454B | 4 | Residential & Commercial | Ducted CEE Tier 1
211206927 | Central HP <5.4 tons | LUXAIRE | HRCU-A-CB (Split System: Heat Pump with Remote Outdoor Unit-Air-Source) | HL20B4821 |  |  | XAMC48HE3N1+CC | TM9V100C16MP12 | 43500 | 19 | 9 | 44000 | 36200 | 82.27% | 2.14 | 0 | 12 |  |  |  | No | R-410A | 3.625 | Residential & Commercial | Ducted CEE Tier 1
215678249 | Central HP <5.4 tons | DAY & NIGHT | HRCU-A-CB (Split System: Heat Pump with Remote Outdoor Unit-Air-Source) | C5H0V24*K*AAA* |  |  | EA*5X25M17A*+WALLCON | *97CTN0601716A* | 23800 | 17 | 9 | 23400 | 16500 | 70.51% | 2 | 0 | 10 |  |  |  | No | R-454B | 1.9833 | Residential & Commercial | Ducted CEE Tier 1
215678299 | Central HP <5.4 tons | DAY & NIGHT | HRCU-A-CB (Split System: Heat Pump with Remote Outdoor Unit-Air-Source) | C5H0V24*K*AAA* |  |  | EA*5X30M17A*+WALLCON | *97CTN0801716A* | 23000 | 16.5 | 9 | 23800 | 16700 | 70.17% | 1.86 | 0 | 10 |  |  |  | No | R-454B | 1.9167 | Residential & Commercial | Ducted CEE Tier 1
213779175 | Central HP <5.4 tons | CARRIER | HRCU-A-CB (Split System: Heat Pump with Remote Outdoor Unit-Air-Source) | 25VNA837A*030* |  |  | CAP**4224AL*+UI | 58TN*B090C21**20 | 31800 | 17 | 8.1 | 32800 | 24200 | 73.78% | 1.88 | 0 | 11 |  |  |  | No | R-410A | 2.65 | Residential & Commercial | Ducted CEE Tier 1
213779225 | Central HP <5.4 tons | CARRIER | HRCU-A-CB (Split System: Heat Pump with Remote Outdoor Unit-Air-Source) | 25VNA837A*030* |  |  | CAP**4224AL*+UI | 59TN6C100C21**22 | 31800 | 17 | 8.1 | 33000 | 24200 | 73.33% | 1.88 | 0 | 11 |  |  |  | No | R-410A | 2.65 | Residential & Commercial | Ducted CEE Tier 1
213779595 | Central HP <5.4 tons | CARRIER | HRCU-A-CB (Split System: Heat Pump with Remote Outdoor Unit-Air-Source) | 25VNA837A*030* |  |  | CAP**6024AL*+UI | 59MN7C120C24**22 | 32800 | 17.5 | 8.1 | 31600 | 24600 | 77.85% | 1.98 | 0 | 11.5 |  |  |  | No | R-410A | 2.7333 | Residential & Commercial | Ducted CEE Tier 1
213072146 | Central HP <5.4 tons | ACIQ | HRCU-A-CB (Split System: Heat Pump with Remote Outdoor Unit-Air-Source) | DLCURAH18ABK |  |  | EA*4X24L14A* | *95ESN0601412A* | 17800 | 16 | 8.5 | 18700 | 19000 | 101.6% | 2.28 | 0 | 10.5 |  |  |  | No | R-410A | 1.4833 | Residential & Commercial | Ducted CEE Tier 1
213072166 | Central HP <5.4 tons | ACIQ | HRCU-A-CB (Split System: Heat Pump with Remote Outdoor Unit-Air-Source) | DLCURAH18ABK |  |  | EA*4X24L17A* | *96VTN0801716A* | 17400 | 16 | 8.5 | 18300 | 19200 | 104.9% | 2.3 | 0 | 10.5 |  |  |  | No | R-410A | 1.45 | Residential & Commercial | Ducted CEE Tier 1
213072171 | Central HP <5.4 tons | ACIQ | HRCU-A-CB (Split System: Heat Pump with Remote Outdoor Unit-Air-Source) | DLCURAH18ABK |  |  | EA*4X24L17A* | *96VTN0401410A* | 17400 | 16 | 8.5 | 18300 | 19200 | 104.9% | 2.3 | 0 | 10.5 |  |  |  | No | R-410A | 1.45 | Residential & Commercial | Ducted CEE Tier 1
213072182 | Central HP <5.4 tons | ACIQ | HRCU-A-CB (Split System: Heat Pump with Remote Outdoor Unit-Air-Source) | DLCURAH18ABK |  |  | EA*4X24L17A* | *80ES(N,L)0701412A* | 17600 | 16 | 8.5 | 18400 | 19100 | 103.8% | 2.3 | 0 | 10.5 |  |  |  | No | R-410A | 1.4667 | Residential & Commercial | Ducted CEE Tier 1
215681549 | Central HP <5.4 tons | DAY & NIGHT | HRCU-A-CB (Split System: Heat Pump with Remote Outdoor Unit-Air-Source) | C5H0V48*K*AAA* |  |  | EA*5X61M24A*+WALLCON | *97CTN0802120A* | 46000 | 18 | 9 | 48000 | 33800 | 70.42% | 2.08 | 0 | 10 |  |  |  | No | R-454B | 3.8333 | Residential & Commercial | Ducted CEE Tier 1
214240094 | Central HP <5.4 tons | BRYANT HEATING AND COOLING SYSTEMS | HRCU-A-CB (Split System: Heat Pump with Remote Outdoor Unit-Air-Source) | 288BNV037*0**A* |  |  | CNPV*6024AL*+UI | 986TD66120C24*** | 32800 | 17.5 | 8.1 | 32200 | 24600 | 76.4% | 1.96 | 0 | 11.7 |  |  |  | No | R-410A | 2.7333 | Residential & Commercial | Ducted CEE Tier 1
215667725 | Central HP <5.4 tons | AIRQUEST | HRCU-A-CB (Split System: Heat Pump with Remote Outdoor Unit-Air-Source) | H5H0V24*K*AAA* |  |  | EA*5X37M17A*+WALLCON | *80CSU0401712A* | 23800 | 17 | 9 | 23400 | 16500 | 70.51% | 2 | 0 | 10.5 |  |  |  | No | R-454B | 1.9833 | Residential & Commercial | Ducted CEE Tier 1
214719883 | Central HP <5.4 tons | COLEMAN | HRCU-A-CB (Split System: Heat Pump with Remote Outdoor Unit-Air-Source) | HH860E2S11 |  |  | CTU60C5XGS1+TXV | TMLE080C20MP11 | 44500 | 17 | 9 | 45000 | 33800 | 75.11% | 2 | 0 | 11.7 |  |  |  | No | R-454B | 3.7083 | Residential & Commercial | Ducted CEE Tier 1
213782285 | Central HP <5.4 tons | CARRIER | HRCU-A-CB (Split System: Heat Pump with Remote Outdoor Unit-Air-Source) | 25VNA837A*031* |  |  | CSPH*6012AL*+UI | 59MN7C060C17**14 | 32800 | 16 | 8.1 | 32400 | 25200 | 77.78% | 1.96 | 0 | 11 |  |  |  | No | R-410A | 2.7333 | Residential & Commercial | Ducted CEE Tier 1
214574348 | Central HP <5.4 tons | CARRIER | HRCU-A-CB (Split System: Heat Pump with Remote Outdoor Unit-Air-Source) | 25VNA837A*031* |  |  | CSPH*4812AL*+UI | 59CU5B100C21**22 | 32600 | 17.5 | 8.5 | 32600 | 24800 | 76.07% | 1.98 | 0 | 11 |  |  |  | No | R-410A | 2.7167 | Residential & Commercial | Ducted CEE Tier 1
214574548 | Central HP <5.4 tons | CARRIER | HRCU-A-CB (Split System: Heat Pump with Remote Outdoor Unit-Air-Source) | 25VNA837A*031* |  |  | CNPV*4221AL*+UI | 59MN7C080C21**20 | 31800 | 17 | 8.1 | 33000 | 24400 | 73.94% | 1.88 | 0 | 11 |  |  |  | No | R-410A | 2.65 | Residential & Commercial | Ducted CEE Tier 1
211206854 | Central HP <5.4 tons | LUXAIRE | HRCU-A-CB (Split System: Heat Pump with Remote Outdoor Unit-Air-Source) | HL20B2421 |  |  | XAMB24DE1N1+CC | LPLC080B12MP13 | 22400 | 18 | 8.5 | 23600 | 18400 | 77.97% | 1.92 | 0 | 12 |  |  |  | No | R-410A | 1.8667 | Residential & Commercial | Ducted CEE Tier 1
216051138 | Central HP <5.4 tons | RHEEM | HRCU-A-CB (Split System: Heat Pump with Remote Outdoor Unit-Air-Source) | RP19AY48AJVC |  |  | RCFY4821SEAAM | R98MV1005A21UP | 45500 | 19 | 10 | 45500 | 42000 | 92.31% | 2.1 | 0 | 11.7 |  |  |  | No | R-454B | 3.7917 | Residential & Commercial | Ducted CEE Tier 1
211245436 | Central HP <5.4 tons | HEIL | HRCU-A-CB (Split System: Heat Pump with Remote Outdoor Unit-Air-Source) | DLCURAH24ABK |  |  | EN(A,D)4X36L21** | *80VSL0701716A* | 23800 | 16.5 | 8.1 | 26000 | 23200 | 89.23% | 1.92 | 0 | 10.5 |  |  |  | No | R-410A | 1.9833 | Residential & Commercial | Ducted CEE Tier 1
213069368 | Central HP <5.4 tons | ACIQ | HRCU-A-CB (Split System: Heat Pump with Remote Outdoor Unit-Air-Source) | DLCURAH36ABK |  |  | EA*4X42L24A* | *80ESU0802120A | 37000 | 15.5 | 8.5 | 40000 | 35200 | 88% | 1.96 | 0 | 10 |  |  |  | No | R-410A | 3.0833 | Residential & Commercial | Ducted CEE Tier 1
213069369 | Central HP <5.4 tons | ACIQ | HRCU-A-CB (Split System: Heat Pump with Remote Outdoor Unit-Air-Source) | DLCURAH36ABK |  |  | EA*4X42L24A* | *80ESU1002120A* | 35600 | 16 | 8.1 | 38500 | 35000 | 90.91% | 1.88 | 0 | 10 |  |  |  | No | R-410A | 2.9667 | Residential & Commercial | Ducted CEE Tier 1
213069371 | Central HP <5.4 tons | ACIQ | HRCU-A-CB (Split System: Heat Pump with Remote Outdoor Unit-Air-Source) | DLCURAH36ABK |  |  | EA*4X42L24A* | *80VTL1102122A* | 36200 | 15.5 | 8.1 | 39500 | 35200 | 89.11% | 1.92 | 0 | 10 |  |  |  | No | R-410A | 3.0167 | Residential & Commercial | Ducted CEE Tier 1
213069437 | Central HP <5.4 tons | ACIQ | HRCU-A-CB (Split System: Heat Pump with Remote Outdoor Unit-Air-Source) | DLCURAH36ABK |  |  | EA*4X48L21A* | *80ES(N,L)0701712A* | 36000 | 15.5 | 8.5 | 38500 | 34800 | 90.39% | 2.06 | 0 | 10 |  |  |  | No | R-410A | 3 | Residential & Commercial | Ducted CEE Tier 1
213069468 | Central HP <5.4 tons | ACIQ | HRCU-A-CB (Split System: Heat Pump with Remote Outdoor Unit-Air-Source) | DLCURAH36ABK |  |  | EA*4X48L21A* | *95ESU0601716A* | 35600 | 16 | 8.5 | 38500 | 34600 | 89.87% | 2.04 | 0 | 10 |  |  |  | No | R-410A | 2.9667 | Residential & Commercial | Ducted CEE Tier 1
213069485 | Central HP <5.4 tons | ACIQ | HRCU-A-CB (Split System: Heat Pump with Remote Outdoor Unit-Air-Source) | DLCURAH36ABK |  |  | EA*4X48L24A* | *80ES(N,L)1102420A* | 35800 | 16.5 | 8.5 | 37800 | 34600 | 91.53% | 2.06 | 0 | 10 |  |  |  | No | R-410A | 2.9833 | Residential & Commercial | Ducted CEE Tier 1
215667805 | Central HP <5.4 tons | AIRQUEST | HRCU-A-CB (Split System: Heat Pump with Remote Outdoor Unit-Air-Source) | H5H0V24*K*AAA* |  |  | EA*5X37M17A*+WALLCON | *96CTN0801714B* | 23800 | 17 | 9 | 23400 | 16500 | 70.51% | 2 | 0 | 10.5 |  |  |  | No | R-454B | 1.9833 | Residential & Commercial | Ducted CEE Tier 1
215667542 | Central HP <5.4 tons | AIRQUEST | HRCU-A-CB (Split System: Heat Pump with Remote Outdoor Unit-Air-Source) | H5H0V24*K*AAA* |  |  | EA*5X30M17A*+WALLCON | *96CTN0801714B* | 23000 | 17 | 9 | 23800 | 16700 | 70.17% | 1.98 | 0 | 10 |  |  |  | No | R-454B | 1.9167 | Residential & Commercial | Ducted CEE Tier 1
215667877 | Central HP <5.4 tons | AIRQUEST | HRCU-A-CB (Split System: Heat Pump with Remote Outdoor Unit-Air-Source) | H5H0V24*K*AAA* |  |  | EA*5X37M21A*+WALLCON | *95CSU1002122B* | 24000 | 17 | 9 | 23200 | 16300 | 70.26% | 2.02 | 0 | 10.5 |  |  |  | No | R-454B | 2 | Residential & Commercial | Ducted CEE Tier 1
215667893 | Central HP <5.4 tons | AIRQUEST | HRCU-A-CB (Split System: Heat Pump with Remote Outdoor Unit-Air-Source) | H5H0V24*K*AAA* |  |  | EA*5X37M21A*+WALLCON | *97CMN0602120B* | 24000 | 17 | 9 | 23400 | 16400 | 70.09% | 2.02 | 0 | 10.5 |  |  |  | No | R-454B | 2 | Residential & Commercial | Ducted CEE Tier 1
215682325 | Central HP <5.4 tons | HEIL | HRCU-A-CB (Split System: Heat Pump with Remote Outdoor Unit-Air-Source) | H5H0V48*K*AAA* |  |  | EVD5X60M21A*+WALLCON | *80CSU0802120B* | 48500 | 19 | 9 | 50000 | 36400 | 72.8% | 2.12 | 0 | 10 |  |  |  | No | R-454B | 4.0417 | Residential & Commercial | Ducted CEE Tier 1
215682425 | Central HP <5.4 tons | HEIL | HRCU-A-CB (Split System: Heat Pump with Remote Outdoor Unit-Air-Source) | H5H0V48*K*AAA* |  |  | EVD5X60M24A*+WALLCON | *97CTN1202422A* | 48000 | 19 | 9 | 50000 | 36600 | 73.2% | 2 | 0 | 10.5 |  |  |  | No | R-454B | 4 | Residential & Commercial | Ducted CEE Tier 1
213785737 | Central HP <5.4 tons | BRYANT HEATING AND COOLING SYSTEMS | HRCU-A-CB (Split System: Heat Pump with Remote Outdoor Unit-Air-Source) | 284ANV036*0**B* |  |  | CSPH*6012AL*+UI | 88*TB48090C17*** | 33800 | 19 | 8.5 | 36000 | 25400 | 70.56% | 2.02 | 0 | 12 |  |  |  | No | R-410A | 2.8167 | Residential & Commercial | Ducted CEE Tier 1
213780725 | Central HP <5.4 tons | CARRIER | HRCU-A-CB (Split System: Heat Pump with Remote Outdoor Unit-Air-Source) | 25VNA837A*031* |  |  | CAP**3621AL*+UI | 58TN*B045C17**12 | 31200 | 16.5 | 8.1 | 33400 | 24600 | 73.65% | 1.82 | 0 | 10.5 |  |  |  | No | R-410A | 2.6 | Residential & Commercial | Ducted CEE Tier 1
215932189 | Central HP <5.4 tons | COMFORTMAKER | HRCU-A-CB (Split System: Heat Pump with Remote Outdoor Unit-Air-Source) | C5H3V36*K*AAA* |  |  | EA*5X42M21A*+WALLCON | *80CSU0401712A* | 32600 | 20 | 9.5 | 35000 | 26800 | 76.57% | 2 | 0 | 11 |  |  |  | No | R-454B | 2.7167 | Residential & Commercial | Ducted CEE Tier 1
213781476 | Central HP <5.4 tons | BRYANT HEATING AND COOLING SYSTEMS | HRCU-A-CB (Split System: Heat Pump with Remote Outdoor Unit-Air-Source) | 288BNV037*0**B* |  |  | CAP**6024AL*+UI | 88*TB60110C21*** | 32800 | 17.5 | 8.1 | 31800 | 24600 | 77.36% | 1.98 | 0 | 11.5 |  |  |  | No | R-410A | 2.7333 | Residential & Commercial | Ducted CEE Tier 1
213781626 | Central HP <5.4 tons | BRYANT HEATING AND COOLING SYSTEMS | HRCU-A-CB (Split System: Heat Pump with Remote Outdoor Unit-Air-Source) | 288BNV037*0**B* |  |  | CAP**6121AL*+UI | 986TD42060C17*** | 33000 | 17 | 8.1 | 32200 | 25000 | 77.64% | 1.96 | 0 | 11 |  |  |  | No | R-410A | 2.75 | Residential & Commercial | Ducted CEE Tier 1
213782026 | Central HP <5.4 tons | BRYANT HEATING AND COOLING SYSTEMS | HRCU-A-CB (Split System: Heat Pump with Remote Outdoor Unit-Air-Source) | 288BNV037*0**B* |  |  | CSPH*4212AL*+UI | 986TD66100C21*** | 32600 | 16.5 | 8.1 | 33000 | 24600 | 74.55% | 1.94 | 0 | 11 |  |  |  | No | R-410A | 2.7167 | Residential & Commercial | Ducted CEE Tier 1
213072196 | Central HP <5.4 tons | ACIQ | HRCU-A-CB (Split System: Heat Pump with Remote Outdoor Unit-Air-Source) | DLCURAH18ABK |  |  | EA*4X25L17A* | *80ESU0401712A* | 19000 | 16.5 | 8.5 | 18600 | 17200 | 92.47% | 2.12 | 0 | 11 |  |  |  | No | R-410A | 1.5833 | Residential & Commercial | Ducted CEE Tier 1
213072205 | Central HP <5.4 tons | ACIQ | HRCU-A-CB (Split System: Heat Pump with Remote Outdoor Unit-Air-Source) | DLCURAH18ABK |  |  | EA*4X25L17A* | *96VTN0601412A* | 18500 | 16 | 8.5 | 18300 | 17400 | 95.08% | 2.12 | 0 | 11 |  |  |  | No | R-410A | 1.5417 | Residential & Commercial | Ducted CEE Tier 1
213072239 | Central HP <5.4 tons | ACIQ | HRCU-A-CB (Split System: Heat Pump with Remote Outdoor Unit-Air-Source) | DLCURAH18ABK |  |  | EA*4X30L17A* | *95ESU0401712A* | 17800 | 16 | 8.5 | 18300 | 18500 | 101.1% | 2.22 | 0 | 10.5 |  |  |  | No | R-410A | 1.4833 | Residential & Commercial | Ducted CEE Tier 1
213072264 | Central HP <5.4 tons | ACIQ | HRCU-A-CB (Split System: Heat Pump with Remote Outdoor Unit-Air-Source) | DLCURAH18ABK |  |  | EA*4X30L17A* | OMV112K14A | 18200 | 15.5 | 8.5 | 18900 | 18400 | 97.35% | 2.2 | 0 | 10.5 |  |  |  | No | R-410A | 1.5167 | Residential & Commercial | Ducted CEE Tier 1
213072280 | Central HP <5.4 tons | ACIQ | HRCU-A-CB (Split System: Heat Pump with Remote Outdoor Unit-Air-Source) | DLCURAH18ABK |  |  | EN(A,D)4X24L14** | *96VSN0601412A* | 17900 | 15.5 | 8.5 | 18800 | 18700 | 99.47% | 2.26 | 0 | 11 |  |  |  | No | R-410A | 1.4917 | Residential & Commercial | Ducted CEE Tier 1
213072348 | Central HP <5.4 tons | ACIQ | HRCU-A-CB (Split System: Heat Pump with Remote Outdoor Unit-Air-Source) | DLCURAH18ABK |  |  | EN(A,D)4X30L17** | *80ESU0401712A* | 18600 | 16.5 | 8.5 | 19000 | 18200 | 95.79% | 2.2 | 0 | 11 |  |  |  | No | R-410A | 1.55 | Residential & Commercial | Ducted CEE Tier 1
213072355 | Central HP <5.4 tons | ACIQ | HRCU-A-CB (Split System: Heat Pump with Remote Outdoor Unit-Air-Source) | DLCURAH18ABK |  |  | EN(A,D)4X30L17** | *95ESN0601412A* | 18000 | 16 | 8.5 | 18500 | 18400 | 99.46% | 2.22 | 0 | 11 |  |  |  | No | R-410A | 1.5 | Residential & Commercial | Ducted CEE Tier 1
213072375 | Central HP <5.4 tons | ACIQ | HRCU-A-CB (Split System: Heat Pump with Remote Outdoor Unit-Air-Source) | DLCURAH18ABK |  |  | FEM4X18**BL |  | 17400 | 16 | 8.5 | 18300 | 19400 | 106% | 2.34 | 0 | 10.5 |  |  |  | No | R-410A | 1.45 | Residential & Commercial | Ducted CEE Tier 1
213778755 | Central HP <5.4 tons | CARRIER | HRCU-A-CB (Split System: Heat Pump with Remote Outdoor Unit-Air-Source) | 25VNA837A*030* |  |  | CAP**3617AL*+UI | 58TN*B090C17**16 | 31200 | 16.5 | 8.1 | 33200 | 24200 | 72.89% | 1.84 | 0 | 10.5 |  |  |  | No | R-410A | 2.6 | Residential & Commercial | Ducted CEE Tier 1
213778805 | Central HP <5.4 tons | CARRIER | HRCU-A-CB (Split System: Heat Pump with Remote Outdoor Unit-Air-Source) | 25VNA837A*030* |  |  | CAP**3617AL*+UI | 59TN6C080C17**14 | 31400 | 16.5 | 8.1 | 33200 | 24400 | 73.49% | 1.82 | 0 | 10.5 |  |  |  | No | R-410A | 2.6167 | Residential & Commercial | Ducted CEE Tier 1
211245488 | Central HP <5.4 tons | HEIL | HRCU-A-CB (Split System: Heat Pump with Remote Outdoor Unit-Air-Source) | DLCURAH24ABK |  |  | EN(A,D)4X36L21** | *80VTL0902120A* | 23800 | 16.5 | 8.1 | 26000 | 23200 | 89.23% | 1.92 | 0 | 10.5 |  |  |  | No | R-410A | 1.9833 | Residential & Commercial | Ducted CEE Tier 1
211245570 | Central HP <5.4 tons | HEIL | HRCU-A-CB (Split System: Heat Pump with Remote Outdoor Unit-Air-Source) | DLCURAH24ABK |  |  | EN(A,D)4X36L21** | *96VTN1002120A* | 23800 | 16.5 | 8.1 | 26000 | 23400 | 90% | 1.94 | 0 | 10.5 |  |  |  | No | R-410A | 1.9833 | Residential & Commercial | Ducted CEE Tier 1
211245787 | Central HP <5.4 tons | HEIL | HRCU-A-CB (Split System: Heat Pump with Remote Outdoor Unit-Air-Source) | DLCURAH24ABK |  |  | EN(A,D)4X36L21** | OLV112A16A | 24400 | 16 | 8.1 | 26600 | 22600 | 84.96% | 1.86 | 0 | 10 |  |  |  | No | R-410A | 2.0333 | Residential & Commercial | Ducted CEE Tier 1
211245888 | Central HP <5.4 tons | HEIL | HRCU-A-CB (Split System: Heat Pump with Remote Outdoor Unit-Air-Source) | DLCURAH24ABK |  |  | FMA4X24**AL* |  | 23600 | 17 | 9 | 27200 | 25600 | 94.12% | 2.14 | 0 | 10 |  |  |  | No | R-410A | 1.9667 | Residential & Commercial | Ducted CEE Tier 1
211245351 | Central HP <5.4 tons | HEIL | HRCU-A-CB (Split System: Heat Pump with Remote Outdoor Unit-Air-Source) | DLCURAH24ABK |  |  | EN(A,D)4X36L21** | *96VSN0801716A* | 24200 | 16.5 | 8.1 | 26200 | 23000 | 87.79% | 1.9 | 0 | 10.5 |  |  |  | No | R-410A | 2.0167 | Residential & Commercial | Ducted CEE Tier 1
211245508 | Central HP <5.4 tons | HEIL | HRCU-A-CB (Split System: Heat Pump with Remote Outdoor Unit-Air-Source) | DLCURAH24ABK |  |  | EN(A,D)4X36L21** | *95ESN0802120A* | 24600 | 16.5 | 8.5 | 26600 | 22400 | 84.21% | 1.84 | 0 | 10.5 |  |  |  | No | R-410A | 2.05 | Residential & Commercial | Ducted CEE Tier 1
211245844 | Central HP <5.4 tons | HEIL | HRCU-A-CB (Split System: Heat Pump with Remote Outdoor Unit-Air-Source) | DLCURAH24ABK |  |  | FXM4X30**AL |  | 24200 | 16.5 | 8.5 | 26000 | 22600 | 86.92% | 1.86 | 0 | 10 |  |  |  | No | R-410A | 2.0167 | Residential & Commercial | Ducted CEE Tier 1
211245910 | Central HP <5.4 tons | HEIL | HRCU-A-CB (Split System: Heat Pump with Remote Outdoor Unit-Air-Source) | DLCURAH24ABK |  |  | FMA4X36**AL* |  | 25800 | 18 | 9 | 27600 | 21000 | 76.09% | 1.8 | 0 | 10.5 |  |  |  | No | R-410A | 2.15 | Residential & Commercial | Ducted CEE Tier 1
213078920 | Central HP <5.4 tons | HEIL | HRCU-A-CB (Split System: Heat Pump with Remote Outdoor Unit-Air-Source) | DLCURAH36ABK |  |  | END4X42L17** | *80MSU1002120A* | 36000 | 15.5 | 8.1 | 39000 | 35200 | 90.26% | 1.96 | 0 | 10 |  |  |  | No | R-410A | 3 | Residential & Commercial | Ducted CEE Tier 1
211206913 | Central HP <5.4 tons | LUXAIRE | HRCU-A-CB (Split System: Heat Pump with Remote Outdoor Unit-Air-Source) | HL20B6021 |  |  | XAMC60HE4N1+CC | LP9C100C20MP13 | 52000 | 18 | 8.5 | 55000 | 42000 | 76.36% | 2.16 | 0 | 11 |  |  |  | No | R-410A | 4.3333 | Residential & Commercial | Ducted CEE Tier 1
213069487 | Central HP <5.4 tons | ACIQ | HRCU-A-CB (Split System: Heat Pump with Remote Outdoor Unit-Air-Source) | DLCURAH36ABK |  |  | EA*4X48L24A* | *80ES(N,L)1552420A* | 37000 | 16 | 8.5 | 38500 | 34800 | 90.39% | 2.12 | 0 | 10 |  |  |  | No | R-410A | 3.0833 | Residential & Commercial | Ducted CEE Tier 1
213069488 | Central HP <5.4 tons | ACIQ | HRCU-A-CB (Split System: Heat Pump with Remote Outdoor Unit-Air-Source) | DLCURAH36ABK |  |  | EA*4X48L24A* | *80VSL0702120A* | 36000 | 16 | 8.5 | 38500 | 34600 | 89.87% | 2.06 | 0 | 10 |  |  |  | No | R-410A | 3 | Residential & Commercial | Ducted CEE Tier 1
213069537 | Central HP <5.4 tons | ACIQ | HRCU-A-CB (Split System: Heat Pump with Remote Outdoor Unit-Air-Source) | DLCURAH36ABK |  |  | EN(A,D,W)4X48L21** | *80ES(N,L)0902116A* | 36400 | 16 | 8.1 | 38500 | 34800 | 90.39% | 2.04 | 0 | 10.5 |  |  |  | No | R-410A | 3.0333 | Residential & Commercial | Ducted CEE Tier 1
206772798 | Central HP <5.4 tons | DAY & NIGHT | HRCU-A-CB (Split System: Heat Pump with Remote Outdoor Unit-Air-Source) | CVH837GKA2* |  |  | EHD4X42AAL+WALLCON | *97CMN1202422A* | 32400 | 16.5 | 8.1 | 33200 | 25000 | 75.3% | 1.96 | 11.5 | 11 |  |  |  | No | R-410A | 2.7 | Residential & Commercial | Ducted CEE Tier 1
213785229 | Central HP <5.4 tons | CARRIER | HRCU-A-CB (Split System: Heat Pump with Remote Outdoor Unit-Air-Source) | 25VNA424A*031* |  |  | CSPH*3612AL*+UI | 59MN7C060C17**14 | 23600 | 18.5 | 10 | 26600 | 19900 | 74.81% | 2.44 | 0 | 12.5 |  |  |  | No | R-410A | 1.9667 | Residential & Commercial | Ducted CEE Tier 1
214396608 | Central HP <5.4 tons | JOHNSON CONTROLS | HRCU-A-CB (Split System: Heat Pump with Remote Outdoor Unit-Air-Source) | HH860E2S11 |  |  | CTM60C5CGS1 | TMLE120C20MP11 | 44500 | 17 | 9 | 45000 | 33600 | 74.67% | 2 | 0 | 11.7 |  |  |  | No | R-454B | 3.7083 | Residential & Commercial | Ducted CEE Tier 1
214396623 | Central HP <5.4 tons | JOHNSON CONTROLS | HRCU-A-CB (Split System: Heat Pump with Remote Outdoor Unit-Air-Source) | HH860E2S11 |  |  | CTF60D5CGS1 | TM8E130D20MP11 | 46000 | 18 | 9 | 47500 | 35200 | 74.11% | 2 | 0 | 11 |  |  |  | No | R-454B | 3.8333 | Residential & Commercial | Ducted CEE Tier 1
213072380 | Central HP <5.4 tons | ACIQ | HRCU-A-CB (Split System: Heat Pump with Remote Outdoor Unit-Air-Source) | DLCURAH18ABK |  |  | FMA4X18**AL* |  | 17400 | 16 | 8.5 | 18500 | 20000 | 108.1% | 2.44 | 0 | 10.5 |  |  |  | No | R-410A | 1.45 | Residential & Commercial | Ducted CEE Tier 1
212972423 | Central HP <5.4 tons | BRYANT HEATING AND COOLING SYSTEMS | HRCU-A-CB (Split System: Heat Pump with Remote Outdoor Unit-Air-Source) | 38MURAQ24AB3* |  |  | CNPV*3621AL* | 82*TB66110V21*** | 23800 | 17 | 8.5 | 26400 | 24000 | 90.91% | 1.98 | 0 | 10.5 |  |  |  | No | R-410A | 1.9833 | Residential & Commercial | Ducted CEE Tier 1
212973243 | Central HP <5.4 tons | BRYANT HEATING AND COOLING SYSTEMS | HRCU-A-CB (Split System: Heat Pump with Remote Outdoor Unit-Air-Source) | 38MURAQ24AB3* |  |  | CAP**3721AL* | 926SB36040V17*** | 24200 | 16.5 | 8.5 | 25400 | 21600 | 85.04% | 1.8 | 0 | 10 |  |  |  | No | R-410A | 2.0167 | Residential & Commercial | Ducted CEE Tier 1
211240542 | Central HP <5.4 tons | BRYANT HEATING AND COOLING SYSTEMS | HRCU-A-CB (Split System: Heat Pump with Remote Outdoor Unit-Air-Source) | 38MURAQ24AB3* |  |  | CAP**2417AL* | 82*TA48070V17*** | 23800 | 16.5 | 8.5 | 26800 | 24000 | 89.55% | 2 | 0 | 10 |  |  |  | No | R-410A | 1.9833 | Residential & Commercial | Ducted CEE Tier 1
215679399 | Central HP <5.4 tons | DAY & NIGHT | HRCU-A-CB (Split System: Heat Pump with Remote Outdoor Unit-Air-Source) | C5H0V36*K*AAA* |  |  | EA*5X42M21A*+WALLCON | *97CTN0802120A* | 33200 | 17.5 | 9 | 35800 | 25600 | 71.51% | 1.86 | 0 | 10 |  |  |  | No | R-454B | 2.7667 | Residential & Commercial | Ducted CEE Tier 1
215679419 | Central HP <5.4 tons | DAY & NIGHT | HRCU-A-CB (Split System: Heat Pump with Remote Outdoor Unit-Air-Source) | C5H0V36*K*AAA* |  |  | EA*5X43M21A*+WALLCON | *96CTN0802120B* | 34400 | 18 | 9 | 35400 | 25200 | 71.19% | 1.88 | 0 | 10 |  |  |  | No | R-454B | 2.8667 | Residential & Commercial | Ducted CEE Tier 1
215679669 | Central HP <5.4 tons | DAY & NIGHT | HRCU-A-CB (Split System: Heat Pump with Remote Outdoor Unit-Air-Source) | C5H0V36*K*AAA* |  |  | EA*5X61M24A*+WALLCON | *96CTN0802120B* | 34800 | 18 | 9 | 34400 | 24800 | 72.09% | 1.92 | 0 | 10.5 |  |  |  | No | R-454B | 2.9 | Residential & Commercial | Ducted CEE Tier 1
206772383 | Central HP <5.4 tons | DAY & NIGHT | HRCU-A-CB (Split System: Heat Pump with Remote Outdoor Unit-Air-Source) | CVH837GKA2* |  |  | EN(A,D)4X48L24**+WALLCON | *96CTN1202422A* | 32400 | 17.5 | 8.1 | 32800 | 24800 | 75.61% | 1.96 | 12 | 11.7 |  |  |  | No | R-410A | 2.7 | Residential & Commercial | Ducted CEE Tier 1
206773460 | Central HP <5.4 tons | DAY & NIGHT | HRCU-A-CB (Split System: Heat Pump with Remote Outdoor Unit-Air-Source) | CVH837GKA2* |  |  | EA*4X42L24A*+WALLCON | *95CSU0802120A* | 31800 | 17.5 | 8.1 | 33000 | 24400 | 73.94% | 1.9 | 11.5 | 11 |  |  |  | No | R-410A | 2.65 | Residential & Commercial | Ducted CEE Tier 1
206773113 | Central HP <5.4 tons | DAY & NIGHT | HRCU-A-CB (Split System: Heat Pump with Remote Outdoor Unit-Air-Source) | CVH837GKA2* |  |  | EA*4X43L21A*+WALLCON | *80CSU0601716A* | 32800 | 17 | 8.5 | 33000 | 25200 | 76.36% | 1.96 | 12 | 11 |  |  |  | No | R-410A | 2.7333 | Residential & Commercial | Ducted CEE Tier 1
206773131 | Central HP <5.4 tons | DAY & NIGHT | HRCU-A-CB (Split System: Heat Pump with Remote Outdoor Unit-Air-Source) | CVH837GKA2* |  |  | EA*4X43L21A*+WALLCON | *80CSU1002120A* | 32800 | 17 | 8.5 | 33000 | 25200 | 76.36% | 1.98 | 12 | 11 |  |  |  | No | R-410A | 2.7333 | Residential & Commercial | Ducted CEE Tier 1
206773433 | Central HP <5.4 tons | DAY & NIGHT | HRCU-A-CB (Split System: Heat Pump with Remote Outdoor Unit-Air-Source) | CVH837GKA2* |  |  | EA*4X37L21A*+WALLCON | *95CSU1002122A* | 33000 | 17.5 | 8.5 | 32800 | 25000 | 76.22% | 2 | 12 | 11.5 |  |  |  | No | R-410A | 2.75 | Residential & Commercial | Ducted CEE Tier 1
206773514 | Central HP <5.4 tons | DAY & NIGHT | HRCU-A-CB (Split System: Heat Pump with Remote Outdoor Unit-Air-Source) | CVH837GKA2* |  |  | EA*4X48L21A*+WALLCON | *95CSU1002122A* | 32400 | 17.5 | 8.5 | 32600 | 24800 | 76.07% | 2 | 12 | 11.5 |  |  |  | No | R-410A | 2.7 | Residential & Commercial | Ducted CEE Tier 1
215667364 | Central HP <5.4 tons | AIRQUEST | HRCU-A-CB (Split System: Heat Pump with Remote Outdoor Unit-Air-Source) | H5H0V24*K*AAA* |  |  | EA*5X30M17A*+WALLCON | *80CSU0401712A* | 23000 | 17 | 9 | 23600 | 16600 | 70.34% | 1.98 | 0 | 10 |  |  |  | No | R-454B | 1.9167 | Residential & Commercial | Ducted CEE Tier 1
215667381 | Central HP <5.4 tons | AIRQUEST | HRCU-A-CB (Split System: Heat Pump with Remote Outdoor Unit-Air-Source) | H5H0V24*K*AAA* |  |  | EA*5X30M17A*+WALLCON | *80CSU0601716A* | 23000 | 17 | 9 | 23800 | 16700 | 70.17% | 1.98 | 0 | 10 |  |  |  | No | R-454B | 1.9167 | Residential & Commercial | Ducted CEE Tier 1
215667398 | Central HP <5.4 tons | AIRQUEST | HRCU-A-CB (Split System: Heat Pump with Remote Outdoor Unit-Air-Source) | H5H0V24*K*AAA* |  |  | EA*5X30M17A*+WALLCON | *80CTL0451712B* | 23000 | 16.5 | 8.5 | 24000 | 16800 | 70% | 1.86 | 0 | 10 |  |  |  | No | R-454B | 1.9167 | Residential & Commercial | Ducted CEE Tier 1
215667580 | Central HP <5.4 tons | AIRQUEST | HRCU-A-CB (Split System: Heat Pump with Remote Outdoor Unit-Air-Source) | H5H0V24*K*AAA* |  |  | EA*5X36M17A*+WALLCON | *80CSU0601716A* | 23200 | 17 | 9 | 23600 | 16600 | 70.34% | 1.98 | 0 | 10 |  |  |  | No | R-454B | 1.9333 | Residential & Commercial | Ducted CEE Tier 1
215942652 | Central HP <5.4 tons | HEIL | HRCU-A-CB (Split System: Heat Pump with Remote Outdoor Unit-Air-Source) | H5H3V36*K*AAA* |  |  | EVD5X61M24A*+WALLCON | *96CTN0802120B* | 36000 | 22 | 8.5 | 37400 | 28200 | 75.4% | 2.04 | 0 | 12.5 |  |  |  | No | R-454B | 3 | Residential & Commercial | Ducted CEE Tier 1
215942633 | Central HP <5.4 tons | AIRQUEST | HRCU-A-CB (Split System: Heat Pump with Remote Outdoor Unit-Air-Source) | H5H3V36*K*AAA* |  |  | EVD5X61M21A*+WALLCON | *97CTN0802120A* | 35800 | 22 | 8.5 | 37400 | 28400 | 75.94% | 2.04 | 0 | 12.5 |  |  |  | No | R-454B | 2.9833 | Residential & Commercial | Ducted CEE Tier 1
214397074 | Central HP <5.4 tons | JOHNSON CONTROLS | HRCU-A-CB (Split System: Heat Pump with Remote Outdoor Unit-Air-Source) | HH860E2S11 |  |  | CTM60D5CGS1 | TM8E130D20MP11 | 46000 | 17 | 9 | 47000 | 34800 | 74.04% | 2 | 0 | 11 |  |  |  | No | R-454B | 3.8333 | Residential & Commercial | Ducted CEE Tier 1
213785183 | Central HP <5.4 tons | CARRIER | HRCU-A-CB (Split System: Heat Pump with Remote Outdoor Unit-Air-Source) | 25VNA424A*031* |  |  | CAP**4321AL*+UI | 59TN6C100C21**22 | 24200 | 20 | 10.5 | 26400 | 19700 | 74.62% | 2.54 | 0 | 13 |  |  |  | No | R-410A | 2.0167 | Residential & Commercial | Ducted CEE Tier 1
213785203 | Central HP <5.4 tons | CARRIER | HRCU-A-CB (Split System: Heat Pump with Remote Outdoor Unit-Air-Source) | 25VNA424A*031* |  |  | CSPH*3012AL*+UI | 59MN7C100C21**22 | 23400 | 19 | 10 | 26800 | 19900 | 74.25% | 2.44 | 0 | 12.5 |  |  |  | No | R-410A | 1.95 | Residential & Commercial | Ducted CEE Tier 1
206773532 | Central HP <5.4 tons | DAY & NIGHT | HRCU-A-CB (Split System: Heat Pump with Remote Outdoor Unit-Air-Source) | CVH837GKA2* |  |  | EA*4X48L24A*+WALLCON | *95CSU1002122A* | 32400 | 17.5 | 8.5 | 32400 | 24800 | 76.54% | 2 | 12 | 11.5 |  |  |  | No | R-410A | 2.7 | Residential & Commercial | Ducted CEE Tier 1
206773683 | Central HP <5.4 tons | DAY & NIGHT | HRCU-A-CB (Split System: Heat Pump with Remote Outdoor Unit-Air-Source) | CVH837GKA2* |  |  | EHD4X48AAL+WALLCON | *95CSU1002122A* | 32600 | 17 | 8.1 | 32800 | 24800 | 75.61% | 1.98 | 11.5 | 11 |  |  |  | No | R-410A | 2.7167 | Residential & Commercial | Ducted CEE Tier 1
213779645 | Central HP <5.4 tons | CARRIER | HRCU-A-CB (Split System: Heat Pump with Remote Outdoor Unit-Air-Source) | 25VNA837A*030* |  |  | CAP**6121AL*+UI | 58TN*B090C17**16 | 33200 | 17.5 | 8.1 | 32000 | 24800 | 77.5% | 1.98 | 0 | 11.5 |  |  |  | No | R-410A | 2.7667 | Residential & Commercial | Ducted CEE Tier 1
213780315 | Central HP <5.4 tons | CARRIER | HRCU-A-CB (Split System: Heat Pump with Remote Outdoor Unit-Air-Source) | 25VNA837A*030* |  |  | CSPH*6012AL*+UI | 58TN*B070C17**16 | 32800 | 16.5 | 8.1 | 32400 | 25000 | 77.16% | 1.98 | 0 | 11 |  |  |  | No | R-410A | 2.7333 | Residential & Commercial | Ducted CEE Tier 1
213780345 | Central HP <5.4 tons | CARRIER | HRCU-A-CB (Split System: Heat Pump with Remote Outdoor Unit-Air-Source) | 25VNA837A*030* |  |  | CSPH*6012AL*+UI | 58TN*B110C21**20 | 33000 | 16.5 | 8.1 | 32200 | 25400 | 78.88% | 2.04 | 0 | 11.5 |  |  |  | No | R-410A | 2.75 | Residential & Commercial | Ducted CEE Tier 1
213078292 | Central HP <5.4 tons | BRYANT HEATING AND COOLING SYSTEMS | HRCU-A-CB (Split System: Heat Pump with Remote Outdoor Unit-Air-Source) | 38MURAQ36AB3* |  |  | CAP**3721AL* | 8(0,1)*SB42090M17*** | 36200 | 16.5 | 8.5 | 38000 | 34800 | 91.58% | 2.04 | 0 | 10 |  |  |  | No | R-410A | 3.0167 | Residential & Commercial | Ducted CEE Tier 1
213078376 | Central HP <5.4 tons | BRYANT HEATING AND COOLING SYSTEMS | HRCU-A-CB (Split System: Heat Pump with Remote Outdoor Unit-Air-Source) | 38MURAQ36AB3* |  |  | CNPV*4821AL* | 8(0,1)*SB42090M17*** | 36000 | 16.5 | 8.1 | 38500 | 35000 | 90.91% | 2 | 0 | 10.5 |  |  |  | No | R-410A | 3 | Residential & Commercial | Ducted CEE Tier 1
215932239 | Central HP <5.4 tons | COMFORTMAKER | HRCU-A-CB (Split System: Heat Pump with Remote Outdoor Unit-Air-Source) | C5H3V36*K*AAA* |  |  | EA*5X42M21A*+WALLCON | *80CTL0702120B* | 32600 | 19.5 | 9.5 | 35000 | 26800 | 76.57% | 2.02 | 0 | 11 |  |  |  | No | R-454B | 2.7167 | Residential & Commercial | Ducted CEE Tier 1
215932289 | Central HP <5.4 tons | COMFORTMAKER | HRCU-A-CB (Split System: Heat Pump with Remote Outdoor Unit-Air-Source) | C5H3V36*K*AAA* |  |  | EA*5X42M21A*+WALLCON | *97CMN0601714B* | 32400 | 19 | 9.5 | 34400 | 26400 | 76.74% | 2.04 | 0 | 10.5 |  |  |  | No | R-454B | 2.7 | Residential & Commercial | Ducted CEE Tier 1
204456705 | Central HP <5.4 tons | TEMPSTAR | HRCU-A-CB (Split System: Heat Pump with Remote Outdoor Unit-Air-Source) | TVH825GKA2* |  |  | EA*4X36L21A*+WALLCON | *96CTN0601714A* | 23400 | 16.5 | 8.1 | 21600 | 16700 | 77.31% | 1.92 | 11 | 10.5 |  |  |  | No | R-410A | 1.95 | Residential & Commercial | Ducted CEE Tier 1
212971361 | Central HP <5.4 tons | BRYANT HEATING AND COOLING SYSTEMS | HRCU-A-CB (Split System: Heat Pump with Remote Outdoor Unit-Air-Source) | 38MURAQ18AB3* |  |  | CNPV*1814AL* | 82*TB36045V14*** | 17400 | 16 | 8.5 | 18500 | 19700 | 106.5% | 2.38 | 0 | 10.5 |  |  |  | No | R-410A | 1.45 | Residential & Commercial | Ducted CEE Tier 1
212971363 | Central HP <5.4 tons | BRYANT HEATING AND COOLING SYSTEMS | HRCU-A-CB (Split System: Heat Pump with Remote Outdoor Unit-Air-Source) | 38MURAQ18AB3* |  |  | CNPV*2414AL* | 82*TB36045V14*** | 17600 | 16.5 | 8.5 | 18500 | 19100 | 103.2% | 2.3 | 0 | 11 |  |  |  | No | R-410A | 1.4667 | Residential & Commercial | Ducted CEE Tier 1
212971365 | Central HP <5.4 tons | BRYANT HEATING AND COOLING SYSTEMS | HRCU-A-CB (Split System: Heat Pump with Remote Outdoor Unit-Air-Source) | 38MURAQ18AB3* |  |  | CNPV*2417AL* | 82*TB36045V14*** | 17600 | 16.5 | 8.5 | 18500 | 19100 | 103.2% | 2.3 | 0 | 11 |  |  |  | No | R-410A | 1.4667 | Residential & Commercial | Ducted CEE Tier 1
212972743 | Central HP <5.4 tons | BRYANT HEATING AND COOLING SYSTEMS | HRCU-A-CB (Split System: Heat Pump with Remote Outdoor Unit-Air-Source) | 38MURAQ18AB3* |  |  | CNPV*2417AL* | 926SB30040V14*** | 17400 | 15.5 | 8.5 | 18500 | 19200 | 103.8% | 2.3 | 0 | 10.5 |  |  |  | No | R-410A | 1.45 | Residential & Commercial | Ducted CEE Tier 1
213774695 | Central HP <5.4 tons | CARRIER | HRCU-A-CB (Split System: Heat Pump with Remote Outdoor Unit-Air-Source) | 25VNA825A*032* |  |  | CSPH*4812AL*+UI | 59TN6C080C17**14 | 24200 | 16 | 8.1 | 21400 | 16600 | 77.57% | 2 | 0 | 10.5 |  |  |  | No | R-410A | 2.0167 | Residential & Commercial | Ducted CEE Tier 1
210598545 | Central HP <5.4 tons | AIRQUEST | HRCU-A-CB (Split System: Heat Pump with Remote Outdoor Unit-Air-Source) | HVH825GKA2* |  |  | END4X42L17**+WALLCON | *80CTL0701412A* | 24000 | 17 | 8.1 | 21400 | 16600 | 77.57% | 2 | 0 | 11 |  |  |  | No | R-410A | 2 | Residential & Commercial | Ducted CEE Tier 1
213067531 | Central HP <5.4 tons | ACIQ | HRCU-A-CB (Split System: Heat Pump with Remote Outdoor Unit-Air-Source) | HVH825GKA2* |  |  | EA*4X48L21A*+WALLCON | *80CSU0401712A* | 24200 | 17 | 8.1 | 21000 | 16500 | 78.57% | 2.02 | 0 | 11 |  |  |  | No | R-410A | 2.0167 | Residential & Commercial | Ducted CEE Tier 1
213067579 | Central HP <5.4 tons | ACIQ | HRCU-A-CB (Split System: Heat Pump with Remote Outdoor Unit-Air-Source) | HVH825GKA2* |  |  | EHD4X48AAL+WALLCON | *80CTL0451712A* | 24200 | 16 | 8.1 | 21400 | 16700 | 78.04% | 2 | 0 | 10.5 |  |  |  | No | R-410A | 2.0167 | Residential & Commercial | Ducted CEE Tier 1
204456769 | Central HP <5.4 tons | TEMPSTAR | HRCU-A-CB (Split System: Heat Pump with Remote Outdoor Unit-Air-Source) | TVH825GKA2* |  |  | EA*4X36L21A*+WALLCON | *97CMN1002122A* | 23600 | 16.5 | 8.1 | 21400 | 16600 | 77.57% | 1.94 | 11 | 11 |  |  |  | No | R-410A | 1.9667 | Residential & Commercial | Ducted CEE Tier 1
204456814 | Central HP <5.4 tons | TEMPSTAR | HRCU-A-CB (Split System: Heat Pump with Remote Outdoor Unit-Air-Source) | TVH825GKA2* |  |  | EA*4X36L21A*+WALLCON | *97CMN0602120A* | 23600 | 16 | 8.1 | 21600 | 16700 | 77.31% | 1.92 | 11 | 10.5 |  |  |  | No | R-410A | 1.9667 | Residential & Commercial | Ducted CEE Tier 1
204456878 | Central HP <5.4 tons | TEMPSTAR | HRCU-A-CB (Split System: Heat Pump with Remote Outdoor Unit-Air-Source) | TVH825GKA2* |  |  | EA*4X37L17A*+WALLCON | *80CTL0701412A* | 24200 | 17 | 8.1 | 21400 | 16600 | 77.57% | 2 | 11 | 11 |  |  |  | No | R-410A | 2.0167 | Residential & Commercial | Ducted CEE Tier 1
204456624 | Central HP <5.4 tons | TEMPSTAR | HRCU-A-CB (Split System: Heat Pump with Remote Outdoor Unit-Air-Source) | TVH825GKA2* |  |  | EA*4X36L17A*+WALLCON | *96CTN0801714A* | 23600 | 16.5 | 8.1 | 21600 | 16700 | 77.31% | 1.92 | 11.5 | 10.5 |  |  |  | No | R-410A | 1.9667 | Residential & Commercial | Ducted CEE Tier 1
215667469 | Central HP <5.4 tons | AIRQUEST | HRCU-A-CB (Split System: Heat Pump with Remote Outdoor Unit-Air-Source) | H5H0V24*K*AAA* |  |  | EA*5X30M17A*+WALLCON | *97CMN0601714B* | 23000 | 16.5 | 8.5 | 24000 | 16800 | 70% | 1.86 | 0 | 10 |  |  |  | No | R-454B | 1.9167 | Residential & Commercial | Ducted CEE Tier 1
206772726 | Central HP <5.4 tons | DAY & NIGHT | HRCU-A-CB (Split System: Heat Pump with Remote Outdoor Unit-Air-Source) | CVH837GKA2* |  |  | EHD4X42AAL+WALLCON | *80CTL1352422A* | 32600 | 17 | 8.1 | 33000 | 24800 | 75.15% | 1.96 | 11 | 11 |  |  |  | No | R-410A | 2.7167 | Residential & Commercial | Ducted CEE Tier 1
206773487 | Central HP <5.4 tons | DAY & NIGHT | HRCU-A-CB (Split System: Heat Pump with Remote Outdoor Unit-Air-Source) | CVH837GKA2* |  |  | EA*4X43L21A*+WALLCON | *95CSU1002122A* | 33000 | 17.5 | 8.5 | 32800 | 25000 | 76.22% | 2 | 12 | 11.5 |  |  |  | No | R-410A | 2.75 | Residential & Commercial | Ducted CEE Tier 1
211240707 | Central HP <5.4 tons | BRYANT HEATING AND COOLING SYSTEMS | HRCU-A-CB (Split System: Heat Pump with Remote Outdoor Unit-Air-Source) | 38MURAQ24AB3* |  |  | CAP**2417AL* | 915SB42060E17*** | 24400 | 15.5 | 8.5 | 27200 | 23200 | 85.29% | 1.9 | 0 | 10 |  |  |  | No | R-410A | 2.0333 | Residential & Commercial | Ducted CEE Tier 1
212975365 | Central HP <5.4 tons | BRYANT HEATING AND COOLING SYSTEMS | HRCU-A-CB (Split System: Heat Pump with Remote Outdoor Unit-Air-Source) | 38MURAQ24AB3* |  |  | CNPV*3621AL* | 926TC36040V17*** | 23200 | 16 | 8.1 | 26200 | 24800 | 94.66% | 2.06 | 0 | 10 |  |  |  | No | R-410A | 1.9333 | Residential & Commercial | Ducted CEE Tier 1
212975717 | Central HP <5.4 tons | BRYANT HEATING AND COOLING SYSTEMS | HRCU-A-CB (Split System: Heat Pump with Remote Outdoor Unit-Air-Source) | 38MURAQ24AB3* |  |  | CNPV*2417AL* | 926TC36060V14*** | 23200 | 16.5 | 8.5 | 26800 | 25400 | 94.78% | 2.12 | 0 | 10 |  |  |  | No | R-410A | 1.9333 | Residential & Commercial | Ducted CEE Tier 1
212975994 | Central HP <5.4 tons | BRYANT HEATING AND COOLING SYSTEMS | HRCU-A-CB (Split System: Heat Pump with Remote Outdoor Unit-Air-Source) | 38MURAQ24AB3* |  |  | CAP**2417AL* | 926TC48080V17*** | 23600 | 16.5 | 8.5 | 27000 | 25600 | 94.81% | 2.14 | 0 | 10 |  |  |  | No | R-410A | 1.9667 | Residential & Commercial | Ducted CEE Tier 1
212976085 | Central HP <5.4 tons | BRYANT HEATING AND COOLING SYSTEMS | HRCU-A-CB (Split System: Heat Pump with Remote Outdoor Unit-Air-Source) | 38MURAQ24AB3* |  |  | CNPV*2417AL* | 926TC48080V17*** | 23400 | 16.5 | 8.5 | 27000 | 24800 | 91.85% | 2.04 | 0 | 10 |  |  |  | No | R-410A | 1.95 | Residential & Commercial | Ducted CEE Tier 1
211262427 | Central HP <5.4 tons | DAY & NIGHT | HRCU-A-CB (Split System: Heat Pump with Remote Outdoor Unit-Air-Source) | DLCURAH18ABK |  |  | EN(A,D)4X18L14** | *80ES(N,L)0451412A* | 17800 | 15.5 | 8.5 | 18900 | 19200 | 101.6% | 2.3 | 0 | 10.5 |  |  |  | No | R-410A | 1.4833 | Residential & Commercial | Ducted CEE Tier 1
213770900 | Central HP <5.4 tons | COMFORTMAKER | HRCU-A-CB (Split System: Heat Pump with Remote Outdoor Unit-Air-Source) | CVH825GKA2* |  |  | EA*4X36L17A*+WALLCON | *96CTN0801714B* | 23600 | 16.5 | 8.1 | 21600 | 16700 | 77.31% | 1.94 | 0 | 10.5 |  |  |  | No | R-410A | 1.9667 | Residential & Commercial | Ducted CEE Tier 1
213771250 | Central HP <5.4 tons | COMFORTMAKER | HRCU-A-CB (Split System: Heat Pump with Remote Outdoor Unit-Air-Source) | CVH825GKA2* |  |  | EA*4X42L21A*+WALLCON | *80CTL0451712B* | 23600 | 16.5 | 8.1 | 21600 | 16700 | 77.31% | 1.94 | 0 | 10.5 |  |  |  | No | R-410A | 1.9667 | Residential & Commercial | Ducted CEE Tier 1
213771300 | Central HP <5.4 tons | COMFORTMAKER | HRCU-A-CB (Split System: Heat Pump with Remote Outdoor Unit-Air-Source) | CVH825GKA2* |  |  | EA*4X42L21A*+WALLCON | *95CSU0601716B* | 23600 | 16.5 | 8.1 | 21400 | 16700 | 78.04% | 1.96 | 0 | 10.5 |  |  |  | No | R-410A | 1.9667 | Residential & Commercial | Ducted CEE Tier 1
213771500 | Central HP <5.4 tons | COMFORTMAKER | HRCU-A-CB (Split System: Heat Pump with Remote Outdoor Unit-Air-Source) | CVH825GKA2* |  |  | EA*4X43L21A*+WALLCON | *97CMN0601714B* | 24200 | 16.5 | 8.1 | 21200 | 16700 | 78.77% | 2.02 | 0 | 10.5 |  |  |  | No | R-410A | 2.0167 | Residential & Commercial | Ducted CEE Tier 1
214239324 | Central HP <5.4 tons | BRYANT HEATING AND COOLING SYSTEMS | HRCU-A-CB (Split System: Heat Pump with Remote Outdoor Unit-Air-Source) | 288BNV037*0**B* |  |  | CNPV*4824AL*+UI | 987MC66120C24*** | 32400 | 17 | 8.1 | 32800 | 24600 | 75% | 1.94 | 0 | 11.5 |  |  |  | No | R-410A | 2.7 | Residential & Commercial | Ducted CEE Tier 1
212973343 | Central HP <5.4 tons | BRYANT HEATING AND COOLING SYSTEMS | HRCU-A-CB (Split System: Heat Pump with Remote Outdoor Unit-Air-Source) | 38MURAQ18AB3* |  |  | CAP**3017AL* | 926SB36060V14*** | 17400 | 16.5 | 8.5 | 18000 | 18700 | 103.9% | 2.26 | 0 | 10.5 |  |  |  | No | R-410A | 1.45 | Residential & Commercial | Ducted CEE Tier 1
212978223 | Central HP <5.4 tons | BRYANT HEATING AND COOLING SYSTEMS | HRCU-A-CB (Split System: Heat Pump with Remote Outdoor Unit-Air-Source) | 38MURAQ18AB3* |  |  | CAP**1917AL* | 8(0,1)*SB36070M14*** | 18200 | 17 | 8.5 | 18100 | 17700 | 97.79% | 2.16 | 0 | 11 |  |  |  | No | R-410A | 1.5167 | Residential & Commercial | Ducted CEE Tier 1
212978309 | Central HP <5.4 tons | BRYANT HEATING AND COOLING SYSTEMS | HRCU-A-CB (Split System: Heat Pump with Remote Outdoor Unit-Air-Source) | 38MURAQ18AB3* |  |  | CNPV*2414AL* | 8(0,1)*SB36070M14*** | 17600 | 16.5 | 8.5 | 18500 | 19100 | 103.2% | 2.3 | 0 | 11 |  |  |  | No | R-410A | 1.4667 | Residential & Commercial | Ducted CEE Tier 1
215668629 | Central HP <5.4 tons | AIRQUEST | HRCU-A-CB (Split System: Heat Pump with Remote Outdoor Unit-Air-Source) | H5H0V36*K*AAA* |  |  | EA*5X37M21A*+WALLCON | *80CSU0401712A* | 34400 | 18 | 9 | 35200 | 25200 | 71.59% | 1.88 | 0 | 10 |  |  |  | No | R-454B | 2.8667 | Residential & Commercial | Ducted CEE Tier 1
215668781 | Central HP <5.4 tons | AIRQUEST | HRCU-A-CB (Split System: Heat Pump with Remote Outdoor Unit-Air-Source) | H5H0V36*K*AAA* |  |  | EA*5X37M21A*+WALLCON | *96CTN1002122B* | 34600 | 18 | 9 | 35200 | 25000 | 71.02% | 1.9 | 0 | 10 |  |  |  | No | R-454B | 2.8833 | Residential & Commercial | Ducted CEE Tier 1
213067582 | Central HP <5.4 tons | ACIQ | HRCU-A-CB (Split System: Heat Pump with Remote Outdoor Unit-Air-Source) | HVH825GKA2* |  |  | EHD4X48AAL+WALLCON | *80CTL0901716A* | 24400 | 17 | 8.1 | 21200 | 16500 | 77.83% | 2.04 | 0 | 11 |  |  |  | No | R-410A | 2.0333 | Residential & Commercial | Ducted CEE Tier 1
206788345 | Central HP <5.4 tons | CARRIER | HRCU-A-CB (Split System: Heat Pump with Remote Outdoor Unit-Air-Source) | 25VNA424A*031* |  |  | CAP**4221AL*+UI | 59MN7B060C21**20 | 23400 | 20 | 10.5 | 26600 | 19900 | 74.81% | 2.44 | 13 | 13 |  |  |  | No | R-410A | 1.95 | Residential & Commercial | Ducted CEE Tier 1
206788384 | Central HP <5.4 tons | CARRIER | HRCU-A-CB (Split System: Heat Pump with Remote Outdoor Unit-Air-Source) | 25VNA424A*031* |  |  | CNPV*4217AL*+UI | 59MN7B080C17**14 | 23600 | 20 | 10 | 26600 | 19900 | 74.81% | 2.46 | 13 | 13 |  |  |  | No | R-410A | 1.9667 | Residential & Commercial | Ducted CEE Tier 1
214397050 | Central HP <5.4 tons | COLEMAN | HRCU-A-CB (Split System: Heat Pump with Remote Outdoor Unit-Air-Source) | HH860E2S11 |  |  | CTM60C5CGS1 | TM8E080C20MP11 | 44500 | 17 | 9 | 45000 | 33800 | 75.11% | 2 | 0 | 11.7 |  |  |  | No | R-454B | 3.7083 | Residential & Commercial | Ducted CEE Tier 1
214397443 | Central HP <5.4 tons | JOHNSON CONTROLS | HRCU-A-CB (Split System: Heat Pump with Remote Outdoor Unit-Air-Source) | HH860E2S11 |  |  | CTM60C5CGS1 | TMLE080C16MP11 | 44500 | 18 | 9 | 45500 | 34200 | 75.16% | 2 | 0 | 11 |  |  |  | No | R-454B | 3.7083 | Residential & Commercial | Ducted CEE Tier 1
206135973 | Central HP <5.4 tons | TEMPSTAR | HRCU-A-CB (Split System: Heat Pump with Remote Outdoor Unit-Air-Source) | TVH837GKA** |  |  | EHD4X42AAL+WALLCON | *80CSU0401712A* | 32400 | 16.5 | 8.1 | 33200 | 24800 | 74.7% | 1.94 | 11.5 | 11 |  |  |  | No | R-410A | 2.7 | Residential & Commercial | Ducted CEE Tier 1
204300458 | Central HP <5.4 tons | TEMPSTAR | HRCU-A-CB (Split System: Heat Pump with Remote Outdoor Unit-Air-Source) | TVH837GKA** |  |  | EHD4X48AAL+WALLCON | *80CTL0902120A* | 32600 | 17 | 8.1 | 33000 | 25000 | 75.76% | 1.98 | 12 | 11 |  |  |  | No | R-410A | 2.7167 | Residential & Commercial | Ducted CEE Tier 1
204299384 | Central HP <5.4 tons | TEMPSTAR | HRCU-A-CB (Split System: Heat Pump with Remote Outdoor Unit-Air-Source) | TVH837GKA** |  |  | EA*4X48L24A*+WALLCON | *96CTN1202422A* | 32400 | 17.5 | 8.5 | 32400 | 24800 | 76.54% | 2 | 12 | 11.7 |  |  |  | No | R-410A | 2.7 | Residential & Commercial | Ducted CEE Tier 1
204299754 | Central HP <5.4 tons | TEMPSTAR | HRCU-A-CB (Split System: Heat Pump with Remote Outdoor Unit-Air-Source) | TVH837GKA** |  |  | EN(A,D,W)4X48L21**+WALLCON | *80CTL0902120A* | 32400 | 17.5 | 8.1 | 33000 | 24800 | 75.15% | 1.96 | 12 | 11.7 |  |  |  | No | R-410A | 2.7 | Residential & Commercial | Ducted CEE Tier 1
212984170 | Central HP <5.4 tons | BRYANT HEATING AND COOLING SYSTEMS | HRCU-A-CB (Split System: Heat Pump with Remote Outdoor Unit-Air-Source) | 38MURAQ18AB3* |  |  | CAP**2417AL* | 912SE42060M17*** | 17500 | 16.5 | 8.5 | 18500 | 19400 | 104.9% | 2.34 | 0 | 10.5 |  |  |  | No | R-410A | 1.4583 | Residential & Commercial | Ducted CEE Tier 1
206133765 | Central HP <5.4 tons | TEMPSTAR | HRCU-A-CB (Split System: Heat Pump with Remote Outdoor Unit-Air-Source) | TVH825GKA2* |  |  | EA*4X36L17A*+WALLCON | *95CSU0601716A* | 23400 | 16.5 | 8.1 | 21600 | 16800 | 77.78% | 1.92 | 11 | 10.5 |  |  |  | No | R-410A | 1.95 | Residential & Commercial | Ducted CEE Tier 1
215939889 | Central HP <5.4 tons | COMFORTMAKER | HRCU-A-CB (Split System: Heat Pump with Remote Outdoor Unit-Air-Source) | C5H3V36*K*AAA* |  |  | EA*5X61M21A*+WALLCON | *97CTN1002122A* | 34400 | 20.5 | 9.5 | 34200 | 26000 | 76.02% | 2.06 | 0 | 12 |  |  |  | No | R-454B | 2.8667 | Residential & Commercial | Ducted CEE Tier 1
215939939 | Central HP <5.4 tons | COMFORTMAKER | HRCU-A-CB (Split System: Heat Pump with Remote Outdoor Unit-Air-Source) | C5H3V36*K*AAA* |  |  | ESH5X36M12A*+WALLCON | *96CTN0802120B* | 33200 | 19 | 9 | 35000 | 26800 | 76.57% | 1.92 | 0 | 11 |  |  |  | No | R-454B | 2.7667 | Residential & Commercial | Ducted CEE Tier 1
215940089 | Central HP <5.4 tons | COMFORTMAKER | HRCU-A-CB (Split System: Heat Pump with Remote Outdoor Unit-Air-Source) | C5H3V36*K*AAA* |  |  | ESH5X42M12A*+WALLCON | *97CTN1202422A* | 33600 | 19 | 9 | 34600 | 26600 | 76.88% | 1.94 | 0 | 11.5 |  |  |  | No | R-454B | 2.8 | Residential & Commercial | Ducted CEE Tier 1
215940239 | Central HP <5.4 tons | COMFORTMAKER | HRCU-A-CB (Split System: Heat Pump with Remote Outdoor Unit-Air-Source) | C5H3V36*K*AAA* |  |  | ESH5X60M12A*+WALLCON | *97CTN1002122A* | 34200 | 19.5 | 9 | 34200 | 26000 | 76.02% | 1.94 | 0 | 11.7 |  |  |  | No | R-454B | 2.85 | Residential & Commercial | Ducted CEE Tier 1
211206885 | Central HP <5.4 tons | LUXAIRE | HRCU-A-CB (Split System: Heat Pump with Remote Outdoor Unit-Air-Source) | HL20B3621 |  |  | XAMB36DE2N1+CC | TP9C080B12MP13 | 32200 | 18 | 8.5 | 34000 | 29400 | 86.47% | 1.92 | 0 | 11.7 |  |  |  | No | R-410A | 2.6833 | Residential & Commercial | Ducted CEE Tier 1
216051120 | Central HP <5.4 tons | RHEEM | HRCU-A-CB (Split System: Heat Pump with Remote Outdoor Unit-Air-Source) | RP19AY48AJVC |  |  | RCFY4821SEAAM | R802V0755A21DZ | 45500 | 19 | 10 | 45500 | 41500 | 91.21% | 2.1 | 0 | 12 |  |  |  | No | R-454B | 3.7917 | Residential & Commercial | Ducted CEE Tier 1
212970477 | Central HP <5.4 tons | BRYANT HEATING AND COOLING SYSTEMS | HRCU-A-CB (Split System: Heat Pump with Remote Outdoor Unit-Air-Source) | 38MURAQ36AB3* |  |  | CNPV*4821AL* | 82*SB48070V17*** | 36200 | 16 | 8.1 | 38500 | 35000 | 90.91% | 2 | 0 | 10 |  |  |  | No | R-410A | 3.0167 | Residential & Commercial | Ducted CEE Tier 1
213078476 | Central HP <5.4 tons | BRYANT HEATING AND COOLING SYSTEMS | HRCU-A-CB (Split System: Heat Pump with Remote Outdoor Unit-Air-Source) | 38MURAQ36AB3* |  |  | CNPV*4824AL* | 8(0,1)*SB48090M21*** | 35800 | 16.5 | 8.1 | 38500 | 34800 | 90.39% | 2 | 0 | 10 |  |  |  | No | R-410A | 2.9833 | Residential & Commercial | Ducted CEE Tier 1
213078676 | Central HP <5.4 tons | BRYANT HEATING AND COOLING SYSTEMS | HRCU-A-CB (Split System: Heat Pump with Remote Outdoor Unit-Air-Source) | 38MURAQ36AB3* |  |  | CAP**4824AL* | 8(0,1)*SB60110M21*** | 36200 | 16.5 | 8.5 | 38000 | 34800 | 91.58% | 2.06 | 0 | 10 |  |  |  | No | R-410A | 3.0167 | Residential & Commercial | Ducted CEE Tier 1
213078878 | Central HP <5.4 tons | BRYANT HEATING AND COOLING SYSTEMS | HRCU-A-CB (Split System: Heat Pump with Remote Outdoor Unit-Air-Source) | 38MURAQ36AB3* |  |  | CAP**4321AL* | 83*SB60100M21*** | 36400 | 16 | 8.5 | 38000 | 34800 | 91.58% | 2.1 | 0 | 10 |  |  |  | No | R-410A | 3.0333 | Residential & Commercial | Ducted CEE Tier 1
213078914 | Central HP <5.4 tons | BRYANT HEATING AND COOLING SYSTEMS | HRCU-A-CB (Split System: Heat Pump with Remote Outdoor Unit-Air-Source) | 38MURAQ36AB3* |  |  | CNPV*4217AL* | 83*SB60100M21*** | 36000 | 15.5 | 8.1 | 39000 | 35200 | 90.26% | 1.96 | 0 | 10 |  |  |  | No | R-410A | 3 | Residential & Commercial | Ducted CEE Tier 1
214239018 | Central HP <5.4 tons | COMFORTMAKER | HRCU-A-CB (Split System: Heat Pump with Remote Outdoor Unit-Air-Source) | CVH837GKA2* |  |  | END4X42L17**+WALLCON | *97CMN0801714B* | 32000 | 16.5 | 8.1 | 33200 | 24800 | 74.7% | 1.88 | 0 | 11 |  |  |  | No | R-410A | 2.6667 | Residential & Commercial | Ducted CEE Tier 1
204298977 | Central HP <5.4 tons | HEIL | HRCU-A-CB (Split System: Heat Pump with Remote Outdoor Unit-Air-Source) | HVH837GKA** |  |  | EA*4X42L21A*+WALLCON | *97CMN0801714A* | 31600 | 17 | 8.1 | 33400 | 24800 | 74.25% | 1.86 | 11.5 | 11 |  |  |  | No | R-410A | 2.6333 | Residential & Commercial | Ducted CEE Tier 1
204299727 | Central HP <5.4 tons | HEIL | HRCU-A-CB (Split System: Heat Pump with Remote Outdoor Unit-Air-Source) | HVH837GKA** |  |  | EN(A,D,W)4X48L21**+WALLCON | *80CTL0701716A* | 32400 | 17.5 | 8.1 | 33000 | 25000 | 75.76% | 1.94 | 12 | 11.5 |  |  |  | No | R-410A | 2.7 | Residential & Commercial | Ducted CEE Tier 1
204299927 | Central HP <5.4 tons | HEIL | HRCU-A-CB (Split System: Heat Pump with Remote Outdoor Unit-Air-Source) | HVH837GKA** |  |  | EN(A,D)4X48L24**+WALLCON | *97CMN1202422A* | 32400 | 17.5 | 8.1 | 33000 | 24800 | 75.15% | 1.96 | 12 | 11.5 |  |  |  | No | R-410A | 2.7 | Residential & Commercial | Ducted CEE Tier 1
211262384 | Central HP <5.4 tons | DAY & NIGHT | HRCU-A-CB (Split System: Heat Pump with Remote Outdoor Unit-Air-Source) | DLCURAH18ABK |  |  | EN(A,D)4X18L14** | *96VTN0601412A* | 17600 | 15.5 | 8.5 | 18700 | 19300 | 103.2% | 2.32 | 0 | 10.5 |  |  |  | No | R-410A | 1.4667 | Residential & Commercial | Ducted CEE Tier 1
211262885 | Central HP <5.4 tons | DAY & NIGHT | HRCU-A-CB (Split System: Heat Pump with Remote Outdoor Unit-Air-Source) | DLCURAH18ABK |  |  | EN(A,D)4X24L17** | *96VSN0601412A* | 17900 | 15.5 | 8.5 | 18800 | 18700 | 99.47% | 2.26 | 0 | 11 |  |  |  | No | R-410A | 1.4917 | Residential & Commercial | Ducted CEE Tier 1
211263787 | Central HP <5.4 tons | DAY & NIGHT | HRCU-A-CB (Split System: Heat Pump with Remote Outdoor Unit-Air-Source) | DLCURAH18ABK |  |  | EN(A,D)4X30L14** | *80ES(N,L)0451412A* | 18200 | 16 | 8.5 | 18600 | 18400 | 98.92% | 2.22 | 0 | 11 |  |  |  | No | R-410A | 1.5167 | Residential & Commercial | Ducted CEE Tier 1
215676599 | Central HP <5.4 tons | DAY & NIGHT | HRCU-A-CB (Split System: Heat Pump with Remote Outdoor Unit-Air-Source) | C5H0V48*K*AAA* |  |  | EVD5X60M24A*+WALLCON | *80CSU1002120A* | 48000 | 18.5 | 9 | 50000 | 36600 | 73.2% | 2 | 0 | 10 |  |  |  | No | R-454B | 4 | Residential & Commercial | Ducted CEE Tier 1
215668845 | Central HP <5.4 tons | AIRQUEST | HRCU-A-CB (Split System: Heat Pump with Remote Outdoor Unit-Air-Source) | H5H0V36*K*AAA* |  |  | EA*5X42M21A*+WALLCON | *80CTL0902120B* | 33200 | 18 | 9 | 35800 | 25600 | 71.51% | 1.86 | 0 | 10 |  |  |  | No | R-454B | 2.7667 | Residential & Commercial | Ducted CEE Tier 1
214397193 | Central HP <5.4 tons | JOHNSON CONTROLS | HRCU-A-CB (Split System: Heat Pump with Remote Outdoor Unit-Air-Source) | HH860E2S11 |  |  | CTF60C5CHS1 | TM9E100C20MP12 | 54000 | 19 | 8.5 | 55000 | 39500 | 71.82% | 2 | 0 | 11 |  |  |  | No | R-454B | 4.5 | Residential & Commercial | Ducted CEE Tier 1
214396341 | Central HP <5.4 tons | JOHNSON CONTROLS | HRCU-A-CB (Split System: Heat Pump with Remote Outdoor Unit-Air-Source) | HH860E2S11 |  |  | CTM60C5CHS1 | TM9V100C20MP12 | 53000 | 19 | 8.5 | 53500 | 38500 | 71.96% | 2 | 0 | 11 |  |  |  | No | R-454B | 4.4167 | Residential & Commercial | Ducted CEE Tier 1
216374525 | Central HP <5.4 tons | YORK | HRCU-A-CB (Split System: Heat Pump with Remote Outdoor Unit-Air-Source) | HH860E2S11 |  |  | CTU60C5XGS1+TXV | Y92E080C16SMPS1 | 44000 | 18 | 9 | 45000 | 32800 | 72.89% | 2 | 0 | 11 |  |  |  | No | R-454B | 3.6667 | Residential & Commercial | Ducted CEE Tier 1
214809269 | Central HP <5.4 tons | JOHNSON CONTROLS | HRCU-A-CB (Split System: Heat Pump with Remote Outdoor Unit-Air-Source) | HH860E2S11 |  |  | CTU60C5XGS1+TXV | Z9ES080C20SMPS1 | 44500 | 18 | 9 | 45500 | 33400 | 73.41% | 2 | 0 | 11.7 |  |  |  | No | R-454B | 3.7083 | Residential & Commercial | Ducted CEE Tier 1
213785755 | Central HP <5.4 tons | BRYANT HEATING AND COOLING SYSTEMS | HRCU-A-CB (Split System: Heat Pump with Remote Outdoor Unit-Air-Source) | 284ANV036*0**B* |  |  | CSPH*6012AL*+UI | 986TD42060C17*** | 33600 | 18.5 | 8.5 | 36200 | 25600 | 70.72% | 2 | 0 | 11.7 |  |  |  | No | R-410A | 2.8 | Residential & Commercial | Ducted CEE Tier 1
215674227 | Central HP <5.4 tons | AIRQUEST | HRCU-A-CB (Split System: Heat Pump with Remote Outdoor Unit-Air-Source) | H5H0V48*K*AAA* |  |  | EA*5X60M24A*+WALLCON | *95CSU1002122B* | 45000 | 18 | 9 | 47500 | 33400 | 70.32% | 2.08 | 0 | 10 |  |  |  | No | R-454B | 3.75 | Residential & Commercial | Ducted CEE Tier 1
215674277 | Central HP <5.4 tons | AIRQUEST | HRCU-A-CB (Split System: Heat Pump with Remote Outdoor Unit-Air-Source) | H5H0V48*K*AAA* |  |  | EA*5X60M24A*+WALLCON | *96CTN1002122B* | 45000 | 18 | 9 | 47500 | 33600 | 70.74% | 2.06 | 0 | 10 |  |  |  | No | R-454B | 3.75 | Residential & Commercial | Ducted CEE Tier 1
213785681 | Central HP <5.4 tons | BRYANT HEATING AND COOLING SYSTEMS | HRCU-A-CB (Split System: Heat Pump with Remote Outdoor Unit-Air-Source) | 284ANV036*0**B* |  |  | CSPH*4212AL*+UI | 935CB48060C17*** | 33200 | 18 | 8.5 | 36800 | 26200 | 71.2% | 2.02 | 0 | 11.5 |  |  |  | No | R-410A | 2.7667 | Residential & Commercial | Ducted CEE Tier 1
213785701 | Central HP <5.4 tons | BRYANT HEATING AND COOLING SYSTEMS | HRCU-A-CB (Split System: Heat Pump with Remote Outdoor Unit-Air-Source) | 284ANV036*0**B* |  |  | CSPH*4812AL*+UI | 88*TB36070C14*** | 33400 | 18.5 | 8.5 | 36800 | 26000 | 70.65% | 2.02 | 0 | 11.7 |  |  |  | No | R-410A | 2.7833 | Residential & Commercial | Ducted CEE Tier 1
215674257 | Central HP <5.4 tons | AIRQUEST | HRCU-A-CB (Split System: Heat Pump with Remote Outdoor Unit-Air-Source) | H5H0V48*K*AAA* |  |  | EA*5X60M24A*+WALLCON | *97CMN1002122B* | 45000 | 18 | 9 | 47500 | 33600 | 70.74% | 2.06 | 0 | 10 |  |  |  | No | R-454B | 3.75 | Residential & Commercial | Ducted CEE Tier 1
215940309 | Central HP <5.4 tons | COMFORTMAKER | HRCU-A-CB (Split System: Heat Pump with Remote Outdoor Unit-Air-Source) | C5H3V36*K*AAA* |  |  | EVM5X44M21A*+WALLCON | *97CTN0802120A* | 35600 | 21.5 | 8.5 | 38000 | 28600 | 75.26% | 2.04 | 0 | 12 |  |  |  | No | R-454B | 2.9667 | Residential & Commercial | Ducted CEE Tier 1
204456417 | Central HP <5.4 tons | TEMPSTAR | HRCU-A-CB (Split System: Heat Pump with Remote Outdoor Unit-Air-Source) | TVH825GKA2* |  |  | EA*4X24L17A*+WALLCON | *97CMN0801714A* | 23200 | 16 | 8.1 | 22000 | 16900 | 76.82% | 1.88 | 11 | 10.5 |  |  |  | No | R-410A | 1.9333 | Residential & Commercial | Ducted CEE Tier 1
204456534 | Central HP <5.4 tons | TEMPSTAR | HRCU-A-CB (Split System: Heat Pump with Remote Outdoor Unit-Air-Source) | TVH825GKA2* |  |  | EA*4X30L17A*+WALLCON | *80CTL0701716A* | 23400 | 16.5 | 8.1 | 21600 | 16700 | 77.31% | 1.92 | 11 | 11 |  |  |  | No | R-410A | 1.95 | Residential & Commercial | Ducted CEE Tier 1
204456615 | Central HP <5.4 tons | TEMPSTAR | HRCU-A-CB (Split System: Heat Pump with Remote Outdoor Unit-Air-Source) | TVH825GKA2* |  |  | EA*4X36L17A*+WALLCON | *96CTN0601714A* | 23400 | 16 | 8.1 | 21600 | 16800 | 77.78% | 1.92 | 11 | 10.5 |  |  |  | No | R-410A | 1.95 | Residential & Commercial | Ducted CEE Tier 1
204459240 | Central HP <5.4 tons | TEMPSTAR | HRCU-A-CB (Split System: Heat Pump with Remote Outdoor Unit-Air-Source) | TVH825GKA2* |  |  | EHD4X30AAL+WALLCON | *80CTL0701412A* | 23800 | 16 | 8.1 | 21800 | 16700 | 76.61% | 1.98 | 11 | 10.5 |  |  |  | No | R-410A | 1.9833 | Residential & Commercial | Ducted CEE Tier 1
204456426 | Central HP <5.4 tons | TEMPSTAR | HRCU-A-CB (Split System: Heat Pump with Remote Outdoor Unit-Air-Source) | TVH825GKA2* |  |  | EA*4X24L17A*+WALLCON | *80CTL0701412A* | 23400 | 17 | 8.1 | 22000 | 16700 | 75.91% | 1.9 | 11 | 11 |  |  |  | No | R-410A | 1.95 | Residential & Commercial | Ducted CEE Tier 1
213780425 | Central HP <5.4 tons | CARRIER | HRCU-A-CB (Split System: Heat Pump with Remote Outdoor Unit-Air-Source) | 25VNA837A*030* |  |  | CSPH*6012AL*+UI | 59TN6C080C17**14 | 32800 | 16.5 | 8.1 | 32200 | 25000 | 77.64% | 1.98 | 0 | 11 |  |  |  | No | R-410A | 2.7333 | Residential & Commercial | Ducted CEE Tier 1
214066777 | Central HP <5.4 tons | FRIEDRICH | HRCU-A-CB (Split System: Heat Pump with Remote Outdoor Unit-Air-Source) | RD17AZ36AJ3N |  |  | TCFZ3621MTANM | FR98MV0855A21UP | 34200 | 18 | 8.1 | 34200 | 29400 | 85.96% | 1.9 | 0 | 10 |  |  |  | No | R-410A | 2.85 | Residential & Commercial | Ducted CEE Tier 1
214066692 | Central HP <5.4 tons | FRIEDRICH | HRCU-A-CB (Split System: Heat Pump with Remote Outdoor Unit-Air-Source) | RD17AZ36AJ3N |  |  | TCFZ3621MTANM | FR802V0755A21DZ | 34200 | 17 | 8.1 | 34200 | 29400 | 85.96% | 2 | 0 | 11.7 |  |  |  | No | R-410A | 2.85 | Residential & Commercial | Ducted CEE Tier 1
214066855 | Central HP <5.4 tons | FRIEDRICH | HRCU-A-CB (Split System: Heat Pump with Remote Outdoor Unit-Air-Source) | RD17AZ36AJ3N |  |  | TCFZ3621MTANM | FR962V1005A21M4 | 34200 | 17 | 8.1 | 34200 | 29600 | 86.55% | 1.9 | 0 | 10 |  |  |  | No | R-410A | 2.85 | Residential & Commercial | Ducted CEE Tier 1
214066557 | Central HP <5.4 tons | FRIEDRICH | HRCU-A-CB (Split System: Heat Pump with Remote Outdoor Unit-Air-Source) | RD17AZ36AJ3N |  |  | TCFZ3621MTANM | FR921V0403A17M4 | 34200 | 18 | 8.1 | 34200 | 29600 | 86.55% | 1.9 | 0 | 10 |  |  |  | No | R-410A | 2.85 | Residential & Commercial | Ducted CEE Tier 1
214066571 | Central HP <5.4 tons | FRIEDRICH | HRCU-A-CB (Split System: Heat Pump with Remote Outdoor Unit-Air-Source) | RD17AZ36AJ3N |  |  | TCFZ3621MTANM | FR801V1005A21UHU | 34200 | 18 | 8.1 | 34200 | 29400 | 85.96% | 2 | 0 | 11.7 |  |  |  | No | R-410A | 2.85 | Residential & Commercial | Ducted CEE Tier 1
213785679 | Central HP <5.4 tons | BRYANT HEATING AND COOLING SYSTEMS | HRCU-A-CB (Split System: Heat Pump with Remote Outdoor Unit-Air-Source) | 284ANV036*0**B* |  |  | CSPH*4212AL*+UI | 88*TB66135C24*** | 33400 | 18.5 | 8.5 | 36600 | 26000 | 71.04% | 2.04 | 0 | 11.7 |  |  |  | No | R-410A | 2.7833 | Residential & Commercial | Ducted CEE Tier 1
213785695 | Central HP <5.4 tons | BRYANT HEATING AND COOLING SYSTEMS | HRCU-A-CB (Split System: Heat Pump with Remote Outdoor Unit-Air-Source) | 284ANV036*0**B* |  |  | CSPH*4212AL*+UI | 986TD66100C21*** | 33400 | 18.5 | 8.5 | 36600 | 26000 | 71.04% | 2.02 | 0 | 11.7 |  |  |  | No | R-410A | 2.7833 | Residential & Commercial | Ducted CEE Tier 1
211206994 | Central HP <5.4 tons | LUXAIRE | HRCU-A-CB (Split System: Heat Pump with Remote Outdoor Unit-Air-Source) | HL20B4821 |  |  | XAMC48HE3N1+CC | TPLC080C16MP13 | 43500 | 19 | 9 | 44500 | 36200 | 81.35% | 2.14 | 0 | 12 |  |  |  | No | R-410A | 3.625 | Residential & Commercial | Ducted CEE Tier 1
213079094 | Central HP <5.4 tons | BRYANT HEATING AND COOLING SYSTEMS | HRCU-A-CB (Split System: Heat Pump with Remote Outdoor Unit-Air-Source) | 38MURAQ36AB3* |  |  | CAP**3721AL* | 83*SB48060M17*** | 36400 | 16.5 | 8.5 | 38000 | 34800 | 91.58% | 2.08 | 0 | 10 |  |  |  | No | R-410A | 3.0333 | Residential & Commercial | Ducted CEE Tier 1
213079680 | Central HP <5.4 tons | BRYANT HEATING AND COOLING SYSTEMS | HRCU-A-CB (Split System: Heat Pump with Remote Outdoor Unit-Air-Source) | 38MURAQ36AB3* |  |  | CAP**4321AL* | 912SE60080M21*** | 36800 | 16.5 | 8.5 | 38500 | 34800 | 90.39% | 2.08 | 0 | 10 |  |  |  | No | R-410A | 3.0667 | Residential & Commercial | Ducted CEE Tier 1
213079865 | Central HP <5.4 tons | BRYANT HEATING AND COOLING SYSTEMS | HRCU-A-CB (Split System: Heat Pump with Remote Outdoor Unit-Air-Source) | 38MURAQ36AB3* |  |  | CAP**4224AL* | 912SE66100M21*** | 35400 | 16.5 | 8.1 | 38500 | 35000 | 90.91% | 1.9 | 0 | 10 |  |  |  | No | R-410A | 2.95 | Residential & Commercial | Ducted CEE Tier 1
213080016 | Central HP <5.4 tons | BRYANT HEATING AND COOLING SYSTEMS | HRCU-A-CB (Split System: Heat Pump with Remote Outdoor Unit-Air-Source) | 38MURAQ36AB3* |  |  | CAP**3717AL* | 916SA48080M17*** | 35800 | 15.5 | 8.1 | 38500 | 35000 | 90.91% | 2 | 0 | 10 |  |  |  | No | R-410A | 2.9833 | Residential & Commercial | Ducted CEE Tier 1
204300188 | Central HP <5.4 tons | TEMPSTAR | HRCU-A-CB (Split System: Heat Pump with Remote Outdoor Unit-Air-Source) | TVH837GKA** |  |  | EHD4X36AAL+WALLCON | *96CTN1002122A* | 32200 | 16.5 | 8.1 | 33200 | 24800 | 74.7% | 1.94 | 11.5 | 11 |  |  |  | No | R-410A | 2.6833 | Residential & Commercial | Ducted CEE Tier 1
206136203 | Central HP <5.4 tons | TEMPSTAR | HRCU-A-CB (Split System: Heat Pump with Remote Outdoor Unit-Air-Source) | TVH837GKA** |  |  | EA*4X48L24A*+WALLCON | *95CSU1002122A* | 32400 | 17.5 | 8.5 | 32400 | 24800 | 76.54% | 2 | 12 | 11.5 |  |  |  | No | R-410A | 2.7 | Residential & Commercial | Ducted CEE Tier 1
214229315 | Central HP <5.4 tons | COMFORTMAKER | HRCU-A-CB (Split System: Heat Pump with Remote Outdoor Unit-Air-Source) | DLCURAH36ABK |  |  | END4X42L17** | *80MSU0601716A* | 35400 | 16 | 8.1 | 38500 | 35000 | 90.91% | 1.96 | 0 | 10 |  |  |  | No | R-410A | 2.95 | Residential & Commercial | Ducted CEE Tier 1
211227188 | Central HP <5.4 tons | HEIL | HRCU-A-CB (Split System: Heat Pump with Remote Outdoor Unit-Air-Source) | DLCURAH36ABK |  |  | EA*4X37L21A* | *96VTN0802120A* | 37000 | 15.5 | 8.5 | 38500 | 35000 | 90.91% | 2.1 | 0 | 10 |  |  |  | No | R-410A | 3.0833 | Residential & Commercial | Ducted CEE Tier 1
207252297 | Central HP <5.4 tons | AMERICAN STANDARD | HRCU-A-CB (Split System: Heat Pump with Remote Outdoor Unit-Air-Source) | 4A6C7048A4 |  |  | 4TXCD008DS3 | L8V1C100U5VSA | 45500 | 17 | 8.1 | 47500 | 45500 | 95.79% | 3.4 | 12.5 | 12 |  |  |  | No | R-410A | 3.7917 | Residential & Commercial | Ducted CEE Tier 1
213062735 | Central HP <5.4 tons | ACIQ | HRCU-A-CB (Split System: Heat Pump with Remote Outdoor Unit-Air-Source) | HVH825GKA2* |  |  | EA*4X37L21A*+WALLCON | *80CSU1002120A* | 24400 | 16.5 | 8.1 | 21200 | 16700 | 78.77% | 2.02 | 11.5 | 11 |  |  |  | No | R-410A | 2.0333 | Residential & Commercial | Ducted CEE Tier 1
211264660 | Central HP <5.4 tons | DAY & NIGHT | HRCU-A-CB (Split System: Heat Pump with Remote Outdoor Unit-Air-Source) | DLCURAH18ABK |  |  | EN(A,D)4X30L17** | *80ESU0601716A | 18700 | 16.5 | 8.5 | 19200 | 18200 | 94.79% | 2.2 | 0 | 11 |  |  |  | No | R-410A | 1.5583 | Residential & Commercial | Ducted CEE Tier 1
213062475 | Central HP <5.4 tons | ACIQ | HRCU-A-CB (Split System: Heat Pump with Remote Outdoor Unit-Air-Source) | HVH837GKA** |  |  | EA*4X42L24A*+WALLCON | *97CMN0602120A* | 31600 | 17 | 8.1 | 33400 | 24600 | 73.65% | 1.88 | 11.5 | 11 |  |  |  | No | R-410A | 2.6333 | Residential & Commercial | Ducted CEE Tier 1
213062476 | Central HP <5.4 tons | ACIQ | HRCU-A-CB (Split System: Heat Pump with Remote Outdoor Unit-Air-Source) | HVH837GKA** |  |  | EA*4X48L21A*+WALLCON | *80CTL0701716A* | 32200 | 17.5 | 8.1 | 32600 | 25000 | 76.69% | 1.96 | 11 | 11.5 |  |  |  | No | R-410A | 2.6833 | Residential & Commercial | Ducted CEE Tier 1
211262340 | Central HP <5.4 tons | DAY & NIGHT | HRCU-A-CB (Split System: Heat Pump with Remote Outdoor Unit-Air-Source) | DLCURAH18ABK |  |  | EN(A,D)4X18L14** | *95ESN0601412A* | 17600 | 15.5 | 8.5 | 18700 | 19300 | 103.2% | 2.32 | 0 | 10.5 |  |  |  | No | R-410A | 1.4667 | Residential & Commercial | Ducted CEE Tier 1
214397463 | Central HP <5.4 tons | JOHNSON CONTROLS | HRCU-A-CB (Split System: Heat Pump with Remote Outdoor Unit-Air-Source) | HH860E2S11 |  |  | CTF60C5CGS1 | TM8Y100C20MP11 | 44500 | 18 | 9 | 45000 | 33800 | 75.11% | 2 | 0 | 11.7 |  |  |  | No | R-454B | 3.7083 | Residential & Commercial | Ducted CEE Tier 1
213492170 | Central HP <5.4 tons | STEALTH | HRCU-A-C (Split System: Heat Pump with Remote Outdoor Unit with No Indoor Fan --Air Source) | ACIQ-30-HPB |  |  | ACIQ-36-ACL |  | 30000 | 15.5 | 9.7 | 33000 | 27000 | 81.82% | 1.85 | 10.7 | 10.5 |  |  |  | No | R-410A | 2.5 | Residential & Commercial | Ducted CEE Tier 1
213492171 | Central HP <5.4 tons | STEALTH | HRCU-A-C (Split System: Heat Pump with Remote Outdoor Unit with No Indoor Fan --Air Source) | ACIQ-30-HPB |  |  | ACIQ-36-ACL-17 |  | 29000 | 15.2 | 8.5 | 31000 | 22600 | 72.9% | 1.8 | 0 | 10 |  |  |  | No | R-410A | 2.4167 | Residential & Commercial | Ducted CEE Tier 1
214397198 | Central HP <5.4 tons | JOHNSON CONTROLS | HRCU-A-CB (Split System: Heat Pump with Remote Outdoor Unit-Air-Source) | HH860E2S11 |  |  | CTF60D5CHS1 | TM9E120D20MP12 | 53500 | 19 | 8.5 | 54500 | 39500 | 72.48% | 2 | 0 | 11 |  |  |  | No | R-454B | 4.4583 | Residential & Commercial | Ducted CEE Tier 1
213779406 | Central HP <5.4 tons | BRYANT HEATING AND COOLING SYSTEMS | HRCU-A-CB (Split System: Heat Pump with Remote Outdoor Unit-Air-Source) | 288BNV037*0**A* |  |  | CAP**4821AL*+UI | 88*TB60110C21*** | 32400 | 17 | 8.1 | 32400 | 24800 | 76.54% | 1.98 | 0 | 11 |  |  |  | No | R-410A | 2.7 | Residential & Commercial | Ducted CEE Tier 1
213779776 | Central HP <5.4 tons | BRYANT HEATING AND COOLING SYSTEMS | HRCU-A-CB (Split System: Heat Pump with Remote Outdoor Unit-Air-Source) | 288BNV037*0**A* |  |  | CAP**6124AL*+UI | 987MC66100C21*** | 33200 | 17.5 | 8.5 | 32000 | 24800 | 77.5% | 2 | 0 | 11.7 |  |  |  | No | R-410A | 2.7667 | Residential & Commercial | Ducted CEE Tier 1
213780126 | Central HP <5.4 tons | BRYANT HEATING AND COOLING SYSTEMS | HRCU-A-CB (Split System: Heat Pump with Remote Outdoor Unit-Air-Source) | 288BNV037*0**A* |  |  | CSPH*4212AL*+UI | 986TD66120C24*** | 32600 | 16.5 | 8.1 | 33000 | 24600 | 74.55% | 1.94 | 0 | 11 |  |  |  | No | R-410A | 2.7167 | Residential & Commercial | Ducted CEE Tier 1
211263812 | Central HP <5.4 tons | DAY & NIGHT | HRCU-A-CB (Split System: Heat Pump with Remote Outdoor Unit-Air-Source) | DLCURAH18ABK |  |  | EN(A,D)4X30L14** | *92ESN0601412A* | 18200 | 16 | 8.5 | 18700 | 18300 | 97.86% | 2.22 | 0 | 11 |  |  |  | No | R-410A | 1.5167 | Residential & Commercial | Ducted CEE Tier 1
211263280 | Central HP <5.4 tons | DAY & NIGHT | HRCU-A-CB (Split System: Heat Pump with Remote Outdoor Unit-Air-Source) | DLCURAH18ABK |  |  | EN(A,D)4X24L17** | *96VTN0601714A* | 17600 | 15.5 | 8.5 | 18600 | 18900 | 101.6% | 2.26 | 0 | 10.5 |  |  |  | No | R-410A | 1.4667 | Residential & Commercial | Ducted CEE Tier 1
211263764 | Central HP <5.4 tons | DAY & NIGHT | HRCU-A-CB (Split System: Heat Pump with Remote Outdoor Unit-Air-Source) | DLCURAH18ABK |  |  | EN(A,D)4X30L14** | *95ESN0261410A* | 18100 | 15.5 | 8.5 | 18800 | 18400 | 97.87% | 2.2 | 0 | 11 |  |  |  | No | R-410A | 1.5083 | Residential & Commercial | Ducted CEE Tier 1
211264716 | Central HP <5.4 tons | DAY & NIGHT | HRCU-A-CB (Split System: Heat Pump with Remote Outdoor Unit-Air-Source) | DLCURAH18ABK |  |  | EN(A,D)4X30L17** | OMV112K14A | 18200 | 15.5 | 8.5 | 18900 | 18400 | 97.35% | 2.2 | 0 | 11 |  |  |  | No | R-410A | 1.5167 | Residential & Commercial | Ducted CEE Tier 1
211264865 | Central HP <5.4 tons | DAY & NIGHT | HRCU-A-CB (Split System: Heat Pump with Remote Outdoor Unit-Air-Source) | DLCURAH18ABK |  |  | FXM4X18**AL |  | 17800 | 16.5 | 8.5 | 18300 | 18500 | 101.1% | 2.22 | 0 | 10.5 |  |  |  | No | R-410A | 1.4833 | Residential & Commercial | Ducted CEE Tier 1
211392081 | Central HP <5.4 tons | CHAMPION HEATING AND COOLING | HRCU-A-CB (Split System: Heat Pump with Remote Outdoor Unit-Air-Source) | HMH72B341 |  |  | XAFC36DBCN1 | TM8E080C16MP11 | 34000 | 17 | 8.5 | 33600 | 23600 | 70.24% | 2.08 | 0 | 10 |  |  |  | No | R-410A | 2.8333 | Residential & Commercial | Ducted CEE Tier 1
215931739 | Central HP <5.4 tons | COMFORTMAKER | HRCU-A-CB (Split System: Heat Pump with Remote Outdoor Unit-Air-Source) | C5H3V60*K*AAA* |  |  | EA*5X61M24A*+WALLCON | *97CMN0602120B* | 56000 | 18 | 8.5 | 61000 | 47500 | 77.87% | 2 | 0 | 10.5 |  |  |  | No | R-454B | 4.6667 | Residential & Commercial | Ducted CEE Tier 1
204298744 | Central HP <5.4 tons | TEMPSTAR | HRCU-A-CB (Split System: Heat Pump with Remote Outdoor Unit-Air-Source) | TVH837GKA** |  |  | EA*4X36L21A*+WALLCON | *97CMN1002122A* | 31600 | 17 | 8.1 | 33200 | 24200 | 72.89% | 1.86 | 11.5 | 11 |  |  |  | No | R-410A | 2.6333 | Residential & Commercial | Ducted CEE Tier 1
204456462 | Central HP <5.4 tons | TEMPSTAR | HRCU-A-CB (Split System: Heat Pump with Remote Outdoor Unit-Air-Source) | TVH825GKA2* |  |  | EA*4X25L17A*+WALLCON | *96CTN0601714A* | 24200 | 16.5 | 8.1 | 21400 | 16700 | 78.04% | 2 | 11 | 11 |  |  |  | No | R-410A | 2.0167 | Residential & Commercial | Ducted CEE Tier 1
204456678 | Central HP <5.4 tons | TEMPSTAR | HRCU-A-CB (Split System: Heat Pump with Remote Outdoor Unit-Air-Source) | TVH825GKA2* |  |  | EA*4X36L21A*+WALLCON | *80CTL0701716A* | 23600 | 16.5 | 8.1 | 21400 | 16600 | 77.57% | 1.94 | 11 | 11 |  |  |  | No | R-410A | 1.9667 | Residential & Commercial | Ducted CEE Tier 1
213781255 | Central HP <5.4 tons | CARRIER | HRCU-A-CB (Split System: Heat Pump with Remote Outdoor Unit-Air-Source) | 25VNA837A*031* |  |  | CAP**4321AL*+UI | 59TN6C080C17**14 | 32800 | 17 | 8.5 | 32800 | 25200 | 76.83% | 1.96 | 0 | 11 |  |  |  | No | R-410A | 2.7333 | Residential & Commercial | Ducted CEE Tier 1
213781405 | Central HP <5.4 tons | CARRIER | HRCU-A-CB (Split System: Heat Pump with Remote Outdoor Unit-Air-Source) | 25VNA837A*031* |  |  | CAP**4824AL*+UI | 58TN*B110C21**20 | 32400 | 17.5 | 8.5 | 32200 | 24800 | 77.02% | 1.98 | 0 | 11.5 |  |  |  | No | R-410A | 2.7 | Residential & Commercial | Ducted CEE Tier 1
213781505 | Central HP <5.4 tons | CARRIER | HRCU-A-CB (Split System: Heat Pump with Remote Outdoor Unit-Air-Source) | 25VNA837A*031* |  |  | CAP**6024AL*+UI | 59MN7C120C24**22 | 32800 | 17.5 | 8.1 | 31600 | 24600 | 77.85% | 1.98 | 0 | 11.5 |  |  |  | No | R-410A | 2.7333 | Residential & Commercial | Ducted CEE Tier 1
204456444 | Central HP <5.4 tons | TEMPSTAR | HRCU-A-CB (Split System: Heat Pump with Remote Outdoor Unit-Air-Source) | TVH825GKA2* |  |  | EA*4X25L17A*+WALLCON | *80CTL0451712A* | 24200 | 16.5 | 8.1 | 21400 | 16800 | 78.5% | 2 | 11 | 11 |  |  |  | No | R-410A | 2.0167 | Residential & Commercial | Ducted CEE Tier 1
206771033 | Central HP <5.4 tons | DAY & NIGHT | HRCU-A-CB (Split System: Heat Pump with Remote Outdoor Unit-Air-Source) | CVH837GKA2* |  |  | EA*4X36L17A*+WALLCON | *80CTL0901716A* | 31600 | 17.5 | 8.1 | 33200 | 24200 | 72.89% | 1.86 | 11 | 11 |  |  |  | No | R-410A | 2.6333 | Residential & Commercial | Ducted CEE Tier 1
206771492 | Central HP <5.4 tons | DAY & NIGHT | HRCU-A-CB (Split System: Heat Pump with Remote Outdoor Unit-Air-Source) | CVH837GKA2* |  |  | EA*4X42L21A*+WALLCON | *80CTL0901716A* | 31800 | 17.5 | 8.5 | 33000 | 24400 | 73.94% | 1.9 | 12 | 11.7 |  |  |  | No | R-410A | 2.65 | Residential & Commercial | Ducted CEE Tier 1
206772428 | Central HP <5.4 tons | DAY & NIGHT | HRCU-A-CB (Split System: Heat Pump with Remote Outdoor Unit-Air-Source) | CVH837GKA2* |  |  | EN(A,D)4X48L24**+WALLCON | *96CTN1002122A* | 32400 | 17.5 | 8.1 | 33000 | 24800 | 75.15% | 1.96 | 12 | 11.7 |  |  |  | No | R-410A | 2.7 | Residential & Commercial | Ducted CEE Tier 1
213785449 | Central HP <5.4 tons | BRYANT HEATING AND COOLING SYSTEMS | HRCU-A-CB (Split System: Heat Pump with Remote Outdoor Unit-Air-Source) | 284ANV036*0**B* |  |  | CAP**4224AL*+UI | 987MC66100C21*** | 32600 | 19 | 9 | 37800 | 26600 | 70.37% | 1.98 | 0 | 11.7 |  |  |  | No | R-410A | 2.7167 | Residential & Commercial | Ducted CEE Tier 1
206133310 | Central HP <5.4 tons | DAY & NIGHT | HRCU-A-CB (Split System: Heat Pump with Remote Outdoor Unit-Air-Source) | CVH825GKA2* |  |  | EA*4X24L17A*+WALLCON | *80CSU0601716A* | 23200 | 16.5 | 8.1 | 22000 | 16800 | 76.36% | 1.9 | 11 | 10.5 |  |  |  | No | R-410A | 1.9333 | Residential & Commercial | Ducted CEE Tier 1
213771550 | Central HP <5.4 tons | COMFORTMAKER | HRCU-A-CB (Split System: Heat Pump with Remote Outdoor Unit-Air-Source) | CVH825GKA2* |  |  | EA*4X43L21A*+WALLCON | *96CTN1002122B* | 24400 | 16.5 | 8.5 | 21200 | 16600 | 78.3% | 2.04 | 0 | 11 |  |  |  | No | R-410A | 2.0333 | Residential & Commercial | Ducted CEE Tier 1
214242510 | Central HP <5.4 tons | COMFORTMAKER | HRCU-A-CB (Split System: Heat Pump with Remote Outdoor Unit-Air-Source) | CVH825GKA2* |  |  | EN(A,D)4X24L17**+WALLCON | *96CTN0801714B* | 23200 | 16 | 8.1 | 22000 | 16900 | 76.82% | 1.92 | 0 | 10.5 |  |  |  | No | R-410A | 1.9333 | Residential & Commercial | Ducted CEE Tier 1
214242860 | Central HP <5.4 tons | COMFORTMAKER | HRCU-A-CB (Split System: Heat Pump with Remote Outdoor Unit-Air-Source) | CVH825GKA2* |  |  | END4X42L17**+WALLCON | *80CTL0451712B* | 23800 | 16 | 8.1 | 21400 | 16700 | 78.04% | 1.96 | 0 | 11 |  |  |  | No | R-410A | 1.9833 | Residential & Commercial | Ducted CEE Tier 1
214242960 | Central HP <5.4 tons | COMFORTMAKER | HRCU-A-CB (Split System: Heat Pump with Remote Outdoor Unit-Air-Source) | CVH825GKA2* |  |  | EN(A,D,W)4X42L21**+WALLCON | *80CTL0451712B* | 23600 | 16 | 8.1 | 21600 | 16800 | 77.78% | 1.94 | 0 | 10.5 |  |  |  | No | R-410A | 1.9667 | Residential & Commercial | Ducted CEE Tier 1
215942445 | Central HP <5.4 tons | COMFORTMAKER | HRCU-A-CB (Split System: Heat Pump with Remote Outdoor Unit-Air-Source) | C5H3V36*K*AAA* |  |  | EVM5X61M24A*+WALLCON | *97CMN0802120B* | 36000 | 22 | 8.5 | 37400 | 28200 | 75.4% | 2.04 | 0 | 12.5 |  |  |  | No | R-454B | 3 | Residential & Commercial | Ducted CEE Tier 1
204456669 | Central HP <5.4 tons | TEMPSTAR | HRCU-A-CB (Split System: Heat Pump with Remote Outdoor Unit-Air-Source) | TVH825GKA2* |  |  | EA*4X36L21A*+WALLCON | *80CTL0451712A* | 23400 | 16 | 8.1 | 21600 | 16800 | 77.78% | 1.92 | 11 | 10.5 |  |  |  | No | R-410A | 1.95 | Residential & Commercial | Ducted CEE Tier 1
204456869 | Central HP <5.4 tons | TEMPSTAR | HRCU-A-CB (Split System: Heat Pump with Remote Outdoor Unit-Air-Source) | TVH825GKA2* |  |  | EA*4X37L17A*+WALLCON | *97CMN0801714A* | 24200 | 16 | 8.1 | 21400 | 16800 | 78.5% | 1.98 | 11 | 11 |  |  |  | No | R-410A | 2.0167 | Residential & Commercial | Ducted CEE Tier 1
204456796 | Central HP <5.4 tons | TEMPSTAR | HRCU-A-CB (Split System: Heat Pump with Remote Outdoor Unit-Air-Source) | TVH825GKA2* |  |  | EA*4X36L21A*+WALLCON | *80CTL0901716A* | 23600 | 17.5 | 8.1 | 21400 | 16600 | 77.57% | 1.96 | 11 | 11 |  |  |  | No | R-410A | 1.9667 | Residential & Commercial | Ducted CEE Tier 1
215939689 | Central HP <5.4 tons | COMFORTMAKER | HRCU-A-CB (Split System: Heat Pump with Remote Outdoor Unit-Air-Source) | C5H3V36*K*AAA* |  |  | EA*5X42M21A*+WALLCON | *97CTN0801716A* | 32400 | 19.5 | 9.5 | 35200 | 27200 | 77.27% | 2 | 0 | 11 |  |  |  | No | R-454B | 2.7 | Residential & Commercial | Ducted CEE Tier 1
215940059 | Central HP <5.4 tons | COMFORTMAKER | HRCU-A-CB (Split System: Heat Pump with Remote Outdoor Unit-Air-Source) | C5H3V36*K*AAA* |  |  | ESH5X42M12A*+WALLCON | *97CTN0801716A* | 33400 | 18.5 | 9 | 35200 | 27000 | 76.7% | 1.92 | 0 | 11 |  |  |  | No | R-454B | 2.7833 | Residential & Commercial | Ducted CEE Tier 1
215940109 | Central HP <5.4 tons | COMFORTMAKER | HRCU-A-CB (Split System: Heat Pump with Remote Outdoor Unit-Air-Source) | C5H3V36*K*AAA* |  |  | ESH5X48M12A*+WALLCON | *80CSU0401712B* | 33800 | 19.5 | 9 | 34600 | 26400 | 76.3% | 1.92 | 0 | 11.7 |  |  |  | No | R-454B | 2.8167 | Residential & Commercial | Ducted CEE Tier 1
214066589 | Central HP <5.4 tons | FRIEDRICH | HRCU-A-CB (Split System: Heat Pump with Remote Outdoor Unit-Air-Source) | RD17AZ36AJ3N |  |  | TCFZ3621MTANM | FR951V0855A21M4 | 34200 | 18 | 8.1 | 34200 | 29600 | 86.55% | 1.9 | 0 | 10 |  |  |  | No | R-410A | 2.85 | Residential & Commercial | Ducted CEE Tier 1
216374494 | Central HP <5.4 tons | YORK | HRCU-A-CB (Split System: Heat Pump with Remote Outdoor Unit-Air-Source) | HH824E2S11 |  |  | CTU30B5XCS1+TXV | Y92E060B12SMPS1 | 23000 | 18 | 9.5 | 23000 | 18500 | 80.43% | 2 | 0 | 11.7 |  |  |  | No | R-454B | 1.9167 | Residential & Commercial | Ducted CEE Tier 1
214097678 | Central HP <5.4 tons | RHEEM | HRCU-A-CB (Split System: Heat Pump with Remote Outdoor Unit-Air-Source) | RD17AZ48AJ3N |  |  | RCFZ6024SEANM | R802V1005A21UHS | 45500 | 17 | 8.1 | 45500 | 40000 | 87.91% | 2.1 | 0 | 10 |  |  |  | No | R-410A | 3.7917 | Residential & Commercial | Ducted CEE Tier 1
211241210 | Central HP <5.4 tons | BRYANT HEATING AND COOLING SYSTEMS | HRCU-A-CB (Split System: Heat Pump with Remote Outdoor Unit-Air-Source) | 38MURAQ24AB3* |  |  | CAP**2517AL* | OVMAAB036098 | 24200 | 17 | 8.5 | 25200 | 21600 | 85.71% | 1.8 | 0 | 10 |  |  |  | No | R-410A | 2.0167 | Residential & Commercial | Ducted CEE Tier 1
211241308 | Central HP <5.4 tons | BRYANT HEATING AND COOLING SYSTEMS | HRCU-A-CB (Split System: Heat Pump with Remote Outdoor Unit-Air-Source) | 38MURAQ24AB3* |  |  | CAP**3014AL* | 926TB36060V14*** | 23400 | 16.5 | 8.5 | 25800 | 24200 | 93.8% | 2 | 0 | 10 |  |  |  | No | R-410A | 1.95 | Residential & Commercial | Ducted CEE Tier 1
213785483 | Central HP <5.4 tons | BRYANT HEATING AND COOLING SYSTEMS | HRCU-A-CB (Split System: Heat Pump with Remote Outdoor Unit-Air-Source) | 284ANV036*0**B* |  |  | CAP**4821AL*+UI | 88*TB48070C17*** | 33000 | 19 | 9 | 36600 | 25800 | 70.49% | 2.02 | 0 | 11.7 |  |  |  | No | R-410A | 2.75 | Residential & Commercial | Ducted CEE Tier 1
211206932 | Central HP <5.4 tons | LUXAIRE | HRCU-A-CB (Split System: Heat Pump with Remote Outdoor Unit-Air-Source) | HL20B4821 |  |  | XAMC48HE3N1+CC | TP9C100C16MP13 | 43500 | 19 | 9 | 44000 | 36200 | 82.27% | 2.14 | 0 | 12 |  |  |  | No | R-410A | 3.625 | Residential & Commercial | Ducted CEE Tier 1
213785655 | Central HP <5.4 tons | BRYANT HEATING AND COOLING SYSTEMS | HRCU-A-CB (Split System: Heat Pump with Remote Outdoor Unit-Air-Source) | 284ANV036*0**B* |  |  | CSPH*3612AL*+UI | 987MC66100C21*** | 33200 | 18 | 8.5 | 37000 | 26200 | 70.81% | 2.02 | 0 | 11.7 |  |  |  | No | R-410A | 2.7667 | Residential & Commercial | Ducted CEE Tier 1
215940209 | Central HP <5.4 tons | COMFORTMAKER | HRCU-A-CB (Split System: Heat Pump with Remote Outdoor Unit-Air-Source) | C5H3V36*K*AAA* |  |  | ESH5X60M12A*+WALLCON | *97CTN0601716A* | 33800 | 18.5 | 9 | 35000 | 26800 | 76.57% | 1.92 | 0 | 11 |  |  |  | No | R-454B | 2.8167 | Residential & Commercial | Ducted CEE Tier 1
215940359 | Central HP <5.4 tons | COMFORTMAKER | HRCU-A-CB (Split System: Heat Pump with Remote Outdoor Unit-Air-Source) | C5H3V36*K*AAA* |  |  | EVM5X49M21A*+WALLCON | *97CTN0601716A* | 35200 | 21 | 8.5 | 38500 | 29400 | 76.36% | 2.02 | 0 | 11.7 |  |  |  | No | R-454B | 2.9333 | Residential & Commercial | Ducted CEE Tier 1
215940659 | Central HP <5.4 tons | COMFORTMAKER | HRCU-A-CB (Split System: Heat Pump with Remote Outdoor Unit-Air-Source) | C5H3V36*K*AAA* |  |  | EVD5X42M21A*+WALLCON | *97CTN0801716A* | 34200 | 20.5 | 8.5 | 39000 | 28600 | 73.33% | 2.04 | 0 | 11.5 |  |  |  | No | R-454B | 2.85 | Residential & Commercial | Ducted CEE Tier 1
215940809 | Central HP <5.4 tons | COMFORTMAKER | HRCU-A-CB (Split System: Heat Pump with Remote Outdoor Unit-Air-Source) | C5H3V36*K*AAA* |  |  | EVD5X60M21A*+WALLCON | *96CTN0802120B* | 35600 | 21.5 | 8.5 | 38000 | 28600 | 75.26% | 2.02 | 0 | 12 |  |  |  | No | R-454B | 2.9667 | Residential & Commercial | Ducted CEE Tier 1
204456633 | Central HP <5.4 tons | TEMPSTAR | HRCU-A-CB (Split System: Heat Pump with Remote Outdoor Unit-Air-Source) | TVH825GKA2* |  |  | EA*4X36L17A*+WALLCON | *97CMN0601714A* | 23400 | 16 | 8.1 | 21600 | 16800 | 77.78% | 1.92 | 11 | 10.5 |  |  |  | No | R-410A | 1.95 | Residential & Commercial | Ducted CEE Tier 1
215939619 | Central HP <5.4 tons | COMFORTMAKER | HRCU-A-CB (Split System: Heat Pump with Remote Outdoor Unit-Air-Source) | C5H3V36*K*AAA* |  |  | EA*5X36M17A*+WALLCON | *80CSU0601716B* | 32400 | 19.5 | 9.5 | 35000 | 27000 | 77.14% | 2 | 0 | 11 |  |  |  | No | R-454B | 2.7 | Residential & Commercial | Ducted CEE Tier 1
215939669 | Central HP <5.4 tons | COMFORTMAKER | HRCU-A-CB (Split System: Heat Pump with Remote Outdoor Unit-Air-Source) | C5H3V36*K*AAA* |  |  | EA*5X42M21A*+WALLCON | *80CSU0601716B* | 32800 | 20 | 9.5 | 34800 | 26600 | 76.44% | 2 | 0 | 11.5 |  |  |  | No | R-454B | 2.7333 | Residential & Commercial | Ducted CEE Tier 1
213785220 | Central HP <5.4 tons | BRYANT HEATING AND COOLING SYSTEMS | HRCU-A-CB (Split System: Heat Pump with Remote Outdoor Unit-Air-Source) | 284ANV024*0**B* |  |  | CSPH*3612AL*+UI | 88*TB48070C17*** | 23400 | 19 | 9 | 26600 | 19800 | 74.44% | 2.48 | 0 | 12.5 |  |  |  | No | R-410A | 1.95 | Residential & Commercial | Ducted CEE Tier 1
206772546 | Central HP <5.4 tons | DAY & NIGHT | HRCU-A-CB (Split System: Heat Pump with Remote Outdoor Unit-Air-Source) | CVH837GKA2* |  |  | EHD4X36AAL+WALLCON | *80CTL0902120A* | 32200 | 16.5 | 8.1 | 33200 | 24800 | 74.7% | 1.92 | 11.5 | 11 |  |  |  | No | R-410A | 2.6833 | Residential & Commercial | Ducted CEE Tier 1
206772645 | Central HP <5.4 tons | DAY & NIGHT | HRCU-A-CB (Split System: Heat Pump with Remote Outdoor Unit-Air-Source) | CVH837GKA2* |  |  | EHD4X36AAL+WALLCON | *96CTN1002122A* | 32200 | 16.5 | 8.1 | 33200 | 24800 | 74.7% | 1.94 | 11.5 | 11 |  |  |  | No | R-410A | 2.6833 | Residential & Commercial | Ducted CEE Tier 1
213080541 | Central HP <5.4 tons | COMFORTMAKER | HRCU-A-CB (Split System: Heat Pump with Remote Outdoor Unit-Air-Source) | DLCURAH36ABK |  |  | EA*4X37L21A* | *95MSU0401712A* | 36200 | 15.2 | 8.5 | 38000 | 35000 | 92.11% | 2.04 | 0 | 10 |  |  |  | No | R-410A | 3.0167 | Residential & Commercial | Ducted CEE Tier 1
214569555 | Central HP <5.4 tons | BRYANT HEATING AND COOLING SYSTEMS | HRCU-A-CB (Split System: Heat Pump with Remote Outdoor Unit-Air-Source) | 284ANV036*0**B* |  |  | CAP**4321AL*+UI | 987MC60060C21*** | 34200 | 19 | 9.5 | 36600 | 25800 | 70.49% | 2.04 | 0 | 11.5 |  |  |  | No | R-410A | 2.85 | Residential & Commercial | Ducted CEE Tier 1
215674538 | Central HP <5.4 tons | AIRQUEST | HRCU-A-CB (Split System: Heat Pump with Remote Outdoor Unit-Air-Source) | H5H0V48*K*AAA* |  |  | EA*5X61M24A*+WALLCON | *95CSU1002122B* | 46000 | 18 | 9 | 47500 | 33600 | 70.74% | 2.08 | 0 | 10 |  |  |  | No | R-454B | 3.8333 | Residential & Commercial | Ducted CEE Tier 1
215941159 | Central HP <5.4 tons | COMFORTMAKER | HRCU-A-CB (Split System: Heat Pump with Remote Outdoor Unit-Air-Source) | C5H3V48*K*AAA* |  |  | ESH5X48M12A*+WALLCON | *80CSU0601716B* | 44000 | 20 | 9 | 48500 | 36600 | 75.46% | 1.8 | 0 | 11 |  |  |  | No | R-454B | 3.6667 | Residential & Commercial | Ducted CEE Tier 1
215941209 | Central HP <5.4 tons | COMFORTMAKER | HRCU-A-CB (Split System: Heat Pump with Remote Outdoor Unit-Air-Source) | C5H3V48*K*AAA* |  |  | ESH5X60M12A*+WALLCON | *96CTN0802120B* | 45000 | 20 | 9 | 48500 | 36600 | 75.46% | 1.82 | 0 | 11 |  |  |  | No | R-454B | 3.75 | Residential & Commercial | Ducted CEE Tier 1
205751217 | Central HP <5.4 tons | TEMPSTAR | HRCU-A-CB (Split System: Heat Pump with Remote Outdoor Unit-Air-Source) | TVH837GKA** |  |  | EA*4X43L21A*+WALLCON | *96CTN1002122A* | 33000 | 17.5 | 8.5 | 33000 | 25200 | 76.36% | 2 | 12 | 11.7 |  |  |  | No | R-410A | 2.75 | Residential & Commercial | Ducted CEE Tier 1
204298964 | Central HP <5.4 tons | TEMPSTAR | HRCU-A-CB (Split System: Heat Pump with Remote Outdoor Unit-Air-Source) | TVH837GKA** |  |  | EA*4X42L21A*+WALLCON | *96CTN0801714A* | 31600 | 17 | 8.1 | 33400 | 24800 | 74.25% | 1.86 | 11.5 | 11 |  |  |  | No | R-410A | 2.6333 | Residential & Commercial | Ducted CEE Tier 1
204299114 | Central HP <5.4 tons | TEMPSTAR | HRCU-A-CB (Split System: Heat Pump with Remote Outdoor Unit-Air-Source) | TVH837GKA** |  |  | EA*4X42L24A*+WALLCON | *97CMN1002122A* | 31800 | 17.5 | 8.1 | 33000 | 24400 | 73.94% | 1.9 | 12 | 11.5 |  |  |  | No | R-410A | 2.65 | Residential & Commercial | Ducted CEE Tier 1
204299734 | Central HP <5.4 tons | TEMPSTAR | HRCU-A-CB (Split System: Heat Pump with Remote Outdoor Unit-Air-Source) | TVH837GKA** |  |  | EN(A,D,W)4X48L21**+WALLCON | *80CTL0701716A* | 32400 | 17.5 | 8.1 | 33000 | 25000 | 75.76% | 1.94 | 12 | 11.5 |  |  |  | No | R-410A | 2.7 | Residential & Commercial | Ducted CEE Tier 1
204299834 | Central HP <5.4 tons | TEMPSTAR | HRCU-A-CB (Split System: Heat Pump with Remote Outdoor Unit-Air-Source) | TVH837GKA** |  |  | EN(A,D,W)4X48L21**+WALLCON | *96CTN1002122A* | 32400 | 17.5 | 8.1 | 33000 | 24800 | 75.15% | 1.96 | 11.5 | 11.7 |  |  |  | No | R-410A | 2.7 | Residential & Commercial | Ducted CEE Tier 1
215853860 | Central HP <5.4 tons | BLUERIDGE | HRCU-A-CB (Split System: Heat Pump with Remote Outdoor Unit-Air-Source) | BMS1821HHYC |  |  | BMMZAH18I |  | 18000 | 18 | 10 | 19500 | 18000 | 92.31% | 2.2 | 0 | 12 |  |  |  | No | R-454B | 1.5 | Residential & Commercial | Ducted CEE Tier 1
204300398 | Central HP <5.4 tons | TEMPSTAR | HRCU-A-CB (Split System: Heat Pump with Remote Outdoor Unit-Air-Source) | TVH837GKA** |  |  | EHD4X42AAL+WALLCON | *80CTL0901716A* | 32600 | 17 | 8.1 | 33000 | 24800 | 75.15% | 1.96 | 12 | 11 |  |  |  | No | R-410A | 2.7167 | Residential & Commercial | Ducted CEE Tier 1
206136043 | Central HP <5.4 tons | TEMPSTAR | HRCU-A-CB (Split System: Heat Pump with Remote Outdoor Unit-Air-Source) | TVH837GKA** |  |  | EHD4X48AAL+WALLCON | *80CSU1002120A* | 32600 | 16.5 | 8.1 | 33000 | 25000 | 75.76% | 1.96 | 11.5 | 11 |  |  |  | No | R-410A | 2.7167 | Residential & Commercial | Ducted CEE Tier 1
214279945 | Central HP <5.4 tons | HEIL | HRCU-A-CB (Split System: Heat Pump with Remote Outdoor Unit-Air-Source) | DLCURAH24ABK |  |  | EA*4X37L21A* | *96MSN0601716A* | 24600 | 17 | 9 | 25400 | 21200 | 83.46% | 1.78 | 0 | 10 |  |  |  | No | R-410A | 2.05 | Residential & Commercial | Ducted CEE Tier 1
211240248 | Central HP <5.4 tons | COMFORTMAKER | HRCU-A-CB (Split System: Heat Pump with Remote Outdoor Unit-Air-Source) | DLCURAH24ABK |  |  | EA*4X24L14A* | *96VSN0601412A* | 23200 | 16 | 8.5 | 26400 | 25600 | 96.97% | 2.14 | 0 | 10 |  |  |  | No | R-410A | 1.9333 | Residential & Commercial | Ducted CEE Tier 1
211240432 | Central HP <5.4 tons | COMFORTMAKER | HRCU-A-CB (Split System: Heat Pump with Remote Outdoor Unit-Air-Source) | DLCURAH24ABK |  |  | EA*4X24L17A* | *95ESU0401712A* | 23400 | 16.5 | 8.5 | 26400 | 25200 | 95.45% | 2.1 | 0 | 10 |  |  |  | No | R-410A | 1.95 | Residential & Commercial | Ducted CEE Tier 1
204299121 | Central HP <5.4 tons | DAY & NIGHT | HRCU-A-CB (Split System: Heat Pump with Remote Outdoor Unit-Air-Source) | CVH837GKA** |  |  | EA*4X42L24A*+WALLCON | *97CMN1202422A* | 31800 | 17 | 8.1 | 33200 | 24400 | 73.49% | 1.88 | 11.5 | 11 |  |  |  | No | R-410A | 2.65 | Residential & Commercial | Ducted CEE Tier 1
204299341 | Central HP <5.4 tons | DAY & NIGHT | HRCU-A-CB (Split System: Heat Pump with Remote Outdoor Unit-Air-Source) | CVH837GKA** |  |  | EA*4X48L21A*+WALLCON | *97CMN0602120A* | 32200 | 17 | 8.1 | 32800 | 25200 | 76.83% | 1.96 | 11.5 | 11 |  |  |  | No | R-410A | 2.6833 | Residential & Commercial | Ducted CEE Tier 1
213071756 | Central HP <5.4 tons | ACIQ | HRCU-A-CB (Split System: Heat Pump with Remote Outdoor Unit-Air-Source) | DLCURAH24ABK |  |  | EN(A,D)4X36L21** | *80ES(N,L)0701716A* | 24800 | 16 | 8.1 | 26800 | 22200 | 82.84% | 1.82 | 0 | 10.5 |  |  |  | No | R-410A | 2.0667 | Residential & Commercial | Ducted CEE Tier 1
213072015 | Central HP <5.4 tons | ACIQ | HRCU-A-CB (Split System: Heat Pump with Remote Outdoor Unit-Air-Source) | DLCURAH24ABK |  |  | FMA4X24**AL* |  | 23600 | 17 | 9 | 27200 | 25600 | 94.12% | 2.14 | 0 | 10 |  |  |  | No | R-410A | 1.9667 | Residential & Commercial | Ducted CEE Tier 1
214233325 | Central HP <5.4 tons | RHEEM | HRCU-A-CB (Split System: Heat Pump with Remote Outdoor Unit-Air-Source) | RD17AZ36AJ3N |  |  | RH3VZ4821STACN |  | 34200 | 18 | 8.1 | 34200 | 29400 | 85.96% | 2 | 0 | 11.7 |  |  |  | No | R-410A | 2.85 | Residential & Commercial | Ducted CEE Tier 1
213829751 | Central HP <5.4 tons | FRIEDRICH | HRCU-A-CB (Split System: Heat Pump with Remote Outdoor Unit-Air-Source) | FRP18AZ60AJVC |  |  | TCFZ6021SEAAM | FR801V1005A21UHU | 53000 | 19 | 8.1 | 53000 | 50500 | 95.28% | 1.9 | 0 | 10 |  |  |  | No | R-410A | 4.4167 | Residential & Commercial | Ducted CEE Tier 1
213780085 | Central HP <5.4 tons | CARRIER | HRCU-A-CB (Split System: Heat Pump with Remote Outdoor Unit-Air-Source) | 25VNA837A*030* |  |  | CSPH*4212AL*+UI | 59MN7C120C24**22 | 32400 | 16.5 | 8.1 | 32800 | 24800 | 75.61% | 1.94 | 0 | 11 |  |  |  | No | R-410A | 2.7 | Residential & Commercial | Ducted CEE Tier 1
213780385 | Central HP <5.4 tons | CARRIER | HRCU-A-CB (Split System: Heat Pump with Remote Outdoor Unit-Air-Source) | 25VNA837A*030* |  |  | CSPH*6012AL*+UI | 59MN7C080C17**14 | 32800 | 16.5 | 8.1 | 32600 | 25000 | 76.69% | 1.96 | 0 | 11 |  |  |  | No | R-410A | 2.7333 | Residential & Commercial | Ducted CEE Tier 1
211393130 | Central HP <5.4 tons | CHAMPION HEATING AND COOLING | HRCU-A-CB (Split System: Heat Pump with Remote Outdoor Unit-Air-Source) | HMH72B341 |  |  | XAFC30CXXN1+TXV | TL9E080C16UH11 | 33000 | 17 | 8.5 | 33000 | 23200 | 70.3% | 2.04 | 0 | 10 |  |  |  | No | R-410A | 2.75 | Residential & Commercial | Ducted CEE Tier 1
211388709 | Central HP <5.4 tons | CHAMPION HEATING AND COOLING | HRCU-A-CB (Split System: Heat Pump with Remote Outdoor Unit-Air-Source) | HMH72B341 |  |  | XAFC36DXXN1+TXV | TM9E080C16MP12 | 34000 | 18 | 8.1 | 33600 | 23800 | 70.83% | 2.08 | 0 | 10 |  |  |  | No | R-410A | 2.8333 | Residential & Commercial | Ducted CEE Tier 1
211206951 | Central HP <5.4 tons | LUXAIRE | HRCU-A-CB (Split System: Heat Pump with Remote Outdoor Unit-Air-Source) | HL20B4821 |  |  | XAMC48HE3N1+CC | TM8V120C20MP12 | 43500 | 19 | 9 | 44500 | 36200 | 81.35% | 2.14 | 0 | 12 |  |  |  | No | R-410A | 3.625 | Residential & Commercial | Ducted CEE Tier 1
215674497 | Central HP <5.4 tons | AIRQUEST | HRCU-A-CB (Split System: Heat Pump with Remote Outdoor Unit-Air-Source) | H5H0V48*K*AAA* |  |  | EA*5X61M24A*+WALLCON | *80CTL1102120B* | 46000 | 18.5 | 9 | 47500 | 33600 | 70.74% | 2.08 | 0 | 10 |  |  |  | No | R-454B | 3.8333 | Residential & Commercial | Ducted CEE Tier 1
204299841 | Central HP <5.4 tons | DAY & NIGHT | HRCU-A-CB (Split System: Heat Pump with Remote Outdoor Unit-Air-Source) | CVH837GKA** |  |  | EN(A,D,W)4X48L21**+WALLCON | *80CTL0901716A* | 32400 | 18 | 8.1 | 32800 | 24800 | 75.61% | 1.98 | 12.5 | 11.7 |  |  |  | No | R-410A | 2.7 | Residential & Commercial | Ducted CEE Tier 1
204300261 | Central HP <5.4 tons | HEIL | HRCU-A-CB (Split System: Heat Pump with Remote Outdoor Unit-Air-Source) | HVH837GKA** |  |  | EHD4X42AAL+WALLCON | *80CTL0902120A* | 32400 | 16.5 | 8.1 | 33200 | 24800 | 74.7% | 1.96 | 12 | 11 |  |  |  | No | R-410A | 2.7 | Residential & Commercial | Ducted CEE Tier 1
204300411 | Central HP <5.4 tons | HEIL | HRCU-A-CB (Split System: Heat Pump with Remote Outdoor Unit-Air-Source) | HVH837GKA** |  |  | EHD4X42AAL+WALLCON | *97CMN0602120A* | 32400 | 16.5 | 8.1 | 33400 | 25200 | 75.45% | 1.94 | 11.5 | 10.5 |  |  |  | No | R-410A | 2.7 | Residential & Commercial | Ducted CEE Tier 1
206135794 | Central HP <5.4 tons | HEIL | HRCU-A-CB (Split System: Heat Pump with Remote Outdoor Unit-Air-Source) | HVH837GKA** |  |  | EA*4X48L21A*+WALLCON | *80CSU1002120A* | 32200 | 17 | 8.1 | 32600 | 25000 | 76.69% | 1.96 | 11.5 | 11 |  |  |  | No | R-410A | 2.6833 | Residential & Commercial | Ducted CEE Tier 1
206135976 | Central HP <5.4 tons | HEIL | HRCU-A-CB (Split System: Heat Pump with Remote Outdoor Unit-Air-Source) | HVH837GKA** |  |  | EHD4X42AAL+WALLCON | *80CSU0601716A* | 32400 | 16.5 | 8.1 | 33200 | 24800 | 74.7% | 1.94 | 11.5 | 11 |  |  |  | No | R-410A | 2.7 | Residential & Commercial | Ducted CEE Tier 1
210599550 | Central HP <5.4 tons | HEIL | HRCU-A-CB (Split System: Heat Pump with Remote Outdoor Unit-Air-Source) | HVH837GKA** |  |  | EN(A,D,W)4X48L21**+WALLCON | *80CSU0401712A* | 32400 | 17.5 | 8.1 | 33000 | 24800 | 75.15% | 1.94 | 0 | 11.7 |  |  |  | No | R-410A | 2.7 | Residential & Commercial | Ducted CEE Tier 1
211227816 | Central HP <5.4 tons | COMFORTMAKER | HRCU-A-CB (Split System: Heat Pump with Remote Outdoor Unit-Air-Source) | DLCURAH36ABK |  |  | EA*4X42L24A* | *80ES(N,L)1102120A* | 35400 | 16 | 8.1 | 38500 | 35000 | 90.91% | 1.88 | 0 | 10 |  |  |  | No | R-410A | 2.95 | Residential & Commercial | Ducted CEE Tier 1
211227981 | Central HP <5.4 tons | COMFORTMAKER | HRCU-A-CB (Split System: Heat Pump with Remote Outdoor Unit-Air-Source) | DLCURAH36ABK |  |  | EA*4X42L24A* | *92ESN1002122A* | 36800 | 15.2 | 8.5 | 40000 | 35200 | 88% | 1.94 | 0 | 10 |  |  |  | No | R-410A | 3.0667 | Residential & Commercial | Ducted CEE Tier 1
211228765 | Central HP <5.4 tons | COMFORTMAKER | HRCU-A-CB (Split System: Heat Pump with Remote Outdoor Unit-Air-Source) | DLCURAH36ABK |  |  | EA*4X48L21A* | *80ES(N,L)0702116A* | 35600 | 16.5 | 8.5 | 37800 | 34600 | 91.53% | 2.04 | 0 | 10 |  |  |  | No | R-410A | 2.9667 | Residential & Commercial | Ducted CEE Tier 1
211229167 | Central HP <5.4 tons | COMFORTMAKER | HRCU-A-CB (Split System: Heat Pump with Remote Outdoor Unit-Air-Source) | DLCURAH36ABK |  |  | EA*4X48L21A* | *96VTN0802120A* | 35400 | 16 | 8.1 | 37800 | 34600 | 91.53% | 2.02 | 0 | 10 |  |  |  | No | R-410A | 2.95 | Residential & Commercial | Ducted CEE Tier 1
211229554 | Central HP <5.4 tons | COMFORTMAKER | HRCU-A-CB (Split System: Heat Pump with Remote Outdoor Unit-Air-Source) | DLCURAH36ABK |  |  | EA*4X48L24A* | *96VSN1202422A* | 35800 | 16 | 8.5 | 38500 | 34600 | 89.87% | 2.04 | 0 | 10 |  |  |  | No | R-410A | 2.9833 | Residential & Commercial | Ducted CEE Tier 1
211229651 | Central HP <5.4 tons | COMFORTMAKER | HRCU-A-CB (Split System: Heat Pump with Remote Outdoor Unit-Air-Source) | DLCURAH36ABK |  |  | EA*4X48L24A* | OMV154L20A | 36800 | 16 | 8.5 | 38500 | 34800 | 90.39% | 2.1 | 0 | 10 |  |  |  | No | R-410A | 3.0667 | Residential & Commercial | Ducted CEE Tier 1
211229936 | Central HP <5.4 tons | COMFORTMAKER | HRCU-A-CB (Split System: Heat Pump with Remote Outdoor Unit-Air-Source) | DLCURAH36ABK |  |  | EN(A,D,W)4X48L21** | *80ES(N,L)0901714A* | 36600 | 16 | 8.1 | 39500 | 35000 | 88.61% | 2.04 | 0 | 10.5 |  |  |  | No | R-410A | 3.05 | Residential & Commercial | Ducted CEE Tier 1
206133688 | Central HP <5.4 tons | HEIL | HRCU-A-CB (Split System: Heat Pump with Remote Outdoor Unit-Air-Source) | HVH825GKA2* |  |  | EHD4X36AAL+WALLCON | *80CSU0401712A* | 24000 | 16 | 8.1 | 21400 | 16600 | 77.57% | 1.98 | 11 | 10.5 |  |  |  | No | R-410A | 2 | Residential & Commercial | Ducted CEE Tier 1
206133738 | Central HP <5.4 tons | HEIL | HRCU-A-CB (Split System: Heat Pump with Remote Outdoor Unit-Air-Source) | HVH825GKA2* |  |  | EA*4X25L17A*+WALLCON | *95CSU0601716A* | 24200 | 16.5 | 8.1 | 21400 | 16700 | 78.04% | 2 | 11 | 10.5 |  |  |  | No | R-410A | 2.0167 | Residential & Commercial | Ducted CEE Tier 1
206133386 | Central HP <5.4 tons | HEIL | HRCU-A-CB (Split System: Heat Pump with Remote Outdoor Unit-Air-Source) | HVH825GKA2* |  |  | EA*4X36L21A*+WALLCON | *80CSU0601716A* | 23600 | 16.5 | 8.1 | 21400 | 16600 | 77.57% | 1.94 | 11.5 | 10.5 |  |  |  | No | R-410A | 1.9667 | Residential & Commercial | Ducted CEE Tier 1
210597964 | Central HP <5.4 tons | HEIL | HRCU-A-CB (Split System: Heat Pump with Remote Outdoor Unit-Air-Source) | HVH825GKA2* |  |  | EA*4X43L21A*+WALLCON | *95CSU1002122A* | 24400 | 17 | 8.5 | 21200 | 16600 | 78.3% | 2.04 | 0 | 11 |  |  |  | No | R-410A | 2.0333 | Residential & Commercial | Ducted CEE Tier 1
210597980 | Central HP <5.4 tons | HEIL | HRCU-A-CB (Split System: Heat Pump with Remote Outdoor Unit-Air-Source) | HVH825GKA2* |  |  | EA*4X43L21A*+WALLCON | *97CMN0601714A* | 24200 | 16.5 | 8.1 | 21200 | 16800 | 79.25% | 2 | 0 | 11 |  |  |  | No | R-410A | 2.0167 | Residential & Commercial | Ducted CEE Tier 1
210598012 | Central HP <5.4 tons | HEIL | HRCU-A-CB (Split System: Heat Pump with Remote Outdoor Unit-Air-Source) | HVH825GKA2* |  |  | EA*4X48L21A*+WALLCON | *80CTL0701716A* | 24000 | 17 | 8.1 | 21000 | 16600 | 79.05% | 2.02 | 0 | 11 |  |  |  | No | R-410A | 2 | Residential & Commercial | Ducted CEE Tier 1
210598212 | Central HP <5.4 tons | HEIL | HRCU-A-CB (Split System: Heat Pump with Remote Outdoor Unit-Air-Source) | HVH825GKA2* |  |  | EHD4X42AAL+WALLCON | *96CTN1202422A* | 24200 | 16 | 8.1 | 21400 | 16600 | 77.57% | 2 | 0 | 10.5 |  |  |  | No | R-410A | 2.0167 | Residential & Commercial | Ducted CEE Tier 1
210598232 | Central HP <5.4 tons | HEIL | HRCU-A-CB (Split System: Heat Pump with Remote Outdoor Unit-Air-Source) | HVH825GKA2* |  |  | EHD4X42AAL+WALLCON | *97CMN1202422A* | 24200 | 16 | 8.1 | 21400 | 16700 | 78.04% | 2 | 0 | 10.5 |  |  |  | No | R-410A | 2.0167 | Residential & Commercial | Ducted CEE Tier 1
210598312 | Central HP <5.4 tons | HEIL | HRCU-A-CB (Split System: Heat Pump with Remote Outdoor Unit-Air-Source) | HVH825GKA2* |  |  | EHD4X48AAL+WALLCON | *97CMN1202422A* | 24200 | 16 | 8.1 | 21200 | 16600 | 78.3% | 2.02 | 0 | 10.5 |  |  |  | No | R-410A | 2.0167 | Residential & Commercial | Ducted CEE Tier 1
210598364 | Central HP <5.4 tons | HEIL | HRCU-A-CB (Split System: Heat Pump with Remote Outdoor Unit-Air-Source) | HVH825GKA2* |  |  | EN(A,D)4X48L24**+WALLCON | *95CSU0802120A* | 24200 | 17 | 8.1 | 21200 | 16600 | 78.3% | 2.02 | 0 | 11.5 |  |  |  | No | R-410A | 2.0167 | Residential & Commercial | Ducted CEE Tier 1
213062730 | Central HP <5.4 tons | ACIQ | HRCU-A-CB (Split System: Heat Pump with Remote Outdoor Unit-Air-Source) | HVH825GKA2* |  |  | EA*4X36L21A*+WALLCON | *80CSU1002120A* | 23600 | 16.5 | 8.1 | 21400 | 16700 | 78.04% | 1.94 | 11.5 | 10.5 |  |  |  | No | R-410A | 1.9667 | Residential & Commercial | Ducted CEE Tier 1
213772670 | Central HP <5.4 tons | COMFORTMAKER | HRCU-A-CB (Split System: Heat Pump with Remote Outdoor Unit-Air-Source) | CVH825GKA3* |  |  | EA*4X24L17A*+WALLCON | *97CMN0601714B* | 23000 | 16 | 8.1 | 22000 | 16900 | 76.82% | 1.88 | 0 | 10 |  |  |  | No | R-410A | 1.9167 | Residential & Commercial | Ducted CEE Tier 1
213772720 | Central HP <5.4 tons | COMFORTMAKER | HRCU-A-CB (Split System: Heat Pump with Remote Outdoor Unit-Air-Source) | CVH825GKA3* |  |  | EA*4X25L17A*+WALLCON | *80CTL0451712B* | 24200 | 16.5 | 8.1 | 21400 | 16700 | 78.04% | 2 | 0 | 10.5 |  |  |  | No | R-410A | 2.0167 | Residential & Commercial | Ducted CEE Tier 1
213772940 | Central HP <5.4 tons | COMFORTMAKER | HRCU-A-CB (Split System: Heat Pump with Remote Outdoor Unit-Air-Source) | CVH825GKA3* |  |  | EA*4X36L17A*+WALLCON | *80CTL0451712B* | 23400 | 16 | 8.1 | 21600 | 16800 | 77.78% | 1.92 | 0 | 10.5 |  |  |  | No | R-410A | 1.95 | Residential & Commercial | Ducted CEE Tier 1
213773040 | Central HP <5.4 tons | COMFORTMAKER | HRCU-A-CB (Split System: Heat Pump with Remote Outdoor Unit-Air-Source) | CVH825GKA3* |  |  | EA*4X36L21A*+WALLCON | *80CTL0451712B* | 23400 | 16 | 8.1 | 21600 | 16700 | 77.31% | 1.92 | 0 | 10.5 |  |  |  | No | R-410A | 1.95 | Residential & Commercial | Ducted CEE Tier 1
213773340 | Central HP <5.4 tons | COMFORTMAKER | HRCU-A-CB (Split System: Heat Pump with Remote Outdoor Unit-Air-Source) | CVH825GKA3* |  |  | EA*4X37L21A*+WALLCON | *97CMN1002122B* | 24400 | 16.5 | 8.5 | 21200 | 16600 | 78.3% | 2.02 | 0 | 11 |  |  |  | No | R-410A | 2.0333 | Residential & Commercial | Ducted CEE Tier 1
213773840 | Central HP <5.4 tons | COMFORTMAKER | HRCU-A-CB (Split System: Heat Pump with Remote Outdoor Unit-Air-Source) | CVH825GKA3* |  |  | EA*4X48L24A*+WALLCON | *97CMN1002122B* | 24200 | 16.5 | 8.1 | 21000 | 16500 | 78.57% | 2.02 | 0 | 11 |  |  |  | No | R-410A | 2.0167 | Residential & Commercial | Ducted CEE Tier 1
214242040 | Central HP <5.4 tons | COMFORTMAKER | HRCU-A-CB (Split System: Heat Pump with Remote Outdoor Unit-Air-Source) | CVH825GKA3* |  |  | END4X42L17**+WALLCON | *97CMN0601714B* | 23800 | 16 | 8.1 | 21400 | 16700 | 78.04% | 1.96 | 0 | 11 |  |  |  | No | R-410A | 1.9833 | Residential & Commercial | Ducted CEE Tier 1
214242240 | Central HP <5.4 tons | COMFORTMAKER | HRCU-A-CB (Split System: Heat Pump with Remote Outdoor Unit-Air-Source) | CVH825GKA3* |  |  | EN(A,D,W)4X48L21**+WALLCON | *80CTL0902120B* | 24200 | 17 | 8.1 | 21200 | 16600 | 78.3% | 2 | 0 | 11 |  |  |  | No | R-410A | 2.0167 | Residential & Commercial | Ducted CEE Tier 1
214242260 | Central HP <5.4 tons | COMFORTMAKER | HRCU-A-CB (Split System: Heat Pump with Remote Outdoor Unit-Air-Source) | CVH825GKA3* |  |  | EN(A,D,W)4X48L21**+WALLCON | *95CSU0601716B* | 24000 | 16.5 | 8.1 | 21400 | 16600 | 77.57% | 2 | 0 | 11 |  |  |  | No | R-410A | 2 | Residential & Commercial | Ducted CEE Tier 1
214242290 | Central HP <5.4 tons | COMFORTMAKER | HRCU-A-CB (Split System: Heat Pump with Remote Outdoor Unit-Air-Source) | CVH825GKA3* |  |  | EN(A,D,W)4X48L21**+WALLCON | *97CMN1002122B* | 24200 | 17 | 8.1 | 21200 | 16500 | 77.83% | 2 | 0 | 11.5 |  |  |  | No | R-410A | 2.0167 | Residential & Commercial | Ducted CEE Tier 1
214242360 | Central HP <5.4 tons | COMFORTMAKER | HRCU-A-CB (Split System: Heat Pump with Remote Outdoor Unit-Air-Source) | CVH825GKA3* |  |  | EN(A,D)4X48L24**+WALLCON | *97CMN1002122B* | 24200 | 17 | 8.1 | 21200 | 16500 | 77.83% | 2 | 0 | 11.5 |  |  |  | No | R-410A | 2.0167 | Residential & Commercial | Ducted CEE Tier 1
206135718 | Central HP <5.4 tons | DAY & NIGHT | HRCU-A-CB (Split System: Heat Pump with Remote Outdoor Unit-Air-Source) | CVH837GKA** |  |  | EA*4X42L24A*+WALLCON | *80CSU1002120A* | 31800 | 17 | 8.1 | 33200 | 24400 | 73.49% | 1.88 | 11.5 | 11 |  |  |  | No | R-410A | 2.65 | Residential & Commercial | Ducted CEE Tier 1
211245921 | Central HP <5.4 tons | HEIL | HRCU-A-CB (Split System: Heat Pump with Remote Outdoor Unit-Air-Source) | DLCURAH24ABK |  |  | FM(C,U)4X30**AL* |  | 25000 | 15.2 | 8.5 | 27800 | 21800 | 78.42% | 1.8 | 0 | 10 |  |  |  | No | R-410A | 2.0833 | Residential & Commercial | Ducted CEE Tier 1
206136336 | Central HP <5.4 tons | DAY & NIGHT | HRCU-A-CB (Split System: Heat Pump with Remote Outdoor Unit-Air-Source) | CVH837GKA** |  |  | EHD4X42AAL+WALLCON | *95CSU0802120A* | 32600 | 17 | 8.1 | 33000 | 24800 | 75.15% | 1.96 | 11.5 | 11 |  |  |  | No | R-410A | 2.7167 | Residential & Commercial | Ducted CEE Tier 1
206135818 | Central HP <5.4 tons | DAY & NIGHT | HRCU-A-CB (Split System: Heat Pump with Remote Outdoor Unit-Air-Source) | CVH837GKA** |  |  | EA*4X48L24A*+WALLCON | *80CSU1002120A* | 32200 | 17 | 8.1 | 32600 | 25000 | 76.69% | 1.96 | 12 | 11 |  |  |  | No | R-410A | 2.6833 | Residential & Commercial | Ducted CEE Tier 1
211240599 | Central HP <5.4 tons | COMFORTMAKER | HRCU-A-CB (Split System: Heat Pump with Remote Outdoor Unit-Air-Source) | DLCURAH24ABK |  |  | EA*4X24L17A* | *96VTN0601412A* | 23200 | 16.5 | 8.5 | 26400 | 25600 | 96.97% | 2.14 | 0 | 10 |  |  |  | No | R-410A | 1.9333 | Residential & Commercial | Ducted CEE Tier 1
211240666 | Central HP <5.4 tons | COMFORTMAKER | HRCU-A-CB (Split System: Heat Pump with Remote Outdoor Unit-Air-Source) | DLCURAH24ABK |  |  | EA*4X24L17A* | *80ES(N,L)0901714A* | 24200 | 16.5 | 8.5 | 27000 | 23400 | 86.67% | 1.94 | 0 | 10 |  |  |  | No | R-410A | 2.0167 | Residential & Commercial | Ducted CEE Tier 1
211241066 | Central HP <5.4 tons | COMFORTMAKER | HRCU-A-CB (Split System: Heat Pump with Remote Outdoor Unit-Air-Source) | DLCURAH24ABK |  |  | EA*4X25L17A* | *80ES(N,L)0451412A* | 25400 | 16.5 | 8.5 | 26000 | 20800 | 80% | 1.76 | 0 | 10.5 |  |  |  | No | R-410A | 2.1167 | Residential & Commercial | Ducted CEE Tier 1
211241249 | Central HP <5.4 tons | COMFORTMAKER | HRCU-A-CB (Split System: Heat Pump with Remote Outdoor Unit-Air-Source) | DLCURAH24ABK |  |  | EA*4X30L14A* | *96VSN0401410A* | 23600 | 15.5 | 8.5 | 26200 | 23600 | 90.08% | 1.94 | 0 | 10 |  |  |  | No | R-410A | 1.9667 | Residential & Commercial | Ducted CEE Tier 1
211241754 | Central HP <5.4 tons | COMFORTMAKER | HRCU-A-CB (Split System: Heat Pump with Remote Outdoor Unit-Air-Source) | DLCURAH24ABK |  |  | EA*4X30L17A* | *92ESN0401712A* | 23600 | 15.5 | 8.5 | 26200 | 23600 | 90.08% | 1.94 | 0 | 10 |  |  |  | No | R-410A | 1.9667 | Residential & Commercial | Ducted CEE Tier 1
215941259 | Central HP <5.4 tons | COMFORTMAKER | HRCU-A-CB (Split System: Heat Pump with Remote Outdoor Unit-Air-Source) | C5H3V48*K*AAA* |  |  | ESH5X60M12A*+WALLCON | *97CTN1202422A* | 45000 | 20.5 | 9 | 48500 | 36400 | 75.05% | 1.82 | 0 | 11 |  |  |  | No | R-454B | 3.75 | Residential & Commercial | Ducted CEE Tier 1
215941329 | Central HP <5.4 tons | COMFORTMAKER | HRCU-A-CB (Split System: Heat Pump with Remote Outdoor Unit-Air-Source) | C5H3V48*K*AAA* |  |  | EVM5X49M21A*+WALLCON | *96CTN0802120B* | 45500 | 20.5 | 8.1 | 53000 | 38500 | 72.64% | 1.95 | 0 | 11 |  |  |  | No | R-454B | 3.7917 | Residential & Commercial | Ducted CEE Tier 1
215941529 | Central HP <5.4 tons | COMFORTMAKER | HRCU-A-CB (Split System: Heat Pump with Remote Outdoor Unit-Air-Source) | C5H3V48*K*AAA* |  |  | EVD5X48M21A*+WALLCON | *96CTN0802120B* | 44500 | 19.5 | 8.1 | 52000 | 38500 | 74.04% | 1.9 | 0 | 10.5 |  |  |  | No | R-454B | 3.7083 | Residential & Commercial | Ducted CEE Tier 1
215941579 | Central HP <5.4 tons | COMFORTMAKER | HRCU-A-CB (Split System: Heat Pump with Remote Outdoor Unit-Air-Source) | C5H3V48*K*AAA* |  |  | EVD5X48M21A*+WALLCON | *97CTN1002122A* | 44500 | 20 | 8.1 | 52000 | 38500 | 74.04% | 2 | 0 | 11 |  |  |  | No | R-454B | 3.7083 | Residential & Commercial | Ducted CEE Tier 1
213087287 | Central HP <5.4 tons | FRIEDRICH | HRCU-A-CB (Split System: Heat Pump with Remote Outdoor Unit-Air-Source) | FRP18AZ36AJVC |  |  | FRHMVZ6021SEACA |  | 34200 | 20 | 8.5 | 32000 | 40500 | 126.6% | 2.1 | 0 | 12.5 |  |  |  | No | R-410A | 2.85 | Residential & Commercial | Ducted CEE Tier 1
215674157 | Central HP <5.4 tons | AIRQUEST | HRCU-A-CB (Split System: Heat Pump with Remote Outdoor Unit-Air-Source) | H5H0V48*K*AAA* |  |  | EA*5X60M24A*+WALLCON | *80CSU0802120A* | 45000 | 18 | 9 | 47000 | 33400 | 71.06% | 2.08 | 0 | 10 |  |  |  | No | R-454B | 3.75 | Residential & Commercial | Ducted CEE Tier 1
210599584 | Central HP <5.4 tons | HEIL | HRCU-A-CB (Split System: Heat Pump with Remote Outdoor Unit-Air-Source) | HVH837GKA** |  |  | EN(A,D,W)4X60L24**+WALLCON | *80CTL1352422A* | 32800 | 18 | 8.1 | 32200 | 24600 | 76.4% | 1.98 | 0 | 12 |  |  |  | No | R-410A | 2.7333 | Residential & Commercial | Ducted CEE Tier 1
212973863 | Central HP <5.4 tons | BRYANT HEATING AND COOLING SYSTEMS | HRCU-A-CB (Split System: Heat Pump with Remote Outdoor Unit-Air-Source) | 38MURAQ24AB3* |  |  | CAP**3621AL* | 926SB48080V17*** | 23600 | 17 | 8.5 | 26200 | 24000 | 91.6% | 2 | 0 | 10 |  |  |  | No | R-410A | 1.9667 | Residential & Commercial | Ducted CEE Tier 1
212974965 | Central HP <5.4 tons | BRYANT HEATING AND COOLING SYSTEMS | HRCU-A-CB (Split System: Heat Pump with Remote Outdoor Unit-Air-Source) | 38MURAQ24AB3* |  |  | CAP**3017AL* | 926TC30040V14*** | 23400 | 16 | 8.5 | 26400 | 24800 | 93.94% | 2.06 | 0 | 10 |  |  |  | No | R-410A | 1.95 | Residential & Commercial | Ducted CEE Tier 1
212975640 | Central HP <5.4 tons | BRYANT HEATING AND COOLING SYSTEMS | HRCU-A-CB (Split System: Heat Pump with Remote Outdoor Unit-Air-Source) | 38MURAQ24AB3* |  |  | CAP**2417AL* | 926TC36060V14*** | 23200 | 16.5 | 8.5 | 26800 | 26800 | 100% | 2.28 | 0 | 10 |  |  |  | No | R-410A | 1.9333 | Residential & Commercial | Ducted CEE Tier 1
211263189 | Central HP <5.4 tons | DAY & NIGHT | HRCU-A-CB (Split System: Heat Pump with Remote Outdoor Unit-Air-Source) | DLCURAH18ABK |  |  | EN(A,D)4X24L17** | *95ESN0601412A* | 17800 | 16 | 8.5 | 18700 | 18800 | 100.5% | 2.26 | 0 | 11 |  |  |  | No | R-410A | 1.4833 | Residential & Commercial | Ducted CEE Tier 1
211263234 | Central HP <5.4 tons | DAY & NIGHT | HRCU-A-CB (Split System: Heat Pump with Remote Outdoor Unit-Air-Source) | DLCURAH18ABK |  |  | EN(A,D)4X24L17** | *96VTN0601412A* | 17900 | 15.5 | 8.5 | 18800 | 18700 | 99.47% | 2.26 | 0 | 11 |  |  |  | No | R-410A | 1.4917 | Residential & Commercial | Ducted CEE Tier 1
206765650 | Central HP <5.4 tons | DAY & NIGHT | HRCU-A-CB (Split System: Heat Pump with Remote Outdoor Unit-Air-Source) | CVH825GKA3* |  |  | EA*4X36L17A*+WALLCON | *80CTL0451712A* | 23400 | 16 | 8.1 | 21600 | 16800 | 77.78% | 1.92 | 11 | 10.5 |  |  |  | No | R-410A | 1.95 | Residential & Commercial | Ducted CEE Tier 1
206765830 | Central HP <5.4 tons | DAY & NIGHT | HRCU-A-CB (Split System: Heat Pump with Remote Outdoor Unit-Air-Source) | CVH825GKA3* |  |  | EA*4X36L21A*+WALLCON | *80CTL0901716A* | 23600 | 17.5 | 8.1 | 21400 | 16600 | 77.57% | 1.96 | 11 | 11 |  |  |  | No | R-410A | 1.9667 | Residential & Commercial | Ducted CEE Tier 1
206765857 | Central HP <5.4 tons | DAY & NIGHT | HRCU-A-CB (Split System: Heat Pump with Remote Outdoor Unit-Air-Source) | CVH825GKA3* |  |  | EA*4X37L17A*+WALLCON | *80CTL0451712A* | 24000 | 16 | 8.1 | 21600 | 16800 | 77.78% | 1.98 | 11 | 10.5 |  |  |  | No | R-410A | 2 | Residential & Commercial | Ducted CEE Tier 1
206765686 | Central HP <5.4 tons | DAY & NIGHT | HRCU-A-CB (Split System: Heat Pump with Remote Outdoor Unit-Air-Source) | CVH825GKA3* |  |  | EA*4X36L17A*+WALLCON | *97CMN0601714A* | 23400 | 16 | 8.1 | 21600 | 16800 | 77.78% | 1.92 | 11 | 10.5 |  |  |  | No | R-410A | 1.95 | Residential & Commercial | Ducted CEE Tier 1
206765803 | Central HP <5.4 tons | DAY & NIGHT | HRCU-A-CB (Split System: Heat Pump with Remote Outdoor Unit-Air-Source) | CVH825GKA3* |  |  | EA*4X36L21A*+WALLCON | *97CMN1002122A* | 23600 | 16.5 | 8.1 | 21400 | 16600 | 77.57% | 1.94 | 11 | 11 |  |  |  | No | R-410A | 1.9667 | Residential & Commercial | Ducted CEE Tier 1
206766055 | Central HP <5.4 tons | DAY & NIGHT | HRCU-A-CB (Split System: Heat Pump with Remote Outdoor Unit-Air-Source) | CVH825GKA3* |  |  | EA*4X37L21A*+WALLCON | *97CMN0602120A* | 24400 | 16.5 | 8.1 | 21200 | 16700 | 78.77% | 2.02 | 11 | 11 |  |  |  | No | R-410A | 2.0333 | Residential & Commercial | Ducted CEE Tier 1
206767038 | Central HP <5.4 tons | DAY & NIGHT | HRCU-A-CB (Split System: Heat Pump with Remote Outdoor Unit-Air-Source) | CVH825GKA3* |  |  | EHD4X36AAL+WALLCON | *80CTL0701412A* | 24000 | 16.5 | 8.1 | 21400 | 16600 | 77.57% | 2 | 11.5 | 11 |  |  |  | No | R-410A | 2 | Residential & Commercial | Ducted CEE Tier 1
207590819 | Central HP <5.4 tons | AMERICAN STANDARD | HRCU-A-CB (Split System: Heat Pump with Remote Outdoor Unit-Air-Source) | 4A6V8X60A1 |  |  | 4TXCD010DS3 | *UHMD120ACV5 | 53500 | 18 | 8.2 | 51000 | 39000 | 76.47% | 1.8 | 11.75 | 11.7 |  |  |  | No | R-410A | 4.4583 | Residential & Commercial | Ducted CEE Tier 1
206765875 | Central HP <5.4 tons | DAY & NIGHT | HRCU-A-CB (Split System: Heat Pump with Remote Outdoor Unit-Air-Source) | CVH825GKA3* |  |  | EA*4X37L17A*+WALLCON | *96CTN0601714A* | 24000 | 16 | 8.1 | 21400 | 16800 | 78.5% | 1.98 | 11 | 11 |  |  |  | No | R-410A | 2 | Residential & Commercial | Ducted CEE Tier 1
206767227 | Central HP <5.4 tons | DAY & NIGHT | HRCU-A-CB (Split System: Heat Pump with Remote Outdoor Unit-Air-Source) | CVH825GKA3* |  |  | EA*4X37L21A*+WALLCON | *80CSU1002120A* | 24400 | 16.5 | 8.1 | 21200 | 16700 | 78.77% | 2.02 | 11.5 | 10.5 |  |  |  | No | R-410A | 2.0333 | Residential & Commercial | Ducted CEE Tier 1
211230053 | Central HP <5.4 tons | COMFORTMAKER | HRCU-A-CB (Split System: Heat Pump with Remote Outdoor Unit-Air-Source) | DLCURAH36ABK |  |  | EN(A,D,W)4X48L21** | *80ESU1002120A* | 36200 | 16 | 8.1 | 38500 | 34800 | 90.39% | 2.02 | 0 | 10 |  |  |  | No | R-410A | 3.0167 | Residential & Commercial | Ducted CEE Tier 1
211230538 | Central HP <5.4 tons | COMFORTMAKER | HRCU-A-CB (Split System: Heat Pump with Remote Outdoor Unit-Air-Source) | DLCURAH36ABK |  |  | EN(A,D)4X48L24** | *80ESU0802120A | 37400 | 15.5 | 8.5 | 39500 | 35000 | 88.61% | 2.1 | 0 | 10.5 |  |  |  | No | R-410A | 3.1167 | Residential & Commercial | Ducted CEE Tier 1
211230621 | Central HP <5.4 tons | COMFORTMAKER | HRCU-A-CB (Split System: Heat Pump with Remote Outdoor Unit-Air-Source) | DLCURAH36ABK |  |  | EN(A,D)4X48L24** | *92ESN1002122A* | 37600 | 15.5 | 8.5 | 39500 | 35000 | 88.61% | 2.08 | 0 | 10.5 |  |  |  | No | R-410A | 3.1333 | Residential & Commercial | Ducted CEE Tier 1
206771411 | Central HP <5.4 tons | DAY & NIGHT | HRCU-A-CB (Split System: Heat Pump with Remote Outdoor Unit-Air-Source) | CVH837GKA2* |  |  | EA*4X42L21A*+WALLCON | *80CTL0902120A* | 31800 | 17.5 | 8.1 | 33200 | 24400 | 73.49% | 1.9 | 11 | 11.5 |  |  |  | No | R-410A | 2.65 | Residential & Commercial | Ducted CEE Tier 1
206771645 | Central HP <5.4 tons | DAY & NIGHT | HRCU-A-CB (Split System: Heat Pump with Remote Outdoor Unit-Air-Source) | CVH837GKA2* |  |  | EA*4X43L21A*+WALLCON | *80CTL0902120A* | 32800 | 17.5 | 8.5 | 33000 | 25200 | 76.36% | 2 | 12 | 11.7 |  |  |  | No | R-410A | 2.7333 | Residential & Commercial | Ducted CEE Tier 1
206772897 | Central HP <5.4 tons | DAY & NIGHT | HRCU-A-CB (Split System: Heat Pump with Remote Outdoor Unit-Air-Source) | CVH837GKA2* |  |  | EHD4X48AAL+WALLCON | *80CTL1352422A* | 32600 | 17 | 8.1 | 33000 | 24800 | 75.15% | 1.98 | 11 | 11 |  |  |  | No | R-410A | 2.7167 | Residential & Commercial | Ducted CEE Tier 1
206771168 | Central HP <5.4 tons | DAY & NIGHT | HRCU-A-CB (Split System: Heat Pump with Remote Outdoor Unit-Air-Source) | CVH837GKA2* |  |  | EA*4X36L21A*+WALLCON | *97CMN0602120A* | 31400 | 17 | 8.1 | 33600 | 24600 | 73.21% | 1.84 | 11 | 11 |  |  |  | No | R-410A | 2.6167 | Residential & Commercial | Ducted CEE Tier 1
206772924 | Central HP <5.4 tons | DAY & NIGHT | HRCU-A-CB (Split System: Heat Pump with Remote Outdoor Unit-Air-Source) | CVH837GKA2* |  |  | EHD4X48AAL+WALLCON | *96CTN1202422A* | 32600 | 17 | 8.1 | 33000 | 24800 | 75.15% | 1.98 | 11 | 11 |  |  |  | No | R-410A | 2.7167 | Residential & Commercial | Ducted CEE Tier 1
213249673 | Central HP <5.4 tons | Gridless | HRCU-A-CB (Split System: Heat Pump with Remote Outdoor Unit-Air-Source) | O-AYC24SD-1 |  |  | I-AYC24VAH-1 |  | 22000 | 16.5 | 9 | 23000 | 16900 | 73.48% | 2.05 | 10.9 | 10.1 |  |  |  | No | R-410A | 1.8333 | Residential & Commercial | Ducted CEE Tier 1
213069607 | Central HP <5.4 tons | ACIQ | HRCU-A-CB (Split System: Heat Pump with Remote Outdoor Unit-Air-Source) | DLCURAH36ABK |  |  | EN(A,D)4X48L24** | *96VTN0802120A* | 35600 | 16 | 8.1 | 38500 | 34800 | 90.39% | 2 | 0 | 10 |  |  |  | No | R-410A | 2.9667 | Residential & Commercial | Ducted CEE Tier 1
215675556 | Central HP <5.4 tons | AIRQUEST | HRCU-A-CB (Split System: Heat Pump with Remote Outdoor Unit-Air-Source) | H5H0V48*K*AAA* |  |  | EVM5X49M21A*+WALLCON | *80CTL0901716B* | 48000 | 19 | 9 | 50000 | 37000 | 74% | 1.98 | 0 | 10 |  |  |  | No | R-454B | 4 | Residential & Commercial | Ducted CEE Tier 1
215675576 | Central HP <5.4 tons | AIRQUEST | HRCU-A-CB (Split System: Heat Pump with Remote Outdoor Unit-Air-Source) | H5H0V48*K*AAA* |  |  | EVM5X49M21A*+WALLCON | *80CTL1102120B* | 48000 | 19 | 9 | 50000 | 36600 | 73.2% | 2 | 0 | 10.5 |  |  |  | No | R-454B | 4 | Residential & Commercial | Ducted CEE Tier 1
215675806 | Central HP <5.4 tons | AIRQUEST | HRCU-A-CB (Split System: Heat Pump with Remote Outdoor Unit-Air-Source) | H5H0V48*K*AAA* |  |  | EVM5X60M21A*+WALLCON | *97CMN0802120B* | 48000 | 19 | 9 | 50000 | 36800 | 73.6% | 2 | 0 | 10 |  |  |  | No | R-454B | 4 | Residential & Commercial | Ducted CEE Tier 1
215675876 | Central HP <5.4 tons | AIRQUEST | HRCU-A-CB (Split System: Heat Pump with Remote Outdoor Unit-Air-Source) | H5H0V48*K*AAA* |  |  | EVM5X60M24A*+WALLCON | *80CTL0902120B* | 48000 | 19 | 9 | 50000 | 36400 | 72.8% | 2 | 0 | 10.5 |  |  |  | No | R-454B | 4 | Residential & Commercial | Ducted CEE Tier 1
215675506 | Central HP <5.4 tons | AIRQUEST | HRCU-A-CB (Split System: Heat Pump with Remote Outdoor Unit-Air-Source) | H5H0V48*K*AAA* |  |  | EVM5X49M21A*+WALLCON | *80CSU0802120A* | 48000 | 19 | 9 | 50000 | 36600 | 73.2% | 2.12 | 0 | 10 |  |  |  | No | R-454B | 4 | Residential & Commercial | Ducted CEE Tier 1
215675726 | Central HP <5.4 tons | AIRQUEST | HRCU-A-CB (Split System: Heat Pump with Remote Outdoor Unit-Air-Source) | H5H0V48*K*AAA* |  |  | EVM5X60M21A*+WALLCON | *80CTL0901716B* | 48000 | 19 | 9 | 50000 | 37000 | 74% | 1.98 | 0 | 10 |  |  |  | No | R-454B | 4 | Residential & Commercial | Ducted CEE Tier 1
215941229 | Central HP <5.4 tons | COMFORTMAKER | HRCU-A-CB (Split System: Heat Pump with Remote Outdoor Unit-Air-Source) | C5H3V48*K*AAA* |  |  | ESH5X60M12A*+WALLCON | *97CTN0801716A* | 44000 | 19.5 | 9 | 49000 | 37400 | 76.33% | 1.8 | 0 | 10.5 |  |  |  | No | R-454B | 3.6667 | Residential & Commercial | Ducted CEE Tier 1
211389795 | Central HP <5.4 tons | CHAMPION HEATING AND COOLING | HRCU-A-CB (Split System: Heat Pump with Remote Outdoor Unit-Air-Source) | HMH72B341 |  |  | XAUB30CXXN1+TXV | TM8Y080B12MP11 | 32800 | 17.5 | 8.1 | 33000 | 23200 | 70.3% | 2.02 | 0 | 10 |  |  |  | No | R-410A | 2.7333 | Residential & Commercial | Ducted CEE Tier 1
213785364 | Central HP <5.4 tons | CARRIER | HRCU-A-CB (Split System: Heat Pump with Remote Outdoor Unit-Air-Source) | 25VNA436A*031* |  |  | CAP**3621AL*+UI | 59MN7C060C17**14 | 32000 | 18.5 | 8.5 | 38500 | 27200 | 70.65% | 1.92 | 0 | 11 |  |  |  | No | R-410A | 2.6667 | Residential & Commercial | Ducted CEE Tier 1
213785380 | Central HP <5.4 tons | CARRIER | HRCU-A-CB (Split System: Heat Pump with Remote Outdoor Unit-Air-Source) | 25VNA436A*031* |  |  | CAP**3717AL*+UI | 58TN*B070C17**16 | 33400 | 18.5 | 9 | 37000 | 26200 | 70.81% | 2 | 0 | 11.5 |  |  |  | No | R-410A | 2.7833 | Residential & Commercial | Ducted CEE Tier 1
213785432 | Central HP <5.4 tons | CARRIER | HRCU-A-CB (Split System: Heat Pump with Remote Outdoor Unit-Air-Source) | 25VNA436A*031* |  |  | CAP**4221AL*+UI | 59MN7C080C17**14 | 32400 | 18.5 | 9 | 38000 | 26800 | 70.53% | 1.96 | 0 | 11.5 |  |  |  | No | R-410A | 2.7 | Residential & Commercial | Ducted CEE Tier 1
213785498 | Central HP <5.4 tons | CARRIER | HRCU-A-CB (Split System: Heat Pump with Remote Outdoor Unit-Air-Source) | 25VNA436A*031* |  |  | CAP**4821AL*+UI | 59TN6C060C17**14 | 33000 | 19 | 9 | 36800 | 26000 | 70.65% | 2 | 0 | 11.5 |  |  |  | No | R-410A | 2.75 | Residential & Commercial | Ducted CEE Tier 1
206133742 | Central HP <5.4 tons | DAY & NIGHT | HRCU-A-CB (Split System: Heat Pump with Remote Outdoor Unit-Air-Source) | CVH825GKA2* |  |  | EA*4X25L17A*+WALLCON | *95CSU0601716A* | 24200 | 16.5 | 8.1 | 21400 | 16700 | 78.04% | 2 | 11 | 10.5 |  |  |  | No | R-410A | 2.0167 | Residential & Commercial | Ducted CEE Tier 1
213492165 | Central HP <5.4 tons | STEALTH | HRCU-A-C (Split System: Heat Pump with Remote Outdoor Unit with No Indoor Fan --Air Source) | ACIQ-36-HPC |  |  | ACIQ-36-ACL |  | 35000 | 15.2 | 8.5 | 36000 | 30000 | 83.33% | 1.8 | 0 | 10 |  |  |  | No | R-410A | 2.9167 | Residential & Commercial | Ducted CEE Tier 1
206767538 | Central HP <5.4 tons | DAY & NIGHT | HRCU-A-CB (Split System: Heat Pump with Remote Outdoor Unit-Air-Source) | CVH825GKA3* |  |  | EA*4X37L21A*+WALLCON | *95CSU0601716A* | 24400 | 16.5 | 8.1 | 21400 | 16700 | 78.04% | 2.02 | 11.5 | 10.5 |  |  |  | No | R-410A | 2.0333 | Residential & Commercial | Ducted CEE Tier 1
206765677 | Central HP <5.4 tons | DAY & NIGHT | HRCU-A-CB (Split System: Heat Pump with Remote Outdoor Unit-Air-Source) | CVH825GKA3* |  |  | EA*4X36L17A*+WALLCON | *96CTN0801714A* | 23600 | 16.5 | 8.1 | 21600 | 16700 | 77.31% | 1.92 | 11.5 | 10.5 |  |  |  | No | R-410A | 1.9667 | Residential & Commercial | Ducted CEE Tier 1
211263255 | Central HP <5.4 tons | DAY & NIGHT | HRCU-A-CB (Split System: Heat Pump with Remote Outdoor Unit-Air-Source) | DLCURAH18ABK |  |  | EN(A,D)4X24L17** | *95ESN0261410A* | 18000 | 15.5 | 8.5 | 19000 | 18700 | 98.42% | 2.24 | 0 | 10.5 |  |  |  | No | R-410A | 1.5 | Residential & Commercial | Ducted CEE Tier 1
211264788 | Central HP <5.4 tons | DAY & NIGHT | HRCU-A-CB (Split System: Heat Pump with Remote Outdoor Unit-Air-Source) | DLCURAH18ABK |  |  | FEM4P24**AL |  | 17300 | 16 | 8.5 | 18200 | 19400 | 106.6% | 2.34 | 0 | 10.5 |  |  |  | No | R-410A | 1.4417 | Residential & Commercial | Ducted CEE Tier 1
212975651 | Central HP <5.4 tons | BRYANT HEATING AND COOLING SYSTEMS | HRCU-A-CB (Split System: Heat Pump with Remote Outdoor Unit-Air-Source) | 38MURAQ24AB3* |  |  | CAP**2517AL* | 926TC36060V14*** | 24000 | 17 | 8.5 | 25000 | 21800 | 87.2% | 1.82 | 0 | 10 |  |  |  | No | R-410A | 2 | Residential & Commercial | Ducted CEE Tier 1
212976033 | Central HP <5.4 tons | BRYANT HEATING AND COOLING SYSTEMS | HRCU-A-CB (Split System: Heat Pump with Remote Outdoor Unit-Air-Source) | 38MURAQ24AB3* |  |  | CAP**3617AL* | 926TC48080V17*** | 23600 | 17 | 8.5 | 26000 | 24200 | 93.08% | 2.02 | 0 | 10 |  |  |  | No | R-410A | 1.9667 | Residential & Commercial | Ducted CEE Tier 1
204299427 | Central HP <5.4 tons | HEIL | HRCU-A-CB (Split System: Heat Pump with Remote Outdoor Unit-Air-Source) | HVH837GKA** |  |  | EA*4X48L24A*+WALLCON | *96CTN1002122A* | 32400 | 17.5 | 8.5 | 32600 | 24800 | 76.07% | 2 | 12 | 11.7 |  |  |  | No | R-410A | 2.7 | Residential & Commercial | Ducted CEE Tier 1
213785214 | Central HP <5.4 tons | BRYANT HEATING AND COOLING SYSTEMS | HRCU-A-CB (Split System: Heat Pump with Remote Outdoor Unit-Air-Source) | 284ANV024*0**B* |  |  | CSPH*3012AL*+UI | 986TD66120C24*** | 23400 | 19 | 10 | 26800 | 19900 | 74.25% | 2.44 | 0 | 12.5 |  |  |  | No | R-410A | 1.95 | Residential & Commercial | Ducted CEE Tier 1
213785246 | Central HP <5.4 tons | BRYANT HEATING AND COOLING SYSTEMS | HRCU-A-CB (Split System: Heat Pump with Remote Outdoor Unit-Air-Source) | 284ANV024*0**B* |  |  | CSPH*4212AL*+UI | 88*TB36045C17*** | 23800 | 18.5 | 9 | 26600 | 19900 | 74.81% | 2.46 | 0 | 12.5 |  |  |  | No | R-410A | 1.9833 | Residential & Commercial | Ducted CEE Tier 1
213785264 | Central HP <5.4 tons | BRYANT HEATING AND COOLING SYSTEMS | HRCU-A-CB (Split System: Heat Pump with Remote Outdoor Unit-Air-Source) | 284ANV024*0**B* |  |  | CSPH*4212AL*+UI | 987MC66100C21*** | 23600 | 19 | 10 | 26400 | 19700 | 74.62% | 2.52 | 0 | 13 |  |  |  | No | R-410A | 1.9667 | Residential & Commercial | Ducted CEE Tier 1
214875803 | Central HP <5.4 tons | YORK | HRCU-A-CB (Split System: Heat Pump with Remote Outdoor Unit-Air-Source) | HMH72B341 |  |  | XAHC36DBCN1+JMC16C2SN1 |  | 34000 | 18.5 | 8.5 | 34000 | 23800 | 70% | 2 | 0 | 10 |  |  |  | No | R-410A | 2.8333 | Residential & Commercial | Ducted CEE Tier 1
206765659 | Central HP <5.4 tons | DAY & NIGHT | HRCU-A-CB (Split System: Heat Pump with Remote Outdoor Unit-Air-Source) | CVH825GKA3* |  |  | EA*4X36L17A*+WALLCON | *80CTL0701716A* | 23600 | 16.5 | 8.1 | 21400 | 16700 | 78.04% | 1.94 | 11.5 | 11 |  |  |  | No | R-410A | 1.9667 | Residential & Commercial | Ducted CEE Tier 1
206765776 | Central HP <5.4 tons | DAY & NIGHT | HRCU-A-CB (Split System: Heat Pump with Remote Outdoor Unit-Air-Source) | CVH825GKA3* |  |  | EA*4X36L21A*+WALLCON | *97CMN0601714A* | 23400 | 16 | 8.1 | 21600 | 16800 | 77.78% | 1.92 | 11 | 10.5 |  |  |  | No | R-410A | 1.95 | Residential & Commercial | Ducted CEE Tier 1
206765463 | Central HP <5.4 tons | DAY & NIGHT | HRCU-A-CB (Split System: Heat Pump with Remote Outdoor Unit-Air-Source) | CVH825GKA3* |  |  | EA*4X24L17A*+WALLCON | *97CMN0801714A* | 23200 | 16 | 8.1 | 22000 | 16900 | 76.82% | 1.88 | 11 | 10.5 |  |  |  | No | R-410A | 1.9333 | Residential & Commercial | Ducted CEE Tier 1
206765713 | Central HP <5.4 tons | DAY & NIGHT | HRCU-A-CB (Split System: Heat Pump with Remote Outdoor Unit-Air-Source) | CVH825GKA3* |  |  | EA*4X36L17A*+WALLCON | *80CTL0901716A* | 23600 | 17 | 8.1 | 21400 | 16600 | 77.57% | 1.94 | 11.5 | 11 |  |  |  | No | R-410A | 1.9667 | Residential & Commercial | Ducted CEE Tier 1
206765722 | Central HP <5.4 tons | DAY & NIGHT | HRCU-A-CB (Split System: Heat Pump with Remote Outdoor Unit-Air-Source) | CVH825GKA3* |  |  | EA*4X36L21A*+WALLCON | *80CTL0451712A* | 23400 | 16 | 8.1 | 21600 | 16800 | 77.78% | 1.92 | 11 | 10.5 |  |  |  | No | R-410A | 1.95 | Residential & Commercial | Ducted CEE Tier 1
214396261 | Central HP <5.4 tons | JOHNSON CONTROLS | HRCU-A-CB (Split System: Heat Pump with Remote Outdoor Unit-Air-Source) | HH824E2S11 |  |  | CTF30B5ACS1+JMVT12BC2N1 |  | 23000 | 18 | 9.5 | 23000 | 19000 | 82.61% | 2 | 0 | 12 |  |  |  | No | R-454B | 1.9167 | Residential & Commercial | Ducted CEE Tier 1
214396266 | Central HP <5.4 tons | JOHNSON CONTROLS | HRCU-A-CB (Split System: Heat Pump with Remote Outdoor Unit-Air-Source) | HH824E2S11 |  |  | CTM30B5ACS1+JMC12B2SN1 |  | 23000 | 18 | 9.5 | 23000 | 19000 | 82.61% | 2 | 0 | 12 |  |  |  | No | R-454B | 1.9167 | Residential & Commercial | Ducted CEE Tier 1
206765427 | Central HP <5.4 tons | DAY & NIGHT | HRCU-A-CB (Split System: Heat Pump with Remote Outdoor Unit-Air-Source) | CVH825GKA3* |  |  | EA*4X24L17A*+WALLCON | *80CTL0701716A* | 23200 | 16.5 | 8.1 | 22000 | 16800 | 76.36% | 1.9 | 11 | 10.5 |  |  |  | No | R-410A | 1.9333 | Residential & Commercial | Ducted CEE Tier 1
206765911 | Central HP <5.4 tons | DAY & NIGHT | HRCU-A-CB (Split System: Heat Pump with Remote Outdoor Unit-Air-Source) | CVH825GKA3* |  |  | EA*4X37L17A*+WALLCON | *80CTL0701412A* | 24200 | 17 | 8.1 | 21400 | 16600 | 77.57% | 2 | 11 | 11 |  |  |  | No | R-410A | 2.0167 | Residential & Commercial | Ducted CEE Tier 1
204299947 | Central HP <5.4 tons | HEIL | HRCU-A-CB (Split System: Heat Pump with Remote Outdoor Unit-Air-Source) | HVH837GKA** |  |  | EN(A,D)4X48L24**+WALLCON | *96CTN1002122A* | 32400 | 17.5 | 8.1 | 33000 | 24800 | 75.15% | 1.96 | 12 | 11.7 |  |  |  | No | R-410A | 2.7 | Residential & Commercial | Ducted CEE Tier 1
211259970 | Central HP <5.4 tons | COMFORTMAKER | HRCU-A-CB (Split System: Heat Pump with Remote Outdoor Unit-Air-Source) | DLCURAH18ABK |  |  | EA*4X19L17A* | *92ESN0401410A* | 18400 | 15.5 | 8.5 | 18500 | 17600 | 95.14% | 2.12 | 0 | 10.5 |  |  |  | No | R-410A | 1.5333 | Residential & Commercial | Ducted CEE Tier 1
211260536 | Central HP <5.4 tons | COMFORTMAKER | HRCU-A-CB (Split System: Heat Pump with Remote Outdoor Unit-Air-Source) | DLCURAH18ABK |  |  | EA*4X24L17A* | *80ES(N,L)0451412A* | 18000 | 16 | 8.5 | 18900 | 18900 | 100% | 2.28 | 0 | 10.5 |  |  |  | No | R-410A | 1.5 | Residential & Commercial | Ducted CEE Tier 1
211260954 | Central HP <5.4 tons | COMFORTMAKER | HRCU-A-CB (Split System: Heat Pump with Remote Outdoor Unit-Air-Source) | DLCURAH18ABK |  |  | EA*4X25L17A* | *95ESN0261410A* | 18600 | 16 | 8.5 | 18500 | 17400 | 94.05% | 2.12 | 0 | 11 |  |  |  | No | R-410A | 1.55 | Residential & Commercial | Ducted CEE Tier 1
211261023 | Central HP <5.4 tons | COMFORTMAKER | HRCU-A-CB (Split System: Heat Pump with Remote Outdoor Unit-Air-Source) | DLCURAH18ABK |  |  | EA*4X25L17A* | *92ESN0601412A* | 18700 | 16.5 | 8.5 | 18500 | 17400 | 94.05% | 2.12 | 0 | 11 |  |  |  | No | R-410A | 1.5583 | Residential & Commercial | Ducted CEE Tier 1
211261304 | Central HP <5.4 tons | COMFORTMAKER | HRCU-A-CB (Split System: Heat Pump with Remote Outdoor Unit-Air-Source) | DLCURAH18ABK |  |  | EA*4X30L14A* | *80VTL0451412A* | 17800 | 16.5 | 8.5 | 18200 | 18500 | 101.6% | 2.22 | 0 | 10.5 |  |  |  | No | R-410A | 1.4833 | Residential & Commercial | Ducted CEE Tier 1
211262076 | Central HP <5.4 tons | COMFORTMAKER | HRCU-A-CB (Split System: Heat Pump with Remote Outdoor Unit-Air-Source) | DLCURAH18ABK |  |  | EA*4X30L17A* | *92ESN0601412A* | 18300 | 16.5 | 8.5 | 18800 | 18400 | 97.87% | 2.22 | 0 | 10.5 |  |  |  | No | R-410A | 1.525 | Residential & Commercial | Ducted CEE Tier 1
206765929 | Central HP <5.4 tons | DAY & NIGHT | HRCU-A-CB (Split System: Heat Pump with Remote Outdoor Unit-Air-Source) | CVH825GKA3* |  |  | EA*4X37L21A*+WALLCON | *80CTL0451712A* | 24200 | 16.5 | 8.1 | 21200 | 16700 | 78.77% | 2 | 11 | 11 |  |  |  | No | R-410A | 2.0167 | Residential & Commercial | Ducted CEE Tier 1
206767200 | Central HP <5.4 tons | DAY & NIGHT | HRCU-A-CB (Split System: Heat Pump with Remote Outdoor Unit-Air-Source) | CVH825GKA3* |  |  | EA*4X37L21A*+WALLCON | *80CSU0401712A* | 24400 | 17 | 8.5 | 21200 | 16600 | 78.3% | 2.02 | 11.5 | 11 |  |  |  | No | R-410A | 2.0333 | Residential & Commercial | Ducted CEE Tier 1
211081502 | Central HP <5.4 tons | AMERICAN STANDARD | HRCU-A-CB (Split System: Heat Pump with Remote Outdoor Unit-Air-Source) | 4A6V8X60A1 |  |  | 4TXCC009DS3 | S8V2C100M5PDA | 54000 | 18 | 8.2 | 52000 | 40000 | 76.92% | 1.78 | 11.7 | 11.7 |  |  |  | No | R-410A | 4.5 | Residential & Commercial | Ducted CEE Tier 1
213067590 | Central HP <5.4 tons | ACIQ | HRCU-A-CB (Split System: Heat Pump with Remote Outdoor Unit-Air-Source) | HVH825GKA2* |  |  | EHD4X48AAL+WALLCON | *96CTN1202422A* | 24200 | 16.5 | 8.1 | 21200 | 16600 | 78.3% | 2.02 | 0 | 11 |  |  |  | No | R-410A | 2.0167 | Residential & Commercial | Ducted CEE Tier 1
213067622 | Central HP <5.4 tons | ACIQ | HRCU-A-CB (Split System: Heat Pump with Remote Outdoor Unit-Air-Source) | HVH825GKA2* |  |  | EN(A,D,W)4X48L21**+WALLCON | *80CSU0601716A* | 24200 | 17 | 8.1 | 21400 | 16600 | 77.57% | 2.02 | 0 | 11 |  |  |  | No | R-410A | 2.0167 | Residential & Commercial | Ducted CEE Tier 1
206765542 | Central HP <5.4 tons | DAY & NIGHT | HRCU-A-CB (Split System: Heat Pump with Remote Outdoor Unit-Air-Source) | CVH825GKA3* |  |  | EA*4X25L17A*+WALLCON | *97CMN0801714A* | 24200 | 16.5 | 8.1 | 21400 | 16700 | 78.04% | 2 | 11 | 11 |  |  |  | No | R-410A | 2.0167 | Residential & Commercial | Ducted CEE Tier 1
206765578 | Central HP <5.4 tons | DAY & NIGHT | HRCU-A-CB (Split System: Heat Pump with Remote Outdoor Unit-Air-Source) | CVH825GKA3* |  |  | EA*4X30L17A*+WALLCON | *80CTL0451712A* | 23400 | 16 | 8.1 | 21600 | 16800 | 77.78% | 1.9 | 11 | 10.5 |  |  |  | No | R-410A | 1.95 | Residential & Commercial | Ducted CEE Tier 1
206767155 | Central HP <5.4 tons | DAY & NIGHT | HRCU-A-CB (Split System: Heat Pump with Remote Outdoor Unit-Air-Source) | CVH825GKA3* |  |  | EA*4X36L21A*+WALLCON | *80CSU0601716A* | 23600 | 16.5 | 8.1 | 21400 | 16600 | 77.57% | 1.94 | 11.5 | 10.5 |  |  |  | No | R-410A | 1.9667 | Residential & Commercial | Ducted CEE Tier 1
206767556 | Central HP <5.4 tons | DAY & NIGHT | HRCU-A-CB (Split System: Heat Pump with Remote Outdoor Unit-Air-Source) | CVH825GKA3* |  |  | EA*4X37L21A*+WALLCON | *95CSU1002122A* | 24400 | 17 | 8.5 | 21200 | 16600 | 78.3% | 2.04 | 11.5 | 11 |  |  |  | No | R-410A | 2.0333 | Residential & Commercial | Ducted CEE Tier 1
216374497 | Central HP <5.4 tons | YORK | HRCU-A-CB (Split System: Heat Pump with Remote Outdoor Unit-Air-Source) | HH824E2S11 |  |  | CTU30B5XCS1+TXV | Y92E080B12SMPS1 | 23000 | 18 | 9.5 | 23000 | 18100 | 78.7% | 2 | 0 | 12 |  |  |  | No | R-454B | 1.9167 | Residential & Commercial | Ducted CEE Tier 1
211243717 | Central HP <5.4 tons | BRYANT HEATING AND COOLING SYSTEMS | HRCU-A-CB (Split System: Heat Pump with Remote Outdoor Unit-Air-Source) | 38MURAQ24AB3* |  |  | CNPV*2414AL* | 926SA36060V14*** | 23200 | 16 | 8.5 | 26400 | 24600 | 93.18% | 2.04 | 0 | 10 |  |  |  | No | R-410A | 1.9333 | Residential & Commercial | Ducted CEE Tier 1
211244300 | Central HP <5.4 tons | BRYANT HEATING AND COOLING SYSTEMS | HRCU-A-CB (Split System: Heat Pump with Remote Outdoor Unit-Air-Source) | 38MURAQ24AB3* |  |  | CNPV*3014AL* | 82*TA36045V14*** | 24000 | 16.5 | 8.1 | 26200 | 23000 | 87.79% | 1.9 | 0 | 10.5 |  |  |  | No | R-410A | 2 | Residential & Commercial | Ducted CEE Tier 1
211244568 | Central HP <5.4 tons | BRYANT HEATING AND COOLING SYSTEMS | HRCU-A-CB (Split System: Heat Pump with Remote Outdoor Unit-Air-Source) | 38MURAQ24AB3* |  |  | CNPV*3017AL* | 926TB36040V17*** | 23400 | 16 | 8.1 | 25800 | 24000 | 93.02% | 1.98 | 0 | 10 |  |  |  | No | R-410A | 1.95 | Residential & Commercial | Ducted CEE Tier 1
211244651 | Central HP <5.4 tons | BRYANT HEATING AND COOLING SYSTEMS | HRCU-A-CB (Split System: Heat Pump with Remote Outdoor Unit-Air-Source) | 38MURAQ24AB3* |  |  | CNPV*3017AL* | 915SB30026E14*** | 23400 | 16 | 8.1 | 25800 | 24200 | 93.8% | 2 | 0 | 10 |  |  |  | No | R-410A | 1.95 | Residential & Commercial | Ducted CEE Tier 1
211244921 | Central HP <5.4 tons | BRYANT HEATING AND COOLING SYSTEMS | HRCU-A-CB (Split System: Heat Pump with Remote Outdoor Unit-Air-Source) | 38MURAQ24AB3* |  |  | CNPV*3617AL* | 8(0,1)*SA48070E17*** | 24800 | 16 | 8.1 | 26800 | 22200 | 82.84% | 1.82 | 0 | 10.5 |  |  |  | No | R-410A | 2.0667 | Residential & Commercial | Ducted CEE Tier 1
211245004 | Central HP <5.4 tons | BRYANT HEATING AND COOLING SYSTEMS | HRCU-A-CB (Split System: Heat Pump with Remote Outdoor Unit-Air-Source) | 38MURAQ24AB3* |  |  | CNPV*3617AL* | 926TB36040V17*** | 23400 | 16 | 8.1 | 25800 | 24000 | 93.02% | 1.98 | 0 | 10 |  |  |  | No | R-410A | 1.95 | Residential & Commercial | Ducted CEE Tier 1
211244901 | Central HP <5.4 tons | BRYANT HEATING AND COOLING SYSTEMS | HRCU-A-CB (Split System: Heat Pump with Remote Outdoor Unit-Air-Source) | 38MURAQ24AB3* |  |  | CNPV*3617AL* | 926SA48080V17*** | 24200 | 16.5 | 8.1 | 26200 | 23000 | 87.79% | 1.9 | 0 | 10.5 |  |  |  | No | R-410A | 2.0167 | Residential & Commercial | Ducted CEE Tier 1
211262516 | Central HP <5.4 tons | DAY & NIGHT | HRCU-A-CB (Split System: Heat Pump with Remote Outdoor Unit-Air-Source) | DLCURAH18ABK |  |  | EN(A,D)4X24L14** | *80VSL0451412A* | 17700 | 16 | 8.5 | 18600 | 18800 | 101.1% | 2.26 | 0 | 10.5 |  |  |  | No | R-410A | 1.475 | Residential & Commercial | Ducted CEE Tier 1
211262683 | Central HP <5.4 tons | DAY & NIGHT | HRCU-A-CB (Split System: Heat Pump with Remote Outdoor Unit-Air-Source) | DLCURAH18ABK |  |  | EN(A,D)4X24L14** | *95ESN0261410A* | 18000 | 15.5 | 8.5 | 19000 | 18700 | 98.42% | 2.24 | 0 | 10.5 |  |  |  | No | R-410A | 1.5 | Residential & Commercial | Ducted CEE Tier 1
211263037 | Central HP <5.4 tons | DAY & NIGHT | HRCU-A-CB (Split System: Heat Pump with Remote Outdoor Unit-Air-Source) | DLCURAH18ABK |  |  | EN(A,D)4X24L17** | *80ESU0401712A* | 18400 | 16 | 8.5 | 19200 | 18500 | 96.35% | 2.24 | 0 | 11 |  |  |  | No | R-410A | 1.5333 | Residential & Commercial | Ducted CEE Tier 1
213062966 | Central HP <5.4 tons | ACIQ | HRCU-A-CB (Split System: Heat Pump with Remote Outdoor Unit-Air-Source) | HVH825GKA3* |  |  | EA*4X37L17A*+WALLCON | *80CTL0901716A* | 24200 | 17 | 8.1 | 21400 | 16600 | 77.57% | 2.02 | 11 | 11 |  |  |  | No | R-410A | 2.0167 | Residential & Commercial | Ducted CEE Tier 1
216374510 | Central HP <5.4 tons | YORK | HRCU-A-CB (Split System: Heat Pump with Remote Outdoor Unit-Air-Source) | HH836E2S11 |  |  | CTF48C5CFS1 | Y92E100C16SMPS1 | 33400 | 19 | 9.5 | 31400 | 23800 | 75.8% | 2 | 0 | 11 |  |  |  | No | R-454B | 2.7833 | Residential & Commercial | Ducted CEE Tier 1
214396804 | Central HP <5.4 tons | JOHNSON CONTROLS | HRCU-A-CB (Split System: Heat Pump with Remote Outdoor Unit-Air-Source) | HH836E2S11 |  |  | CTM36B5CDS1 | TMLE080B12MP11 | 33400 | 18 | 8.5 | 31600 | 26000 | 82.28% | 2 | 0 | 11 |  |  |  | No | R-454B | 2.7833 | Residential & Commercial | Ducted CEE Tier 1
214396829 | Central HP <5.4 tons | JOHNSON CONTROLS | HRCU-A-CB (Split System: Heat Pump with Remote Outdoor Unit-Air-Source) | HH836E2S11 |  |  | CTM36B5CDS1 | TMLE100B12MP11 | 33200 | 18 | 8.5 | 31200 | 25000 | 80.13% | 2 | 0 | 11 |  |  |  | No | R-454B | 2.7667 | Residential & Commercial | Ducted CEE Tier 1
214396895 | Central HP <5.4 tons | JOHNSON CONTROLS | HRCU-A-CB (Split System: Heat Pump with Remote Outdoor Unit-Air-Source) | HH836E2S11 |  |  | CTM36C5CDS1 | TM8E100C20MP11 | 34600 | 17 | 8.5 | 32600 | 26800 | 82.21% | 2 | 0 | 11 |  |  |  | No | R-454B | 2.8833 | Residential & Commercial | Ducted CEE Tier 1
214397263 | Central HP <5.4 tons | JOHNSON CONTROLS | HRCU-A-CB (Split System: Heat Pump with Remote Outdoor Unit-Air-Source) | HH836E2S11 |  |  | CTF36B5CDS1 | TM8Y080B12MP11 | 33400 | 18 | 8.5 | 31200 | 25600 | 82.05% | 2 | 0 | 11 |  |  |  | No | R-454B | 2.7833 | Residential & Commercial | Ducted CEE Tier 1
214396839 | Central HP <5.4 tons | JOHNSON CONTROLS | HRCU-A-CB (Split System: Heat Pump with Remote Outdoor Unit-Air-Source) | HH836E2S11 |  |  | CTF36B5CDS1 | TMLE080B12MP11 | 33600 | 18 | 8.5 | 31800 | 26000 | 81.76% | 2 | 0 | 11 |  |  |  | No | R-454B | 2.8 | Residential & Commercial | Ducted CEE Tier 1
214396457 | Central HP <5.4 tons | JOHNSON CONTROLS | HRCU-A-CB (Split System: Heat Pump with Remote Outdoor Unit-Air-Source) | HH836E2S11 |  |  | CTF36C5CDS1 | TMLE120C16MP11 | 33200 | 18 | 8.5 | 30600 | 25000 | 81.7% | 2 | 0 | 11.7 |  |  |  | No | R-454B | 2.7667 | Residential & Commercial | Ducted CEE Tier 1
214397273 | Central HP <5.4 tons | JOHNSON CONTROLS | HRCU-A-CB (Split System: Heat Pump with Remote Outdoor Unit-Air-Source) | HH836E2S11 |  |  | CTF36C5CDS1 | TM9V080C16MP12 | 33800 | 18 | 8.5 | 31800 | 26000 | 81.76% | 2 | 0 | 11 |  |  |  | No | R-454B | 2.8167 | Residential & Commercial | Ducted CEE Tier 1
214397310 | Central HP <5.4 tons | JOHNSON CONTROLS | HRCU-A-CB (Split System: Heat Pump with Remote Outdoor Unit-Air-Source) | HH836E2S11 |  |  | CTF36B5CDS1 | TM8V080B12MP12 | 33000 | 17 | 8.5 | 31000 | 25200 | 81.29% | 2 | 0 | 11 |  |  |  | No | R-454B | 2.75 | Residential & Commercial | Ducted CEE Tier 1
214396527 | Central HP <5.4 tons | JOHNSON CONTROLS | HRCU-A-CB (Split System: Heat Pump with Remote Outdoor Unit-Air-Source) | HH836E2S11 |  |  | CTM48C5CFS1 | TM8V080C16MP12 | 33000 | 19 | 9 | 31200 | 25200 | 80.77% | 2 | 0 | 11 |  |  |  | No | R-454B | 2.75 | Residential & Commercial | Ducted CEE Tier 1
214396945 | Central HP <5.4 tons | JOHNSON CONTROLS | HRCU-A-CB (Split System: Heat Pump with Remote Outdoor Unit-Air-Source) | HH836E2S11 |  |  | CTM48C5CFS1+JMVT16CC2N1 |  | 34000 | 19 | 9 | 31400 | 25000 | 79.62% | 2 | 0 | 11.7 |  |  |  | No | R-454B | 2.8333 | Residential & Commercial | Ducted CEE Tier 1
214397386 | Central HP <5.4 tons | JOHNSON CONTROLS | HRCU-A-CB (Split System: Heat Pump with Remote Outdoor Unit-Air-Source) | HH836E2S11 |  |  | CTF48C5CFS1 | TM9E080C16MP12 | 33400 | 19 | 9 | 31400 | 25400 | 80.89% | 2 | 0 | 11 |  |  |  | No | R-454B | 2.7833 | Residential & Commercial | Ducted CEE Tier 1
214396452 | Central HP <5.4 tons | JOHNSON CONTROLS | HRCU-A-CB (Split System: Heat Pump with Remote Outdoor Unit-Air-Source) | HH836E2S11 |  |  | CTF36C5CDS1 | TM8E120C16MP11 | 33200 | 18 | 8.5 | 30600 | 25000 | 81.7% | 2 | 0 | 11.7 |  |  |  | No | R-454B | 2.7667 | Residential & Commercial | Ducted CEE Tier 1
216374515 | Central HP <5.4 tons | YORK | HRCU-A-CB (Split System: Heat Pump with Remote Outdoor Unit-Air-Source) | HH836E2S11 |  |  | CTM48C5CFS1 | Y92E100C16SMPS1 | 32400 | 19 | 9.5 | 30200 | 23400 | 77.48% | 2 | 0 | 11 |  |  |  | No | R-454B | 2.7 | Residential & Commercial | Ducted CEE Tier 1
213433305 | Central HP <5.4 tons | STEALTH | HRCU-A-CB (Split System: Heat Pump with Remote Outdoor Unit-Air-Source) | ACIQ-18-HPB |  |  | ACIQ-18W-WM |  | 18000 | 19.3 | 10.8 | 19000 | 18800 | 98.95% | 2.3 | 0 | 12.1 |  |  |  | No | R-410A | 1.5 | Residential & Commercial | Ducted CEE Tier 1
214397379 | Central HP <5.4 tons | JOHNSON CONTROLS | HRCU-A-CB (Split System: Heat Pump with Remote Outdoor Unit-Air-Source) | HH836E2S11 |  |  | CTF48C5CFS1 | TP9C100C20MP13 | 34200 | 18 | 9 | 32600 | 25800 | 79.14% | 2 | 0 | 11 |  |  |  | No | R-454B | 2.85 | Residential & Commercial | Ducted CEE Tier 1
214875796 | Central HP <5.4 tons | YORK | HRCU-A-CB (Split System: Heat Pump with Remote Outdoor Unit-Air-Source) | HMH72B341 |  |  | XAFC36DBCN1+JMC16C2SN1 |  | 34000 | 18.5 | 8.5 | 34000 | 23800 | 70% | 2 | 0 | 10.5 |  |  |  | No | R-410A | 2.8333 | Residential & Commercial | Ducted CEE Tier 1
214397352 | Central HP <5.4 tons | JOHNSON CONTROLS | HRCU-A-CB (Split System: Heat Pump with Remote Outdoor Unit-Air-Source) | HH836E2S11 |  |  | CTM48C5CFS1 | TM8E120C20MP11 | 34600 | 17 | 8.5 | 32600 | 25600 | 78.53% | 2 | 0 | 11 |  |  |  | No | R-454B | 2.8833 | Residential & Commercial | Ducted CEE Tier 1
216508719 | Central HP <5.4 tons | YORK | HRCU-A-CB (Split System: Heat Pump with Remote Outdoor Unit-Air-Source) | HH836E2S11 |  |  | CTF30A5ADS1 | TPLC060A12MP13 | 32800 | 17 | 8.5 | 30600 | 25200 | 82.35% | 2 | 0 | 11 |  |  |  | No | R-454B | 2.7333 | Residential & Commercial | Ducted CEE Tier 1
213492168 | Central HP <5.4 tons | STEALTH | HRCU-A-C (Split System: Heat Pump with Remote Outdoor Unit with No Indoor Fan --Air Source) | ACIQ-24-HPB |  |  | ACIQ-24-ACL-14 |  | 24000 | 16.1 | 9.8 | 25000 | 20000 | 80% | 2 | 0 | 10.7 |  |  |  | No | R-410A | 2 | Residential & Commercial | Ducted CEE Tier 1
213433309 | Central HP <5.4 tons | STEALTH | HRCU-A-CB (Split System: Heat Pump with Remote Outdoor Unit-Air-Source) | ACIQ-18-HPB |  |  | ACIQ-18W-P |  | 18000 | 17 | 9.5 | 19000 | 18000 | 94.74% | 2 | 0 | 12.4 |  |  |  | No | R-410A | 1.5 | Residential & Commercial | Ducted CEE Tier 1
214397327 | Central HP <5.4 tons | JOHNSON CONTROLS | HRCU-A-CB (Split System: Heat Pump with Remote Outdoor Unit-Air-Source) | HH836E2S11 |  |  | CTF48C5CFS1 | TM9E100C16MP12 | 33400 | 19 | 9 | 31400 | 25400 | 80.89% | 2 | 0 | 11 |  |  |  | No | R-454B | 2.7833 | Residential & Commercial | Ducted CEE Tier 1
214397342 | Central HP <5.4 tons | JOHNSON CONTROLS | HRCU-A-CB (Split System: Heat Pump with Remote Outdoor Unit-Air-Source) | HH836E2S11 |  |  | CTM48C5CFS1 | TMLE080C20MP11 | 34600 | 18 | 8.5 | 32800 | 25800 | 78.66% | 2 | 0 | 11 |  |  |  | No | R-454B | 2.8833 | Residential & Commercial | Ducted CEE Tier 1
214396890 | Central HP <5.4 tons | JOHNSON CONTROLS | HRCU-A-CB (Split System: Heat Pump with Remote Outdoor Unit-Air-Source) | HH836E2S11 |  |  | CTF36C5CDS1 | TL9E080C16UH11 | 33800 | 18 | 8.5 | 32000 | 26000 | 81.25% | 2 | 0 | 11 |  |  |  | No | R-454B | 2.8167 | Residential & Commercial | Ducted CEE Tier 1
216374512 | Central HP <5.4 tons | YORK | HRCU-A-CB (Split System: Heat Pump with Remote Outdoor Unit-Air-Source) | HH836E2S11 |  |  | CTF48C5CFS1 | Y92E080C16SMPS1 | 33800 | 19 | 9.5 | 32400 | 24200 | 74.69% | 2 | 0 | 11 |  |  |  | No | R-454B | 2.8167 | Residential & Commercial | Ducted CEE Tier 1
211391897 | Central HP <5.4 tons | CHAMPION HEATING AND COOLING | HRCU-A-CB (Split System: Heat Pump with Remote Outdoor Unit-Air-Source) | HMH72B341 |  |  | XAUB36DXXN1+TXV | TMLE100B12MP11 | 34000 | 18 | 8.1 | 33800 | 23800 | 70.41% | 2.06 | 0 | 10 |  |  |  | No | R-410A | 2.8333 | Residential & Commercial | Ducted CEE Tier 1
216410833 | Central HP <5.4 tons | YORK | HRCU-A-CB (Split System: Heat Pump with Remote Outdoor Unit-Air-Source) | HMH72B341 |  |  | XAFC36DBCN1 | Y92E100C20SMPS1 | 34000 | 17 | 8.5 | 32400 | 22800 | 70.37% | 2.02 | 0 | 10 |  |  |  | No | R-410A | 2.8333 | Residential & Commercial | Ducted CEE Tier 1
216410834 | Central HP <5.4 tons | YORK | HRCU-A-CB (Split System: Heat Pump with Remote Outdoor Unit-Air-Source) | HMH72B341 |  |  | XAHC36DBCN1 | Y92E080B12SMPS1 | 33200 | 18 | 8.5 | 33000 | 23200 | 70.3% | 2 | 0 | 10 |  |  |  | No | R-410A | 2.7667 | Residential & Commercial | Ducted CEE Tier 1
214396246 | Central HP <5.4 tons | JOHNSON CONTROLS | HRCU-A-CB (Split System: Heat Pump with Remote Outdoor Unit-Air-Source) | HH824E2S11 |  |  | CTF36B5ADS1 | TMLE100B12MP11 | 23000 | 18 | 9.5 | 23000 | 18900 | 82.17% | 2 | 0 | 12 |  |  |  | No | R-454B | 1.9167 | Residential & Commercial | Ducted CEE Tier 1
210598531 | Central HP <5.4 tons | HEIL | HRCU-A-CB (Split System: Heat Pump with Remote Outdoor Unit-Air-Source) | HVH825GKA2* |  |  | END4X42L17**+WALLCON | *80CSU0401712A* | 24000 | 17 | 8.1 | 21400 | 16600 | 77.57% | 1.98 | 0 | 11 |  |  |  | No | R-410A | 2 | Residential & Commercial | Ducted CEE Tier 1
205750663 | Central HP <5.4 tons | HEIL | HRCU-A-CB (Split System: Heat Pump with Remote Outdoor Unit-Air-Source) | HVH825GKA2* |  |  | EA*4X37L21A*+WALLCON | *96CTN0601714A* | 24400 | 16.5 | 8.1 | 21200 | 16700 | 78.77% | 2.02 | 11 | 11 |  |  |  | No | R-410A | 2.0333 | Residential & Commercial | Ducted CEE Tier 1
214397124 | Central HP <5.4 tons | JOHNSON CONTROLS | HRCU-A-CB (Split System: Heat Pump with Remote Outdoor Unit-Air-Source) | HH824E2S11 |  |  | CTF30B5ACS1+JMET08BS2N1 |  | 23000 | 18 | 9.5 | 23000 | 18200 | 79.13% | 2 | 0 | 12 |  |  |  | No | R-454B | 1.9167 | Residential & Commercial | Ducted CEE Tier 1
214396224 | Central HP <5.4 tons | JOHNSON CONTROLS | HRCU-A-CB (Split System: Heat Pump with Remote Outdoor Unit-Air-Source) | HH824E2S11 |  |  | CTF36B5ADS1 | TM8V080B12MP12 | 23000 | 18 | 9 | 23000 | 18500 | 80.43% | 2 | 0 | 12 |  |  |  | No | R-454B | 1.9167 | Residential & Commercial | Ducted CEE Tier 1
213774445 | Central HP <5.4 tons | CARRIER | HRCU-A-CB (Split System: Heat Pump with Remote Outdoor Unit-Air-Source) | 25VNA825A*032* |  |  | CSPH*4212AL*+UI | 58TN*B135C24**22 | 24200 | 16 | 8.1 | 21400 | 16600 | 77.57% | 2 | 0 | 10.5 |  |  |  | No | R-410A | 2.0167 | Residential & Commercial | Ducted CEE Tier 1
211262294 | Central HP <5.4 tons | DAY & NIGHT | HRCU-A-CB (Split System: Heat Pump with Remote Outdoor Unit-Air-Source) | DLCURAH18ABK |  |  | EN(A,D)4X18L14** | *80VTL0451412A* | 17400 | 16 | 8.5 | 18400 | 19400 | 105.4% | 2.34 | 0 | 10.5 |  |  |  | No | R-410A | 1.45 | Residential & Commercial | Ducted CEE Tier 1
211241375 | Central HP <5.4 tons | BRYANT HEATING AND COOLING SYSTEMS | HRCU-A-CB (Split System: Heat Pump with Remote Outdoor Unit-Air-Source) | 38MURAQ24AB3* |  |  | CAP**3017AL* | 82*SA36045V14*** | 23400 | 16.5 | 8.5 | 25800 | 24400 | 94.57% | 2.02 | 0 | 10 |  |  |  | No | R-410A | 1.95 | Residential & Commercial | Ducted CEE Tier 1
211241478 | Central HP <5.4 tons | BRYANT HEATING AND COOLING SYSTEMS | HRCU-A-CB (Split System: Heat Pump with Remote Outdoor Unit-Air-Source) | 38MURAQ24AB3* |  |  | CAP**3017AL* | 82*SA48045V17*** | 24200 | 16.5 | 8.5 | 26400 | 23000 | 87.12% | 1.9 | 0 | 10 |  |  |  | No | R-410A | 2.0167 | Residential & Commercial | Ducted CEE Tier 1
211241695 | Central HP <5.4 tons | BRYANT HEATING AND COOLING SYSTEMS | HRCU-A-CB (Split System: Heat Pump with Remote Outdoor Unit-Air-Source) | 38MURAQ24AB3* |  |  | CAP**3017AL* | 912SD42060E17*** | 24400 | 17 | 8.5 | 26400 | 22800 | 86.36% | 1.88 | 0 | 10 |  |  |  | No | R-410A | 2.0333 | Residential & Commercial | Ducted CEE Tier 1
211262450 | Central HP <5.4 tons | DAY & NIGHT | HRCU-A-CB (Split System: Heat Pump with Remote Outdoor Unit-Air-Source) | DLCURAH18ABK |  |  | EN(A,D)4X18L14** | *92ESN0601412A* | 17800 | 15.5 | 8.5 | 18900 | 19200 | 101.6% | 2.3 | 0 | 10.5 |  |  |  | No | R-410A | 1.4833 | Residential & Commercial | Ducted CEE Tier 1
212973213 | Central HP <5.4 tons | BRYANT HEATING AND COOLING SYSTEMS | HRCU-A-CB (Split System: Heat Pump with Remote Outdoor Unit-Air-Source) | 38MURAQ24AB3* |  |  | CAP**3617AL* | 926SB36040V17*** | 23400 | 16.5 | 8.5 | 26200 | 24400 | 93.13% | 2.02 | 0 | 10 |  |  |  | No | R-410A | 1.95 | Residential & Commercial | Ducted CEE Tier 1
215682405 | Central HP <5.4 tons | HEIL | HRCU-A-CB (Split System: Heat Pump with Remote Outdoor Unit-Air-Source) | H5H0V48*K*AAA* |  |  | EVD5X60M24A*+WALLCON | *97CTN0802120A* | 48000 | 19 | 9 | 50000 | 36600 | 73.2% | 2 | 0 | 10 |  |  |  | No | R-454B | 4 | Residential & Commercial | Ducted CEE Tier 1
211206975 | Central HP <5.4 tons | LUXAIRE | HRCU-A-CB (Split System: Heat Pump with Remote Outdoor Unit-Air-Source) | HL20B4821 |  |  | XAMC48HE3N1+CC | LPLC100C20MP13 | 43500 | 19 | 9 | 44500 | 36200 | 81.35% | 2.14 | 0 | 12 |  |  |  | No | R-410A | 3.625 | Residential & Commercial | Ducted CEE Tier 1
207436573 | Central HP <5.4 tons | LENNOX | HRCU-A-CB (Split System: Heat Pump with Remote Outdoor Unit-Air-Source) | SL25XPV-048-230A** |  |  | CHX35-51/61C-**-*+TDR | SLP99UH090XV60C* | 44500 | 20 | 9.2 | 45500 | 37400 | 82.2% | 1.8 | 12 | 12 |  |  |  | No | R-410A | 3.7083 | Residential & Commercial | Ducted CEE Tier 1
207436592 | Central HP <5.4 tons | LENNOX | HRCU-A-CB (Split System: Heat Pump with Remote Outdoor Unit-Air-Source) | SL25XPV-048-230A** |  |  | CX35-49C+TDR | SL280UH090XV60C* | 45500 | 20 | 8.9 | 43500 | 35600 | 81.84% | 1.8 | 12.5 | 12.4 |  |  |  | No | R-410A | 3.7917 | Residential & Commercial | Ducted CEE Tier 1
215682059 | Central HP <5.4 tons | DAY & NIGHT | HRCU-A-CB (Split System: Heat Pump with Remote Outdoor Unit-Air-Source) | C5H0V48*K*AAA* |  |  | EVM5X61M24A*+WALLCON | *80CSU1002120B* | 48500 | 19 | 9 | 50000 | 36600 | 73.2% | 2.12 | 0 | 10 |  |  |  | No | R-454B | 4.0417 | Residential & Commercial | Ducted CEE Tier 1
216439969 | Central HP <5.4 tons | AMERICAN STANDARD | HRCU-A-CB (Split System: Heat Pump with Remote Outdoor Unit-Air-Source) | 5A6V0X24A1 |  |  | 5PX*BD06AS3 | S9V2B040D3PSC+LRP | 21000 | 19.6 | 9.4 | 23200 | 17300 | 74.57% | 2.1 | 0 | 12 |  |  |  | No | R-454B | 1.75 | Residential & Commercial | Ducted CEE Tier 1
211010173 | Central HP <5.4 tons | YORK | HRCU-A-CB (Split System: Heat Pump with Remote Outdoor Unit-Air-Source) | YZV36B21 |  |  | JHVVB36DE2C2N1+CC |  | 32000 | 19.5 | 8.5 | 33600 | 26400 | 78.57% | 1.9 | 0 | 12.4 |  |  |  | No | R-410A | 2.6667 | Residential & Commercial | Ducted CEE Tier 1
206136359 | Central HP <5.4 tons | TEMPSTAR | HRCU-A-CB (Split System: Heat Pump with Remote Outdoor Unit-Air-Source) | TVH837GKA** |  |  | EHD4X48AAL+WALLCON | *95CSU0802120A* | 32600 | 17 | 8.1 | 33000 | 24800 | 75.15% | 1.98 | 11.5 | 11 |  |  |  | No | R-410A | 2.7167 | Residential & Commercial | Ducted CEE Tier 1
215939819 | Central HP <5.4 tons | COMFORTMAKER | HRCU-A-CB (Split System: Heat Pump with Remote Outdoor Unit-Air-Source) | C5H3V36*K*AAA* |  |  | EA*5X60M24A*+WALLCON | *97CTN1202422A* | 34000 | 20.5 | 9.5 | 34000 | 26000 | 76.47% | 2.06 | 0 | 12 |  |  |  | No | R-454B | 2.8333 | Residential & Commercial | Ducted CEE Tier 1
213782165 | Central HP <5.4 tons | CARRIER | HRCU-A-CB (Split System: Heat Pump with Remote Outdoor Unit-Air-Source) | 25VNA837A*031* |  |  | CSPH*4812AL*+UI | 59TN6C060C17**14 | 32400 | 16 | 8.1 | 33000 | 25200 | 76.36% | 1.94 | 0 | 10.5 |  |  |  | No | R-410A | 2.7 | Residential & Commercial | Ducted CEE Tier 1
215939829 | Central HP <5.4 tons | COMFORTMAKER | HRCU-A-CB (Split System: Heat Pump with Remote Outdoor Unit-Air-Source) | C5H3V36*K*AAA* |  |  | EA*5X61M21A*+WALLCON | *96CTN0802120B* | 34400 | 20 | 9 | 34400 | 26200 | 76.16% | 1.95 | 0 | 11.7 |  |  |  | No | R-454B | 2.8667 | Residential & Commercial | Ducted CEE Tier 1
215939859 | Central HP <5.4 tons | COMFORTMAKER | HRCU-A-CB (Split System: Heat Pump with Remote Outdoor Unit-Air-Source) | C5H3V36*K*AAA* |  |  | EA*5X61M21A*+WALLCON | *97CTN0601716A* | 34000 | 19.5 | 9 | 35200 | 26800 | 76.14% | 1.94 | 0 | 11 |  |  |  | No | R-454B | 2.8333 | Residential & Commercial | Ducted CEE Tier 1
215939909 | Central HP <5.4 tons | COMFORTMAKER | HRCU-A-CB (Split System: Heat Pump with Remote Outdoor Unit-Air-Source) | C5H3V36*K*AAA* |  |  | EA*5X61M24A*+WALLCON | *97CTN0802120A* | 34400 | 20.5 | 9.5 | 34400 | 26000 | 75.58% | 2.06 | 0 | 12 |  |  |  | No | R-454B | 2.8667 | Residential & Commercial | Ducted CEE Tier 1
215941479 | Central HP <5.4 tons | COMFORTMAKER | HRCU-A-CB (Split System: Heat Pump with Remote Outdoor Unit-Air-Source) | C5H3V48*K*AAA* |  |  | EVM5X60M24A*+WALLCON | *97CTN1202422A* | 45500 | 20.5 | 8.1 | 52500 | 38000 | 72.38% | 1.95 | 0 | 11.5 |  |  |  | No | R-454B | 3.7917 | Residential & Commercial | Ducted CEE Tier 1
211242470 | Central HP <5.4 tons | COMFORTMAKER | HRCU-A-CB (Split System: Heat Pump with Remote Outdoor Unit-Air-Source) | DLCURAH24ABK |  |  | EA*4X36L21A* | *95ESN0802120A* | 24800 | 16.5 | 8.5 | 26600 | 22000 | 82.71% | 1.82 | 0 | 10 |  |  |  | No | R-410A | 2.0667 | Residential & Commercial | Ducted CEE Tier 1
211242588 | Central HP <5.4 tons | COMFORTMAKER | HRCU-A-CB (Split System: Heat Pump with Remote Outdoor Unit-Air-Source) | DLCURAH24ABK |  |  | EA*4X36L21A* | *80ES(N,L)0901714A* | 24800 | 17 | 8.5 | 26400 | 22000 | 83.33% | 1.84 | 0 | 10 |  |  |  | No | R-410A | 2.0667 | Residential & Commercial | Ducted CEE Tier 1
211242722 | Central HP <5.4 tons | COMFORTMAKER | HRCU-A-CB (Split System: Heat Pump with Remote Outdoor Unit-Air-Source) | DLCURAH24ABK |  |  | EA*4X36L21A* | OMV098J12* | 23600 | 16.5 | 8.5 | 25800 | 23200 | 89.92% | 1.94 | 0 | 10 |  |  |  | No | R-410A | 1.9667 | Residential & Commercial | Ducted CEE Tier 1
213071952 | Central HP <5.4 tons | ACIQ | HRCU-A-CB (Split System: Heat Pump with Remote Outdoor Unit-Air-Source) | DLCURAH24ABK |  |  | EN(A,D)4X36L21** | OLV098A12* | 23400 | 16.5 | 8.1 | 25800 | 24200 | 93.8% | 2 | 0 | 10 |  |  |  | No | R-410A | 1.95 | Residential & Commercial | Ducted CEE Tier 1
213071969 | Central HP <5.4 tons | ACIQ | HRCU-A-CB (Split System: Heat Pump with Remote Outdoor Unit-Air-Source) | DLCURAH24ABK |  |  | FEM4P30**AL |  | 24000 | 17 | 8.5 | 26200 | 23400 | 89.31% | 1.94 | 0 | 10 |  |  |  | No | R-410A | 2 | Residential & Commercial | Ducted CEE Tier 1
212986880 | Central HP <5.4 tons | AIRQUEST | HRCU-A-CB (Split System: Heat Pump with Remote Outdoor Unit-Air-Source) | DLCURAH24ABK |  |  | EA*4X25L17A* | *96MSN0601412A* | 24200 | 17 | 8.5 | 25200 | 21800 | 86.51% | 1.82 | 0 | 10 |  |  |  | No | R-410A | 2.0167 | Residential & Commercial | Ducted CEE Tier 1
213774575 | Central HP <5.4 tons | CARRIER | HRCU-A-CB (Split System: Heat Pump with Remote Outdoor Unit-Air-Source) | 25VNA825A*032* |  |  | CSPH*4812AL*+UI | 58TN*B070C17**16 | 24200 | 16 | 8.1 | 21200 | 16600 | 78.3% | 2 | 0 | 10.5 |  |  |  | No | R-410A | 2.0167 | Residential & Commercial | Ducted CEE Tier 1
207436275 | Central HP <5.4 tons | LENNOX | HRCU-A-CB (Split System: Heat Pump with Remote Outdoor Unit-Air-Source) | SL25XPV-036-230A** |  |  | C35-48C+TDR+TXV | SL280UH080NV60C* | 34000 | 21.4 | 8.8 | 35400 | 27400 | 77.4% | 1.82 | 14.5 | 13.5 |  |  |  | No | R-410A | 2.8333 | Residential & Commercial | Ducted CEE Tier 1
207436409 | Central HP <5.4 tons | LENNOX | HRCU-A-CB (Split System: Heat Pump with Remote Outdoor Unit-Air-Source) | SL25XPV-036-230A** |  |  | CHX35-48B-**-*+TDR | SL280UH080NV48B* | 33800 | 21.4 | 8.8 | 34400 | 26000 | 75.58% | 1.84 | 14.5 | 13.4 |  |  |  | No | R-410A | 2.8167 | Residential & Commercial | Ducted CEE Tier 1
213062722 | Central HP <5.4 tons | ACIQ | HRCU-A-CB (Split System: Heat Pump with Remote Outdoor Unit-Air-Source) | HVH825GKA2* |  |  | EA*4X25L17A*+WALLCON | *80CSU0401712A* | 24400 | 17 | 8.1 | 21200 | 16600 | 78.3% | 2.02 | 11.5 | 11 |  |  |  | No | R-410A | 2.0333 | Residential & Commercial | Ducted CEE Tier 1
213492163 | Central HP <5.4 tons | STEALTH | HRCU-A-C (Split System: Heat Pump with Remote Outdoor Unit with No Indoor Fan --Air Source) | ACIQ-36-HPC |  |  | ACIQ-36-ACL-17 |  | 35000 | 15.2 | 8.5 | 36000 | 30000 | 83.33% | 1.8 | 0 | 10 |  |  |  | No | R-410A | 2.9167 | Residential & Commercial | Ducted CEE Tier 1
206133762 | Central HP <5.4 tons | DAY & NIGHT | HRCU-A-CB (Split System: Heat Pump with Remote Outdoor Unit-Air-Source) | CVH825GKA2* |  |  | EA*4X36L17A*+WALLCON | *95CSU0601716A* | 23400 | 16.5 | 8.1 | 21600 | 16800 | 77.78% | 1.92 | 11 | 10.5 |  |  |  | No | R-410A | 1.95 | Residential & Commercial | Ducted CEE Tier 1
207436155 | Central HP <5.4 tons | LENNOX | HRCU-A-CB (Split System: Heat Pump with Remote Outdoor Unit-Air-Source) | SL25XPV-024-230A** |  |  | C35-36B+TDR+TXV | SL297UH060NV36B* | 22200 | 22.2 | 9.2 | 21600 | 20400 | 94.44% | 1.82 | 15 | 14.3 |  |  |  | No | R-410A | 1.85 | Residential & Commercial | Ducted CEE Tier 1
207436238 | Central HP <5.4 tons | LENNOX | HRCU-A-CB (Split System: Heat Pump with Remote Outdoor Unit-Air-Source) | SL25XPV-024-230A** |  |  | CX35-36B+TDR | SL297UH060NV36B* | 22200 | 22.2 | 9.2 | 21600 | 20400 | 94.44% | 1.82 | 15 | 14.3 |  |  |  | No | R-410A | 1.85 | Residential & Commercial | Ducted CEE Tier 1
215939959 | Central HP <5.4 tons | COMFORTMAKER | HRCU-A-CB (Split System: Heat Pump with Remote Outdoor Unit-Air-Source) | C5H3V36*K*AAA* |  |  | ESH5X36M12A*+WALLCON | *80CSU0601716B* | 33400 | 19 | 9 | 34800 | 26600 | 76.44% | 1.92 | 0 | 11.5 |  |  |  | No | R-454B | 2.7833 | Residential & Commercial | Ducted CEE Tier 1
215940079 | Central HP <5.4 tons | COMFORTMAKER | HRCU-A-CB (Split System: Heat Pump with Remote Outdoor Unit-Air-Source) | C5H3V36*K*AAA* |  |  | ESH5X42M12A*+WALLCON | *97CTN1002122A* | 33600 | 19 | 9 | 34600 | 26600 | 76.88% | 1.94 | 0 | 11.5 |  |  |  | No | R-454B | 2.8 | Residential & Commercial | Ducted CEE Tier 1
215940179 | Central HP <5.4 tons | COMFORTMAKER | HRCU-A-CB (Split System: Heat Pump with Remote Outdoor Unit-Air-Source) | C5H3V36*K*AAA* |  |  | ESH5X60M12A*+WALLCON | *96CTN0802120B* | 34200 | 19.5 | 9 | 34200 | 26000 | 76.02% | 1.96 | 0 | 11.7 |  |  |  | No | R-454B | 2.85 | Residential & Commercial | Ducted CEE Tier 1
215940229 | Central HP <5.4 tons | COMFORTMAKER | HRCU-A-CB (Split System: Heat Pump with Remote Outdoor Unit-Air-Source) | C5H3V36*K*AAA* |  |  | ESH5X60M12A*+WALLCON | *97CTN0802120A* | 34200 | 19.5 | 9 | 34200 | 26000 | 76.02% | 1.96 | 0 | 11.7 |  |  |  | No | R-454B | 2.85 | Residential & Commercial | Ducted CEE Tier 1